216981307 | Central HP <5.4 tons | BRYANT HEATING AND COOLING SYSTEMS | HRCU-A-CB (Split System: Heat Pump with Remote Outdoor Unit-Air-Source) | 290VAN048**AA* | ADP |  | V,C48H175P38*+TXV | 935CB48060C17*** | 44000 | 17 | 9 | 46000 | 33800 | 73.48% | 2.06 | 0 | 9 |  |  |  |  | R-454B | 3.6667 | Residential & Commercial | USHP
216981324 | Central HP <5.4 tons | BRYANT HEATING AND COOLING SYSTEMS | HRCU-A-CB (Split System: Heat Pump with Remote Outdoor Unit-Air-Source) | 290VAN048**AA* | ADP |  | C60A***L19*+TXV | 935CB60080C21*** | 45000 | 17 | 9 | 45500 | 33200 | 72.97% | 2.08 | 0 | 9.5 |  |  |  |  | R-454B | 3.75 | Residential & Commercial | USHP
216981341 | Central HP <5.4 tons | BRYANT HEATING AND COOLING SYSTEMS | HRCU-A-CB (Split System: Heat Pump with Remote Outdoor Unit-Air-Source) | 290VAN048**AA* | ADP |  | A60VHA*+TXV | 986TD60080C21*** | 45000 | 18 | 9 | 45500 | 33200 | 72.97% | 2.06 | 0 | 10 |  |  |  |  | R-454B | 3.75 | Residential & Commercial | USHP | Ducted CEE Tier 1
216981375 | Central HP <5.4 tons | BRYANT HEATING AND COOLING SYSTEMS | HRCU-A-CB (Split System: Heat Pump with Remote Outdoor Unit-Air-Source) | 290VAN048**AA* | ADP |  | C48A***L16*+TXV | 987MC60060C21*** | 44000 | 17 | 9 | 47000 | 34200 | 72.77% | 2.04 | 0 | 9.5 |  |  |  |  | R-454B | 3.6667 | Residential & Commercial | USHP
216981406 | Central HP <5.4 tons | BRYANT HEATING AND COOLING SYSTEMS | HRCU-A-CB (Split System: Heat Pump with Remote Outdoor Unit-Air-Source) | 290VAN048**AA* | ADP |  | V,C60H210P17*+TXV | 987MC66100C21*** | 45000 | 18 | 9 | 45500 | 33200 | 72.97% | 2.06 | 0 | 10 |  |  |  |  | R-454B | 3.75 | Residential & Commercial | USHP | Ducted CEE Tier 1
216981408 | Central HP <5.4 tons | BRYANT HEATING AND COOLING SYSTEMS | HRCU-A-CB (Split System: Heat Pump with Remote Outdoor Unit-Air-Source) | 290VAN048**AA* | ADP |  | C60A***L18*+TXV | 987MC66100C21*** | 45000 | 18 | 9 | 45500 | 33200 | 72.97% | 2.06 | 0 | 10 |  |  |  |  | R-454B | 3.75 | Residential & Commercial | USHP | Ducted CEE Tier 1
210599996 | Central HP <5.4 tons | TEMPSTAR | HRCU-A-CB (Split System: Heat Pump with Remote Outdoor Unit-Air-Source) | TVH825GKA2* |  |  | EN(A,D,W)4X48L21**+WALLCON | *96CTN1002122A* | 24200 | 17 | 8.1 | 21400 | 16600 | 77.57% | 2.02 | 0 | 11.5 |  |  |  |  | R-410A | 2.0167 | Residential & Commercial | USHP | Ducted CEE Tier 1
214572851 | Central HP <5.4 tons | AIRQUEST | HRCU-A-CB (Split System: Heat Pump with Remote Outdoor Unit-Air-Source) | HVH837GKA** |  |  | EA*4X48L24A*+WALLCON | *95CSU1002122B* | 32400 | 17.5 | 8.5 | 32200 | 24800 | 77.02% | 2 | 0 | 11.5 |  |  |  |  | R-410A | 2.7 | Residential & Commercial | USHP | Ducted CEE Tier 1
214604337 | Central HP <5.4 tons | MIDEA | HRCU-A-C (Split System: Heat Pump with Remote Outdoor Unit with No Indoor Fan --Air Source) | 38MURAQ24AB3 | ADP |  | HG21930+TD | 0 | 23000 | 16 | 8.8 | 23000 | 19600 | 85.22% | 1.84 | 0 | 10 |  |  |  |  | R-410A | 1.9167 | Residential & Commercial | USHP | Ducted CEE Tier 1
212383311 | Central HP <5.4 tons | TEMPSTAR | HRCU-A-CB (Split System: Heat Pump with Remote Outdoor Unit-Air-Source) | DLCURAH36ABK |  |  | EA*4X36L21A* | *80ES(N,L)0902116A* | 35600 | 16 | 8.1 | 39500 | 35200 | 89.11% | 1.84 | 0 | 10 |  |  |  |  | R-410A | 2.9667 | Residential & Commercial | USHP | Ducted CEE Tier 1
216986123 | Central HP <5.4 tons | BRYANT HEATING AND COOLING SYSTEMS | HRCU-A-CB (Split System: Heat Pump with Remote Outdoor Unit-Air-Source) | 37MURAQ24AA3 | ADP |  | PL36H210P29*+TXV | 935SB36040M17*** | 24400 | 15.2 | 8.5 | 21400 | 18700 | 87.38% | 1.96 | 0 | 10 |  |  |  |  | R-454B | 2.0333 | Residential & Commercial | USHP | Ducted CEE Tier 1
214628184 | Central HP <5.4 tons | CARRIER | HRCU-A-CB (Split System: Heat Pump with Remote Outdoor Unit-Air-Source) | 38MURAQ24AB3* | ADP |  | V,C36H***P219 | 58S(B,C)*B070M14**12 | 23400 | 17 | 8.5 | 24600 | 24200 | 98.37% | 2.04 | 0 | 10.5 |  |  |  |  | R-410A | 1.95 | Residential & Commercial | USHP | Ducted CEE Tier 1
214628199 | Central HP <5.4 tons | CARRIER | HRCU-A-CB (Split System: Heat Pump with Remote Outdoor Unit-Air-Source) | 38MURAQ24AB3* | ADP |  | V,C36H175P139 | 58S(B,C)*B070M17**12 | 23600 | 17 | 9 | 25400 | 25400 | 100% | 2.16 | 0 | 10 |  |  |  |  | R-410A | 1.9667 | Residential & Commercial | USHP | Ducted CEE Tier 1
214628215 | Central HP <5.4 tons | CARRIER | HRCU-A-CB (Split System: Heat Pump with Remote Outdoor Unit-Air-Source) | 38MURAQ24AB3* | ADP |  | PL36H175P159 | 58S(B,C)*B070M17**16 | 23600 | 17 | 8.5 | 24800 | 24000 | 96.77% | 2.02 | 0 | 10.5 |  |  |  |  | R-410A | 1.9667 | Residential & Commercial | USHP | Ducted CEE Tier 1
214628334 | Central HP <5.4 tons | CARRIER | HRCU-A-CB (Split System: Heat Pump with Remote Outdoor Unit-Air-Source) | 38MURAQ24AB3* | ADP |  | V,C36H***P039 | 59SC6A040M14**10 | 22400 | 15.2 | 8.5 | 25400 | 24800 | 97.64% | 2.1 | 0 | 9.5 |  |  |  |  | R-410A | 1.8667 | Residential & Commercial | USHP
214628351 | Central HP <5.4 tons | CARRIER | HRCU-A-CB (Split System: Heat Pump with Remote Outdoor Unit-Air-Source) | 38MURAQ24AB3* | ADP |  | C36A***L159 | 59SC6A040M14**10 | 23600 | 16 | 8.5 | 24600 | 23600 | 95.93% | 1.98 | 0 | 10 |  |  |  |  | R-410A | 1.9667 | Residential & Commercial | USHP | Ducted CEE Tier 1
214628417 | Central HP <5.4 tons | CARRIER | HRCU-A-CB (Split System: Heat Pump with Remote Outdoor Unit-Air-Source) | 38MURAQ24AB3* | ADP |  | PL36H***P449 | 59SC6A060M14**12 | 23600 | 16 | 8.5 | 24600 | 23800 | 96.75% | 2 | 0 | 10 |  |  |  |  | R-410A | 1.9667 | Residential & Commercial | USHP | Ducted CEE Tier 1
214627080 | Central HP <5.4 tons | CARRIER | HRCU-A-CB (Split System: Heat Pump with Remote Outdoor Unit-Air-Source) | 25VNA436A*031* | ADP |  | PL36H210P749 | 59CU5A100C21**22 | 32000 | 20 | 8.9 | 33200 | 25000 | 75.3% | 2.02 | 0 | 11.7 |  |  |  |  | R-410A | 2.6667 | Residential & Commercial | USHP | Ducted CEE Tier 1
212987013 | Central HP <5.4 tons | DAY & NIGHT | HRCU-A-CB (Split System: Heat Pump with Remote Outdoor Unit-Air-Source) | DLCURAH18ABK |  |  | EA*4X25L17A* | *96MSN0601412A* | 17800 | 16.5 | 8.1 | 17700 | 17700 | 100% | 2.14 | 0 | 10.5 |  |  |  |  | R-410A | 1.4833 | Residential & Commercial | USHP | Ducted CEE Tier 1
212982955 | Central HP <5.4 tons | HEIL | HRCU-A-CB (Split System: Heat Pump with Remote Outdoor Unit-Air-Source) | DLCURAH30ABK |  |  | EA*4X42L21A* | *80MSU0802120A* | 29600 | 15.5 | 8.5 | 33600 | 27600 | 82.14% | 1.78 | 0 | 9 |  |  |  |  | R-410A | 2.4667 | Residential & Commercial | USHP
213311614 | Central HP <5.4 tons | CARRIER | HRCU-A-CB (Split System: Heat Pump with Remote Outdoor Unit-Air-Source) | 38MURAQ36AB3* | ADP |  | PL36H175P159+CBPE4B* | 0 | 37000 | 16 | 8.1 | 36800 | 34400 | 93.48% | 2 | 0 | 10 |  |  |  |  | R-410A | 3.0833 | Residential & Commercial | USHP | Ducted CEE Tier 1
213372128 | Central HP <5.4 tons | COMFORTMAKER | HRCU-A-C (Split System: Heat Pump with Remote Outdoor Unit with No Indoor Fan --Air Source) | DLCURAH36ABK |  |  | DLFULAH36XBX + CI | 0 | 35000 | 15.5 | 8.6 | 38000 | 31600 | 83.16% | 1.85 | 0 | 10 |  |  |  |  | R-410A | 2.9167 | Residential & Commercial | USHP | Ducted CEE Tier 1
214572901 | Central HP <5.4 tons | AIRQUEST | HRCU-A-CB (Split System: Heat Pump with Remote Outdoor Unit-Air-Source) | HVH837GKA** |  |  | EA*4X60L24A*+WALLCON | *95CSU0802120B* | 32800 | 17.5 | 8.5 | 31600 | 24800 | 78.48% | 1.98 | 0 | 11.5 |  |  |  |  | R-410A | 2.7333 | Residential & Commercial | USHP | Ducted CEE Tier 1
216620206 | Central HP <5.4 tons | COMFORTMAKER | HRCU-A-CB (Split System: Heat Pump with Remote Outdoor Unit-Air-Source) | DLCURAH60ABK |  |  | 40MUAAQ60XA3 | 0 | 55000 | 15.3 | 9.4 | 59000 | 48500 | 82.2% | 1.91 | 9 | 8.8 |  |  |  |  | R-410A | 4.5833 | Residential & Commercial | USHP
211226940 | Central HP <5.4 tons | TEMPSTAR | HRCU-A-CB (Split System: Heat Pump with Remote Outdoor Unit-Air-Source) | DLCURAH36ABK |  |  | EA*4X37L21A* | *80ESU1002120A* | 36200 | 16 | 8.5 | 38500 | 34800 | 90.39% | 2.08 | 0 | 10 |  |  |  |  | R-410A | 3.0167 | Residential & Commercial | USHP | Ducted CEE Tier 1
212985234 | Central HP <5.4 tons | HEIL | HRCU-A-CB (Split System: Heat Pump with Remote Outdoor Unit-Air-Source) | DLCURAH36ABK |  |  | EA*4X48L21A* | *92MSN1002120A* | 35800 | 16.5 | 8.5 | 37800 | 34600 | 91.53% | 2.02 | 0 | 10 |  |  |  |  | R-410A | 2.9833 | Residential & Commercial | USHP | Ducted CEE Tier 1
216984267 | Central HP <5.4 tons | BRYANT HEATING AND COOLING SYSTEMS | HRCU-A-CB (Split System: Heat Pump with Remote Outdoor Unit-Air-Source) | 290VAN036**AA* | ADP |  | V,C36H175P45*+TXV | 987TA42080C17*** | 33800 | 18 | 9 | 33000 | 24600 | 74.55% | 1.92 | 0 | 9.5 |  |  |  |  | R-454B | 2.8167 | Residential & Commercial | USHP
213815174 | Central HP <5.4 tons | GOODMAN | HRCU-A-CB (Split System: Heat Pump with Remote Outdoor Unit-Air-Source) | GSZV903610A* |  |  | CHPF3642C6C*+MBVB16CP1X00A*+TXV | 0 | 33400 | 18 | 8.2 | 34000 | 24400 | 71.76% | 1.8 | 0 | 11 |  |  |  |  | R-410A | 2.7833 | Residential & Commercial | USHP | Ducted CEE Tier 1
216986108 | Central HP <5.4 tons | BRYANT HEATING AND COOLING SYSTEMS | HRCU-A-CB (Split System: Heat Pump with Remote Outdoor Unit-Air-Source) | 37MURAQ24AA3 | ADP |  | PL36H175P15*+TXV | 926TC36040V17*** | 23600 | 15.2 | 8.5 | 22000 | 18900 | 85.91% | 1.96 | 0 | 9.5 |  |  |  |  | R-454B | 1.9667 | Residential & Commercial | USHP
216986122 | Central HP <5.4 tons | BRYANT HEATING AND COOLING SYSTEMS | HRCU-A-CB (Split System: Heat Pump with Remote Outdoor Unit-Air-Source) | 37MURAQ24AA3 | ADP |  | PL36H***P44*+TXV | 926TC36060V14*** | 23600 | 15.2 | 8.5 | 22400 | 19000 | 84.82% | 1.9 | 0 | 9.5 |  |  |  |  | R-454B | 1.9667 | Residential & Commercial | USHP
216984254 | Central HP <5.4 tons | BRYANT HEATING AND COOLING SYSTEMS | HRCU-A-CB (Split System: Heat Pump with Remote Outdoor Unit-Air-Source) | 290VAN036**AA* | ADP |  | V,C36H175P45*+TXV | 987TA42060C17*** | 34200 | 17 | 9 | 34000 | 25000 | 73.53% | 1.88 | 0 | 9.5 |  |  |  |  | R-454B | 2.85 | Residential & Commercial | USHP
216984277 | Central HP <5.4 tons | BRYANT HEATING AND COOLING SYSTEMS | HRCU-A-CB (Split System: Heat Pump with Remote Outdoor Unit-Air-Source) | 290VAN048**AA* | ADP |  | V,C48H210P16*+TXV | 987TA60080C21*** | 44000 | 18 | 9 | 45500 | 33200 | 72.97% | 2.06 | 0 | 9.5 |  |  |  |  | R-454B | 3.6667 | Residential & Commercial | USHP
216984286 | Central HP <5.4 tons | BRYANT HEATING AND COOLING SYSTEMS | HRCU-A-CB (Split System: Heat Pump with Remote Outdoor Unit-Air-Source) | 290VAN048**AA* | ADP |  | V,C60H210P29*+TXV | 987TA66100C21*** | 44500 | 18 | 9 | 45500 | 33200 | 72.97% | 2.06 | 0 | 9.5 |  |  |  |  | R-454B | 3.7083 | Residential & Commercial | USHP
216984293 | Central HP <5.4 tons | BRYANT HEATING AND COOLING SYSTEMS | HRCU-A-CB (Split System: Heat Pump with Remote Outdoor Unit-Air-Source) | 290VAN048**AA* | ADP |  | C60A***L16*+TXV | 987TA66100C21*** | 44000 | 18 | 9 | 46500 | 33600 | 72.26% | 2.04 | 0 | 9.5 |  |  |  |  | R-454B | 3.6667 | Residential & Commercial | USHP
216992456 | Central HP <5.4 tons | BRYANT HEATING AND COOLING SYSTEMS | HRCU-A-CB (Split System: Heat Pump with Remote Outdoor Unit-Air-Source) | 290VAN048**AA* | ADP |  | H,PG35*48+TXV | 987MC66120C24*** | 43500 | 17 | 9 | 45500 | 33200 | 72.97% | 2.06 | 0 | 9.5 |  |  |  |  | R-454B | 3.625 | Residential & Commercial | USHP
216992458 | Central HP <5.4 tons | BRYANT HEATING AND COOLING SYSTEMS | HRCU-A-CB (Split System: Heat Pump with Remote Outdoor Unit-Air-Source) | 290VAN048**AA* | ADP |  | H,PG35*48+TXV | 987TA60080C21*** | 44000 | 17 | 9 | 46500 | 33800 | 72.69% | 2.06 | 0 | 9.5 |  |  |  |  | R-454B | 3.6667 | Residential & Commercial | USHP
212982151 | Central HP <5.4 tons | HEIL | HRCU-A-CB (Split System: Heat Pump with Remote Outdoor Unit-Air-Source) | DLCURAH30ABK |  |  | EA*4X37L21A* | *80MSU0401712A* | 30400 | 15.2 | 8.1 | 33400 | 26200 | 78.44% | 1.86 | 0 | 9 |  |  |  |  | R-410A | 2.5333 | Residential & Commercial | USHP
216984576 | Central HP <5.4 tons | BRYANT HEATING AND COOLING SYSTEMS | HRCU-A-CB (Split System: Heat Pump with Remote Outdoor Unit-Air-Source) | 291VAN054**AA* | ADP |  | V,C48H210P16*+TXV | 987TA60080C21*** | 48000 | 19 | 10.5 | 50500 | 53000 | 105% | 1.94 | 0 | 10.5 |  |  |  |  | R-454B | 4 | Residential & Commercial | USHP | Ducted CEE Tier 1
216984587 | Central HP <5.4 tons | BRYANT HEATING AND COOLING SYSTEMS | HRCU-A-CB (Split System: Heat Pump with Remote Outdoor Unit-Air-Source) | 291VAN054**AA* | ADP |  | V,C48H210P16*+TXV | 987TA66100C21*** | 48000 | 19 | 10.5 | 50500 | 53000 | 105% | 1.96 | 0 | 10.5 |  |  |  |  | R-454B | 4 | Residential & Commercial | USHP | Ducted CEE Tier 1
216984263 | Central HP <5.4 tons | BRYANT HEATING AND COOLING SYSTEMS | HRCU-A-CB (Split System: Heat Pump with Remote Outdoor Unit-Air-Source) | 290VAN036**AA* | ADP |  | C36A***L15*+TXV | 987TA42080C17*** | 33400 | 17 | 9 | 33600 | 24800 | 73.81% | 1.88 | 0 | 9.5 |  |  |  |  | R-454B | 2.7833 | Residential & Commercial | USHP
211226935 | Central HP <5.4 tons | COMFORTMAKER | HRCU-A-CB (Split System: Heat Pump with Remote Outdoor Unit-Air-Source) | DLCURAH36ABK |  |  | EA*4X37L21A* | *80ESU1002120A* | 36200 | 16 | 8.5 | 38500 | 34800 | 90.39% | 2.08 | 0 | 10 |  |  |  |  | R-410A | 3.0167 | Residential & Commercial | USHP | Ducted CEE Tier 1
211227205 | Central HP <5.4 tons | COMFORTMAKER | HRCU-A-CB (Split System: Heat Pump with Remote Outdoor Unit-Air-Source) | DLCURAH36ABK |  |  | EA*4X37L21A* | *96VTN1002122A* | 36800 | 16.5 | 8.5 | 38500 | 34800 | 90.39% | 2.1 | 0 | 10 |  |  |  |  | R-410A | 3.0667 | Residential & Commercial | USHP | Ducted CEE Tier 1
211227840 | Central HP <5.4 tons | COMFORTMAKER | HRCU-A-CB (Split System: Heat Pump with Remote Outdoor Unit-Air-Source) | DLCURAH36ABK |  |  | EA*4X42L24A* | *80ES(N,L)1352420A* | 35600 | 16 | 8.1 | 38500 | 35000 | 90.91% | 1.9 | 0 | 10 |  |  |  |  | R-410A | 2.9667 | Residential & Commercial | USHP | Ducted CEE Tier 1
216984312 | Central HP <5.4 tons | BRYANT HEATING AND COOLING SYSTEMS | HRCU-A-CB (Split System: Heat Pump with Remote Outdoor Unit-Air-Source) | 290VAN060**AA* | ADP |  | PL60H210P17*+TXV | 987TA66100C21*** | 55000 | 18 | 9 | 57500 | 41000 | 71.3% | 1.9 | 0 | 9 |  |  |  |  | R-454B | 4.5833 | Residential & Commercial | USHP
216984596 | Central HP <5.4 tons | BRYANT HEATING AND COOLING SYSTEMS | HRCU-A-CB (Split System: Heat Pump with Remote Outdoor Unit-Air-Source) | 293VAN036**AA* | ADP |  | PL36H210P29*+TXV | 987TA42060C17*** | 33000 | 19 | 9 | 33800 | 26600 | 78.7% | 1.9 | 0 | 11 |  |  |  |  | R-454B | 2.75 | Residential & Commercial | USHP | Ducted CEE Tier 1
214572491 | Central HP <5.4 tons | AIRQUEST | HRCU-A-CB (Split System: Heat Pump with Remote Outdoor Unit-Air-Source) | HVH837GKA** |  |  | EA*4X36L21A*+WALLCON | *95CSU1002122B* | 31600 | 17 | 8.1 | 32800 | 24200 | 73.78% | 1.86 | 0 | 11 |  |  |  |  | R-410A | 2.6333 | Residential & Commercial | USHP | Ducted CEE Tier 1
214572611 | Central HP <5.4 tons | AIRQUEST | HRCU-A-CB (Split System: Heat Pump with Remote Outdoor Unit-Air-Source) | HVH837GKA** |  |  | EA*4X42L21A*+WALLCON | *95CSU1002122B* | 31800 | 17.5 | 8.5 | 32800 | 24400 | 74.39% | 1.9 | 0 | 11 |  |  |  |  | R-410A | 2.65 | Residential & Commercial | USHP | Ducted CEE Tier 1
214572761 | Central HP <5.4 tons | AIRQUEST | HRCU-A-CB (Split System: Heat Pump with Remote Outdoor Unit-Air-Source) | HVH837GKA** |  |  | EA*4X43L21A*+WALLCON | *96CTN0802120B* | 33000 | 18.5 | 8.5 | 32600 | 25000 | 76.69% | 2 | 0 | 11.5 |  |  |  |  | R-410A | 2.75 | Residential & Commercial | USHP | Ducted CEE Tier 1
214572911 | Central HP <5.4 tons | AIRQUEST | HRCU-A-CB (Split System: Heat Pump with Remote Outdoor Unit-Air-Source) | HVH837GKA** |  |  | EA*4X60L24A*+WALLCON | *95CSU1002122B* | 32800 | 17.5 | 8.5 | 31600 | 24800 | 78.48% | 2 | 0 | 11.5 |  |  |  |  | R-410A | 2.7333 | Residential & Commercial | USHP | Ducted CEE Tier 1
214572961 | Central HP <5.4 tons | AIRQUEST | HRCU-A-CB (Split System: Heat Pump with Remote Outdoor Unit-Air-Source) | HVH837GKA** |  |  | EA*4X61L21A*+WALLCON | *95CSU0802120B* | 33200 | 17.5 | 8.5 | 32000 | 25000 | 78.12% | 2 | 0 | 11.5 |  |  |  |  | R-410A | 2.7667 | Residential & Commercial | USHP | Ducted CEE Tier 1
214573811 | Central HP <5.4 tons | AIRQUEST | HRCU-A-CB (Split System: Heat Pump with Remote Outdoor Unit-Air-Source) | HVH837GKA2* |  |  | EA*4X42L24A*+WALLCON | *95CSU1002122B* | 31800 | 17.5 | 8.5 | 32800 | 24400 | 74.39% | 1.9 | 0 | 11 |  |  |  |  | R-410A | 2.65 | Residential & Commercial | USHP | Ducted CEE Tier 1
214574131 | Central HP <5.4 tons | AIRQUEST | HRCU-A-CB (Split System: Heat Pump with Remote Outdoor Unit-Air-Source) | HVH837GKA2* |  |  | EA*4X61L21A*+WALLCON | *97CMN0802120B* | 33200 | 17.5 | 8.5 | 32000 | 24800 | 77.5% | 2 | 0 | 11.5 |  |  |  |  | R-410A | 2.7667 | Residential & Commercial | USHP | Ducted CEE Tier 1
216984306 | Central HP <5.4 tons | BRYANT HEATING AND COOLING SYSTEMS | HRCU-A-CB (Split System: Heat Pump with Remote Outdoor Unit-Air-Source) | 290VAN060**AA* | ADP |  | C60A***L18*+TXV | 987TA60080C21*** | 55000 | 18 | 9 | 58000 | 41500 | 71.55% | 2.02 | 0 | 8.5 |  |  |  |  | R-454B | 4.5833 | Residential & Commercial | USHP
216989069 | Central HP <5.4 tons | BRYANT HEATING AND COOLING SYSTEMS | HRCU-A-CB (Split System: Heat Pump with Remote Outdoor Unit-Air-Source) | 37MURAQ24AA3 | ADP |  | PL36H175P15*+TXV | 8(0,1)*SB36070M14*** | 24000 | 15.2 | 8.5 | 22000 | 18800 | 85.45% | 1.94 | 0 | 10 |  |  |  |  | R-454B | 2 | Residential & Commercial | USHP | Ducted CEE Tier 1
216989070 | Central HP <5.4 tons | BRYANT HEATING AND COOLING SYSTEMS | HRCU-A-CB (Split System: Heat Pump with Remote Outdoor Unit-Air-Source) | 37MURAQ24AA3 | ADP |  | C36A***L15*+TXV | 8(0,1)*SB36070M14*** | 23800 | 15.2 | 8.5 | 22000 | 18800 | 85.45% | 1.94 | 0 | 10 |  |  |  |  | R-454B | 1.9833 | Residential & Commercial | USHP | Ducted CEE Tier 1
215318927 | Central HP <5.4 tons | COMFORTMAKER | HRCU-A-CB (Split System: Heat Pump with Remote Outdoor Unit-Air-Source) | D5CURAH48AAK |  |  | D5FUAAH48XAK | 0 | 48000 | 16 | 8.5 | 48000 | 38000 | 79.17% | 1.85 | 0 | 10 |  |  |  |  | R-454B | 4 | Residential & Commercial | USHP | Ducted CEE Tier 1
214604335 | Central HP <5.4 tons | MIDEA | HRCU-A-C (Split System: Heat Pump with Remote Outdoor Unit with No Indoor Fan --Air Source) | 38MURAQ18AB3 | ADP |  | HG21930+TD | 0 | 17700 | 16 | 8.85 | 17100 | 14600 | 85.38% | 2.06 | 0 | 11.5 |  |  |  |  | R-410A | 1.475 | Residential & Commercial | USHP | Ducted CEE Tier 1
216983427 | Central HP <5.4 tons | BRYANT HEATING AND COOLING SYSTEMS | HRCU-A-CB (Split System: Heat Pump with Remote Outdoor Unit-Air-Source) | 37MUHAQ24AA3 | ADP |  | C36A***L13*+TXV | 916SA36060M14*** | 22000 | 15.2 | 8.5 | 19400 | 18800 | 96.91% | 1.98 | 0 | 10.5 |  |  |  |  | R-454B | 1.8333 | Residential & Commercial | USHP | Ducted CEE Tier 1
216977297 | Central HP <5.4 tons | BRYANT HEATING AND COOLING SYSTEMS | HRCU-A-CB (Split System: Heat Pump with Remote Outdoor Unit-Air-Source) | 37MUHAQ24AA3 | ADP |  | V,C36H***P21*+TXV | 82*TB36070V14*** | 22600 | 16 | 8.5 | 19200 | 18300 | 95.31% | 1.96 | 0 | 11 |  |  |  |  | R-454B | 1.8833 | Residential & Commercial | USHP | Ducted CEE Tier 1
216981389 | Central HP <5.4 tons | BRYANT HEATING AND COOLING SYSTEMS | HRCU-A-CB (Split System: Heat Pump with Remote Outdoor Unit-Air-Source) | 290VAN048**AA* | ADP |  | C48A***L16*+TXV | 987MC60080C21*** | 44000 | 17 | 9 | 46500 | 33800 | 72.69% | 2.06 | 0 | 9.5 |  |  |  |  | R-454B | 3.6667 | Residential & Commercial | USHP
216981390 | Central HP <5.4 tons | BRYANT HEATING AND COOLING SYSTEMS | HRCU-A-CB (Split System: Heat Pump with Remote Outdoor Unit-Air-Source) | 290VAN048**AA* | ADP |  | C60A***L16*+TXV | 987MC60080C21*** | 44000 | 17 | 9 | 46500 | 33800 | 72.69% | 2.06 | 0 | 9.5 |  |  |  |  | R-454B | 3.6667 | Residential & Commercial | USHP
216981392 | Central HP <5.4 tons | BRYANT HEATING AND COOLING SYSTEMS | HRCU-A-CB (Split System: Heat Pump with Remote Outdoor Unit-Air-Source) | 290VAN048**AA* | ADP |  | V,C60H210P17*+TXV | 987MC60080C21*** | 45000 | 18 | 9 | 45500 | 33200 | 72.97% | 2.06 | 0 | 10 |  |  |  |  | R-454B | 3.75 | Residential & Commercial | USHP | Ducted CEE Tier 1
215864537 | Central HP <5.4 tons | TRANE | HRCU-A-CB (Split System: Heat Pump with Remote Outdoor Unit-Air-Source) | 5TWV8X36A1 |  |  | 5PX*C005AS3 | S9V2C100U5PSC+LRP | 32000 | 18.1 | 8.5 | 32800 | 25400 | 77.44% | 2.1 | 0 | 10 |  |  |  |  | R-454B | 2.6667 | Residential & Commercial | USHP | Ducted CEE Tier 1
215864587 | Central HP <5.4 tons | TRANE | HRCU-A-CB (Split System: Heat Pump with Remote Outdoor Unit-Air-Source) | 5TWV8X36A1 |  |  | 5TXCB004AS3 | *UHMB060CCV3+LRP | 31600 | 18.1 | 8.5 | 33000 | 25800 | 78.18% | 2 | 0 | 10 |  |  |  |  | R-454B | 2.6333 | Residential & Commercial | USHP | Ducted CEE Tier 1
215864621 | Central HP <5.4 tons | TRANE | HRCU-A-CB (Split System: Heat Pump with Remote Outdoor Unit-Air-Source) | 5TWV8X36A1 |  |  | 5TXCB006AS3 | S8V2A040M3PCB | 32200 | 18.1 | 8.5 | 33200 | 25600 | 77.11% | 2 | 0 | 10 |  |  |  |  | R-454B | 2.6833 | Residential & Commercial | USHP | Ducted CEE Tier 1
215675354 | Central HP <5.4 tons | BRYANT HEATING AND COOLING SYSTEMS | HRCU-A-CB (Split System: Heat Pump with Remote Outdoor Unit-Air-Source) | 290VAN048**AA* |  |  | CVAMA4821XMA*+UI | 83*CA48060C17*** | 47000 | 18 | 9 | 50000 | 36400 | 72.8% | 1.98 | 0 | 9.5 |  |  |  |  | R-454B | 3.9167 | Residential & Commercial | USHP
214604336 | Central HP <5.4 tons | MIDEA | HRCU-A-C (Split System: Heat Pump with Remote Outdoor Unit with No Indoor Fan --Air Source) | 38MURAQ24AB3 | ADP |  | HG21924+TD | 0 | 23000 | 16 | 8.8 | 23000 | 19600 | 85.22% | 1.84 | 0 | 10 |  |  |  |  | R-410A | 1.9167 | Residential & Commercial | USHP | Ducted CEE Tier 1
212972932 | Central HP <5.4 tons | CARRIER | HRCU-A-CB (Split System: Heat Pump with Remote Outdoor Unit-Air-Source) | 38MURAQ24AB3* |  |  | CAP**3017AL* | 59SP6B040V14**10 | 23400 | 16 | 8.5 | 26400 | 24800 | 93.94% | 2.04 | 0 | 10 |  |  |  |  | R-410A | 1.95 | Residential & Commercial | USHP | Ducted CEE Tier 1
216984285 | Central HP <5.4 tons | BRYANT HEATING AND COOLING SYSTEMS | HRCU-A-CB (Split System: Heat Pump with Remote Outdoor Unit-Air-Source) | 290VAN048**AA* | ADP |  | PL60H210P29*+TXV | 987TA66100C21*** | 44500 | 18 | 9 | 45500 | 33200 | 72.97% | 2.06 | 0 | 9.5 |  |  |  |  | R-454B | 3.7083 | Residential & Commercial | USHP
214279030 | Central HP <5.4 tons | MIDEA | HRCU-A-CB (Split System: Heat Pump with Remote Outdoor Unit-Air-Source) | 38MURAQ24AB3 | ADP |  | HG21924+AEFE3A* | 0 | 23400 | 16 | 8.8 | 23000 | 19600 | 85.22% | 1.84 | 0 | 10.5 |  |  |  |  | R-410A | 1.95 | Residential & Commercial | USHP | Ducted CEE Tier 1
213076732 | Central HP <5.4 tons | COMFORTMAKER | HRCU-A-CB (Split System: Heat Pump with Remote Outdoor Unit-Air-Source) | DLCURAH36ABK |  |  | EA*4X36L21A* | *80VTL1102122B* | 35400 | 16 | 8.1 | 39000 | 35200 | 90.26% | 1.84 | 0 | 10 |  |  |  |  | R-410A | 2.95 | Residential & Commercial | USHP | Ducted CEE Tier 1
213076780 | Central HP <5.4 tons | COMFORTMAKER | HRCU-A-CB (Split System: Heat Pump with Remote Outdoor Unit-Air-Source) | DLCURAH36ABK |  |  | EA*4X43L21A* | *80VTL1102122B* | 36600 | 16 | 8.5 | 38000 | 34800 | 91.58% | 2.06 | 0 | 10 |  |  |  |  | R-410A | 3.05 | Residential & Commercial | USHP | Ducted CEE Tier 1
214604334 | Central HP <5.4 tons | MIDEA | HRCU-A-C (Split System: Heat Pump with Remote Outdoor Unit with No Indoor Fan --Air Source) | 38MURAQ18AB3 | ADP |  | HG21924+TD | 0 | 17700 | 16 | 8.85 | 17100 | 14600 | 85.38% | 2.06 | 0 | 11.5 |  |  |  |  | R-410A | 1.475 | Residential & Commercial | USHP | Ducted CEE Tier 1
213948870 | Central HP <5.4 tons | MIDEA | HRCU-A-CB (Split System: Heat Pump with Remote Outdoor Unit-Air-Source) | 38MURAQ24AB3 | ADP |  | F,PE*G22924 | 0 | 24000 | 16 | 9 | 23200 | 19600 | 84.48% | 1.86 | 0 | 10.5 |  |  |  |  | R-410A | 2 | Residential & Commercial | USHP | Ducted CEE Tier 1
216987080 | Central HP <5.4 tons | BRYANT HEATING AND COOLING SYSTEMS | HRCU-A-CB (Split System: Heat Pump with Remote Outdoor Unit-Air-Source) | 37MUHAQ24AA3 | ADP |  | V,C36H175P14*+TXV | 926SB36040V17*** | 21800 | 15.2 | 8.5 | 19200 | 18200 | 94.79% | 1.98 | 0 | 10.5 |  |  |  |  | R-454B | 1.8167 | Residential & Commercial | USHP | Ducted CEE Tier 1
216987081 | Central HP <5.4 tons | BRYANT HEATING AND COOLING SYSTEMS | HRCU-A-CB (Split System: Heat Pump with Remote Outdoor Unit-Air-Source) | 37MUHAQ24AA3 | ADP |  | PL36H175P15*+TXV | 926SB36040V17*** | 22200 | 16 | 8.5 | 19200 | 18200 | 94.79% | 1.96 | 0 | 10 |  |  |  |  | R-454B | 1.85 | Residential & Commercial | USHP | Ducted CEE Tier 1
212982403 | Central HP <5.4 tons | HEIL | HRCU-A-CB (Split System: Heat Pump with Remote Outdoor Unit-Air-Source) | DLCURAH18ABK |  |  | EA*4X25L17A* | *80MSU0401712A* | 17800 | 16 | 8.1 | 17800 | 17600 | 98.88% | 2.12 | 0 | 10.5 |  |  |  |  | R-410A | 1.4833 | Residential & Commercial | USHP | Ducted CEE Tier 1
213311587 | Central HP <5.4 tons | CARRIER | HRCU-A-CB (Split System: Heat Pump with Remote Outdoor Unit-Air-Source) | 38MURAQ24AB3* | ADP |  | V36H175P149+CBPE4B* | 0 | 24200 | 18 | 8.9 | 25000 | 22600 | 90.4% | 1.9 | 0 | 10.5 |  |  |  |  | R-410A | 2.0167 | Residential & Commercial | USHP | Ducted CEE Tier 1
213372125 | Central HP <5.4 tons | COMFORTMAKER | HRCU-A-C (Split System: Heat Pump with Remote Outdoor Unit with No Indoor Fan --Air Source) | DLCURAH24ABK |  |  | DLFULAH24XAX + CI | 0 | 24000 | 16.1 | 9.8 | 25000 | 20000 | 80% | 2 | 0 | 10.7 |  |  |  |  | R-410A | 2 | Residential & Commercial | USHP | Ducted CEE Tier 1
215429746 | Central HP <5.4 tons | GOODMAN | HRCU-A-CB (Split System: Heat Pump with Remote Outdoor Unit-Air-Source) | GZV7SA3610A* |  |  | AHVE48CP0300A* | 0 | 34800 | 18.5 | 8.5 | 35000 | 28400 | 81.14% | 2 | 0 | 10.5 |  |  |  |  | R-32 | 2.9 | Residential & Commercial | USHP | Ducted CEE Tier 1
215429747 | Central HP <5.4 tons | GOODMAN | HRCU-A-CB (Split System: Heat Pump with Remote Outdoor Unit-Air-Source) | GZV7SA3610A* |  |  | AHVE60DP1300A* | 0 | 35000 | 19 | 8.5 | 35000 | 28400 | 81.14% | 2 | 0 | 10.5 |  |  |  |  | R-32 | 2.9167 | Residential & Commercial | USHP | Ducted CEE Tier 1
216984290 | Central HP <5.4 tons | BRYANT HEATING AND COOLING SYSTEMS | HRCU-A-CB (Split System: Heat Pump with Remote Outdoor Unit-Air-Source) | 290VAN048**AA* | ADP |  | V,C48H210P75*+TXV | 987TA66100C21*** | 44000 | 18 | 9 | 46500 | 33600 | 72.26% | 2.04 | 0 | 9.5 |  |  |  |  | R-454B | 3.6667 | Residential & Commercial | USHP
215864773 | Central HP <5.4 tons | TRANE | HRCU-A-CB (Split System: Heat Pump with Remote Outdoor Unit-Air-Source) | 5TWV8X60A1 |  |  | 5TXCD010AS3 | S8V2C100M5PCB | 54500 | 18.1 | 8.5 | 55500 | 40000 | 72.07% | 2 | 0 | 10 |  |  |  |  | R-454B | 4.5417 | Residential & Commercial | USHP | Ducted CEE Tier 1
216984636 | Central HP <5.4 tons | BRYANT HEATING AND COOLING SYSTEMS | HRCU-A-CB (Split System: Heat Pump with Remote Outdoor Unit-Air-Source) | 293VAN048**AA* | ADP |  | C48A***L18*+TXV | 987TA60080C21*** | 44500 | 21 | 9.5 | 46500 | 36200 | 77.85% | 2 | 0 | 11 |  |  |  |  | R-454B | 3.7083 | Residential & Commercial | USHP | Ducted CEE Tier 1
216992960 | Central HP <5.4 tons | BRYANT HEATING AND COOLING SYSTEMS | HRCU-A-CB (Split System: Heat Pump with Remote Outdoor Unit-Air-Source) | 37MUHAQ24AA3 | ADP |  | H,PG7J*36+TXV | 8(0,1)*SB42045M17*** | 21800 | 15.2 | 8.1 | 19200 | 18400 | 95.83% | 1.9 | 0 | 10 |  |  |  |  | R-454B | 1.8167 | Residential & Commercial | USHP | Ducted CEE Tier 1
216992969 | Central HP <5.4 tons | BRYANT HEATING AND COOLING SYSTEMS | HRCU-A-CB (Split System: Heat Pump with Remote Outdoor Unit-Air-Source) | 37MUHAQ24AA3 | ADP |  | H,PG7J*36+TXV | 82*TB48090V17*** | 21800 | 16 | 8.5 | 19400 | 18700 | 96.39% | 1.98 | 0 | 10.5 |  |  |  |  | R-454B | 1.8167 | Residential & Commercial | USHP | Ducted CEE Tier 1
214279029 | Central HP <5.4 tons | MIDEA | HRCU-A-CB (Split System: Heat Pump with Remote Outdoor Unit-Air-Source) | 38MURAQ24AB3 | ADP |  | HG21924+AEFE4B* | 0 | 23600 | 16 | 8.8 | 23000 | 19600 | 85.22% | 1.84 | 0 | 10.5 |  |  |  |  | R-410A | 1.9667 | Residential & Commercial | USHP | Ducted CEE Tier 1
216992535 | Central HP <5.4 tons | BRYANT HEATING AND COOLING SYSTEMS | HRCU-A-CB (Split System: Heat Pump with Remote Outdoor Unit-Air-Source) | 293VAN048**AA* | ADP |  | H,PG48*60+TXV | 986TD66100C21*** | 44500 | 21 | 9.5 | 46500 | 36400 | 78.28% | 2 | 0 | 10.5 |  |  |  |  | R-454B | 3.7083 | Residential & Commercial | USHP | Ducted CEE Tier 1
216984268 | Central HP <5.4 tons | BRYANT HEATING AND COOLING SYSTEMS | HRCU-A-CB (Split System: Heat Pump with Remote Outdoor Unit-Air-Source) | 290VAN036**AA* | ADP |  | PL36H210P29*+TXV | 987TA60080C21*** | 34400 | 18 | 9 | 33800 | 24800 | 73.37% | 1.88 | 0 | 10 |  |  |  |  | R-454B | 2.8667 | Residential & Commercial | USHP | Ducted CEE Tier 1
213893307 | Central HP <5.4 tons | AIRQUEST | HRCU-A-CB (Split System: Heat Pump with Remote Outdoor Unit-Air-Source) | HVH825GKA3* |  |  | EA*4X25L17A*+WALLCON | *96CTN0401410B* | 24000 | 15.5 | 8.1 | 21600 | 17000 | 78.7% | 1.96 | 0 | 10 |  |  |  |  | R-410A | 2 | Residential & Commercial | USHP | Ducted CEE Tier 1
211260264 | Central HP <5.4 tons | AIRQUEST | HRCU-A-CB (Split System: Heat Pump with Remote Outdoor Unit-Air-Source) | DLCURAH18ABK |  |  | EA*4X24L17A* | *96VSN0601714A* | 17700 | 16 | 8.5 | 18600 | 19100 | 102.7% | 2.3 | 0 | 10.5 |  |  |  |  | R-410A | 1.475 | Residential & Commercial | USHP | Ducted CEE Tier 1
211260484 | Central HP <5.4 tons | AIRQUEST | HRCU-A-CB (Split System: Heat Pump with Remote Outdoor Unit-Air-Source) | DLCURAH18ABK |  |  | EA*4X24L17A* | *96VTN0401410A* | 17400 | 16 | 8.5 | 18300 | 19200 | 104.9% | 2.3 | 0 | 10.5 |  |  |  |  | R-410A | 1.45 | Residential & Commercial | USHP | Ducted CEE Tier 1
211261300 | Central HP <5.4 tons | AIRQUEST | HRCU-A-CB (Split System: Heat Pump with Remote Outdoor Unit-Air-Source) | DLCURAH18ABK |  |  | EA*4X30L14A* | *80VTL0451412A* | 17800 | 16.5 | 8.5 | 18200 | 18500 | 101.6% | 2.22 | 0 | 10.5 |  |  |  |  | R-410A | 1.4833 | Residential & Commercial | USHP | Ducted CEE Tier 1
216984270 | Central HP <5.4 tons | BRYANT HEATING AND COOLING SYSTEMS | HRCU-A-CB (Split System: Heat Pump with Remote Outdoor Unit-Air-Source) | 290VAN036**AA* | ADP |  | C36A***L53*+TXV | 987TA60080C21*** | 34400 | 18 | 9 | 33800 | 24800 | 73.37% | 1.88 | 0 | 10 |  |  |  |  | R-454B | 2.8667 | Residential & Commercial | USHP | Ducted CEE Tier 1
211228072 | Central HP <5.4 tons | COMFORTMAKER | HRCU-A-CB (Split System: Heat Pump with Remote Outdoor Unit-Air-Source) | DLCURAH36ABK |  |  | EA*4X42L24A* | *96VSN1202422A* | 35400 | 16 | 8.1 | 38500 | 35000 | 90.91% | 1.88 | 0 | 10 |  |  |  |  | R-410A | 2.95 | Residential & Commercial | USHP | Ducted CEE Tier 1
211259936 | Central HP <5.4 tons | AIRQUEST | HRCU-A-CB (Split System: Heat Pump with Remote Outdoor Unit-Air-Source) | DLCURAH18ABK |  |  | EA*4X19L17A* | *92ESN0601412A* | 18700 | 16.5 | 8.5 | 18600 | 17500 | 94.09% | 2.14 | 0 | 11 |  |  |  |  | R-410A | 1.5583 | Residential & Commercial | USHP | Ducted CEE Tier 1
211260187 | Central HP <5.4 tons | AIRQUEST | HRCU-A-CB (Split System: Heat Pump with Remote Outdoor Unit-Air-Source) | DLCURAH18ABK |  |  | EA*4X24L14A* | *80ES(N,L)0451412A* | 18000 | 16 | 8.5 | 18900 | 18900 | 100% | 2.28 | 0 | 10.5 |  |  |  |  | R-410A | 1.5 | Residential & Commercial | USHP | Ducted CEE Tier 1
211261608 | Central HP <5.4 tons | AIRQUEST | HRCU-A-CB (Split System: Heat Pump with Remote Outdoor Unit-Air-Source) | DLCURAH18ABK |  |  | EA*4X30L17A* | *96VSN0601412A* | 18000 | 16 | 8.5 | 18600 | 18500 | 99.46% | 2.22 | 0 | 10.5 |  |  |  |  | R-410A | 1.5 | Residential & Commercial | USHP | Ducted CEE Tier 1
212975017 | Central HP <5.4 tons | BRYANT HEATING AND COOLING SYSTEMS | HRCU-A-CB (Split System: Heat Pump with Remote Outdoor Unit-Air-Source) | 38MURAQ24AB3* |  |  | CNPV*2417AL* | 926TC30040V14*** | 23200 | 15.5 | 8.5 | 27000 | 25000 | 92.59% | 2.06 | 0 | 10 |  |  |  |  | R-410A | 1.9333 | Residential & Commercial | USHP | Ducted CEE Tier 1
214595959 | Central HP <5.4 tons | MIDEA | HRCU-A-CB (Split System: Heat Pump with Remote Outdoor Unit-Air-Source) | DLCURAH24ABK | ADP |  | F,PE*G22924 | 0 | 24000 | 16 | 9 | 23200 | 19600 | 84.48% | 1.86 | 0 | 10.5 |  |  |  |  | R-410A | 2 | Residential & Commercial | USHP | Ducted CEE Tier 1
216987075 | Central HP <5.4 tons | BRYANT HEATING AND COOLING SYSTEMS | HRCU-A-CB (Split System: Heat Pump with Remote Outdoor Unit-Air-Source) | 37MUHAQ24AA3 | ADP |  | PL36H***P44*+TXV | 926SB30040V14*** | 21800 | 15.2 | 8.5 | 19200 | 18100 | 94.27% | 1.96 | 0 | 10.5 |  |  |  |  | R-454B | 1.8167 | Residential & Commercial | USHP | Ducted CEE Tier 1
216987084 | Central HP <5.4 tons | BRYANT HEATING AND COOLING SYSTEMS | HRCU-A-CB (Split System: Heat Pump with Remote Outdoor Unit-Air-Source) | 37MUHAQ24AA3 | ADP |  | C36A***L15*+TXV | 926SB36040V17*** | 22000 | 16 | 8.5 | 19200 | 18200 | 94.79% | 1.96 | 0 | 10 |  |  |  |  | R-454B | 1.8333 | Residential & Commercial | USHP | Ducted CEE Tier 1
216987102 | Central HP <5.4 tons | BRYANT HEATING AND COOLING SYSTEMS | HRCU-A-CB (Split System: Heat Pump with Remote Outdoor Unit-Air-Source) | 37MUHAQ24AA3 | ADP |  | C36A***L15*+TXV | 926TC30040V14*** | 22200 | 15.2 | 8.1 | 19200 | 18400 | 95.83% | 1.85 | 0 | 10.5 |  |  |  |  | R-454B | 1.85 | Residential & Commercial | USHP | Ducted CEE Tier 1
213785367 | Central HP <5.4 tons | BRYANT HEATING AND COOLING SYSTEMS | HRCU-A-CB (Split System: Heat Pump with Remote Outdoor Unit-Air-Source) | 284ANV036*0**B* |  |  | CAP**3621AL*+UI | 987MC42080C17*** | 32000 | 18.5 | 8.5 | 38500 | 27000 | 70.13% | 1.94 | 0 | 11 |  |  |  |  | R-410A | 2.6667 | Residential & Commercial | USHP | Ducted CEE Tier 1
213785437 | Central HP <5.4 tons | BRYANT HEATING AND COOLING SYSTEMS | HRCU-A-CB (Split System: Heat Pump with Remote Outdoor Unit-Air-Source) | 284ANV036*0**B* |  |  | CAP**4221AL*+UI | 986TD42060C17*** | 32400 | 18.5 | 9 | 38000 | 26800 | 70.53% | 1.96 | 0 | 11 |  |  |  |  | R-410A | 2.7 | Residential & Commercial | USHP | Ducted CEE Tier 1
213785453 | Central HP <5.4 tons | BRYANT HEATING AND COOLING SYSTEMS | HRCU-A-CB (Split System: Heat Pump with Remote Outdoor Unit-Air-Source) | 284ANV036*0**B* |  |  | CAP**4224AL*+UI | 986TD66100C21*** | 32600 | 19 | 9 | 37800 | 26600 | 70.37% | 1.98 | 0 | 11.7 |  |  |  |  | R-410A | 2.7167 | Residential & Commercial | USHP | Ducted CEE Tier 1
215865005 | Central HP <5.4 tons | TRANE | HRCU-A-CB (Split System: Heat Pump with Remote Outdoor Unit-Air-Source) | 5TWV8X60A1 |  |  | 5PX*C009AS3 | S9V2C100U5PSC+LRP | 54000 | 18.1 | 8.5 | 55500 | 39500 | 71.17% | 2 | 0 | 10 |  |  |  |  | R-454B | 4.5 | Residential & Commercial | USHP | Ducted CEE Tier 1
215864987 | Central HP <5.4 tons | TRANE | HRCU-A-CB (Split System: Heat Pump with Remote Outdoor Unit-Air-Source) | 5TWV8X48A1 |  |  | 5TXCD010AS3 | S8V2C100M5PDB | 46500 | 18.1 | 8.5 | 45500 | 34800 | 76.48% | 2.1 | 0 | 10.5 |  |  |  |  | R-454B | 3.875 | Residential & Commercial | USHP | Ducted CEE Tier 1
215865089 | Central HP <5.4 tons | TRANE | HRCU-A-CB (Split System: Heat Pump with Remote Outdoor Unit-Air-Source) | 5TWV8X48A1 |  |  | 5PX*CD09AS3+P0V0C000M50SD+LRP | 0 | 46500 | 18.1 | 8.5 | 45000 | 34600 | 76.89% | 2.1 | 0 | 10.5 |  |  |  |  | R-454B | 3.875 | Residential & Commercial | USHP | Ducted CEE Tier 1
215865071 | Central HP <5.4 tons | TRANE | HRCU-A-CB (Split System: Heat Pump with Remote Outdoor Unit-Air-Source) | 5TWV8X60A1 |  |  | 5PX*C007AS3+P0V0C000M50SD+LRP | 0 | 53500 | 18.1 | 8.5 | 55500 | 39500 | 71.17% | 2 | 0 | 10 |  |  |  |  | R-454B | 4.4583 | Residential & Commercial | USHP | Ducted CEE Tier 1
215865073 | Central HP <5.4 tons | TRANE | HRCU-A-CB (Split System: Heat Pump with Remote Outdoor Unit-Air-Source) | 5TWV8X60A1 |  |  | 5TXCC007AS3+P0V0C000M50SD+LRP | 0 | 53500 | 18.1 | 8.5 | 55500 | 41000 | 73.87% | 2 | 0 | 10 |  |  |  |  | R-454B | 4.4583 | Residential & Commercial | USHP | Ducted CEE Tier 1
216987112 | Central HP <5.4 tons | BRYANT HEATING AND COOLING SYSTEMS | HRCU-A-CB (Split System: Heat Pump with Remote Outdoor Unit-Air-Source) | 37MUHAQ24AA3 | ADP |  | PL36H210P74*+TXV | 926TC36040V17*** | 21800 | 15.2 | 8.5 | 19200 | 18200 | 94.79% | 1.98 | 0 | 10.5 |  |  |  |  | R-454B | 1.8167 | Residential & Commercial | USHP | Ducted CEE Tier 1
216987129 | Central HP <5.4 tons | BRYANT HEATING AND COOLING SYSTEMS | HRCU-A-CB (Split System: Heat Pump with Remote Outdoor Unit-Air-Source) | 37MUHAQ24AA3 | ADP |  | V,C36H175P14*+TXV | 935SB36040M17*** | 22400 | 16 | 8.5 | 19400 | 18400 | 94.85% | 1.96 | 0 | 10.5 |  |  |  |  | R-454B | 1.8667 | Residential & Commercial | USHP | Ducted CEE Tier 1
211228123 | Central HP <5.4 tons | COMFORTMAKER | HRCU-A-CB (Split System: Heat Pump with Remote Outdoor Unit-Air-Source) | DLCURAH36ABK |  |  | EA*4X42L24A* | *96VTN1002120A* | 35800 | 15.5 | 8.1 | 39500 | 35200 | 89.11% | 1.9 | 0 | 10 |  |  |  |  | R-410A | 2.9833 | Residential & Commercial | USHP | Ducted CEE Tier 1
216984280 | Central HP <5.4 tons | BRYANT HEATING AND COOLING SYSTEMS | HRCU-A-CB (Split System: Heat Pump with Remote Outdoor Unit-Air-Source) | 290VAN048**AA* | ADP |  | PL60H210P17*+TXV | 987TA60080C21*** | 45000 | 18 | 9 | 45500 | 33200 | 72.97% | 2.06 | 0 | 10 |  |  |  |  | R-454B | 3.75 | Residential & Commercial | USHP | Ducted CEE Tier 1
216984298 | Central HP <5.4 tons | BRYANT HEATING AND COOLING SYSTEMS | HRCU-A-CB (Split System: Heat Pump with Remote Outdoor Unit-Air-Source) | 290VAN048**AA* | ADP |  | C60A***L19*+TXV | 987TA66100C21*** | 45000 | 18 | 9 | 45500 | 33200 | 72.97% | 2.06 | 0 | 10 |  |  |  |  | R-454B | 3.75 | Residential & Commercial | USHP | Ducted CEE Tier 1
213075891 | Central HP <5.4 tons | COMFORTMAKER | HRCU-A-CB (Split System: Heat Pump with Remote Outdoor Unit-Air-Source) | DLCURAH36ABK |  |  | EA*4X37L21A* | *95MSU1002120A* | 36400 | 16 | 8.5 | 38000 | 34800 | 91.58% | 2.06 | 0 | 10 |  |  |  |  | R-410A | 3.0333 | Residential & Commercial | USHP | Ducted CEE Tier 1
213077229 | Central HP <5.4 tons | COMFORTMAKER | HRCU-A-CB (Split System: Heat Pump with Remote Outdoor Unit-Air-Source) | DLCURAH36ABK |  |  | EN(A,D)4X48L24** | *96VSN1002120B* | 36000 | 16.5 | 8.1 | 38500 | 35000 | 90.91% | 2 | 0 | 10 |  |  |  |  | R-410A | 3 | Residential & Commercial | USHP | Ducted CEE Tier 1
213077479 | Central HP <5.4 tons | COMFORTMAKER | HRCU-A-CB (Split System: Heat Pump with Remote Outdoor Unit-Air-Source) | DLCURAH36ABK |  |  | EA*4X36L21A* | *96VTN0802120B* | 34800 | 16 | 8.1 | 38500 | 35200 | 91.43% | 1.82 | 0 | 9.5 |  |  |  |  | R-410A | 2.9 | Residential & Commercial | USHP
211227375 | Central HP <5.4 tons | TEMPSTAR | HRCU-A-CB (Split System: Heat Pump with Remote Outdoor Unit-Air-Source) | DLCURAH36ABK |  |  | EA*4X42L21A* | *80ES(N,L)1102120A* | 35400 | 16 | 8.1 | 38500 | 35000 | 90.91% | 1.88 | 0 | 10 |  |  |  |  | R-410A | 2.95 | Residential & Commercial | USHP | Ducted CEE Tier 1
211227085 | Central HP <5.4 tons | TEMPSTAR | HRCU-A-CB (Split System: Heat Pump with Remote Outdoor Unit-Air-Source) | DLCURAH36ABK |  |  | EA*4X37L21A* | *95ESN1002122A* | 37400 | 15.5 | 8.5 | 39000 | 35000 | 89.74% | 2.16 | 0 | 10 |  |  |  |  | R-410A | 3.1167 | Residential & Commercial | USHP | Ducted CEE Tier 1
214290120 | Central HP <5.4 tons | THERMAL ZONE | HRCU-A-C (Split System: Heat Pump with Remote Outdoor Unit with No Indoor Fan --Air Source) | TZPLV182PA | ADP |  | H,GG21924+TD | 0 | 17700 | 16 | 8.85 | 17100 | 14600 | 85.38% | 2.06 | 0 | 11.5 |  |  |  |  | R-410A | 1.475 | Residential & Commercial | USHP | Ducted CEE Tier 1
216987067 | Central HP <5.4 tons | BRYANT HEATING AND COOLING SYSTEMS | HRCU-A-CB (Split System: Heat Pump with Remote Outdoor Unit-Air-Source) | 37MUHAQ24AA3 | ADP |  | V,C36H***P03*+TXV | 926SB30040V14*** | 20800 | 15.2 | 8.1 | 19400 | 18500 | 95.36% | 1.85 | 0 | 10 |  |  |  |  | R-454B | 1.7333 | Residential & Commercial | USHP | Ducted CEE Tier 1
216986089 | Central HP <5.4 tons | BRYANT HEATING AND COOLING SYSTEMS | HRCU-A-CB (Split System: Heat Pump with Remote Outdoor Unit-Air-Source) | 37MURAQ24AA3 | ADP |  | C36A***L13*+TXV | 926SB36060V14*** | 23200 | 15.2 | 8.5 | 22400 | 19000 | 84.82% | 1.9 | 0 | 9.5 |  |  |  |  | R-454B | 1.9333 | Residential & Commercial | USHP
212971194 | Central HP <5.4 tons | CARRIER | HRCU-A-CB (Split System: Heat Pump with Remote Outdoor Unit-Air-Source) | 38MURAQ24AB3* |  |  | CNPV*2414AL* | 58TP*B045V14**12 | 23400 | 17 | 8.5 | 27000 | 25000 | 92.59% | 2.08 | 0 | 10 |  |  |  |  | R-410A | 1.95 | Residential & Commercial | USHP | Ducted CEE Tier 1
212971621 | Central HP <5.4 tons | CARRIER | HRCU-A-CB (Split System: Heat Pump with Remote Outdoor Unit-Air-Source) | 38MURAQ24AB3* |  |  | CAP**2417AL* | 58TP*B070V17**16 | 23400 | 17 | 8.5 | 27000 | 26200 | 97.04% | 2.22 | 0 | 10 |  |  |  |  | R-410A | 1.95 | Residential & Commercial | USHP | Ducted CEE Tier 1
213738457 | Central HP <5.4 tons | DAY & NIGHT | HRCU-A-CB (Split System: Heat Pump with Remote Outdoor Unit-Air-Source) | DLCURAH36ABK | ADP |  | FG80936 | *80MS(N,L)0451412A* | 35800 | 15.2 | 8.5 | 36800 | 34800 | 94.57% | 2 | 0 | 10 |  |  |  |  | R-410A | 2.9833 | Residential & Commercial | USHP | Ducted CEE Tier 1
213372126 | Central HP <5.4 tons | COMFORTMAKER | HRCU-A-C (Split System: Heat Pump with Remote Outdoor Unit with No Indoor Fan --Air Source) | DLCURAH24ABK |  |  | DLFULAH24XBX + CI | 0 | 24000 | 16.5 | 9.5 | 25000 | 20000 | 80% | 1.95 | 11 | 10.7 |  |  |  |  | R-410A | 2 | Residential & Commercial | USHP | Ducted CEE Tier 1
216987086 | Central HP <5.4 tons | BRYANT HEATING AND COOLING SYSTEMS | HRCU-A-CB (Split System: Heat Pump with Remote Outdoor Unit-Air-Source) | 37MUHAQ24AA3 | ADP |  | V,C36H175P13*+TXV | 926SB36040V17*** | 21800 | 15.2 | 8.1 | 19200 | 18400 | 95.83% | 1.9 | 0 | 10.5 |  |  |  |  | R-454B | 1.8167 | Residential & Commercial | USHP | Ducted CEE Tier 1
216987120 | Central HP <5.4 tons | BRYANT HEATING AND COOLING SYSTEMS | HRCU-A-CB (Split System: Heat Pump with Remote Outdoor Unit-Air-Source) | 37MUHAQ24AA3 | ADP |  | PL36H175P14*+TXV | 926TC36060V14*** | 21800 | 16 | 8.5 | 19400 | 18800 | 96.91% | 1.98 | 0 | 10.5 |  |  |  |  | R-454B | 1.8167 | Residential & Commercial | USHP | Ducted CEE Tier 1
215318928 | Central HP <5.4 tons | COMFORTMAKER | HRCU-A-CB (Split System: Heat Pump with Remote Outdoor Unit-Air-Source) | D5CURAH60AAK |  |  | D5FUAAH60XAK | 0 | 54000 | 15.2 | 8.4 | 54000 | 38000 | 70.37% | 1.8 | 0 | 8.7 |  |  |  |  | R-454B | 4.5 | Residential & Commercial | USHP
215449704 | Central HP <5.4 tons | CanAir | HRCU-A-CB (Split System: Heat Pump with Remote Outdoor Unit-Air-Source) | 4CDH2018C21 |  |  | 4CDH2018F21 | 0 | 18000 | 19 | 9.7 | 19000 | 18000 | 94.74% | 2 | 0 | 12.5 |  |  |  |  | R-454B | 1.5 | Residential & Commercial | USHP | Ducted CEE Tier 1
214573361 | Central HP <5.4 tons | AIRQUEST | HRCU-A-CB (Split System: Heat Pump with Remote Outdoor Unit-Air-Source) | HVH837GKA** |  |  | EN(A,D)4X36L21**+WALLCON | *96CTN0802120B* | 31400 | 17 | 8.1 | 33000 | 24000 | 72.73% | 1.84 | 0 | 11 |  |  |  |  | R-410A | 2.6167 | Residential & Commercial | USHP | Ducted CEE Tier 1
215449706 | Central HP <5.4 tons | CanAir | HRCU-A-CB (Split System: Heat Pump with Remote Outdoor Unit-Air-Source) | 4CDH2030C21 |  |  | 4CDH2030F21 | 0 | 30000 | 16.8 | 10 | 34000 | 32600 | 95.88% | 1.96 | 0 | 11.7 |  |  |  |  | R-454B | 2.5 | Residential & Commercial | USHP | Ducted CEE Tier 1
211228239 | Central HP <5.4 tons | COMFORTMAKER | HRCU-A-CB (Split System: Heat Pump with Remote Outdoor Unit-Air-Source) | DLCURAH36ABK |  |  | EA*4X43L21A* | *80ES(N,L)0702116A* | 37200 | 15.5 | 8.5 | 38500 | 35000 | 90.91% | 2.12 | 0 | 10 |  |  |  |  | R-410A | 3.1 | Residential & Commercial | USHP | Ducted CEE Tier 1
211228659 | Central HP <5.4 tons | COMFORTMAKER | HRCU-A-CB (Split System: Heat Pump with Remote Outdoor Unit-Air-Source) | DLCURAH36ABK |  |  | EA*4X43L21A* | *96VTN1002122A* | 36800 | 16.5 | 8.5 | 38500 | 34800 | 90.39% | 2.1 | 0 | 10 |  |  |  |  | R-410A | 3.0667 | Residential & Commercial | USHP | Ducted CEE Tier 1
211227287 | Central HP <5.4 tons | COMFORTMAKER | HRCU-A-CB (Split System: Heat Pump with Remote Outdoor Unit-Air-Source) | DLCURAH36ABK |  |  | EA*4X42L21A* | *80ES(N,L)0451712A* | 35200 | 15.5 | 8.1 | 38500 | 35000 | 90.91% | 1.86 | 0 | 9.5 |  |  |  |  | R-410A | 2.9333 | Residential & Commercial | USHP
211227390 | Central HP <5.4 tons | COMFORTMAKER | HRCU-A-CB (Split System: Heat Pump with Remote Outdoor Unit-Air-Source) | DLCURAH36ABK |  |  | EA*4X42L21A* | *80VSL0701716A* | 35200 | 16 | 8.1 | 38500 | 35000 | 90.91% | 1.86 | 0 | 9.5 |  |  |  |  | R-410A | 2.9333 | Residential & Commercial | USHP
211227440 | Central HP <5.4 tons | COMFORTMAKER | HRCU-A-CB (Split System: Heat Pump with Remote Outdoor Unit-Air-Source) | DLCURAH36ABK |  |  | EA*4X42L21A* | *80ESU0802120A | 36800 | 15.5 | 8.5 | 40000 | 35200 | 88% | 1.96 | 0 | 10 |  |  |  |  | R-410A | 3.0667 | Residential & Commercial | USHP | Ducted CEE Tier 1
216984577 | Central HP <5.4 tons | BRYANT HEATING AND COOLING SYSTEMS | HRCU-A-CB (Split System: Heat Pump with Remote Outdoor Unit-Air-Source) | 291VAN054**AA* | ADP |  | C48A***L16*+TXV | 987TA60080C21*** | 48000 | 19 | 10.5 | 50500 | 53000 | 105% | 1.94 | 0 | 10.5 |  |  |  |  | R-454B | 4 | Residential & Commercial | USHP | Ducted CEE Tier 1
213479414 | Central HP <5.4 tons | CanAir | HRCU-A-C (Split System: Heat Pump with Remote Outdoor Unit with No Indoor Fan --Air Source) | CDH2036C22 |  |  | MVB-36B23T4N1 | 0 | 35000 | 15.2 | 8.5 | 36000 | 30000 | 83.33% | 1.8 | 0 | 10 |  |  |  |  | R-410A | 2.9167 | Residential & Commercial | USHP | Ducted CEE Tier 1
214229293 | Central HP <5.4 tons | COMFORTMAKER | HRCU-A-CB (Split System: Heat Pump with Remote Outdoor Unit-Air-Source) | DLCURAH36ABK |  |  | EA*4X37L17A* | *80MSU0601716A* | 36000 | 16 | 8.5 | 38500 | 34800 | 90.39% | 2.02 | 0 | 10 |  |  |  |  | R-410A | 3 | Residential & Commercial | USHP | Ducted CEE Tier 1
213076301 | Central HP <5.4 tons | COMFORTMAKER | HRCU-A-CB (Split System: Heat Pump with Remote Outdoor Unit-Air-Source) | DLCURAH36ABK |  |  | EA*4X48L24A* | *95MSU1002122A* | 36200 | 16.5 | 8.5 | 38000 | 34800 | 91.58% | 2.04 | 0 | 10 |  |  |  |  | R-410A | 3.0167 | Residential & Commercial | USHP | Ducted CEE Tier 1
213076710 | Central HP <5.4 tons | COMFORTMAKER | HRCU-A-CB (Split System: Heat Pump with Remote Outdoor Unit-Air-Source) | DLCURAH36ABK |  |  | EN(A,D,W)4X48L21** | *80VTL0902120B* | 36000 | 16.5 | 8.1 | 38500 | 35000 | 90.91% | 2 | 0 | 10 |  |  |  |  | R-410A | 3 | Residential & Commercial | USHP | Ducted CEE Tier 1
213076792 | Central HP <5.4 tons | COMFORTMAKER | HRCU-A-CB (Split System: Heat Pump with Remote Outdoor Unit-Air-Source) | DLCURAH36ABK |  |  | EA*4X48L21A* | *80VTL1102122B* | 36200 | 16 | 8.5 | 38000 | 34800 | 91.58% | 2.04 | 0 | 10 |  |  |  |  | R-410A | 3.0167 | Residential & Commercial | USHP | Ducted CEE Tier 1
216983429 | Central HP <5.4 tons | BRYANT HEATING AND COOLING SYSTEMS | HRCU-A-CB (Split System: Heat Pump with Remote Outdoor Unit-Air-Source) | 37MUHAQ24AA3 | ADP |  | PL36H175P15*+TXV | 916SA36060M14*** | 22200 | 15.2 | 8.5 | 19200 | 18100 | 94.27% | 1.98 | 0 | 10.5 |  |  |  |  | R-454B | 1.85 | Residential & Commercial | USHP | Ducted CEE Tier 1
216983430 | Central HP <5.4 tons | BRYANT HEATING AND COOLING SYSTEMS | HRCU-A-CB (Split System: Heat Pump with Remote Outdoor Unit-Air-Source) | 37MUHAQ24AA3 | ADP |  | C36A***L15*+TXV | 916SA36060M14*** | 22000 | 15.2 | 8.5 | 19400 | 18800 | 96.91% | 1.98 | 0 | 10.5 |  |  |  |  | R-454B | 1.8333 | Residential & Commercial | USHP | Ducted CEE Tier 1
212969980 | Central HP <5.4 tons | COMFORTMAKER | HRCU-A-CB (Split System: Heat Pump with Remote Outdoor Unit-Air-Source) | DLCURAH18ABK |  |  | EA*4X24L17A* | *80VSL0701716B* | 17300 | 16 | 8.5 | 18200 | 19400 | 106.6% | 2.34 | 0 | 10.5 |  |  |  |  | R-410A | 1.4417 | Residential & Commercial | USHP | Ducted CEE Tier 1
212970899 | Central HP <5.4 tons | COMFORTMAKER | HRCU-A-CB (Split System: Heat Pump with Remote Outdoor Unit-Air-Source) | DLCURAH18ABK |  |  | EA*4X30L14A* | *80VTL0451412B* | 17800 | 16.5 | 8.5 | 18400 | 18800 | 102.2% | 2.26 | 0 | 10.5 |  |  |  |  | R-410A | 1.4833 | Residential & Commercial | USHP | Ducted CEE Tier 1
212971450 | Central HP <5.4 tons | COMFORTMAKER | HRCU-A-CB (Split System: Heat Pump with Remote Outdoor Unit-Air-Source) | DLCURAH18ABK |  |  | EA*4X24L17A* | *80VTL0701716B* | 17500 | 16 | 8.5 | 18500 | 19500 | 105.4% | 2.34 | 0 | 10.5 |  |  |  |  | R-410A | 1.4583 | Residential & Commercial | USHP | Ducted CEE Tier 1
216977317 | Central HP <5.4 tons | BRYANT HEATING AND COOLING SYSTEMS | HRCU-A-CB (Split System: Heat Pump with Remote Outdoor Unit-Air-Source) | 37MUHAQ24AA3 | ADP |  | PL36H210P74*+TXV | 83*SB36040M17*** | 22200 | 16 | 8.5 | 19200 | 18300 | 95.31% | 1.96 | 0 | 11 |  |  |  |  | R-454B | 1.85 | Residential & Commercial | USHP | Ducted CEE Tier 1
216620196 | Central HP <5.4 tons | COMFORTMAKER | HRCU-A-CB (Split System: Heat Pump with Remote Outdoor Unit-Air-Source) | DLCURAH18ABK |  |  | 40MUAAQ18XA3 | 0 | 18000 | 18 | 9.3 | 19000 | 16500 | 86.84% | 2.04 | 12.5 | 12.4 |  |  |  |  | R-410A | 1.5 | Residential & Commercial | USHP | Ducted CEE Tier 1
213785026 | Central HP <5.4 tons | BRYANT HEATING AND COOLING SYSTEMS | HRCU-A-CB (Split System: Heat Pump with Remote Outdoor Unit-Air-Source) | 284ANV024*0**B* |  |  | CAP**2417AL*+UI | 986TD42080C17*** | 23000 | 19.5 | 10 | 27000 | 20200 | 74.81% | 2.28 | 0 | 12.5 |  |  |  |  | R-410A | 1.9167 | Residential & Commercial | USHP | Ducted CEE Tier 1
213785076 | Central HP <5.4 tons | BRYANT HEATING AND COOLING SYSTEMS | HRCU-A-CB (Split System: Heat Pump with Remote Outdoor Unit-Air-Source) | 284ANV024*0**B* |  |  | CAP**3617AL*+UI | 987MC42060C17*** | 23200 | 19.5 | 10 | 26800 | 20000 | 74.63% | 2.38 | 0 | 12.5 |  |  |  |  | R-410A | 1.9333 | Residential & Commercial | USHP | Ducted CEE Tier 1
213785092 | Central HP <5.4 tons | BRYANT HEATING AND COOLING SYSTEMS | HRCU-A-CB (Split System: Heat Pump with Remote Outdoor Unit-Air-Source) | 284ANV024*0**B* |  |  | CAP**3621AL*+UI | 88*TB60090C21*** | 23400 | 20 | 10 | 26600 | 19800 | 74.44% | 2.42 | 0 | 13 |  |  |  |  | R-410A | 1.95 | Residential & Commercial | USHP | Ducted CEE Tier 1
213785094 | Central HP <5.4 tons | BRYANT HEATING AND COOLING SYSTEMS | HRCU-A-CB (Split System: Heat Pump with Remote Outdoor Unit-Air-Source) | 284ANV024*0**B* |  |  | CAP**3621AL*+UI | 88*TB60110C21*** | 23400 | 20 | 10 | 26600 | 19800 | 74.44% | 2.42 | 0 | 13 |  |  |  |  | R-410A | 1.95 | Residential & Commercial | USHP | Ducted CEE Tier 1
213785108 | Central HP <5.4 tons | BRYANT HEATING AND COOLING SYSTEMS | HRCU-A-CB (Split System: Heat Pump with Remote Outdoor Unit-Air-Source) | 284ANV024*0**B* |  |  | CAP**3721AL*+UI | 88*TB36045C17*** | 24000 | 19.5 | 10.5 | 26600 | 19900 | 74.81% | 2.5 | 0 | 12.5 |  |  |  |  | R-410A | 2 | Residential & Commercial | USHP | Ducted CEE Tier 1
211262049 | Central HP <5.4 tons | AIRQUEST | HRCU-A-CB (Split System: Heat Pump with Remote Outdoor Unit-Air-Source) | DLCURAH18ABK |  |  | EA*4X30L17A* | *80ES(N,L)0701712A* | 18200 | 16.5 | 8.5 | 18700 | 18400 | 98.4% | 2.22 | 0 | 10.5 |  |  |  |  | R-410A | 1.5167 | Residential & Commercial | USHP | Ducted CEE Tier 1
212979239 | Central HP <5.4 tons | CARRIER | HRCU-A-CB (Split System: Heat Pump with Remote Outdoor Unit-Air-Source) | 38MURAQ24AB3* |  |  | CNPV*3621AL* | 58S(B,C)*B070M17**16 | 23600 | 17 | 8.5 | 26400 | 24200 | 91.67% | 2.02 | 0 | 10.5 |  |  |  |  | R-410A | 1.9667 | Residential & Commercial | USHP | Ducted CEE Tier 1
212984186 | Central HP <5.4 tons | COMFORTMAKER | HRCU-A-CB (Split System: Heat Pump with Remote Outdoor Unit-Air-Source) | DLCURAH18ABK |  |  | EA*4X25L17A* | *92MSN0601714A* | 18100 | 16.5 | 8.5 | 17900 | 17700 | 98.88% | 2.14 | 0 | 11 |  |  |  |  | R-410A | 1.5083 | Residential & Commercial | USHP | Ducted CEE Tier 1
212984738 | Central HP <5.4 tons | COMFORTMAKER | HRCU-A-CB (Split System: Heat Pump with Remote Outdoor Unit-Air-Source) | DLCURAH18ABK |  |  | EA*4X30L17A* | *92MSN0801716A* | 17900 | 16.5 | 8.5 | 18500 | 18700 | 101.1% | 2.26 | 0 | 10.5 |  |  |  |  | R-410A | 1.4917 | Residential & Commercial | USHP | Ducted CEE Tier 1
215864581 | Central HP <5.4 tons | TRANE | HRCU-A-CB (Split System: Heat Pump with Remote Outdoor Unit-Air-Source) | 5TWV8X36A1 |  |  | 5TXCB004AS3 | S8V2B060M4PCB | 31600 | 18.1 | 8.5 | 32800 | 25400 | 77.44% | 2 | 0 | 10 |  |  |  |  | R-454B | 2.6333 | Residential & Commercial | USHP | Ducted CEE Tier 1
211260981 | Central HP <5.4 tons | DAY & NIGHT | HRCU-A-CB (Split System: Heat Pump with Remote Outdoor Unit-Air-Source) | DLCURAH18ABK |  |  | EA*4X25L17A* | *80ES(N,L)0451412A* | 18600 | 16.5 | 8.5 | 18400 | 17400 | 94.57% | 2.12 | 0 | 11 |  |  |  |  | R-410A | 1.55 | Residential & Commercial | USHP | Ducted CEE Tier 1
211261212 | Central HP <5.4 tons | DAY & NIGHT | HRCU-A-CB (Split System: Heat Pump with Remote Outdoor Unit-Air-Source) | DLCURAH18ABK |  |  | EA*4X25L17A* | OLV098A12* | 18600 | 16 | 8.5 | 18600 | 17400 | 93.55% | 2.12 | 0 | 11 |  |  |  |  | R-410A | 1.55 | Residential & Commercial | USHP | Ducted CEE Tier 1
214571151 | Central HP <5.4 tons | AIRQUEST | HRCU-A-CB (Split System: Heat Pump with Remote Outdoor Unit-Air-Source) | HVH825GKA3* |  |  | EN(A,D,W)4X42L21**+WALLCON | *80CTL0702120B* | 23800 | 16.5 | 8.1 | 21400 | 16700 | 78.04% | 1.96 | 0 | 11 |  |  |  |  | R-410A | 1.9833 | Residential & Commercial | USHP | Ducted CEE Tier 1
214572721 | Central HP <5.4 tons | AIRQUEST | HRCU-A-CB (Split System: Heat Pump with Remote Outdoor Unit-Air-Source) | HVH837GKA** |  |  | EA*4X43L21A*+WALLCON | *95CSU0802120B* | 32800 | 17.5 | 8.5 | 32800 | 25200 | 76.83% | 2 | 0 | 11 |  |  |  |  | R-410A | 2.7333 | Residential & Commercial | USHP | Ducted CEE Tier 1
214572791 | Central HP <5.4 tons | AIRQUEST | HRCU-A-CB (Split System: Heat Pump with Remote Outdoor Unit-Air-Source) | HVH837GKA** |  |  | EA*4X48L21A*+WALLCON | *95CSU1002122B* | 32400 | 17.5 | 8.5 | 32400 | 24800 | 76.54% | 2 | 0 | 11.5 |  |  |  |  | R-410A | 2.7 | Residential & Commercial | USHP | Ducted CEE Tier 1
215318918 | Central HP <5.4 tons | COMFORTMAKER | HRCU-A-CB (Split System: Heat Pump with Remote Outdoor Unit-Air-Source) | D5CUHAH30AAK |  |  | D5FUAAH30XAK | 0 | 30000 | 16.9 | 10 | 34000 | 32600 | 95.88% | 1.96 | 0 | 11.7 |  |  |  |  | R-454B | 2.5 | Residential & Commercial | USHP | Ducted CEE Tier 1
213078632 | Central HP <5.4 tons | COMFORTMAKER | HRCU-A-CB (Split System: Heat Pump with Remote Outdoor Unit-Air-Source) | DLCURAH36ABK |  |  | EA*4X42L21A* | *80MS(N,L)1102120A* | 35800 | 16.5 | 8.1 | 38500 | 35000 | 90.91% | 1.9 | 0 | 10 |  |  |  |  | R-410A | 2.9833 | Residential & Commercial | USHP | Ducted CEE Tier 1
213078966 | Central HP <5.4 tons | COMFORTMAKER | HRCU-A-CB (Split System: Heat Pump with Remote Outdoor Unit-Air-Source) | DLCURAH36ABK |  |  | EA*4X36L21A* | *80MSU0401712A* | 35000 | 16 | 8.1 | 38500 | 35200 | 91.43% | 1.8 | 0 | 9.5 |  |  |  |  | R-410A | 2.9167 | Residential & Commercial | USHP
211261368 | Central HP <5.4 tons | AIRQUEST | HRCU-A-CB (Split System: Heat Pump with Remote Outdoor Unit-Air-Source) | DLCURAH18ABK |  |  | EA*4X30L14A* | *96VTN0401410A* | 17500 | 16 | 8.5 | 18100 | 18600 | 102.8% | 2.24 | 0 | 10.5 |  |  |  |  | R-410A | 1.4583 | Residential & Commercial | USHP | Ducted CEE Tier 1
211261761 | Central HP <5.4 tons | AIRQUEST | HRCU-A-CB (Split System: Heat Pump with Remote Outdoor Unit-Air-Source) | DLCURAH18ABK |  |  | EA*4X30L17A* | *80VTL0451412A* | 17800 | 16.5 | 8.5 | 18300 | 18500 | 101.1% | 2.22 | 0 | 10.5 |  |  |  |  | R-410A | 1.4833 | Residential & Commercial | USHP | Ducted CEE Tier 1
216984279 | Central HP <5.4 tons | BRYANT HEATING AND COOLING SYSTEMS | HRCU-A-CB (Split System: Heat Pump with Remote Outdoor Unit-Air-Source) | 290VAN048**AA* | ADP |  | C60A***L16*+TXV | 987TA60080C21*** | 44000 | 17 | 9 | 46500 | 33800 | 72.69% | 2.06 | 0 | 9.5 |  |  |  |  | R-454B | 3.6667 | Residential & Commercial | USHP
216984284 | Central HP <5.4 tons | BRYANT HEATING AND COOLING SYSTEMS | HRCU-A-CB (Split System: Heat Pump with Remote Outdoor Unit-Air-Source) | 290VAN048**AA* | ADP |  | C60A***L19*+TXV | 987TA60080C21*** | 45000 | 18 | 9 | 45500 | 33200 | 72.97% | 2.06 | 0 | 10 |  |  |  |  | R-454B | 3.75 | Residential & Commercial | USHP | Ducted CEE Tier 1
216984295 | Central HP <5.4 tons | BRYANT HEATING AND COOLING SYSTEMS | HRCU-A-CB (Split System: Heat Pump with Remote Outdoor Unit-Air-Source) | 290VAN048**AA* | ADP |  | V,C60H210P17*+TXV | 987TA66100C21*** | 45000 | 18 | 9 | 45500 | 33200 | 72.97% | 2.06 | 0 | 10 |  |  |  |  | R-454B | 3.75 | Residential & Commercial | USHP | Ducted CEE Tier 1
213078038 | Central HP <5.4 tons | COMFORTMAKER | HRCU-A-CB (Split System: Heat Pump with Remote Outdoor Unit-Air-Source) | DLCURAH36ABK |  |  | EA*4X36L17A* | *80MS(N,L)0701716A* | 35200 | 15.5 | 8.1 | 39000 | 35200 | 90.26% | 1.84 | 0 | 9.5 |  |  |  |  | R-410A | 2.9333 | Residential & Commercial | USHP
213075893 | Central HP <5.4 tons | HEIL | HRCU-A-CB (Split System: Heat Pump with Remote Outdoor Unit-Air-Source) | DLCURAH36ABK |  |  | EA*4X37L21A* | *95MSU1002120A* | 36400 | 16 | 8.5 | 38000 | 34800 | 91.58% | 2.06 | 0 | 10 |  |  |  |  | R-410A | 3.0333 | Residential & Commercial | USHP | Ducted CEE Tier 1
213078308 | Central HP <5.4 tons | COMFORTMAKER | HRCU-A-CB (Split System: Heat Pump with Remote Outdoor Unit-Air-Source) | DLCURAH36ABK |  |  | EA*4X42L21A* | *80MS(N,L)0901714A* | 35400 | 16.5 | 8.1 | 38500 | 35000 | 90.91% | 1.88 | 0 | 10 |  |  |  |  | R-410A | 2.95 | Residential & Commercial | USHP | Ducted CEE Tier 1
213785144 | Central HP <5.4 tons | BRYANT HEATING AND COOLING SYSTEMS | HRCU-A-CB (Split System: Heat Pump with Remote Outdoor Unit-Air-Source) | 284ANV024*0**B* |  |  | CAP**4221AL*+UI | 987MC66100C21*** | 23200 | 20 | 10 | 26600 | 19700 | 74.06% | 2.46 | 0 | 13 |  |  |  |  | R-410A | 1.9333 | Residential & Commercial | USHP | Ducted CEE Tier 1
213785160 | Central HP <5.4 tons | BRYANT HEATING AND COOLING SYSTEMS | HRCU-A-CB (Split System: Heat Pump with Remote Outdoor Unit-Air-Source) | 284ANV024*0**B* |  |  | CAP**4224AL*+UI | 986TD66100C21*** | 23200 | 20 | 10 | 26600 | 19700 | 74.06% | 2.46 | 0 | 13 |  |  |  |  | R-410A | 1.9333 | Residential & Commercial | USHP | Ducted CEE Tier 1
213785208 | Central HP <5.4 tons | BRYANT HEATING AND COOLING SYSTEMS | HRCU-A-CB (Split System: Heat Pump with Remote Outdoor Unit-Air-Source) | 284ANV024*0**B* |  |  | CSPH*3012AL*+UI | 986TD42060C17*** | 23400 | 18.5 | 10 | 27200 | 20000 | 73.53% | 2.42 | 0 | 12 |  |  |  |  | R-410A | 1.95 | Residential & Commercial | USHP | Ducted CEE Tier 1
213785228 | Central HP <5.4 tons | BRYANT HEATING AND COOLING SYSTEMS | HRCU-A-CB (Split System: Heat Pump with Remote Outdoor Unit-Air-Source) | 284ANV024*0**B* |  |  | CSPH*3612AL*+UI | 88*TB66135C24*** | 23800 | 19 | 10 | 26600 | 19700 | 74.06% | 2.48 | 0 | 13 |  |  |  |  | R-410A | 1.9833 | Residential & Commercial | USHP | Ducted CEE Tier 1
216987077 | Central HP <5.4 tons | BRYANT HEATING AND COOLING SYSTEMS | HRCU-A-CB (Split System: Heat Pump with Remote Outdoor Unit-Air-Source) | 37MUHAQ24AA3 | ADP |  | A36VCA*+TXV | 926SB36040V17*** | 21800 | 15.2 | 8.5 | 19200 | 18200 | 94.79% | 1.98 | 0 | 10.5 |  |  |  |  | R-454B | 1.8167 | Residential & Commercial | USHP | Ducted CEE Tier 1
216987100 | Central HP <5.4 tons | BRYANT HEATING AND COOLING SYSTEMS | HRCU-A-CB (Split System: Heat Pump with Remote Outdoor Unit-Air-Source) | 37MUHAQ24AA3 | ADP |  | PL36H175P14*+TXV | 926TC30040V14*** | 22200 | 15.2 | 8.1 | 19200 | 18400 | 95.83% | 1.85 | 0 | 10.5 |  |  |  |  | R-454B | 1.85 | Residential & Commercial | USHP | Ducted CEE Tier 1
213785260 | Central HP <5.4 tons | BRYANT HEATING AND COOLING SYSTEMS | HRCU-A-CB (Split System: Heat Pump with Remote Outdoor Unit-Air-Source) | 284ANV024*0**B* |  |  | CSPH*4212AL*+UI | 987MC42060C17*** | 23800 | 19 | 10 | 26600 | 19900 | 74.81% | 2.48 | 0 | 12.5 |  |  |  |  | R-410A | 1.9833 | Residential & Commercial | USHP | Ducted CEE Tier 1
216977311 | Central HP <5.4 tons | BRYANT HEATING AND COOLING SYSTEMS | HRCU-A-CB (Split System: Heat Pump with Remote Outdoor Unit-Air-Source) | 37MUHAQ24AA3 | ADP |  | A36VCA*+TXV | 83*SB36040M17*** | 22400 | 16 | 8.5 | 19200 | 18300 | 95.31% | 1.96 | 0 | 11 |  |  |  |  | R-454B | 1.8667 | Residential & Commercial | USHP | Ducted CEE Tier 1
213923861 | Central HP <5.4 tons | MIDEA | HRCU-A-CB (Split System: Heat Pump with Remote Outdoor Unit-Air-Source) | 38MURAQ24AB3 | ADP |  | V36H***P039+AEFE3A* | 0 | 24000 | 16 | 9 | 23200 | 19600 | 84.48% | 1.86 | 0 | 10.5 |  |  |  |  | R-410A | 2 | Residential & Commercial | USHP | Ducted CEE Tier 1
216974438 | Central HP <5.4 tons | BRYANT HEATING AND COOLING SYSTEMS | HRCU-A-CB (Split System: Heat Pump with Remote Outdoor Unit-Air-Source) | 290VAN048**AA* | ADP |  | C48A***L16*+TXV | 83*CB48060C17*** | 44000 | 17 | 9 | 46500 | 33800 | 72.69% | 2.04 | 0 | 9.5 |  |  |  |  | R-454B | 3.6667 | Residential & Commercial | USHP
211227075 | Central HP <5.4 tons | TEMPSTAR | HRCU-A-CB (Split System: Heat Pump with Remote Outdoor Unit-Air-Source) | DLCURAH36ABK |  |  | EA*4X37L21A* | *95ESN1002120A* | 37000 | 15.5 | 8.5 | 38500 | 34800 | 90.39% | 2.1 | 0 | 10 |  |  |  |  | R-410A | 3.0833 | Residential & Commercial | USHP | Ducted CEE Tier 1
213160446 | Central HP <5.4 tons | CanAir | HRCU-A-C (Split System: Heat Pump with Remote Outdoor Unit with No Indoor Fan --Air Source) | CDH2036C21 |  |  | MVB-36B24T4N1 | 0 | 35000 | 15.5 | 8.6 | 38000 | 31600 | 83.16% | 1.85 | 0 | 10 |  |  |  |  | R-410A | 2.9167 | Residential & Commercial | USHP | Ducted CEE Tier 1
211245264 | Central HP <5.4 tons | TEMPSTAR | HRCU-A-CB (Split System: Heat Pump with Remote Outdoor Unit-Air-Source) | DLCURAH24ABK |  |  | EN(A,D,W)4X36L17** | OMV098J12* | 23600 | 16.5 | 8.1 | 26000 | 23600 | 90.77% | 1.96 | 0 | 10 |  |  |  |  | R-410A | 1.9667 | Residential & Commercial | USHP | Ducted CEE Tier 1
214290121 | Central HP <5.4 tons | THERMAL ZONE | HRCU-A-C (Split System: Heat Pump with Remote Outdoor Unit with No Indoor Fan --Air Source) | TZPLV242PA | ADP |  | H,GG30924+TD | 0 | 24000 | 16 | 9.1 | 23200 | 19600 | 84.48% | 1.88 | 0 | 10.5 |  |  |  |  | R-410A | 2 | Residential & Commercial | USHP | Ducted CEE Tier 1
206724404 | Central HP <5.4 tons | AireForce | HRCU-A-CB (Split System: Heat Pump with Remote Outdoor Unit-Air-Source) | GXH24-36MSK4DH |  |  | GMH24-**MSK4DH1 | 0 | 24000 | 17 | 9 | 24000 | 22000 | 91.67% | 1.8 | 12.5 | 12 |  |  |  |  | R-410A | 2 | Residential & Commercial | USHP | Ducted CEE Tier 1
214604333 | Central HP <5.4 tons | MIDEA | HRCU-A-C (Split System: Heat Pump with Remote Outdoor Unit with No Indoor Fan --Air Source) | 38MURAQ18AB3 | ADP |  | HG21918+TD | 0 | 17700 | 16 | 8.85 | 17100 | 14600 | 85.38% | 2.06 | 0 | 11.5 |  |  |  |  | R-410A | 1.475 | Residential & Commercial | USHP | Ducted CEE Tier 1
215864695 | Central HP <5.4 tons | TRANE | HRCU-A-CB (Split System: Heat Pump with Remote Outdoor Unit-Air-Source) | 5TWV8X60A1 |  |  | 5TXCC007AS3 | S8V2C080M5PCB | 53000 | 18.1 | 8.5 | 56000 | 40000 | 71.43% | 2 | 0 | 10 |  |  |  |  | R-454B | 4.4167 | Residential & Commercial | USHP | Ducted CEE Tier 1
215864697 | Central HP <5.4 tons | TRANE | HRCU-A-CB (Split System: Heat Pump with Remote Outdoor Unit-Air-Source) | 5TWV8X60A1 |  |  | 5TXCC007AS3 | L8V1C100U5VSB+LRP | 53000 | 18.1 | 8.5 | 56000 | 40000 | 71.43% | 2 | 0 | 10 |  |  |  |  | R-454B | 4.4167 | Residential & Commercial | USHP | Ducted CEE Tier 1
215864713 | Central HP <5.4 tons | TRANE | HRCU-A-CB (Split System: Heat Pump with Remote Outdoor Unit-Air-Source) | 5TWV8X60A1 |  |  | 5TXCC009AS3 | S9V2C080U5PSC+LRP | 54000 | 18.1 | 8.5 | 55500 | 40000 | 72.07% | 2 | 0 | 10 |  |  |  |  | R-454B | 4.5 | Residential & Commercial | USHP | Ducted CEE Tier 1
216986120 | Central HP <5.4 tons | BRYANT HEATING AND COOLING SYSTEMS | HRCU-A-CB (Split System: Heat Pump with Remote Outdoor Unit-Air-Source) | 37MURAQ24AA3 | ADP |  | C36A***L15*+TXV | 926TC36060V14*** | 23600 | 15.2 | 8.5 | 22400 | 19000 | 84.82% | 1.9 | 0 | 9.5 |  |  |  |  | R-454B | 1.9667 | Residential & Commercial | USHP
216989059 | Central HP <5.4 tons | BRYANT HEATING AND COOLING SYSTEMS | HRCU-A-CB (Split System: Heat Pump with Remote Outdoor Unit-Air-Source) | 37MURAQ24AA3 | ADP |  | PL36H175P14*+TXV | 8(0,1)*SB36045M14*** | 23600 | 15.2 | 8.5 | 22600 | 19000 | 84.07% | 1.9 | 0 | 9.5 |  |  |  |  | R-454B | 1.9667 | Residential & Commercial | USHP
212981863 | Central HP <5.4 tons | HEIL | HRCU-A-CB (Split System: Heat Pump with Remote Outdoor Unit-Air-Source) | DLCURAH18ABK |  |  | EA*4X30L17A* | *80MSU1002120A* | 17500 | 16 | 8.5 | 18100 | 18700 | 103.3% | 2.24 | 0 | 10.5 |  |  |  |  | R-410A | 1.4583 | Residential & Commercial | USHP | Ducted CEE Tier 1
212979809 | Central HP <5.4 tons | CARRIER | HRCU-A-CB (Split System: Heat Pump with Remote Outdoor Unit-Air-Source) | 38MURAQ24AB3* |  |  | CAP**2417AL* | 58S(B,C)*B090M17**14 | 23200 | 17 | 8.5 | 26800 | 26600 | 99.25% | 2.26 | 0 | 10 |  |  |  |  | R-410A | 1.9333 | Residential & Commercial | USHP | Ducted CEE Tier 1
216987096 | Central HP <5.4 tons | BRYANT HEATING AND COOLING SYSTEMS | HRCU-A-CB (Split System: Heat Pump with Remote Outdoor Unit-Air-Source) | 37MUHAQ24AA3 | ADP |  | V,C36H***P03*+TXV | 926TC30040V14*** | 20800 | 15.2 | 8.1 | 19400 | 18500 | 95.36% | 1.85 | 0 | 10 |  |  |  |  | R-454B | 1.7333 | Residential & Commercial | USHP | Ducted CEE Tier 1
216987098 | Central HP <5.4 tons | BRYANT HEATING AND COOLING SYSTEMS | HRCU-A-CB (Split System: Heat Pump with Remote Outdoor Unit-Air-Source) | 37MUHAQ24AA3 | ADP |  | A24VBA*+TXV | 926TC30040V14*** | 21800 | 15.2 | 8.1 | 19400 | 18800 | 96.91% | 1.9 | 0 | 10 |  |  |  |  | R-454B | 1.8167 | Residential & Commercial | USHP | Ducted CEE Tier 1
216987099 | Central HP <5.4 tons | BRYANT HEATING AND COOLING SYSTEMS | HRCU-A-CB (Split System: Heat Pump with Remote Outdoor Unit-Air-Source) | 37MUHAQ24AA3 | ADP |  | C36A***L13*+TXV | 926TC30040V14*** | 21800 | 15.2 | 8.1 | 19400 | 18500 | 95.36% | 1.85 | 0 | 10.5 |  |  |  |  | R-454B | 1.8167 | Residential & Commercial | USHP | Ducted CEE Tier 1
211227965 | Central HP <5.4 tons | TEMPSTAR | HRCU-A-CB (Split System: Heat Pump with Remote Outdoor Unit-Air-Source) | DLCURAH36ABK |  |  | EA*4X42L24A* | *92ESN0802120A* | 35200 | 16.5 | 8.1 | 38500 | 35000 | 90.91% | 1.88 | 0 | 10 |  |  |  |  | R-410A | 2.9333 | Residential & Commercial | USHP | Ducted CEE Tier 1
213077049 | Central HP <5.4 tons | COMFORTMAKER | HRCU-A-CB (Split System: Heat Pump with Remote Outdoor Unit-Air-Source) | DLCURAH36ABK |  |  | EA*4X37L21A* | *96VSN0802120B* | 36600 | 16 | 8.5 | 38000 | 34800 | 91.58% | 2.06 | 0 | 10 |  |  |  |  | R-410A | 3.05 | Residential & Commercial | USHP | Ducted CEE Tier 1
211228098 | Central HP <5.4 tons | TEMPSTAR | HRCU-A-CB (Split System: Heat Pump with Remote Outdoor Unit-Air-Source) | DLCURAH36ABK |  |  | EA*4X42L24A* | *95ESU1002120A* | 35800 | 16 | 8.1 | 38500 | 35000 | 90.91% | 1.9 | 0 | 10 |  |  |  |  | R-410A | 2.9833 | Residential & Commercial | USHP | Ducted CEE Tier 1
211228280 | Central HP <5.4 tons | TEMPSTAR | HRCU-A-CB (Split System: Heat Pump with Remote Outdoor Unit-Air-Source) | DLCURAH36ABK |  |  | EA*4X43L21A* | *80ES(N,L)0902120A* | 36800 | 16 | 8.5 | 38500 | 34800 | 90.39% | 2.1 | 0 | 10 |  |  |  |  | R-410A | 3.0667 | Residential & Commercial | USHP | Ducted CEE Tier 1
216987069 | Central HP <5.4 tons | BRYANT HEATING AND COOLING SYSTEMS | HRCU-A-CB (Split System: Heat Pump with Remote Outdoor Unit-Air-Source) | 37MUHAQ24AA3 | ADP |  | A24VBA*+TXV | 926SB30040V14*** | 21800 | 15.2 | 8.5 | 19400 | 18800 | 96.91% | 1.96 | 0 | 10 |  |  |  |  | R-454B | 1.8167 | Residential & Commercial | USHP | Ducted CEE Tier 1
216987119 | Central HP <5.4 tons | BRYANT HEATING AND COOLING SYSTEMS | HRCU-A-CB (Split System: Heat Pump with Remote Outdoor Unit-Air-Source) | 37MUHAQ24AA3 | ADP |  | C36A***L13*+TXV | 926TC36060V14*** | 21800 | 16 | 8.5 | 19400 | 18800 | 96.91% | 1.98 | 0 | 10.5 |  |  |  |  | R-454B | 1.8167 | Residential & Commercial | USHP | Ducted CEE Tier 1
216987128 | Central HP <5.4 tons | BRYANT HEATING AND COOLING SYSTEMS | HRCU-A-CB (Split System: Heat Pump with Remote Outdoor Unit-Air-Source) | 37MUHAQ24AA3 | ADP |  | PL36H175P14*+TXV | 935SB36040M17*** | 22400 | 16 | 8.5 | 19400 | 18400 | 94.85% | 1.96 | 0 | 10.5 |  |  |  |  | R-454B | 1.8667 | Residential & Commercial | USHP | Ducted CEE Tier 1
216987135 | Central HP <5.4 tons | BRYANT HEATING AND COOLING SYSTEMS | HRCU-A-CB (Split System: Heat Pump with Remote Outdoor Unit-Air-Source) | 37MUHAQ24AA3 | ADP |  | V,C36H175P13*+TXV | 935SB36040M17*** | 22200 | 16 | 8.5 | 19400 | 18400 | 94.85% | 1.96 | 0 | 10.5 |  |  |  |  | R-454B | 1.85 | Residential & Commercial | USHP | Ducted CEE Tier 1
216984618 | Central HP <5.4 tons | BRYANT HEATING AND COOLING SYSTEMS | HRCU-A-CB (Split System: Heat Pump with Remote Outdoor Unit-Air-Source) | 293VAN036**AA* | ADP |  | PL36H***P44*+TXV | 987TA42080C17*** | 33200 | 19 | 9.5 | 33400 | 26400 | 79.04% | 2.02 | 0 | 11 |  |  |  |  | R-454B | 2.7667 | Residential & Commercial | USHP | Ducted CEE Tier 1
211262022 | Central HP <5.4 tons | AIRQUEST | HRCU-A-CB (Split System: Heat Pump with Remote Outdoor Unit-Air-Source) | DLCURAH18ABK |  |  | EA*4X30L17A* | *80ES(N,L)0451712A* | 18000 | 16 | 8.5 | 18500 | 18500 | 100% | 2.22 | 0 | 10.5 |  |  |  |  | R-410A | 1.5 | Residential & Commercial | USHP | Ducted CEE Tier 1
211262072 | Central HP <5.4 tons | AIRQUEST | HRCU-A-CB (Split System: Heat Pump with Remote Outdoor Unit-Air-Source) | DLCURAH18ABK |  |  | EA*4X30L17A* | *92ESN0601412A* | 18300 | 16.5 | 8.5 | 18800 | 18400 | 97.87% | 2.22 | 0 | 10.5 |  |  |  |  | R-410A | 1.525 | Residential & Commercial | USHP | Ducted CEE Tier 1
213079050 | Central HP <5.4 tons | COMFORTMAKER | HRCU-A-CB (Split System: Heat Pump with Remote Outdoor Unit-Air-Source) | DLCURAH36ABK |  |  | END4X42L17** | *80MSU0401712A* | 35400 | 15.5 | 8.5 | 39000 | 34800 | 89.23% | 1.94 | 0 | 10 |  |  |  |  | R-410A | 2.95 | Residential & Commercial | USHP | Ducted CEE Tier 1
216989088 | Central HP <5.4 tons | BRYANT HEATING AND COOLING SYSTEMS | HRCU-A-CB (Split System: Heat Pump with Remote Outdoor Unit-Air-Source) | 37MURAQ24AA3 | ADP |  | PL36H175P14*+TXV | 82*SB36045V14*** | 23600 | 15.2 | 8.5 | 22400 | 18900 | 84.38% | 1.92 | 0 | 9.5 |  |  |  |  | R-454B | 1.9667 | Residential & Commercial | USHP
206724406 | Central HP <5.4 tons | AireForce | HRCU-A-CB (Split System: Heat Pump with Remote Outdoor Unit-Air-Source) | GXH48-60MSK4DH |  |  | GMH48-**MSK4DH1 | 0 | 48000 | 17 | 9 | 48000 | 39000 | 81.25% | 1.8 | 11.5 | 11 |  |  |  |  | R-410A | 4 | Residential & Commercial | USHP | Ducted CEE Tier 1
216987116 | Central HP <5.4 tons | BRYANT HEATING AND COOLING SYSTEMS | HRCU-A-CB (Split System: Heat Pump with Remote Outdoor Unit-Air-Source) | 37MUHAQ24AA3 | ADP |  | V,C36H***P03*+TXV | 926TC36060V14*** | 21200 | 15.2 | 8.5 | 19400 | 18700 | 96.39% | 1.96 | 0 | 10 |  |  |  |  | R-454B | 1.7667 | Residential & Commercial | USHP | Ducted CEE Tier 1
216989060 | Central HP <5.4 tons | BRYANT HEATING AND COOLING SYSTEMS | HRCU-A-CB (Split System: Heat Pump with Remote Outdoor Unit-Air-Source) | 37MURAQ24AA3 | ADP |  | PL36H175P15*+TXV | 8(0,1)*SB36045M14*** | 23600 | 15.2 | 8.5 | 22600 | 19000 | 84.07% | 1.9 | 0 | 9.5 |  |  |  |  | R-454B | 1.9667 | Residential & Commercial | USHP
216989062 | Central HP <5.4 tons | BRYANT HEATING AND COOLING SYSTEMS | HRCU-A-CB (Split System: Heat Pump with Remote Outdoor Unit-Air-Source) | 37MURAQ24AA3 | ADP |  | V,C36H***P21*+TXV | 8(0,1)*SB36045M14*** | 23600 | 15.2 | 8.5 | 22600 | 19000 | 84.07% | 1.9 | 0 | 9.5 |  |  |  |  | R-454B | 1.9667 | Residential & Commercial | USHP
211245439 | Central HP <5.4 tons | TEMPSTAR | HRCU-A-CB (Split System: Heat Pump with Remote Outdoor Unit-Air-Source) | DLCURAH24ABK |  |  | EN(A,D)4X36L21** | *80VSL0701716A* | 23800 | 16.5 | 8.1 | 26000 | 23200 | 89.23% | 1.92 | 0 | 10.5 |  |  |  |  | R-410A | 1.9833 | Residential & Commercial | USHP | Ducted CEE Tier 1
212982331 | Central HP <5.4 tons | HEIL | HRCU-A-CB (Split System: Heat Pump with Remote Outdoor Unit-Air-Source) | DLCURAH24ABK |  |  | EN(A,D)4X24L17** | *80MSU0401712A* | 23200 | 16 | 8.5 | 26200 | 24800 | 94.66% | 2.06 | 0 | 10 |  |  |  |  | R-410A | 1.9333 | Residential & Commercial | USHP | Ducted CEE Tier 1
216620202 | Central HP <5.4 tons | COMFORTMAKER | HRCU-A-CB (Split System: Heat Pump with Remote Outdoor Unit-Air-Source) | DLCURAH36ABK |  |  | 40MUAAQ36XA3 | 0 | 36000 | 16 | 9.5 | 40000 | 34400 | 86% | 1.97 | 10.5 | 10 |  |  |  |  | R-410A | 3 | Residential & Commercial | USHP | Ducted CEE Tier 1
215864779 | Central HP <5.4 tons | TRANE | HRCU-A-CB (Split System: Heat Pump with Remote Outdoor Unit-Air-Source) | 5TWV8X60A1 |  |  | 5TXCD010AS3 | L8V1C100U5VSB+LRP | 54500 | 18.1 | 8.5 | 55000 | 39500 | 71.82% | 2 | 0 | 10.5 |  |  |  |  | R-454B | 4.5417 | Residential & Commercial | USHP | Ducted CEE Tier 1
216987070 | Central HP <5.4 tons | BRYANT HEATING AND COOLING SYSTEMS | HRCU-A-CB (Split System: Heat Pump with Remote Outdoor Unit-Air-Source) | 37MUHAQ24AA3 | ADP |  | C36A***L13*+TXV | 926SB30040V14*** | 21800 | 15.2 | 8.1 | 19400 | 18500 | 95.36% | 1.85 | 0 | 10.5 |  |  |  |  | R-454B | 1.8167 | Residential & Commercial | USHP | Ducted CEE Tier 1
216987131 | Central HP <5.4 tons | BRYANT HEATING AND COOLING SYSTEMS | HRCU-A-CB (Split System: Heat Pump with Remote Outdoor Unit-Air-Source) | 37MUHAQ24AA3 | ADP |  | V,C36H175P15*+TXV | 935SB36040M17*** | 22800 | 16 | 8.1 | 19200 | 18200 | 94.79% | 1.85 | 0 | 11 |  |  |  |  | R-454B | 1.9 | Residential & Commercial | USHP | Ducted CEE Tier 1
216987132 | Central HP <5.4 tons | BRYANT HEATING AND COOLING SYSTEMS | HRCU-A-CB (Split System: Heat Pump with Remote Outdoor Unit-Air-Source) | 37MUHAQ24AA3 | ADP |  | PL36H210P74*+TXV | 935SB36040M17*** | 22400 | 16 | 8.5 | 19400 | 18400 | 94.85% | 1.96 | 0 | 10.5 |  |  |  |  | R-454B | 1.8667 | Residential & Commercial | USHP | Ducted CEE Tier 1
212386791 | Central HP <5.4 tons | AireForce | HRCU-A-C (Split System: Heat Pump with Remote Outdoor Unit with No Indoor Fan --Air Source) | GXH24-36MSK4DH |  |  | UE24X4AB | 0 | 23000 | 15.2 | 8.5 | 24000 | 21600 | 90% | 1.8 | 0 | 11 |  |  |  |  | R-410A | 1.9167 | Residential & Commercial | USHP | Ducted CEE Tier 1
211644138 | Central HP <5.4 tons | CanAir | HRCU-A-C (Split System: Heat Pump with Remote Outdoor Unit with No Indoor Fan --Air Source) | CDH2036C21 |  |  | MAC-36HWFN1-M | 0 | 35000 | 15.2 | 10 | 39000 | 32000 | 82.05% | 2 | 10.2 | 10 |  |  |  |  | R-410A | 2.9167 | Residential & Commercial | USHP | Ducted CEE Tier 1
213774661 | Central HP <5.4 tons | DAY & NIGHT | HRCU-A-CB (Split System: Heat Pump with Remote Outdoor Unit-Air-Source) | CVH825GKA3* |  |  | EHD4X48AAL+WALLCON | *97CMN1002122B* | 24200 | 16 | 8.1 | 21200 | 16600 | 78.3% | 2.02 | 0 | 11 |  |  |  |  | R-410A | 2.0167 | Residential & Commercial | USHP | Ducted CEE Tier 1
216987083 | Central HP <5.4 tons | BRYANT HEATING AND COOLING SYSTEMS | HRCU-A-CB (Split System: Heat Pump with Remote Outdoor Unit-Air-Source) | 37MUHAQ24AA3 | ADP |  | PL36H210P74*+TXV | 926SB36040V17*** | 21800 | 15.2 | 8.5 | 19200 | 18200 | 94.79% | 1.98 | 0 | 10.5 |  |  |  |  | R-454B | 1.8167 | Residential & Commercial | USHP | Ducted CEE Tier 1
216987103 | Central HP <5.4 tons | BRYANT HEATING AND COOLING SYSTEMS | HRCU-A-CB (Split System: Heat Pump with Remote Outdoor Unit-Air-Source) | 37MUHAQ24AA3 | ADP |  | V,C36H***P21*+TXV | 926TC30040V14*** | 22000 | 15.2 | 8.1 | 19400 | 18500 | 95.36% | 1.85 | 0 | 10.5 |  |  |  |  | R-454B | 1.8333 | Residential & Commercial | USHP | Ducted CEE Tier 1
216987110 | Central HP <5.4 tons | BRYANT HEATING AND COOLING SYSTEMS | HRCU-A-CB (Split System: Heat Pump with Remote Outdoor Unit-Air-Source) | 37MUHAQ24AA3 | ADP |  | PL36H175P15*+TXV | 926TC36040V17*** | 22200 | 16 | 8.5 | 19200 | 18200 | 94.79% | 1.96 | 0 | 10 |  |  |  |  | R-454B | 1.85 | Residential & Commercial | USHP | Ducted CEE Tier 1
213075929 | Central HP <5.4 tons | HEIL | HRCU-A-CB (Split System: Heat Pump with Remote Outdoor Unit-Air-Source) | DLCURAH36ABK |  |  | EA*4X43L21A* | *95MSU1002120A* | 36400 | 16 | 8.5 | 38000 | 34800 | 91.58% | 2.06 | 0 | 10 |  |  |  |  | R-410A | 3.0333 | Residential & Commercial | USHP | Ducted CEE Tier 1
213076580 | Central HP <5.4 tons | HEIL | HRCU-A-CB (Split System: Heat Pump with Remote Outdoor Unit-Air-Source) | DLCURAH36ABK |  |  | EN(A,D,W)4X48L21** | *80VTL0701716B* | 35600 | 16 | 8.1 | 38500 | 35000 | 90.91% | 1.98 | 0 | 10 |  |  |  |  | R-410A | 2.9667 | Residential & Commercial | USHP | Ducted CEE Tier 1
216984288 | Central HP <5.4 tons | BRYANT HEATING AND COOLING SYSTEMS | HRCU-A-CB (Split System: Heat Pump with Remote Outdoor Unit-Air-Source) | 290VAN048**AA* | ADP |  | C48A***L15*+TXV | 987TA66100C21*** | 44000 | 18 | 9 | 46500 | 33600 | 72.26% | 2.04 | 0 | 9.5 |  |  |  |  | R-454B | 3.6667 | Residential & Commercial | USHP
216984289 | Central HP <5.4 tons | BRYANT HEATING AND COOLING SYSTEMS | HRCU-A-CB (Split System: Heat Pump with Remote Outdoor Unit-Air-Source) | 290VAN048**AA* | ADP |  | PL48H210P75*+TXV | 987TA66100C21*** | 44000 | 18 | 9 | 46500 | 33600 | 72.26% | 2.04 | 0 | 9.5 |  |  |  |  | R-454B | 3.6667 | Residential & Commercial | USHP
213076646 | Central HP <5.4 tons | HEIL | HRCU-A-CB (Split System: Heat Pump with Remote Outdoor Unit-Air-Source) | DLCURAH36ABK |  |  | EA*4X37L21A* | *80VTL0902120B* | 36600 | 16 | 8.5 | 38500 | 35000 | 90.91% | 2.08 | 0 | 10 |  |  |  |  | R-410A | 3.05 | Residential & Commercial | USHP | Ducted CEE Tier 1
216984291 | Central HP <5.4 tons | BRYANT HEATING AND COOLING SYSTEMS | HRCU-A-CB (Split System: Heat Pump with Remote Outdoor Unit-Air-Source) | 290VAN048**AA* | ADP |  | V,C48H210P16*+TXV | 987TA66100C21*** | 44000 | 18 | 9 | 46500 | 33600 | 72.26% | 2.04 | 0 | 9.5 |  |  |  |  | R-454B | 3.6667 | Residential & Commercial | USHP
216987097 | Central HP <5.4 tons | BRYANT HEATING AND COOLING SYSTEMS | HRCU-A-CB (Split System: Heat Pump with Remote Outdoor Unit-Air-Source) | 37MUHAQ24AA3 | ADP |  | V,C36H***P42*+TXV | 926TC30040V14*** | 21800 | 15.2 | 8.1 | 19400 | 18800 | 96.91% | 1.9 | 0 | 10 |  |  |  |  | R-454B | 1.8167 | Residential & Commercial | USHP | Ducted CEE Tier 1
216984624 | Central HP <5.4 tons | BRYANT HEATING AND COOLING SYSTEMS | HRCU-A-CB (Split System: Heat Pump with Remote Outdoor Unit-Air-Source) | 293VAN036**AA* | ADP |  | C36A***L53*+TXV | 987TA60080C21*** | 34000 | 20 | 9.5 | 32600 | 25600 | 78.53% | 2.06 | 0 | 11.7 |  |  |  |  | R-454B | 2.8333 | Residential & Commercial | USHP | Ducted CEE Tier 1
206724407 | Central HP <5.4 tons | AireForce | HRCU-A-CB (Split System: Heat Pump with Remote Outdoor Unit-Air-Source) | GXH48-60MSK4DH |  |  | GMH**-60MSK4DH1 | 0 | 54000 | 16 | 9 | 54000 | 41000 | 75.93% | 1.8 | 10.5 | 10 |  |  |  |  | R-410A | 4.5 | Residential & Commercial | USHP | Ducted CEE Tier 1
216989655 | Central HP <5.4 tons | BRYANT HEATING AND COOLING SYSTEMS | HRCU-A-CB (Split System: Heat Pump with Remote Outdoor Unit-Air-Source) | 37MUHAQ24AA3 | ADP |  | V,C36H***P21*+TXV | 8(0,1)*SB36070M14*** | 22400 | 16 | 8.5 | 19200 | 18300 | 95.31% | 1.96 | 0 | 11 |  |  |  |  | R-454B | 1.8667 | Residential & Commercial | USHP | Ducted CEE Tier 1
216987071 | Central HP <5.4 tons | BRYANT HEATING AND COOLING SYSTEMS | HRCU-A-CB (Split System: Heat Pump with Remote Outdoor Unit-Air-Source) | 37MUHAQ24AA3 | ADP |  | PL36H175P14*+TXV | 926SB30040V14*** | 21600 | 15.2 | 8.5 | 19200 | 18100 | 94.27% | 1.96 | 0 | 10.5 |  |  |  |  | R-454B | 1.8 | Residential & Commercial | USHP | Ducted CEE Tier 1
216987074 | Central HP <5.4 tons | BRYANT HEATING AND COOLING SYSTEMS | HRCU-A-CB (Split System: Heat Pump with Remote Outdoor Unit-Air-Source) | 37MUHAQ24AA3 | ADP |  | V,C36H***P21*+TXV | 926SB30040V14*** | 21600 | 15.2 | 8.5 | 19200 | 18100 | 94.27% | 1.96 | 0 | 10.5 |  |  |  |  | R-454B | 1.8 | Residential & Commercial | USHP | Ducted CEE Tier 1
216989656 | Central HP <5.4 tons | BRYANT HEATING AND COOLING SYSTEMS | HRCU-A-CB (Split System: Heat Pump with Remote Outdoor Unit-Air-Source) | 37MUHAQ24AA3 | ADP |  | PL36H***P44*+TXV | 8(0,1)*SB36070M14*** | 22400 | 16 | 8.5 | 19200 | 18300 | 95.31% | 1.96 | 0 | 11 |  |  |  |  | R-454B | 1.8667 | Residential & Commercial | USHP | Ducted CEE Tier 1
215864807 | Central HP <5.4 tons | TRANE | HRCU-A-CB (Split System: Heat Pump with Remote Outdoor Unit-Air-Source) | 5TWV8X36A1 |  |  | 5PX*CD07AS3 | S8V2C100M5PCB | 33000 | 18.1 | 8.5 | 34200 | 25800 | 75.44% | 2.1 | 0 | 10 |  |  |  |  | R-454B | 2.75 | Residential & Commercial | USHP | Ducted CEE Tier 1
213479417 | Central HP <5.4 tons | CanAir | HRCU-A-C (Split System: Heat Pump with Remote Outdoor Unit with No Indoor Fan --Air Source) | CDH2024C21 |  |  | MVBM-24A18T3N1* | 0 | 20000 | 16.3 | 10.2 | 25000 | 20000 | 80% | 2 | 0 | 11.7 |  |  |  |  | R-410A | 1.6667 | Residential & Commercial | USHP | Ducted CEE Tier 1
215864647 | Central HP <5.4 tons | TRANE | HRCU-A-CB (Split System: Heat Pump with Remote Outdoor Unit-Air-Source) | 5TWV8X48A1 |  |  | 5PX*C007AS3 | L8V1C100U5VSB+LRP | 45500 | 18.1 | 8.5 | 45500 | 35200 | 77.36% | 2.2 | 0 | 10.5 |  |  |  |  | R-454B | 3.7917 | Residential & Commercial | USHP | Ducted CEE Tier 1
215864879 | Central HP <5.4 tons | TRANE | HRCU-A-CB (Split System: Heat Pump with Remote Outdoor Unit-Air-Source) | 5TWV8X48A1 |  |  | 5PX*D008AS3 | S8V2C100M5PCB | 45500 | 18.1 | 8.5 | 45500 | 35200 | 77.36% | 2.1 | 0 | 10 |  |  |  |  | R-454B | 3.7917 | Residential & Commercial | USHP | Ducted CEE Tier 1
213923860 | Central HP <5.4 tons | MIDEA | HRCU-A-CB (Split System: Heat Pump with Remote Outdoor Unit-Air-Source) | 38MURAQ24AB3 | ADP |  | PL36H***P039+AEFE3A* | 0 | 24000 | 16 | 9 | 23200 | 19600 | 84.48% | 1.86 | 0 | 10.5 |  |  |  |  | R-410A | 2 | Residential & Commercial | USHP | Ducted CEE Tier 1
214501175 | Central HP <5.4 tons | THERMAL ZONE | HRCU-A-CB (Split System: Heat Pump with Remote Outdoor Unit-Air-Source) | TZPLV242PA | ADP |  | H,GG21924+AEFE3A* | 0 | 23400 | 16 | 8.8 | 23000 | 19600 | 85.22% | 1.84 | 0 | 10.5 |  |  |  |  | R-410A | 1.95 | Residential & Commercial | USHP | Ducted CEE Tier 1
216984282 | Central HP <5.4 tons | BRYANT HEATING AND COOLING SYSTEMS | HRCU-A-CB (Split System: Heat Pump with Remote Outdoor Unit-Air-Source) | 290VAN048**AA* | ADP |  | C48A***L18*+TXV | 987TA60080C21*** | 45000 | 18 | 9 | 45500 | 33200 | 72.97% | 2.06 | 0 | 10 |  |  |  |  | R-454B | 3.75 | Residential & Commercial | USHP | Ducted CEE Tier 1
216984296 | Central HP <5.4 tons | BRYANT HEATING AND COOLING SYSTEMS | HRCU-A-CB (Split System: Heat Pump with Remote Outdoor Unit-Air-Source) | 290VAN048**AA* | ADP |  | C48A***L18*+TXV | 987TA66100C21*** | 45000 | 18 | 9 | 45500 | 33200 | 72.97% | 2.06 | 0 | 10 |  |  |  |  | R-454B | 3.75 | Residential & Commercial | USHP | Ducted CEE Tier 1
216984297 | Central HP <5.4 tons | BRYANT HEATING AND COOLING SYSTEMS | HRCU-A-CB (Split System: Heat Pump with Remote Outdoor Unit-Air-Source) | 290VAN048**AA* | ADP |  | C60A***L18*+TXV | 987TA66100C21*** | 45000 | 18 | 9 | 45500 | 33200 | 72.97% | 2.06 | 0 | 10 |  |  |  |  | R-454B | 3.75 | Residential & Commercial | USHP | Ducted CEE Tier 1
216984299 | Central HP <5.4 tons | BRYANT HEATING AND COOLING SYSTEMS | HRCU-A-CB (Split System: Heat Pump with Remote Outdoor Unit-Air-Source) | 290VAN048**AA* | ADP |  | V,C60H245P76*+TXV | 987TA66120C24*** | 43500 | 18 | 9 | 45500 | 33200 | 72.97% | 2.06 | 0 | 9.5 |  |  |  |  | R-454B | 3.625 | Residential & Commercial | USHP
215449709 | Central HP <5.4 tons | CanAir | HRCU-A-CB (Split System: Heat Pump with Remote Outdoor Unit-Air-Source) | 4CDH2060C21 |  |  | 4CDH2060F21 | 0 | 54000 | 16 | 9 | 56000 | 52000 | 92.86% | 1.8 | 0 | 10 |  |  |  |  | R-454B | 4.5 | Residential & Commercial | USHP | Ducted CEE Tier 1
212970726 | Central HP <5.4 tons | CARRIER | HRCU-A-CB (Split System: Heat Pump with Remote Outdoor Unit-Air-Source) | 38MURAQ36AB3* |  |  | CNPV*4821AL* | 58SP*B090V21**20 | 36000 | 16.5 | 8.1 | 38000 | 35000 | 92.11% | 2 | 0 | 10 |  |  |  |  | R-410A | 3 | Residential & Commercial | USHP | Ducted CEE Tier 1
216987093 | Central HP <5.4 tons | BRYANT HEATING AND COOLING SYSTEMS | HRCU-A-CB (Split System: Heat Pump with Remote Outdoor Unit-Air-Source) | 37MUHAQ24AA3 | ADP |  | C36A***L15*+TXV | 926SB36060V14*** | 22400 | 16 | 8.1 | 19200 | 18100 | 94.27% | 1.85 | 0 | 11 |  |  |  |  | R-454B | 1.8667 | Residential & Commercial | USHP | Ducted CEE Tier 1
216987109 | Central HP <5.4 tons | BRYANT HEATING AND COOLING SYSTEMS | HRCU-A-CB (Split System: Heat Pump with Remote Outdoor Unit-Air-Source) | 37MUHAQ24AA3 | ADP |  | V,C36H175P14*+TXV | 926TC36040V17*** | 21800 | 15.2 | 8.5 | 19200 | 18200 | 94.79% | 1.98 | 0 | 10.5 |  |  |  |  | R-454B | 1.8167 | Residential & Commercial | USHP | Ducted CEE Tier 1
216987111 | Central HP <5.4 tons | BRYANT HEATING AND COOLING SYSTEMS | HRCU-A-CB (Split System: Heat Pump with Remote Outdoor Unit-Air-Source) | 37MUHAQ24AA3 | ADP |  | V,C36H175P15*+TXV | 926TC36040V17*** | 22200 | 16 | 8.5 | 19200 | 18200 | 94.79% | 1.96 | 0 | 10 |  |  |  |  | R-454B | 1.85 | Residential & Commercial | USHP | Ducted CEE Tier 1
216987127 | Central HP <5.4 tons | BRYANT HEATING AND COOLING SYSTEMS | HRCU-A-CB (Split System: Heat Pump with Remote Outdoor Unit-Air-Source) | 37MUHAQ24AA3 | ADP |  | C36A***L13*+TXV | 935SB36040M17*** | 22000 | 16 | 8.5 | 19600 | 18800 | 95.92% | 1.96 | 0 | 10.5 |  |  |  |  | R-454B | 1.8333 | Residential & Commercial | USHP | Ducted CEE Tier 1
216987073 | Central HP <5.4 tons | BRYANT HEATING AND COOLING SYSTEMS | HRCU-A-CB (Split System: Heat Pump with Remote Outdoor Unit-Air-Source) | 37MUHAQ24AA3 | ADP |  | C36A***L15*+TXV | 926SB30040V14*** | 21800 | 15.2 | 8.5 | 19200 | 18100 | 94.27% | 1.96 | 0 | 10.5 |  |  |  |  | R-454B | 1.8167 | Residential & Commercial | USHP | Ducted CEE Tier 1
215865015 | Central HP <5.4 tons | TRANE | HRCU-A-CB (Split System: Heat Pump with Remote Outdoor Unit-Air-Source) | 5TWV8X60A1 |  |  | 5PX*D010AS3 | S9V2D120U5PSC+LRP | 54500 | 18.1 | 8.5 | 55000 | 39500 | 71.82% | 2 | 0 | 10.5 |  |  |  |  | R-454B | 4.5417 | Residential & Commercial | USHP | Ducted CEE Tier 1
215865029 | Central HP <5.4 tons | TRANE | HRCU-A-CB (Split System: Heat Pump with Remote Outdoor Unit-Air-Source) | 5TWV8X60A1 |  |  | 5PX*DD10AS3 | S8V2C100M5PDB | 53000 | 18.1 | 8.5 | 55500 | 39500 | 71.17% | 1.9 | 0 | 10 |  |  |  |  | R-454B | 4.4167 | Residential & Commercial | USHP | Ducted CEE Tier 1
212970430 | Central HP <5.4 tons | COMFORTMAKER | HRCU-A-CB (Split System: Heat Pump with Remote Outdoor Unit-Air-Source) | DLCURAH36ABK |  |  | EA*4X48L21A* | *80VSL0701716B* | 36000 | 16 | 8.5 | 38500 | 34800 | 90.39% | 2.02 | 0 | 10 |  |  |  |  | R-410A | 3 | Residential & Commercial | USHP | Ducted CEE Tier 1
212970680 | Central HP <5.4 tons | COMFORTMAKER | HRCU-A-CB (Split System: Heat Pump with Remote Outdoor Unit-Air-Source) | DLCURAH36ABK |  |  | EA*4X43L21A* | *80VSL0902120B* | 36800 | 16 | 8.5 | 38000 | 35000 | 92.11% | 2.08 | 0 | 10 |  |  |  |  | R-410A | 3.0667 | Residential & Commercial | USHP | Ducted CEE Tier 1
216984581 | Central HP <5.4 tons | BRYANT HEATING AND COOLING SYSTEMS | HRCU-A-CB (Split System: Heat Pump with Remote Outdoor Unit-Air-Source) | 291VAN054**AA* | ADP |  | C48A***L18*+TXV | 987TA60080C21*** | 49000 | 19 | 10.5 | 50500 | 53000 | 105% | 1.94 | 0 | 11 |  |  |  |  | R-454B | 4.0833 | Residential & Commercial | USHP | Ducted CEE Tier 1
212970700 | Central HP <5.4 tons | COMFORTMAKER | HRCU-A-CB (Split System: Heat Pump with Remote Outdoor Unit-Air-Source) | DLCURAH36ABK |  |  | EA*4X48L24A* | *80VSL0902120B* | 35800 | 16.5 | 8.5 | 38000 | 34600 | 91.05% | 2.02 | 0 | 10 |  |  |  |  | R-410A | 2.9833 | Residential & Commercial | USHP | Ducted CEE Tier 1
216984248 | Central HP <5.4 tons | BRYANT HEATING AND COOLING SYSTEMS | HRCU-A-CB (Split System: Heat Pump with Remote Outdoor Unit-Air-Source) | 290VAN036**AA* | ADP |  | V,C36H175P15*+TXV | 987TA42060C17*** | 33400 | 17 | 9 | 33600 | 25000 | 74.4% | 1.88 | 0 | 9.5 |  |  |  |  | R-454B | 2.7833 | Residential & Commercial | USHP
215318936 | Central HP <5.4 tons | COMFORTMAKER | HRCU-A-CB (Split System: Heat Pump with Remote Outdoor Unit-Air-Source) | D5CSRAH24AAK |  |  | D5FSAAH24XBK | 0 | 24000 | 19.8 | 9 | 25000 | 18000 | 72% | 2.2 | 0 | 11.7 |  |  |  |  | R-454B | 2 | Residential & Commercial | USHP | Ducted CEE Tier 1
215449708 | Central HP <5.4 tons | CanAir | HRCU-A-CB (Split System: Heat Pump with Remote Outdoor Unit-Air-Source) | 4CDH2048C21 |  |  | 4CDH2048F21 | 0 | 48000 | 16.5 | 9.5 | 50000 | 46000 | 92% | 1.9 | 0 | 10.5 |  |  |  |  | R-454B | 4 | Residential & Commercial | USHP | Ducted CEE Tier 1
216984264 | Central HP <5.4 tons | BRYANT HEATING AND COOLING SYSTEMS | HRCU-A-CB (Split System: Heat Pump with Remote Outdoor Unit-Air-Source) | 290VAN036**AA* | ADP |  | PL36H***P44*+TXV | 987TA42080C17*** | 33600 | 17 | 9 | 33600 | 24800 | 73.81% | 1.88 | 0 | 9.5 |  |  |  |  | R-454B | 2.8 | Residential & Commercial | USHP
214604342 | Central HP <5.4 tons | MIDEA | HRCU-A-C (Split System: Heat Pump with Remote Outdoor Unit with No Indoor Fan --Air Source) | 38MURAQ24AB3 | ADP |  | HG30924+TD | 0 | 24000 | 16 | 9.1 | 23200 | 19600 | 84.48% | 1.88 | 0 | 10.5 |  |  |  |  | R-410A | 2 | Residential & Commercial | USHP | Ducted CEE Tier 1
213079682 | Central HP <5.4 tons | AIRQUEST | HRCU-A-CB (Split System: Heat Pump with Remote Outdoor Unit-Air-Source) | DLCURAH36ABK |  |  | EA*4X43L21A* | *92MSN0802120A* | 36800 | 16.5 | 8.5 | 38500 | 34800 | 90.39% | 2.08 | 0 | 10 |  |  |  |  | R-410A | 3.0667 | Residential & Commercial | USHP | Ducted CEE Tier 1
213079816 | Central HP <5.4 tons | AIRQUEST | HRCU-A-CB (Split System: Heat Pump with Remote Outdoor Unit-Air-Source) | DLCURAH36ABK |  |  | EN(A,D,W)4X48L21** | *92MSN1002120A* | 36000 | 16.5 | 8.1 | 38500 | 34800 | 90.39% | 2 | 0 | 10.5 |  |  |  |  | R-410A | 3 | Residential & Commercial | USHP | Ducted CEE Tier 1
213080483 | Central HP <5.4 tons | AIRQUEST | HRCU-A-CB (Split System: Heat Pump with Remote Outdoor Unit-Air-Source) | DLCURAH36ABK |  |  | EA*4X42L24A* | *96MSN1402422A* | 35200 | 16 | 8.1 | 38500 | 35000 | 90.91% | 1.88 | 0 | 9.5 |  |  |  |  | R-410A | 2.9333 | Residential & Commercial | USHP
216987088 | Central HP <5.4 tons | BRYANT HEATING AND COOLING SYSTEMS | HRCU-A-CB (Split System: Heat Pump with Remote Outdoor Unit-Air-Source) | 37MUHAQ24AA3 | ADP |  | V,C36H***P42*+TXV | 926SB36060V14*** | 21800 | 16 | 8.5 | 19400 | 18800 | 96.91% | 1.98 | 0 | 10.5 |  |  |  |  | R-454B | 1.8167 | Residential & Commercial | USHP | Ducted CEE Tier 1
216987089 | Central HP <5.4 tons | BRYANT HEATING AND COOLING SYSTEMS | HRCU-A-CB (Split System: Heat Pump with Remote Outdoor Unit-Air-Source) | 37MUHAQ24AA3 | ADP |  | A24VBA*+TXV | 926SB36060V14*** | 21800 | 16 | 8.5 | 19400 | 18800 | 96.91% | 1.98 | 0 | 10.5 |  |  |  |  | R-454B | 1.8167 | Residential & Commercial | USHP | Ducted CEE Tier 1
216987091 | Central HP <5.4 tons | BRYANT HEATING AND COOLING SYSTEMS | HRCU-A-CB (Split System: Heat Pump with Remote Outdoor Unit-Air-Source) | 37MUHAQ24AA3 | ADP |  | PL36H175P14*+TXV | 926SB36060V14*** | 21800 | 16 | 8.5 | 19400 | 18800 | 96.91% | 1.98 | 0 | 10.5 |  |  |  |  | R-454B | 1.8167 | Residential & Commercial | USHP | Ducted CEE Tier 1
216987104 | Central HP <5.4 tons | BRYANT HEATING AND COOLING SYSTEMS | HRCU-A-CB (Split System: Heat Pump with Remote Outdoor Unit-Air-Source) | 37MUHAQ24AA3 | ADP |  | PL36H***P44*+TXV | 926TC30040V14*** | 22200 | 15.2 | 8.1 | 19200 | 18400 | 95.83% | 1.85 | 0 | 10.5 |  |  |  |  | R-454B | 1.85 | Residential & Commercial | USHP | Ducted CEE Tier 1
216987106 | Central HP <5.4 tons | BRYANT HEATING AND COOLING SYSTEMS | HRCU-A-CB (Split System: Heat Pump with Remote Outdoor Unit-Air-Source) | 37MUHAQ24AA3 | ADP |  | A36VCA*+TXV | 926TC36040V17*** | 21800 | 15.2 | 8.5 | 19200 | 18200 | 94.79% | 1.98 | 0 | 10.5 |  |  |  |  | R-454B | 1.8167 | Residential & Commercial | USHP | Ducted CEE Tier 1
216987107 | Central HP <5.4 tons | BRYANT HEATING AND COOLING SYSTEMS | HRCU-A-CB (Split System: Heat Pump with Remote Outdoor Unit-Air-Source) | 37MUHAQ24AA3 | ADP |  | C36A***L13*+TXV | 926TC36040V17*** | 21800 | 15.2 | 8.1 | 19200 | 18400 | 95.83% | 1.9 | 0 | 10.5 |  |  |  |  | R-454B | 1.8167 | Residential & Commercial | USHP | Ducted CEE Tier 1
216987121 | Central HP <5.4 tons | BRYANT HEATING AND COOLING SYSTEMS | HRCU-A-CB (Split System: Heat Pump with Remote Outdoor Unit-Air-Source) | 37MUHAQ24AA3 | ADP |  | PL36H175P15*+TXV | 926TC36060V14*** | 22600 | 16 | 8.1 | 19200 | 18100 | 94.27% | 1.85 | 0 | 11 |  |  |  |  | R-454B | 1.8833 | Residential & Commercial | USHP | Ducted CEE Tier 1
216987122 | Central HP <5.4 tons | BRYANT HEATING AND COOLING SYSTEMS | HRCU-A-CB (Split System: Heat Pump with Remote Outdoor Unit-Air-Source) | 37MUHAQ24AA3 | ADP |  | C36A***L15*+TXV | 926TC36060V14*** | 22400 | 16 | 8.1 | 19200 | 18100 | 94.27% | 1.85 | 0 | 11 |  |  |  |  | R-454B | 1.8667 | Residential & Commercial | USHP | Ducted CEE Tier 1
216987123 | Central HP <5.4 tons | BRYANT HEATING AND COOLING SYSTEMS | HRCU-A-CB (Split System: Heat Pump with Remote Outdoor Unit-Air-Source) | 37MUHAQ24AA3 | ADP |  | V,C36H***P21*+TXV | 926TC36060V14*** | 21800 | 16 | 8.5 | 19400 | 18800 | 96.91% | 1.98 | 0 | 10.5 |  |  |  |  | R-454B | 1.8167 | Residential & Commercial | USHP | Ducted CEE Tier 1
212386794 | Central HP <5.4 tons | AireForce | HRCU-A-C (Split System: Heat Pump with Remote Outdoor Unit with No Indoor Fan --Air Source) | GXH48-60MSK4DH |  |  | UE60X4AD | 0 | 50500 | 15.2 | 8.5 | 53000 | 37200 | 70.19% | 1.8 | 0 | 9.5 |  |  |  |  | R-410A | 4.2083 | Residential & Commercial | USHP
215488062 | Central HP <5.4 tons | GOODMAN | HRCU-A-CB (Split System: Heat Pump with Remote Outdoor Unit-Air-Source) | GZV7SA3610A* |  |  | CA*EA4830*3A* | G*VM970804CNB* | 34800 | 18.5 | 8.5 | 35000 | 28400 | 81.14% | 2 | 0 | 10.5 |  |  |  |  | R-32 | 2.9 | Residential & Commercial | USHP | Ducted CEE Tier 1
215488067 | Central HP <5.4 tons | GOODMAN | HRCU-A-CB (Split System: Heat Pump with Remote Outdoor Unit-Air-Source) | GZV7SA3610A* |  |  | CHPEA4830*3A* | G*VC961205DNB* | 35000 | 18.5 | 8.1 | 35000 | 28400 | 81.14% | 2 | 0 | 10.5 |  |  |  |  | R-32 | 2.9167 | Residential & Commercial | USHP | Ducted CEE Tier 1
212988642 | Central HP <5.4 tons | COMFORTMAKER | HRCU-A-CB (Split System: Heat Pump with Remote Outdoor Unit-Air-Source) | DLCURAH24ABK |  |  | EA*4X24L17A* | *95MSU0401712A* | 23400 | 16.5 | 8.5 | 27000 | 26200 | 97.04% | 2.2 | 0 | 10 |  |  |  |  | R-410A | 1.95 | Residential & Commercial | USHP | Ducted CEE Tier 1
212986954 | Central HP <5.4 tons | HEIL | HRCU-A-CB (Split System: Heat Pump with Remote Outdoor Unit-Air-Source) | DLCURAH24ABK |  |  | EN(A,D)4X30L14** | *96MSN0601412A* | 23400 | 16.5 | 8.1 | 26400 | 24600 | 93.18% | 2.04 | 0 | 10 |  |  |  |  | R-410A | 1.95 | Residential & Commercial | USHP | Ducted CEE Tier 1
215488117 | Central HP <5.4 tons | GOODMAN | HRCU-A-CB (Split System: Heat Pump with Remote Outdoor Unit-Air-Source) | GZV7SA4810A* |  |  | CHPEA4830*3A* | G*VC800804C*A* | 45500 | 16.5 | 8.5 | 46000 | 33600 | 73.04% | 2 | 0 | 10 |  |  |  |  | R-32 | 3.7917 | Residential & Commercial | USHP | Ducted CEE Tier 1
213815176 | Central HP <5.4 tons | GOODMAN | HRCU-A-CB (Split System: Heat Pump with Remote Outdoor Unit-Air-Source) | GSZV903610A* |  |  | CHPF3743C6B*+MBVB16CP1X00A*+TXV | 0 | 33400 | 18 | 8.2 | 34000 | 24400 | 71.76% | 1.8 | 0 | 11 |  |  |  |  | R-410A | 2.7833 | Residential & Commercial | USHP | Ducted CEE Tier 1
214606646 | Central HP <5.4 tons | MIDEA | HRCU-A-CB (Split System: Heat Pump with Remote Outdoor Unit-Air-Source) | 38MURAQ24AB3 | ADP |  | CE2301A+TXV | 0 | 24000 | 16 | 9.2 | 23400 | 19600 | 83.76% | 1.9 | 0 | 10.5 |  |  |  |  | R-410A | 2 | Residential & Commercial | USHP | Ducted CEE Tier 1
214501174 | Central HP <5.4 tons | THERMAL ZONE | HRCU-A-CB (Split System: Heat Pump with Remote Outdoor Unit-Air-Source) | TZPLV182PA | ADP |  | H,GG21924+AEFE3A* | 0 | 18000 | 16 | 8.85 | 17100 | 14600 | 85.38% | 2.06 | 0 | 11.7 |  |  |  |  | R-410A | 1.5 | Residential & Commercial | USHP | Ducted CEE Tier 1
216984278 | Central HP <5.4 tons | BRYANT HEATING AND COOLING SYSTEMS | HRCU-A-CB (Split System: Heat Pump with Remote Outdoor Unit-Air-Source) | 290VAN048**AA* | ADP |  | C48A***L16*+TXV | 987TA60080C21*** | 44000 | 17 | 9 | 46500 | 33800 | 72.69% | 2.06 | 0 | 9.5 |  |  |  |  | R-454B | 3.6667 | Residential & Commercial | USHP
216984287 | Central HP <5.4 tons | BRYANT HEATING AND COOLING SYSTEMS | HRCU-A-CB (Split System: Heat Pump with Remote Outdoor Unit-Air-Source) | 290VAN048**AA* | ADP |  | A60VHA*+TXV | 987TA66100C21*** | 45000 | 18 | 9 | 45500 | 33200 | 72.97% | 2.06 | 0 | 10 |  |  |  |  | R-454B | 3.75 | Residential & Commercial | USHP | Ducted CEE Tier 1
216984292 | Central HP <5.4 tons | BRYANT HEATING AND COOLING SYSTEMS | HRCU-A-CB (Split System: Heat Pump with Remote Outdoor Unit-Air-Source) | 290VAN048**AA* | ADP |  | C48A***L16*+TXV | 987TA66100C21*** | 44000 | 18 | 9 | 46500 | 33600 | 72.26% | 2.04 | 0 | 9.5 |  |  |  |  | R-454B | 3.6667 | Residential & Commercial | USHP
216984294 | Central HP <5.4 tons | BRYANT HEATING AND COOLING SYSTEMS | HRCU-A-CB (Split System: Heat Pump with Remote Outdoor Unit-Air-Source) | 290VAN048**AA* | ADP |  | PL60H210P17*+TXV | 987TA66100C21*** | 45000 | 18 | 9 | 45500 | 33200 | 72.97% | 2.06 | 0 | 10 |  |  |  |  | R-454B | 3.75 | Residential & Commercial | USHP | Ducted CEE Tier 1
216987068 | Central HP <5.4 tons | BRYANT HEATING AND COOLING SYSTEMS | HRCU-A-CB (Split System: Heat Pump with Remote Outdoor Unit-Air-Source) | 37MUHAQ24AA3 | ADP |  | V,C36H***P42*+TXV | 926SB30040V14*** | 21800 | 15.2 | 8.5 | 19400 | 18800 | 96.91% | 1.96 | 0 | 10 |  |  |  |  | R-454B | 1.8167 | Residential & Commercial | USHP | Ducted CEE Tier 1
216987095 | Central HP <5.4 tons | BRYANT HEATING AND COOLING SYSTEMS | HRCU-A-CB (Split System: Heat Pump with Remote Outdoor Unit-Air-Source) | 37MUHAQ24AA3 | ADP |  | PL36H***P44*+TXV | 926SB36060V14*** | 22400 | 16 | 8.1 | 19200 | 18100 | 94.27% | 1.85 | 0 | 11 |  |  |  |  | R-454B | 1.8667 | Residential & Commercial | USHP | Ducted CEE Tier 1
216987118 | Central HP <5.4 tons | BRYANT HEATING AND COOLING SYSTEMS | HRCU-A-CB (Split System: Heat Pump with Remote Outdoor Unit-Air-Source) | 37MUHAQ24AA3 | ADP |  | A24VBA*+TXV | 926TC36060V14*** | 21800 | 16 | 8.5 | 19400 | 18800 | 96.91% | 1.98 | 0 | 10.5 |  |  |  |  | R-454B | 1.8167 | Residential & Commercial | USHP | Ducted CEE Tier 1
216987125 | Central HP <5.4 tons | BRYANT HEATING AND COOLING SYSTEMS | HRCU-A-CB (Split System: Heat Pump with Remote Outdoor Unit-Air-Source) | 37MUHAQ24AA3 | ADP |  | PL36H210P29*+TXV | 935SB36040M17*** | 23000 | 16 | 8.5 | 19000 | 18000 | 94.74% | 1.9 | 0 | 11 |  |  |  |  | R-454B | 1.9167 | Residential & Commercial | USHP | Ducted CEE Tier 1
216620198 | Central HP <5.4 tons | COMFORTMAKER | HRCU-A-CB (Split System: Heat Pump with Remote Outdoor Unit-Air-Source) | DLCURAH24ABK |  |  | 40MUAAQ24XA3 | 0 | 24000 | 17.4 | 10 | 24000 | 22600 | 94.17% | 1.91 | 12.5 | 11.7 |  |  |  |  | R-410A | 2 | Residential & Commercial | USHP | Ducted CEE Tier 1
215449707 | Central HP <5.4 tons | CanAir | HRCU-A-CB (Split System: Heat Pump with Remote Outdoor Unit-Air-Source) | 4CDH2036C21 |  |  | 4CDH2036F21 | 0 | 36000 | 17.4 | 10.3 | 37000 | 39000 | 105.4% | 1.9 | 0 | 11.7 |  |  |  |  | R-454B | 3 | Residential & Commercial | USHP | Ducted CEE Tier 1
214311494 | Central HP <5.4 tons | THERMAL ZONE | HRCU-A-C (Split System: Heat Pump with Remote Outdoor Unit with No Indoor Fan --Air Source) | TZPLV182PA | ADP |  | H,RG21924+TD | 0 | 17700 | 16 | 8.85 | 17100 | 14600 | 85.38% | 2.06 | 0 | 11.5 |  |  |  |  | R-410A | 1.475 | Residential & Commercial | USHP | Ducted CEE Tier 1
216984275 | Central HP <5.4 tons | BRYANT HEATING AND COOLING SYSTEMS | HRCU-A-CB (Split System: Heat Pump with Remote Outdoor Unit-Air-Source) | 290VAN048**AA* | ADP |  | PL48H210P75*+TXV | 987TA60080C21*** | 44000 | 17 | 9 | 46500 | 33800 | 72.69% | 2.06 | 0 | 9.5 |  |  |  |  | R-454B | 3.6667 | Residential & Commercial | USHP
213311567 | Central HP <5.4 tons | CARRIER | HRCU-A-CB (Split System: Heat Pump with Remote Outdoor Unit-Air-Source) | 38MURAQ18AB3* | ADP |  | PL36H***P449+CBPE3A* | 0 | 17800 | 15.5 | 9 | 17100 | 19400 | 113.5% | 2.4 | 0 | 10.5 |  |  |  |  | R-410A | 1.4833 | Residential & Commercial | USHP | Ducted CEE Tier 1
211227523 | Central HP <5.4 tons | COMFORTMAKER | HRCU-A-CB (Split System: Heat Pump with Remote Outdoor Unit-Air-Source) | DLCURAH36ABK |  |  | EA*4X42L21A* | *92ESN0801716A* | 35400 | 16 | 8.1 | 38500 | 35000 | 90.91% | 1.88 | 0 | 10 |  |  |  |  | R-410A | 2.95 | Residential & Commercial | USHP | Ducted CEE Tier 1
211228975 | Central HP <5.4 tons | COMFORTMAKER | HRCU-A-CB (Split System: Heat Pump with Remote Outdoor Unit-Air-Source) | DLCURAH36ABK |  |  | EA*4X48L21A* | *92ESN0801716A* | 36000 | 16 | 8.5 | 38500 | 34600 | 89.87% | 2.06 | 0 | 10 |  |  |  |  | R-410A | 3 | Residential & Commercial | USHP | Ducted CEE Tier 1
216984273 | Central HP <5.4 tons | BRYANT HEATING AND COOLING SYSTEMS | HRCU-A-CB (Split System: Heat Pump with Remote Outdoor Unit-Air-Source) | 290VAN048**AA* | ADP |  | A60VHA*+TXV | 987TA60080C21*** | 45000 | 18 | 9 | 45500 | 33200 | 72.97% | 2.06 | 0 | 10 |  |  |  |  | R-454B | 3.75 | Residential & Commercial | USHP | Ducted CEE Tier 1
211644139 | Central HP <5.4 tons | CanAir | HRCU-A-C (Split System: Heat Pump with Remote Outdoor Unit with No Indoor Fan --Air Source) | CDH2024C21 |  |  | MAC-24HWDN1-MN0 | 0 | 24000 | 16.5 | 9.5 | 25000 | 20000 | 80% | 1.95 | 11 | 10.7 |  |  |  |  | R-410A | 2 | Residential & Commercial | USHP | Ducted CEE Tier 1
212386792 | Central HP <5.4 tons | AireForce | HRCU-A-C (Split System: Heat Pump with Remote Outdoor Unit with No Indoor Fan --Air Source) | GXH24-36MSK4DH |  |  | UE36X4AB | 0 | 32000 | 15.2 | 8.5 | 36000 | 26000 | 72.22% | 1.8 | 0 | 9.5 |  |  |  |  | R-410A | 2.6667 | Residential & Commercial | USHP
212971907 | Central HP <5.4 tons | CARRIER | HRCU-A-CB (Split System: Heat Pump with Remote Outdoor Unit-Air-Source) | 38MURAQ18AB3* |  |  | CAP**1917AL* | 58TP*B090V17**16 | 18000 | 16.5 | 8.5 | 18000 | 17800 | 98.89% | 2.14 | 0 | 11 |  |  |  |  | R-410A | 1.5 | Residential & Commercial | USHP | Ducted CEE Tier 1
213078608 | Central HP <5.4 tons | COMFORTMAKER | HRCU-A-CB (Split System: Heat Pump with Remote Outdoor Unit-Air-Source) | DLCURAH36ABK |  |  | EA*4X36L21A* | *80MS(N,L)1102120A* | 35400 | 16.5 | 8.1 | 38500 | 35200 | 91.43% | 1.84 | 0 | 10 |  |  |  |  | R-410A | 2.95 | Residential & Commercial | USHP | Ducted CEE Tier 1
213078740 | Central HP <5.4 tons | COMFORTMAKER | HRCU-A-CB (Split System: Heat Pump with Remote Outdoor Unit-Air-Source) | DLCURAH36ABK |  |  | EA*4X42L24A* | *80MS(N,L)1102420A* | 35600 | 16.5 | 8.1 | 38500 | 35000 | 90.91% | 1.9 | 0 | 10 |  |  |  |  | R-410A | 2.9667 | Residential & Commercial | USHP | Ducted CEE Tier 1
212544189 | Central HP <5.4 tons | DAY & NIGHT | HRCU-A-CB (Split System: Heat Pump with Remote Outdoor Unit-Air-Source) | DLCURAH24ABK | ADP |  | FG80936 | *92ESN0401410A* | 24200 | 15.2 | 8.5 | 24800 | 22200 | 89.52% | 1.84 | 0 | 10 |  |  |  |  | R-410A | 2.0167 | Residential & Commercial | USHP | Ducted CEE Tier 1
210472911 | Central HP <5.4 tons | AIRQUEST | HRCU-A-CB (Split System: Heat Pump with Remote Outdoor Unit-Air-Source) | HVH825GKA3* |  |  | EA*4X42L21A*+WALLCON | *96CTN0801714A* | 23600 | 16.5 | 8.1 | 21400 | 16700 | 78.04% | 1.96 | 0 | 11 |  |  |  |  | R-410A | 1.9667 | Residential & Commercial | USHP | Ducted CEE Tier 1
214627833 | Central HP <5.4 tons | CARRIER | HRCU-A-CB (Split System: Heat Pump with Remote Outdoor Unit-Air-Source) | 38MURAQ18AB3* | ADP |  | PL36H210P749 | 59SU5B060M17**16 | 17300 | 16 | 8.5 | 16600 | 19000 | 114.5% | 2.34 | 0 | 10.5 |  |  |  |  | R-410A | 1.4417 | Residential & Commercial | USHP | Ducted CEE Tier 1
213077616 | Central HP <5.4 tons | COMFORTMAKER | HRCU-A-CB (Split System: Heat Pump with Remote Outdoor Unit-Air-Source) | DLCURAH36ABK |  |  | EA*4X42L21A* | *96VTN1002120B* | 35400 | 16 | 8.1 | 38500 | 35000 | 90.91% | 1.88 | 0 | 10 |  |  |  |  | R-410A | 2.95 | Residential & Commercial | USHP | Ducted CEE Tier 1
213077785 | Central HP <5.4 tons | COMFORTMAKER | HRCU-A-CB (Split System: Heat Pump with Remote Outdoor Unit-Air-Source) | DLCURAH36ABK |  |  | EN(A,D)4X48L24** | *96VTN1002122B* | 36000 | 17 | 8.1 | 38500 | 34800 | 90.39% | 2 | 0 | 10.5 |  |  |  |  | R-410A | 3 | Residential & Commercial | USHP | Ducted CEE Tier 1
211226951 | Central HP <5.4 tons | TEMPSTAR | HRCU-A-CB (Split System: Heat Pump with Remote Outdoor Unit-Air-Source) | DLCURAH36ABK |  |  | EA*4X37L21A* | *80VTL0701716A* | 36200 | 16 | 8.5 | 38500 | 34800 | 90.39% | 2.08 | 0 | 10 |  |  |  |  | R-410A | 3.0167 | Residential & Commercial | USHP | Ducted CEE Tier 1
213077337 | Central HP <5.4 tons | COMFORTMAKER | HRCU-A-CB (Split System: Heat Pump with Remote Outdoor Unit-Air-Source) | DLCURAH36ABK |  |  | EA*4X36L17A* | *96VTN0801716B* | 35200 | 15.2 | 8.1 | 39000 | 35400 | 90.77% | 1.82 | 0 | 9.5 |  |  |  |  | R-410A | 2.9333 | Residential & Commercial | USHP
214384428 | Central HP <5.4 tons | THERMAL ZONE | HRCU-A-C (Split System: Heat Pump with Remote Outdoor Unit with No Indoor Fan --Air Source) | TZPLV242PA | ADP |  | H,GG21924+TD | 0 | 23000 | 16 | 8.8 | 23000 | 19600 | 85.22% | 1.84 | 0 | 10 |  |  |  |  | R-410A | 1.9167 | Residential & Commercial | USHP | Ducted CEE Tier 1
216984605 | Central HP <5.4 tons | BRYANT HEATING AND COOLING SYSTEMS | HRCU-A-CB (Split System: Heat Pump with Remote Outdoor Unit-Air-Source) | 293VAN036**AA* | ADP |  | PL36H***P44*+TXV | 987TA42060C17*** | 33000 | 19 | 9 | 33800 | 26600 | 78.7% | 1.9 | 0 | 11 |  |  |  |  | R-454B | 2.75 | Residential & Commercial | USHP | Ducted CEE Tier 1
212977707 | Central HP <5.4 tons | BRYANT HEATING AND COOLING SYSTEMS | HRCU-A-CB (Split System: Heat Pump with Remote Outdoor Unit-Air-Source) | 38MURAQ18AB3* |  |  | CAP**1917AL* | 8(0,1)*SB36045M14*** | 18000 | 16.5 | 8.5 | 17900 | 17800 | 99.44% | 2.16 | 0 | 11 |  |  |  |  | R-410A | 1.5 | Residential & Commercial | USHP | Ducted CEE Tier 1
212971489 | Central HP <5.4 tons | CARRIER | HRCU-A-CB (Split System: Heat Pump with Remote Outdoor Unit-Air-Source) | 38MURAQ18AB3* |  |  | CNPV*3017AL* | 58TP*B070V17**16 | 17700 | 16 | 8.1 | 18200 | 18600 | 102.2% | 2.24 | 0 | 11 |  |  |  |  | R-410A | 1.475 | Residential & Commercial | USHP | Ducted CEE Tier 1
211245836 | Central HP <5.4 tons | TEMPSTAR | HRCU-A-CB (Split System: Heat Pump with Remote Outdoor Unit-Air-Source) | DLCURAH24ABK |  |  | FXM4X24**AL | 0 | 24000 | 17 | 8.5 | 26200 | 23400 | 89.31% | 1.94 | 0 | 10 |  |  |  |  | R-410A | 2 | Residential & Commercial | USHP | Ducted CEE Tier 1
216987076 | Central HP <5.4 tons | BRYANT HEATING AND COOLING SYSTEMS | HRCU-A-CB (Split System: Heat Pump with Remote Outdoor Unit-Air-Source) | 37MUHAQ24AA3 | ADP |  | PL36H210P29*+TXV | 926SB36040V17*** | 23000 | 16 | 8.5 | 19200 | 18200 | 94.79% | 1.98 | 0 | 11 |  |  |  |  | R-454B | 1.9167 | Residential & Commercial | USHP | Ducted CEE Tier 1
216987094 | Central HP <5.4 tons | BRYANT HEATING AND COOLING SYSTEMS | HRCU-A-CB (Split System: Heat Pump with Remote Outdoor Unit-Air-Source) | 37MUHAQ24AA3 | ADP |  | V,C36H***P21*+TXV | 926SB36060V14*** | 21800 | 16 | 8.5 | 19400 | 18800 | 96.91% | 1.98 | 0 | 10.5 |  |  |  |  | R-454B | 1.8167 | Residential & Commercial | USHP | Ducted CEE Tier 1
216987108 | Central HP <5.4 tons | BRYANT HEATING AND COOLING SYSTEMS | HRCU-A-CB (Split System: Heat Pump with Remote Outdoor Unit-Air-Source) | 37MUHAQ24AA3 | ADP |  | PL36H175P14*+TXV | 926TC36040V17*** | 21800 | 15.2 | 8.5 | 19200 | 18200 | 94.79% | 1.98 | 0 | 10.5 |  |  |  |  | R-454B | 1.8167 | Residential & Commercial | USHP | Ducted CEE Tier 1
216987126 | Central HP <5.4 tons | BRYANT HEATING AND COOLING SYSTEMS | HRCU-A-CB (Split System: Heat Pump with Remote Outdoor Unit-Air-Source) | 37MUHAQ24AA3 | ADP |  | A36VCA*+TXV | 935SB36040M17*** | 22400 | 16 | 8.5 | 19400 | 18400 | 94.85% | 1.96 | 0 | 10.5 |  |  |  |  | R-454B | 1.8667 | Residential & Commercial | USHP | Ducted CEE Tier 1
213774701 | Central HP <5.4 tons | DAY & NIGHT | HRCU-A-CB (Split System: Heat Pump with Remote Outdoor Unit-Air-Source) | CVH825GKA3* |  |  | EHD4X48AAL+WALLCON | *96CTN0801714B* | 24200 | 16 | 8.1 | 21400 | 16600 | 77.57% | 2 | 0 | 10.5 |  |  |  |  | R-410A | 2.0167 | Residential & Commercial | USHP | Ducted CEE Tier 1
216984274 | Central HP <5.4 tons | BRYANT HEATING AND COOLING SYSTEMS | HRCU-A-CB (Split System: Heat Pump with Remote Outdoor Unit-Air-Source) | 290VAN048**AA* | ADP |  | C48A***L15*+TXV | 987TA60080C21*** | 44000 | 17 | 9 | 46500 | 33800 | 72.69% | 2.06 | 0 | 9.5 |  |  |  |  | R-454B | 3.6667 | Residential & Commercial | USHP
211245946 | Central HP <5.4 tons | TEMPSTAR | HRCU-A-CB (Split System: Heat Pump with Remote Outdoor Unit-Air-Source) | DLCURAH24ABK |  |  | FM(C,U)4Z24**AL* | 0 | 23800 | 17.5 | 9 | 27200 | 25800 | 94.85% | 2.18 | 0 | 10 |  |  |  |  | R-410A | 1.9833 | Residential & Commercial | USHP | Ducted CEE Tier 1
216986093 | Central HP <5.4 tons | BRYANT HEATING AND COOLING SYSTEMS | HRCU-A-CB (Split System: Heat Pump with Remote Outdoor Unit-Air-Source) | 37MURAQ24AA3 | ADP |  | V,C36H***P21*+TXV | 926SB36060V14*** | 23400 | 15.2 | 8.5 | 22400 | 19000 | 84.82% | 1.9 | 0 | 9.5 |  |  |  |  | R-454B | 1.95 | Residential & Commercial | USHP
216986094 | Central HP <5.4 tons | BRYANT HEATING AND COOLING SYSTEMS | HRCU-A-CB (Split System: Heat Pump with Remote Outdoor Unit-Air-Source) | 37MURAQ24AA3 | ADP |  | PL36H***P44*+TXV | 926SB36060V14*** | 23600 | 15.2 | 8.5 | 22400 | 19000 | 84.82% | 1.9 | 0 | 9.5 |  |  |  |  | R-454B | 1.9667 | Residential & Commercial | USHP
216986111 | Central HP <5.4 tons | BRYANT HEATING AND COOLING SYSTEMS | HRCU-A-CB (Split System: Heat Pump with Remote Outdoor Unit-Air-Source) | 37MURAQ24AA3 | ADP |  | C36A***L15*+TXV | 926TC36040V17*** | 23400 | 15.2 | 8.5 | 22000 | 18900 | 85.91% | 1.96 | 0 | 9.5 |  |  |  |  | R-454B | 1.95 | Residential & Commercial | USHP
216984307 | Central HP <5.4 tons | BRYANT HEATING AND COOLING SYSTEMS | HRCU-A-CB (Split System: Heat Pump with Remote Outdoor Unit-Air-Source) | 290VAN060**AA* | ADP |  | C60A***L19*+TXV | 987TA60080C21*** | 55500 | 18 | 9 | 58000 | 41500 | 71.55% | 2.02 | 0 | 9 |  |  |  |  | R-454B | 4.625 | Residential & Commercial | USHP
216984606 | Central HP <5.4 tons | BRYANT HEATING AND COOLING SYSTEMS | HRCU-A-CB (Split System: Heat Pump with Remote Outdoor Unit-Air-Source) | 293VAN036**AA* | ADP |  | V,C36H175P13*+TXV | 987TA42060C17*** | 32400 | 19 | 9 | 34000 | 27000 | 79.41% | 1.88 | 0 | 10.5 |  |  |  |  | R-454B | 2.7 | Residential & Commercial | USHP | Ducted CEE Tier 1
216984608 | Central HP <5.4 tons | BRYANT HEATING AND COOLING SYSTEMS | HRCU-A-CB (Split System: Heat Pump with Remote Outdoor Unit-Air-Source) | 293VAN036**AA* | ADP |  | V,C36H175P45*+TXV | 987TA42060C17*** | 33000 | 19 | 9 | 33800 | 26600 | 78.7% | 1.9 | 0 | 11 |  |  |  |  | R-454B | 2.75 | Residential & Commercial | USHP | Ducted CEE Tier 1
216989057 | Central HP <5.4 tons | BRYANT HEATING AND COOLING SYSTEMS | HRCU-A-CB (Split System: Heat Pump with Remote Outdoor Unit-Air-Source) | 37MURAQ24AA3 | ADP |  | A24VBA*+TXV | 8(0,1)*SB36045M14*** | 23200 | 15.2 | 8.5 | 22600 | 19000 | 84.07% | 1.9 | 0 | 9.5 |  |  |  |  | R-454B | 1.9333 | Residential & Commercial | USHP
212386793 | Central HP <5.4 tons | AireForce | HRCU-A-C (Split System: Heat Pump with Remote Outdoor Unit with No Indoor Fan --Air Source) | GXH48-60MSK4DH |  |  | UE48X4AD | 0 | 47000 | 15.2 | 8.5 | 48000 | 33600 | 70% | 1.8 | 0 | 10 |  |  |  |  | R-410A | 3.9167 | Residential & Commercial | USHP | Ducted CEE Tier 1
216984311 | Central HP <5.4 tons | BRYANT HEATING AND COOLING SYSTEMS | HRCU-A-CB (Split System: Heat Pump with Remote Outdoor Unit-Air-Source) | 290VAN060**AA* | ADP |  | C60A***L16*+TXV | 987TA66100C21*** | 54000 | 18 | 9 | 57500 | 41000 | 71.3% | 1.9 | 0 | 8.5 |  |  |  |  | R-454B | 4.5 | Residential & Commercial | USHP
216984586 | Central HP <5.4 tons | BRYANT HEATING AND COOLING SYSTEMS | HRCU-A-CB (Split System: Heat Pump with Remote Outdoor Unit-Air-Source) | 291VAN054**AA* | ADP |  | A60VHA*+TXV | 987TA66100C21*** | 49000 | 19 | 10.5 | 50500 | 53000 | 105% | 1.96 | 0 | 11 |  |  |  |  | R-454B | 4.0833 | Residential & Commercial | USHP | Ducted CEE Tier 1
216984261 | Central HP <5.4 tons | BRYANT HEATING AND COOLING SYSTEMS | HRCU-A-CB (Split System: Heat Pump with Remote Outdoor Unit-Air-Source) | 290VAN036**AA* | ADP |  | V,C36H175P15*+TXV | 987TA42080C17*** | 33600 | 17 | 9 | 33600 | 24800 | 73.81% | 1.88 | 0 | 9.5 |  |  |  |  | R-454B | 2.8 | Residential & Commercial | USHP
213079266 | Central HP <5.4 tons | COMFORTMAKER | HRCU-A-CB (Split System: Heat Pump with Remote Outdoor Unit-Air-Source) | DLCURAH36ABK |  |  | EA*4X48L21A* | *80MSU0802120A* | 36200 | 16.5 | 8.5 | 38000 | 34600 | 91.05% | 2.06 | 0 | 10 |  |  |  |  | R-410A | 3.0167 | Residential & Commercial | USHP | Ducted CEE Tier 1
213079500 | Central HP <5.4 tons | COMFORTMAKER | HRCU-A-CB (Split System: Heat Pump with Remote Outdoor Unit-Air-Source) | DLCURAH36ABK |  |  | EN(A,D,W)4X48L21** | *92MSN0601714A* | 35800 | 16 | 8.1 | 38500 | 35000 | 90.91% | 2 | 0 | 10 |  |  |  |  | R-410A | 2.9833 | Residential & Commercial | USHP | Ducted CEE Tier 1
216984316 | Central HP <5.4 tons | BRYANT HEATING AND COOLING SYSTEMS | HRCU-A-CB (Split System: Heat Pump with Remote Outdoor Unit-Air-Source) | 290VAN060**AA* | ADP |  | V,C60H245P76*+TXV | 987TA66120C24*** | 54000 | 18 | 9 | 57000 | 41000 | 71.93% | 2.02 | 0 | 8.5 |  |  |  |  | R-454B | 4.5 | Residential & Commercial | USHP
216984600 | Central HP <5.4 tons | BRYANT HEATING AND COOLING SYSTEMS | HRCU-A-CB (Split System: Heat Pump with Remote Outdoor Unit-Air-Source) | 293VAN036**AA* | ADP |  | V,C36H175P14*+TXV | 987TA42060C17*** | 32400 | 19 | 9 | 34000 | 27000 | 79.41% | 1.88 | 0 | 10.5 |  |  |  |  | R-454B | 2.7 | Residential & Commercial | USHP | Ducted CEE Tier 1
213796795 | Central HP <5.4 tons | CARRIER | HRCU-A-CB (Split System: Heat Pump with Remote Outdoor Unit-Air-Source) | 38MURAQ18AB3* | ADP |  | V,C36H***P039+CBPE3A* | 0 | 17500 | 15.5 | 8.7 | 17000 | 19400 | 114.1% | 2.32 | 0 | 10.5 |  |  |  |  | R-410A | 1.4583 | Residential & Commercial | USHP | Ducted CEE Tier 1
213796796 | Central HP <5.4 tons | CARRIER | HRCU-A-CB (Split System: Heat Pump with Remote Outdoor Unit-Air-Source) | 38MURAQ18AB3* | ADP |  | V,C36H***P429+CBPE3A* | 0 | 17800 | 15.5 | 9 | 17100 | 19400 | 113.5% | 2.4 | 0 | 10.5 |  |  |  |  | R-410A | 1.4833 | Residential & Commercial | USHP | Ducted CEE Tier 1
216989066 | Central HP <5.4 tons | BRYANT HEATING AND COOLING SYSTEMS | HRCU-A-CB (Split System: Heat Pump with Remote Outdoor Unit-Air-Source) | 37MURAQ24AA3 | ADP |  | A24VBA*+TXV | 8(0,1)*SB36070M14*** | 23800 | 15.2 | 8.5 | 22600 | 19100 | 84.51% | 1.9 | 0 | 9.5 |  |  |  |  | R-454B | 1.9833 | Residential & Commercial | USHP
216989091 | Central HP <5.4 tons | BRYANT HEATING AND COOLING SYSTEMS | HRCU-A-CB (Split System: Heat Pump with Remote Outdoor Unit-Air-Source) | 37MURAQ24AA3 | ADP |  | V,C36H***P21*+TXV | 82*SB36045V14*** | 23400 | 15.2 | 8.5 | 22400 | 18900 | 84.38% | 1.92 | 0 | 9.5 |  |  |  |  | R-454B | 1.95 | Residential & Commercial | USHP
216986090 | Central HP <5.4 tons | BRYANT HEATING AND COOLING SYSTEMS | HRCU-A-CB (Split System: Heat Pump with Remote Outdoor Unit-Air-Source) | 37MURAQ24AA3 | ADP |  | PL36H175P14*+TXV | 926SB36060V14*** | 23600 | 15.2 | 8.5 | 22400 | 19000 | 84.82% | 1.9 | 0 | 9.5 |  |  |  |  | R-454B | 1.9667 | Residential & Commercial | USHP
216986115 | Central HP <5.4 tons | BRYANT HEATING AND COOLING SYSTEMS | HRCU-A-CB (Split System: Heat Pump with Remote Outdoor Unit-Air-Source) | 37MURAQ24AA3 | ADP |  | V,C36H***P42*+TXV | 926TC36060V14*** | 23000 | 15.2 | 8.5 | 22400 | 19000 | 84.82% | 1.9 | 0 | 9.5 |  |  |  |  | R-454B | 1.9167 | Residential & Commercial | USHP
213077939 | Central HP <5.4 tons | COMFORTMAKER | HRCU-A-CB (Split System: Heat Pump with Remote Outdoor Unit-Air-Source) | DLCURAH36ABK |  |  | EA*4X37L17A* | *80MS(N,L)0701712A* | 36200 | 15.5 | 8.5 | 38500 | 35000 | 90.91% | 2.02 | 0 | 10 |  |  |  |  | R-410A | 3.0167 | Residential & Commercial | USHP | Ducted CEE Tier 1
216984623 | Central HP <5.4 tons | BRYANT HEATING AND COOLING SYSTEMS | HRCU-A-CB (Split System: Heat Pump with Remote Outdoor Unit-Air-Source) | 293VAN036**AA* | ADP |  | PL36H210P74*+TXV | 987TA60080C21*** | 32800 | 20 | 9.5 | 33000 | 26000 | 78.79% | 2.04 | 0 | 11 |  |  |  |  | R-454B | 2.7333 | Residential & Commercial | USHP | Ducted CEE Tier 1
212974666 | Central HP <5.4 tons | BRYANT HEATING AND COOLING SYSTEMS | HRCU-A-CB (Split System: Heat Pump with Remote Outdoor Unit-Air-Source) | 38MURAQ18AB3* |  |  | CAP**3014AL* | 926TC30040V14*** | 17300 | 16 | 8.1 | 17900 | 18700 | 104.5% | 2.24 | 0 | 10.5 |  |  |  |  | R-410A | 1.4417 | Residential & Commercial | USHP | Ducted CEE Tier 1
212975387 | Central HP <5.4 tons | BRYANT HEATING AND COOLING SYSTEMS | HRCU-A-CB (Split System: Heat Pump with Remote Outdoor Unit-Air-Source) | 38MURAQ18AB3* |  |  | CAP**2414AL* | 926TC36060V14*** | 17200 | 16 | 8.5 | 18100 | 19400 | 107.2% | 2.34 | 0 | 10.5 |  |  |  |  | R-410A | 1.4333 | Residential & Commercial | USHP | Ducted CEE Tier 1
216987114 | Central HP <5.4 tons | BRYANT HEATING AND COOLING SYSTEMS | HRCU-A-CB (Split System: Heat Pump with Remote Outdoor Unit-Air-Source) | 37MUHAQ24AA3 | ADP |  | PL36H***P44*+TXV | 926TC36040V17*** | 22000 | 15.2 | 8.5 | 19200 | 18200 | 94.79% | 1.98 | 0 | 10.5 |  |  |  |  | R-454B | 1.8333 | Residential & Commercial | USHP | Ducted CEE Tier 1
216987130 | Central HP <5.4 tons | BRYANT HEATING AND COOLING SYSTEMS | HRCU-A-CB (Split System: Heat Pump with Remote Outdoor Unit-Air-Source) | 37MUHAQ24AA3 | ADP |  | PL36H175P15*+TXV | 935SB36040M17*** | 22800 | 16 | 8.1 | 19200 | 18200 | 94.79% | 1.85 | 0 | 11 |  |  |  |  | R-454B | 1.9 | Residential & Commercial | USHP | Ducted CEE Tier 1
216984641 | Central HP <5.4 tons | BRYANT HEATING AND COOLING SYSTEMS | HRCU-A-CB (Split System: Heat Pump with Remote Outdoor Unit-Air-Source) | 293VAN048**AA* | ADP |  | A60VHA*+TXV | 987TA66100C21*** | 44500 | 21 | 9.5 | 46000 | 36000 | 78.26% | 2 | 0 | 11 |  |  |  |  | R-454B | 3.7083 | Residential & Commercial | USHP | Ducted CEE Tier 1
212977755 | Central HP <5.4 tons | BRYANT HEATING AND COOLING SYSTEMS | HRCU-A-CB (Split System: Heat Pump with Remote Outdoor Unit-Air-Source) | 38MURAQ18AB3* |  |  | CAP**3014AL* | 8(0,1)*SB36045M14*** | 17600 | 16.5 | 8.5 | 18100 | 18700 | 103.3% | 2.24 | 0 | 10.5 |  |  |  |  | R-410A | 1.4667 | Residential & Commercial | USHP | Ducted CEE Tier 1
212977791 | Central HP <5.4 tons | BRYANT HEATING AND COOLING SYSTEMS | HRCU-A-CB (Split System: Heat Pump with Remote Outdoor Unit-Air-Source) | 38MURAQ18AB3* |  |  | CNPV*2414AL* | 8(0,1)*SB36045M14*** | 17500 | 16.5 | 8.5 | 18400 | 19200 | 104.3% | 2.3 | 0 | 11 |  |  |  |  | R-410A | 1.4583 | Residential & Commercial | USHP | Ducted CEE Tier 1
216984260 | Central HP <5.4 tons | BRYANT HEATING AND COOLING SYSTEMS | HRCU-A-CB (Split System: Heat Pump with Remote Outdoor Unit-Air-Source) | 290VAN036**AA* | ADP |  | PL36H175P15*+TXV | 987TA42080C17*** | 33600 | 17 | 9 | 33600 | 24800 | 73.81% | 1.88 | 0 | 9.5 |  |  |  |  | R-454B | 2.8 | Residential & Commercial | USHP
212973202 | Central HP <5.4 tons | CARRIER | HRCU-A-CB (Split System: Heat Pump with Remote Outdoor Unit-Air-Source) | 38MURAQ24AB3* |  |  | CAP**3017AL* | 59SP6B040V17**12 | 23200 | 16 | 8.5 | 26400 | 25200 | 95.45% | 2.08 | 0 | 10 |  |  |  |  | R-410A | 1.9333 | Residential & Commercial | USHP | Ducted CEE Tier 1
207826596 | Central HP <5.4 tons | COMFORTMAKER | HRCU-A-CB (Split System: Heat Pump with Remote Outdoor Unit-Air-Source) | DLCSRBH24AAK |  |  | DLFSABH24XBK | 0 | 23000 | 18.4 | 9.3 | 26000 | 21200 | 81.54% | 1.9 | 12.5 | 11.7 |  |  |  |  | R-410A | 1.9167 | Residential & Commercial | USHP | Ducted CEE Tier 1
212972702 | Central HP <5.4 tons | CARRIER | HRCU-A-CB (Split System: Heat Pump with Remote Outdoor Unit-Air-Source) | 38MURAQ18AB3* |  |  | CAP**3014AL* | 59SP6B040V14**10 | 17300 | 16 | 8.5 | 18100 | 18900 | 104.4% | 2.26 | 0 | 10.5 |  |  |  |  | R-410A | 1.4417 | Residential & Commercial | USHP | Ducted CEE Tier 1
213077833 | Central HP <5.4 tons | COMFORTMAKER | HRCU-A-CB (Split System: Heat Pump with Remote Outdoor Unit-Air-Source) | DLCURAH36ABK |  |  | EA*4X37L17A* | *80MS(N,L)0451412A* | 36000 | 15.2 | 8.5 | 38500 | 35200 | 91.43% | 2 | 0 | 10 |  |  |  |  | R-410A | 3 | Residential & Commercial | USHP | Ducted CEE Tier 1
213077950 | Central HP <5.4 tons | COMFORTMAKER | HRCU-A-CB (Split System: Heat Pump with Remote Outdoor Unit-Air-Source) | DLCURAH36ABK |  |  | EA*4X37L21A* | *80MS(N,L)0701712A* | 36200 | 16 | 8.5 | 38000 | 34800 | 91.58% | 2.04 | 0 | 10 |  |  |  |  | R-410A | 3.0167 | Residential & Commercial | USHP | Ducted CEE Tier 1
215864463 | Central HP <5.4 tons | TRANE | HRCU-A-CB (Split System: Heat Pump with Remote Outdoor Unit-Air-Source) | 5TWV8X24A1 |  |  | 5TXCB003AS3 | S9V2B040U3VSB+LRP | 21400 | 18.1 | 8.5 | 24400 | 18900 | 77.46% | 2.1 | 0 | 11.2 |  |  |  |  | R-454B | 1.7833 | Residential & Commercial | USHP | Ducted CEE Tier 1
215865047 | Central HP <5.4 tons | TRANE | HRCU-A-CB (Split System: Heat Pump with Remote Outdoor Unit-Air-Source) | 5TWV8X24A1 |  |  | 5PX*B003AS3+P0V0A000M30SD+LRP | 0 | 21400 | 18.1 | 8.5 | 24600 | 19000 | 77.24% | 2.1 | 0 | 11.2 |  |  |  |  | R-454B | 1.7833 | Residential & Commercial | USHP | Ducted CEE Tier 1
214394802 | Central HP <5.4 tons | CARRIER | HRCU-A-CB (Split System: Heat Pump with Remote Outdoor Unit-Air-Source) | 25VNA837A*031* | ADP |  | H,PG53936 | 59TN6C080C17**14 | 32800 | 17 | 8.5 | 31200 | 24800 | 79.49% | 1.98 | 0 | 11 |  |  |  |  | R-410A | 2.7333 | Residential & Commercial | USHP | Ducted CEE Tier 1
215318916 | Central HP <5.4 tons | COMFORTMAKER | HRCU-A-CB (Split System: Heat Pump with Remote Outdoor Unit-Air-Source) | D5CUHAH24AAK |  |  | D5FUAAH24XAK | 0 | 23000 | 18.4 | 10 | 24000 | 21600 | 90% | 1.87 | 0 | 11.7 |  |  |  |  | R-454B | 1.9167 | Residential & Commercial | USHP | Ducted CEE Tier 1
215318935 | Central HP <5.4 tons | COMFORTMAKER | HRCU-A-CB (Split System: Heat Pump with Remote Outdoor Unit-Air-Source) | D5CSRAH18AAK |  |  | D5FSAAH18XBK | 0 | 18000 | 18.5 | 9.8 | 18000 | 13000 | 72.22% | 2.3 | 0 | 12.2 |  |  |  |  | R-454B | 1.5 | Residential & Commercial | USHP | Ducted CEE Tier 1
214627753 | Central HP <5.4 tons | CARRIER | HRCU-A-CB (Split System: Heat Pump with Remote Outdoor Unit-Air-Source) | 38MURAQ18AB3* | ADP |  | C36A***L129 | 59SC6A060M17**16 | 16800 | 16 | 8.5 | 16500 | 19000 | 115.2% | 2.32 | 0 | 10 |  |  |  |  | R-410A | 1.4 | Residential & Commercial | USHP | Ducted CEE Tier 1
212975442 | Central HP <5.4 tons | BRYANT HEATING AND COOLING SYSTEMS | HRCU-A-CB (Split System: Heat Pump with Remote Outdoor Unit-Air-Source) | 38MURAQ18AB3* |  |  | CNPV*1814AL* | 926TC36060V14*** | 17300 | 16 | 8.5 | 18500 | 19800 | 107% | 2.38 | 0 | 10.5 |  |  |  |  | R-410A | 1.4417 | Residential & Commercial | USHP | Ducted CEE Tier 1
209852048 | Central HP <5.4 tons | COMFORTMAKER | HRCU-A-CB (Split System: Heat Pump with Remote Outdoor Unit-Air-Source) | DLCURAH24ABK |  |  | DLFUAAH24XAK | 0 | 24000 | 17.4 | 10 | 24000 | 22600 | 94.17% | 1.91 | 12.5 | 11.7 |  |  |  |  | R-410A | 2 | Residential & Commercial | USHP | Ducted CEE Tier 1
216987078 | Central HP <5.4 tons | BRYANT HEATING AND COOLING SYSTEMS | HRCU-A-CB (Split System: Heat Pump with Remote Outdoor Unit-Air-Source) | 37MUHAQ24AA3 | ADP |  | C36A***L13*+TXV | 926SB36040V17*** | 21800 | 15.2 | 8.1 | 19200 | 18400 | 95.83% | 1.9 | 0 | 10.5 |  |  |  |  | R-454B | 1.8167 | Residential & Commercial | USHP | Ducted CEE Tier 1
209852047 | Central HP <5.4 tons | COMFORTMAKER | HRCU-A-CB (Split System: Heat Pump with Remote Outdoor Unit-Air-Source) | DLCURAH18ABK |  |  | DLFUAAH18XAK | 0 | 18000 | 18 | 9.3 | 19000 | 16500 | 86.84% | 2.04 | 12.5 | 12.4 |  |  |  |  | R-410A | 1.5 | Residential & Commercial | USHP | Ducted CEE Tier 1
213350746 | Central HP <5.4 tons | DNAIR | HRCU-A-C (Split System: Heat Pump with Remote Outdoor Unit with No Indoor Fan --Air Source) | DNHP0018H-C |  |  | DNCL0018H-E | 0 | 18000 | 16.1 | 9.5 | 19000 | 15000 | 78.95% | 2.2 | 11.6 | 11.7 |  |  |  |  | R-410A | 1.5 | Residential & Commercial | USHP | Ducted CEE Tier 1
213778966 | Central HP <5.4 tons | BRYANT HEATING AND COOLING SYSTEMS | HRCU-A-CB (Split System: Heat Pump with Remote Outdoor Unit-Air-Source) | 288BNV037*0**A* |  |  | CAP**3721AL*+UI | 88*TB60090C21*** | 32800 | 17 | 8.5 | 33000 | 25000 | 75.76% | 1.98 | 0 | 11 |  |  |  |  | R-410A | 2.7333 | Residential & Commercial | USHP | Ducted CEE Tier 1
216621490 | Central HP <5.4 tons | CanAir | HRCU-A-C (Split System: Heat Pump with Remote Outdoor Unit with No Indoor Fan --Air Source) | 4CDH2030C21 |  |  | CEB-36MX1721 | 0 | 29000 | 16 | 9.5 | 32000 | 32000 | 100% | 1.85 | 0 | 10 |  |  |  |  | R-454B | 2.4167 | Residential & Commercial | USHP | Ducted CEE Tier 1
216975424 | Central HP <5.4 tons | BRYANT HEATING AND COOLING SYSTEMS | HRCU-A-CB (Split System: Heat Pump with Remote Outdoor Unit-Air-Source) | 290VAN024**AA* | ADP |  | V,C36H175P14*+TXV | 83*CB36040C17*** | 23200 | 17 | 8.5 | 21800 | 16100 | 73.85% | 2 | 0 | 10 |  |  |  |  | R-454B | 1.9333 | Residential & Commercial | USHP | Ducted CEE Tier 1
215318917 | Central HP <5.4 tons | COMFORTMAKER | HRCU-A-CB (Split System: Heat Pump with Remote Outdoor Unit-Air-Source) | D5CUHAH24AAK |  |  | D5FUHAH24XAK | 0 | 24000 | 18.7 | 10 | 24000 | 20600 | 85.83% | 2.14 | 0 | 12 |  |  |  |  | R-454B | 2 | Residential & Commercial | USHP | Ducted CEE Tier 1
216974388 | Central HP <5.4 tons | BRYANT HEATING AND COOLING SYSTEMS | HRCU-A-CB (Split System: Heat Pump with Remote Outdoor Unit-Air-Source) | 290VAN036**AA* | ADP |  | V,C36H175P13*+TXV | 83*CB48060C17*** | 33000 | 18 | 9 | 33400 | 24600 | 73.65% | 1.9 | 0 | 9 |  |  |  |  | R-454B | 2.75 | Residential & Commercial | USHP
209852054 | Central HP <5.4 tons | COMFORTMAKER | HRCU-A-CB (Split System: Heat Pump with Remote Outdoor Unit-Air-Source) | DLCURAH36ABK |  |  | DLFUAAH36XAK | 0 | 36000 | 16 | 9.5 | 40000 | 34400 | 86% | 1.97 | 10.5 | 10 |  |  |  |  | R-410A | 3 | Residential & Commercial | USHP | Ducted CEE Tier 1
211229343 | Central HP <5.4 tons | COMFORTMAKER | HRCU-A-CB (Split System: Heat Pump with Remote Outdoor Unit-Air-Source) | DLCURAH36ABK |  |  | EA*4X48L24A* | *80VSL0702120A* | 36000 | 16 | 8.5 | 38500 | 34600 | 89.87% | 2.06 | 0 | 10 |  |  |  |  | R-410A | 3 | Residential & Commercial | USHP | Ducted CEE Tier 1
211229361 | Central HP <5.4 tons | COMFORTMAKER | HRCU-A-CB (Split System: Heat Pump with Remote Outdoor Unit-Air-Source) | DLCURAH36ABK |  |  | EA*4X48L24A* | *80VSL0902420A* | 35800 | 16.5 | 8.5 | 37800 | 34600 | 91.53% | 2.04 | 0 | 10 |  |  |  |  | R-410A | 2.9833 | Residential & Commercial | USHP | Ducted CEE Tier 1
215424328 | Central HP <5.4 tons | LUXAIRE | HRCU-A-CB (Split System: Heat Pump with Remote Outdoor Unit-Air-Source) | HH860E2S11 | ADP |  | H,YE48*60+TXV-BLEED | Z8ES120C20SMPS1 | 52500 | 18 | 8.5 | 51500 | 38000 | 73.79% | 2 | 0 | 11.7 |  |  |  |  | R-454B | 4.375 | Residential & Commercial | USHP | Ducted CEE Tier 1
215488087 | Central HP <5.4 tons | GOODMAN | HRCU-A-CB (Split System: Heat Pump with Remote Outdoor Unit-Air-Source) | GZV7SA4210A* |  |  | CHPEA4830*3A* | G*VM970804CNB* | 40500 | 16.5 | 8.6 | 41000 | 31000 | 75.61% | 2 | 0 | 10 |  |  |  |  | R-32 | 3.375 | Residential & Commercial | USHP | Ducted CEE Tier 1
211644141 | Central HP <5.4 tons | CanAir | HRCU-A-C (Split System: Heat Pump with Remote Outdoor Unit with No Indoor Fan --Air Source) | CDH2018C21 |  |  | MAC-24HWDN1-MN0 | 0 | 18000 | 16.1 | 9.5 | 19000 | 15000 | 78.95% | 2.2 | 11.6 | 11.7 |  |  |  |  | R-410A | 1.5 | Residential & Commercial | USHP | Ducted CEE Tier 1
212924519 | Central HP <5.4 tons | CARRIER | HRCU-A-CB (Split System: Heat Pump with Remote Outdoor Unit-Air-Source) | 25VNA848A*031* | ADP |  | H,PE35948 | 59TN6B120C24**22 | 45000 | 17 | 8.5 | 45000 | 32600 | 72.44% | 2.28 | 0 | 10 |  |  |  |  | R-410A | 3.75 | Residential & Commercial | USHP | Ducted CEE Tier 1
214311501 | Central HP <5.4 tons | THERMAL ZONE | HRCU-A-C (Split System: Heat Pump with Remote Outdoor Unit with No Indoor Fan --Air Source) | TZPLV242PA | ADP |  | H,RE21924+TD | 0 | 23000 | 16 | 8.8 | 23000 | 19600 | 85.22% | 1.84 | 0 | 10 |  |  |  |  | R-410A | 1.9167 | Residential & Commercial | USHP | Ducted CEE Tier 1
212578244 | Central HP <5.4 tons | CARRIER | HRCU-A-CB (Split System: Heat Pump with Remote Outdoor Unit-Air-Source) | 25VNA436A*031* | ADP |  | H,PG53936 | 58TN*A045C17**12 | 34000 | 19 | 9 | 34000 | 25800 | 75.88% | 2 | 0 | 11.7 |  |  |  |  | R-410A | 2.8333 | Residential & Commercial | USHP | Ducted CEE Tier 1
214630545 | Central HP <5.4 tons | CARRIER | HRCU-A-CB (Split System: Heat Pump with Remote Outdoor Unit-Air-Source) | 25VNA837A*031* | ADP |  | V,C36H175P159 | 59TN6B080C17**14 | 32000 | 17 | 8.1 | 31200 | 24800 | 79.49% | 1.96 | 0 | 11 |  |  |  |  | R-410A | 2.6667 | Residential & Commercial | USHP | Ducted CEE Tier 1
216992567 | Central HP <5.4 tons | BRYANT HEATING AND COOLING SYSTEMS | HRCU-A-CB (Split System: Heat Pump with Remote Outdoor Unit-Air-Source) | 290VAN024**AA* | ADP |  | H,PG7J*36+TXV | 987MC42080C17*** | 23000 | 17 | 9 | 22200 | 16300 | 73.42% | 1.98 | 0 | 10 |  |  |  |  | R-454B | 1.9167 | Residential & Commercial | USHP | Ducted CEE Tier 1
213774711 | Central HP <5.4 tons | DAY & NIGHT | HRCU-A-CB (Split System: Heat Pump with Remote Outdoor Unit-Air-Source) | CVH825GKA3* |  |  | EHD4X48AAL+WALLCON | *96CTN1002122B* | 24200 | 16 | 8.1 | 21200 | 16600 | 78.3% | 2.02 | 0 | 11 |  |  |  |  | R-410A | 2.0167 | Residential & Commercial | USHP | Ducted CEE Tier 1
216997085 | Central HP <5.4 tons | CARRIER | HRCU-A-CB (Split System: Heat Pump with Remote Outdoor Unit-Air-Source) | 27VNA048A*030* | ADP |  | H,PG48*60+TXV | 59TN7A120C24**22 | 45000 | 18 | 9 | 45500 | 33200 | 72.97% | 2.06 | 0 | 10 |  |  |  |  | R-454B | 3.75 | Residential & Commercial | USHP | Ducted CEE Tier 1
216989063 | Central HP <5.4 tons | BRYANT HEATING AND COOLING SYSTEMS | HRCU-A-CB (Split System: Heat Pump with Remote Outdoor Unit-Air-Source) | 37MURAQ24AA3 | ADP |  | PL36H***P44*+TXV | 8(0,1)*SB36045M14*** | 23600 | 15.2 | 8.5 | 22600 | 19000 | 84.07% | 1.9 | 0 | 9.5 |  |  |  |  | R-454B | 1.9667 | Residential & Commercial | USHP
216989076 | Central HP <5.4 tons | BRYANT HEATING AND COOLING SYSTEMS | HRCU-A-CB (Split System: Heat Pump with Remote Outdoor Unit-Air-Source) | 37MURAQ24AA3 | ADP |  | PL36H175P14*+TXV | 8(0,1)*SB36070M17*** | 23600 | 15.2 | 9 | 23200 | 19200 | 82.76% | 2 | 0 | 9.5 |  |  |  |  | R-454B | 1.9667 | Residential & Commercial | USHP
212978320 | Central HP <5.4 tons | CARRIER | HRCU-A-CB (Split System: Heat Pump with Remote Outdoor Unit-Air-Source) | 38MURAQ18AB3* |  |  | CNPV*2417AL* | 58S(B,C)*B070M14**12 | 17600 | 16.5 | 8.5 | 18500 | 19100 | 103.2% | 2.3 | 0 | 11 |  |  |  |  | R-410A | 1.4667 | Residential & Commercial | USHP | Ducted CEE Tier 1
216989075 | Central HP <5.4 tons | BRYANT HEATING AND COOLING SYSTEMS | HRCU-A-CB (Split System: Heat Pump with Remote Outdoor Unit-Air-Source) | 37MURAQ24AA3 | ADP |  | C36A***L13*+TXV | 8(0,1)*SB36070M17*** | 23600 | 15.2 | 9 | 23200 | 19200 | 82.76% | 2 | 0 | 9.5 |  |  |  |  | R-454B | 1.9667 | Residential & Commercial | USHP
216989080 | Central HP <5.4 tons | BRYANT HEATING AND COOLING SYSTEMS | HRCU-A-CB (Split System: Heat Pump with Remote Outdoor Unit-Air-Source) | 37MURAQ24AA3 | ADP |  | PL36H210P74*+TXV | 8(0,1)*SB36070M17*** | 23600 | 15.2 | 9 | 23200 | 19200 | 82.76% | 2 | 0 | 9.5 |  |  |  |  | R-454B | 1.9667 | Residential & Commercial | USHP
216989082 | Central HP <5.4 tons | BRYANT HEATING AND COOLING SYSTEMS | HRCU-A-CB (Split System: Heat Pump with Remote Outdoor Unit-Air-Source) | 37MURAQ24AA3 | ADP |  | PL36H***P44*+TXV | 8(0,1)*SB36070M17*** | 23600 | 15.2 | 9 | 23200 | 19200 | 82.76% | 2 | 0 | 9.5 |  |  |  |  | R-454B | 1.9667 | Residential & Commercial | USHP
216989650 | Central HP <5.4 tons | BRYANT HEATING AND COOLING SYSTEMS | HRCU-A-CB (Split System: Heat Pump with Remote Outdoor Unit-Air-Source) | 37MUHAQ24AA3 | ADP |  | A24VBA*+TXV | 8(0,1)*SB36070M14*** | 22400 | 16 | 8.1 | 19200 | 18400 | 95.83% | 1.9 | 0 | 11 |  |  |  |  | R-454B | 1.8667 | Residential & Commercial | USHP | Ducted CEE Tier 1
216989666 | Central HP <5.4 tons | BRYANT HEATING AND COOLING SYSTEMS | HRCU-A-CB (Split System: Heat Pump with Remote Outdoor Unit-Air-Source) | 37MUHAQ24AA3 | ADP |  | PL36H***P44*+TXV | 8(0,1)*SB36070M17*** | 22200 | 16 | 8.1 | 19200 | 18200 | 94.79% | 1.85 | 0 | 11 |  |  |  |  | R-454B | 1.85 | Residential & Commercial | USHP | Ducted CEE Tier 1
213350744 | Central HP <5.4 tons | DNAIR | HRCU-A-CB (Split System: Heat Pump with Remote Outdoor Unit-Air-Source) | DNHP0030H-C |  |  | DNHU0030H-E | 0 | 30000 | 16.2 | 8.9 | 33000 | 24000 | 72.73% | 1.8 | 11 | 10 |  |  |  |  | R-410A | 2.5 | Residential & Commercial | USHP | Ducted CEE Tier 1
216987117 | Central HP <5.4 tons | BRYANT HEATING AND COOLING SYSTEMS | HRCU-A-CB (Split System: Heat Pump with Remote Outdoor Unit-Air-Source) | 37MUHAQ24AA3 | ADP |  | V,C36H***P42*+TXV | 926TC36060V14*** | 21800 | 16 | 8.5 | 19400 | 18800 | 96.91% | 1.98 | 0 | 10.5 |  |  |  |  | R-454B | 1.8167 | Residential & Commercial | USHP | Ducted CEE Tier 1
216989641 | Central HP <5.4 tons | BRYANT HEATING AND COOLING SYSTEMS | HRCU-A-CB (Split System: Heat Pump with Remote Outdoor Unit-Air-Source) | 37MUHAQ24AA3 | ADP |  | A24VBA*+TXV | 8(0,1)*SB36045M14*** | 22000 | 16 | 8.5 | 19400 | 18800 | 96.91% | 1.96 | 0 | 10.5 |  |  |  |  | R-454B | 1.8333 | Residential & Commercial | USHP | Ducted CEE Tier 1
214229202 | Central HP <5.4 tons | HEIL | HRCU-A-CB (Split System: Heat Pump with Remote Outdoor Unit-Air-Source) | DLCURAH24ABK |  |  | EN(A,D,W)4X36L17** | *80MSU0601716A* | 23600 | 17 | 8.5 | 25600 | 24000 | 93.75% | 2 | 0 | 10.5 |  |  |  |  | R-410A | 1.9667 | Residential & Commercial | USHP | Ducted CEE Tier 1
216989652 | Central HP <5.4 tons | BRYANT HEATING AND COOLING SYSTEMS | HRCU-A-CB (Split System: Heat Pump with Remote Outdoor Unit-Air-Source) | 37MUHAQ24AA3 | ADP |  | PL36H175P14*+TXV | 8(0,1)*SB36070M14*** | 22400 | 16 | 8.5 | 19200 | 18300 | 95.31% | 1.96 | 0 | 11 |  |  |  |  | R-454B | 1.8667 | Residential & Commercial | USHP | Ducted CEE Tier 1
216989659 | Central HP <5.4 tons | BRYANT HEATING AND COOLING SYSTEMS | HRCU-A-CB (Split System: Heat Pump with Remote Outdoor Unit-Air-Source) | 37MUHAQ24AA3 | ADP |  | C36A***L13*+TXV | 8(0,1)*SB36070M17*** | 22200 | 16 | 8.5 | 19400 | 18800 | 96.91% | 1.96 | 0 | 10.5 |  |  |  |  | R-454B | 1.85 | Residential & Commercial | USHP | Ducted CEE Tier 1
216986092 | Central HP <5.4 tons | BRYANT HEATING AND COOLING SYSTEMS | HRCU-A-CB (Split System: Heat Pump with Remote Outdoor Unit-Air-Source) | 37MURAQ24AA3 | ADP |  | C36A***L15*+TXV | 926SB36060V14*** | 23600 | 15.2 | 8.5 | 22400 | 19000 | 84.82% | 1.9 | 0 | 9.5 |  |  |  |  | R-454B | 1.9667 | Residential & Commercial | USHP
216989064 | Central HP <5.4 tons | BRYANT HEATING AND COOLING SYSTEMS | HRCU-A-CB (Split System: Heat Pump with Remote Outdoor Unit-Air-Source) | 37MURAQ24AA3 | ADP |  | V,C36H***P03*+TXV | 8(0,1)*SB36070M14*** | 22600 | 15.2 | 8.5 | 23000 | 19200 | 83.48% | 1.9 | 0 | 9.5 |  |  |  |  | R-454B | 1.8833 | Residential & Commercial | USHP
212984222 | Central HP <5.4 tons | COMFORTMAKER | HRCU-A-CB (Split System: Heat Pump with Remote Outdoor Unit-Air-Source) | DLCURAH18ABK |  |  | EN(A,D)4X30L17** | *92MSN0601714A* | 17700 | 16.5 | 8.1 | 18300 | 18600 | 101.6% | 2.24 | 0 | 11 |  |  |  |  | R-410A | 1.475 | Residential & Commercial | USHP | Ducted CEE Tier 1
212985878 | Central HP <5.4 tons | COMFORTMAKER | HRCU-A-CB (Split System: Heat Pump with Remote Outdoor Unit-Air-Source) | DLCURAH18ABK |  |  | EA*4X19L17A* | *96MSN0261410A* | 17800 | 16.5 | 8.1 | 17800 | 17900 | 100.6% | 2.16 | 0 | 10.5 |  |  |  |  | R-410A | 1.4833 | Residential & Commercial | USHP | Ducted CEE Tier 1
213781206 | Central HP <5.4 tons | BRYANT HEATING AND COOLING SYSTEMS | HRCU-A-CB (Split System: Heat Pump with Remote Outdoor Unit-Air-Source) | 288BNV037*0**B* |  |  | CAP**4321AL*+UI | 935CB48060C17*** | 32800 | 17 | 8.5 | 33000 | 25200 | 76.36% | 1.96 | 0 | 11 |  |  |  |  | R-410A | 2.7333 | Residential & Commercial | USHP | Ducted CEE Tier 1
216984628 | Central HP <5.4 tons | BRYANT HEATING AND COOLING SYSTEMS | HRCU-A-CB (Split System: Heat Pump with Remote Outdoor Unit-Air-Source) | 293VAN048**AA* | ADP |  | C48A***L15*+TXV | 987TA60080C21*** | 43500 | 20 | 9.5 | 46000 | 36200 | 78.7% | 1.92 | 0 | 10.5 |  |  |  |  | R-454B | 3.625 | Residential & Commercial | USHP | Ducted CEE Tier 1
216984630 | Central HP <5.4 tons | BRYANT HEATING AND COOLING SYSTEMS | HRCU-A-CB (Split System: Heat Pump with Remote Outdoor Unit-Air-Source) | 293VAN048**AA* | ADP |  | V,C48H210P75*+TXV | 987TA60080C21*** | 43500 | 20 | 9.5 | 46000 | 36200 | 78.7% | 1.92 | 0 | 10.5 |  |  |  |  | R-454B | 3.625 | Residential & Commercial | USHP | Ducted CEE Tier 1
216984644 | Central HP <5.4 tons | BRYANT HEATING AND COOLING SYSTEMS | HRCU-A-CB (Split System: Heat Pump with Remote Outdoor Unit-Air-Source) | 293VAN048**AA* | ADP |  | V,C48H210P75*+TXV | 987TA66100C21*** | 43500 | 21 | 9.5 | 46000 | 36000 | 78.26% | 2 | 0 | 10.5 |  |  |  |  | R-454B | 3.625 | Residential & Commercial | USHP | Ducted CEE Tier 1
216984276 | Central HP <5.4 tons | BRYANT HEATING AND COOLING SYSTEMS | HRCU-A-CB (Split System: Heat Pump with Remote Outdoor Unit-Air-Source) | 290VAN048**AA* | ADP |  | V,C48H210P75*+TXV | 987TA60080C21*** | 44000 | 17 | 9 | 46500 | 33800 | 72.69% | 2.06 | 0 | 9.5 |  |  |  |  | R-454B | 3.6667 | Residential & Commercial | USHP
216984612 | Central HP <5.4 tons | BRYANT HEATING AND COOLING SYSTEMS | HRCU-A-CB (Split System: Heat Pump with Remote Outdoor Unit-Air-Source) | 293VAN036**AA* | ADP |  | PL36H175P14*+TXV | 987TA42080C17*** | 32400 | 19 | 9.5 | 33600 | 26800 | 79.76% | 2 | 0 | 11 |  |  |  |  | R-454B | 2.7 | Residential & Commercial | USHP | Ducted CEE Tier 1
214384718 | Central HP <5.4 tons | CARRIER | HRCU-A-CB (Split System: Heat Pump with Remote Outdoor Unit-Air-Source) | 38MURAQ36AB3* | ADP |  | C36A***L719 | 59TP6C080V21**20 | 35600 | 16 | 8.1 | 36800 | 34800 | 94.57% | 1.9 | 0 | 10 |  |  |  |  | R-410A | 2.9667 | Residential & Commercial | USHP | Ducted CEE Tier 1
216720952 | Central HP <5.4 tons | CanAir | HRCU-A-C (Split System: Heat Pump with Remote Outdoor Unit with No Indoor Fan --Air Source) | 4CDH2060C21 |  |  | CEB-60MX2421 | 0 | 47000 | 15.2 | 8.1 | 58000 | 43000 | 74.14% | 1.83 | 0 | 10 |  |  |  |  | R-454B | 3.9167 | Residential & Commercial | USHP | Ducted CEE Tier 1
212971991 | Central HP <5.4 tons | CARRIER | HRCU-A-CB (Split System: Heat Pump with Remote Outdoor Unit-Air-Source) | 38MURAQ24AB3* |  |  | CAP**3621AL* | 58TP*B090V17**16 | 23600 | 17 | 8.5 | 26200 | 24000 | 91.6% | 2 | 0 | 10 |  |  |  |  | R-410A | 1.9667 | Residential & Commercial | USHP | Ducted CEE Tier 1
216621491 | Central HP <5.4 tons | CanAir | HRCU-A-C (Split System: Heat Pump with Remote Outdoor Unit with No Indoor Fan --Air Source) | 4CDH2030C21 |  |  | CEB-36MX2121 | 0 | 29000 | 16 | 9.5 | 32000 | 32000 | 100% | 1.85 | 0 | 10 |  |  |  |  | R-454B | 2.4167 | Residential & Commercial | USHP | Ducted CEE Tier 1
216997237 | Central HP <5.4 tons | CARRIER | HRCU-A-CB (Split System: Heat Pump with Remote Outdoor Unit-Air-Source) | 27VNA024A*030* | ADP |  | H,PG7J*36+TXV | 59TN6C100C21**22 | 22200 | 17 | 9 | 21600 | 15900 | 73.61% | 2.02 | 0 | 9.5 |  |  |  |  | R-454B | 1.85 | Residential & Commercial | USHP
211229495 | Central HP <5.4 tons | COMFORTMAKER | HRCU-A-CB (Split System: Heat Pump with Remote Outdoor Unit-Air-Source) | DLCURAH36ABK |  |  | EA*4X48L24A* | *95ESN1002120A* | 36600 | 16 | 8.5 | 38500 | 34800 | 90.39% | 2.08 | 0 | 10 |  |  |  |  | R-410A | 3.05 | Residential & Commercial | USHP | Ducted CEE Tier 1
211229526 | Central HP <5.4 tons | COMFORTMAKER | HRCU-A-CB (Split System: Heat Pump with Remote Outdoor Unit-Air-Source) | DLCURAH36ABK |  |  | EA*4X48L24A* | *95ESN1402422A* | 37400 | 15.2 | 8.5 | 39500 | 35000 | 88.61% | 2.12 | 0 | 10 |  |  |  |  | R-410A | 3.1167 | Residential & Commercial | USHP | Ducted CEE Tier 1
211229960 | Central HP <5.4 tons | COMFORTMAKER | HRCU-A-CB (Split System: Heat Pump with Remote Outdoor Unit-Air-Source) | DLCURAH36ABK |  |  | EN(A,D,W)4X48L21** | *80ES(N,L)0902120A* | 36600 | 16 | 8.1 | 39500 | 34800 | 88.1% | 2.04 | 0 | 10.5 |  |  |  |  | R-410A | 3.05 | Residential & Commercial | USHP | Ducted CEE Tier 1
211230145 | Central HP <5.4 tons | COMFORTMAKER | HRCU-A-CB (Split System: Heat Pump with Remote Outdoor Unit-Air-Source) | DLCURAH36ABK |  |  | EN(A,D,W)4X48L21** | *92ESN1002120A* | 35800 | 16.5 | 8.1 | 38500 | 34800 | 90.39% | 2 | 0 | 10 |  |  |  |  | R-410A | 2.9833 | Residential & Commercial | USHP | Ducted CEE Tier 1
211230362 | Central HP <5.4 tons | COMFORTMAKER | HRCU-A-CB (Split System: Heat Pump with Remote Outdoor Unit-Air-Source) | DLCURAH36ABK |  |  | EN(A,D,W)4X48L21** | OLV112A16A | 36000 | 15.5 | 8.1 | 38500 | 35000 | 90.91% | 2.02 | 0 | 10 |  |  |  |  | R-410A | 3 | Residential & Commercial | USHP | Ducted CEE Tier 1
216091303 | Central HP <5.4 tons | COMFORTMAKER | HRCU-A-CB (Split System: Heat Pump with Remote Outdoor Unit-Air-Source) | DLCSRBH24AAK |  |  | 40MBABQ24XB3 | 0 | 23000 | 18.4 | 9.3 | 26000 | 21200 | 81.54% | 1.9 | 12.5 | 11.7 |  |  |  |  | R-410A | 1.9167 | Residential & Commercial | USHP | Ducted CEE Tier 1
210025742 | Central HP <5.4 tons | COMFORTMAKER | HRCU-A-CB (Split System: Heat Pump with Remote Outdoor Unit-Air-Source) | DLCURAH60ABK |  |  | DLFUAAH60XAK | 0 | 55000 | 15.3 | 9.4 | 59000 | 48500 | 82.2% | 1.91 | 9 | 8.8 |  |  |  |  | R-410A | 4.5833 | Residential & Commercial | USHP
216684081 | Central HP <5.4 tons | CanAir | HRCU-A-C (Split System: Heat Pump with Remote Outdoor Unit with No Indoor Fan --Air Source) | 4CDH2048C21 |  |  | CEB-60MX2121 | 0 | 45000 | 15.2 | 8.8 | 48000 | 42000 | 87.5% | 1.85 | 0 | 10 |  |  |  |  | R-454B | 3.75 | Residential & Commercial | USHP | Ducted CEE Tier 1
213078990 | Central HP <5.4 tons | COMFORTMAKER | HRCU-A-CB (Split System: Heat Pump with Remote Outdoor Unit-Air-Source) | DLCURAH36ABK |  |  | EA*4X37L21A* | *80MSU0401712A* | 36600 | 16 | 8.5 | 38500 | 34800 | 90.39% | 2.08 | 0 | 10 |  |  |  |  | R-410A | 3.05 | Residential & Commercial | USHP | Ducted CEE Tier 1
213781226 | Central HP <5.4 tons | BRYANT HEATING AND COOLING SYSTEMS | HRCU-A-CB (Split System: Heat Pump with Remote Outdoor Unit-Air-Source) | 288BNV037*0**B* |  |  | CAP**4321AL*+UI | 987MC42080C17*** | 32800 | 17 | 8.1 | 33000 | 25200 | 76.36% | 1.96 | 0 | 11 |  |  |  |  | R-410A | 2.7333 | Residential & Commercial | USHP | Ducted CEE Tier 1
213781426 | Central HP <5.4 tons | BRYANT HEATING AND COOLING SYSTEMS | HRCU-A-CB (Split System: Heat Pump with Remote Outdoor Unit-Air-Source) | 288BNV037*0**B* |  |  | CAP**4824AL*+UI | 987MC66100C21*** | 32400 | 17 | 8.5 | 32200 | 24800 | 77.02% | 1.98 | 0 | 11 |  |  |  |  | R-410A | 2.7 | Residential & Commercial | USHP | Ducted CEE Tier 1
213782276 | Central HP <5.4 tons | BRYANT HEATING AND COOLING SYSTEMS | HRCU-A-CB (Split System: Heat Pump with Remote Outdoor Unit-Air-Source) | 288BNV037*0**B* |  |  | CSPH*6012AL*+UI | 935CB48060C17*** | 32800 | 16.5 | 8.1 | 32200 | 25000 | 77.64% | 1.96 | 0 | 11 |  |  |  |  | R-410A | 2.7333 | Residential & Commercial | USHP | Ducted CEE Tier 1
215318920 | Central HP <5.4 tons | COMFORTMAKER | HRCU-A-CB (Split System: Heat Pump with Remote Outdoor Unit-Air-Source) | D5CUHAH48AAK |  |  | D5FUAAH48XAK | 0 | 48000 | 16.5 | 9.5 | 50000 | 46000 | 92% | 1.9 | 0 | 10.5 |  |  |  |  | R-454B | 4 | Residential & Commercial | USHP | Ducted CEE Tier 1
212578210 | Central HP <5.4 tons | CARRIER | HRCU-A-CB (Split System: Heat Pump with Remote Outdoor Unit-Air-Source) | 25VNA424A*031* | ADP |  | H,PG53936 | 58TN*A070C14**12 | 24200 | 21 | 9.5 | 24800 | 19300 | 77.82% | 2.54 | 0 | 13.5 |  |  |  |  | R-410A | 2.0167 | Residential & Commercial | USHP | Ducted CEE Tier 1
215318931 | Central HP <5.4 tons | COMFORTMAKER | HRCU-A-CB (Split System: Heat Pump with Remote Outdoor Unit-Air-Source) | D5CUHAH48AAK |  |  | D5FUHAH60XAK | 0 | 48000 | 17.5 | 9.5 | 48000 | 48000 | 100% | 2 | 0 | 12 |  |  |  |  | R-454B | 4 | Residential & Commercial | USHP | Ducted CEE Tier 1
214279633 | Central HP <5.4 tons | WESTINGHOUSE | HRCU-A-C (Split System: Heat Pump with Remote Outdoor Unit with No Indoor Fan --Air Source) | WHM48SZA21S | ADP |  | H,RE84(1,2)60+TXV+TD | 0 | 41500 | 15.2 | 8.55 | 40000 | 34200 | 85.5% | 1.94 | 0 | 11 |  |  |  |  | R-410A | 3.4583 | Residential & Commercial | USHP | Ducted CEE Tier 1
214056596 | Central HP <5.4 tons | AC PRO.COM | HRCU-A-C (Split System: Heat Pump with Remote Outdoor Unit with No Indoor Fan --Air Source) | AOX430U-24HFN1-MR0 |  |  | AAC-24HWDN1-MN0 | 0 | 24000 | 15.7 | 9.8 | 25600 | 18500 | 72.27% | 2.2 | 10.3 | 10 |  |  |  |  | R-410A | 2 | Residential & Commercial | USHP | Ducted CEE Tier 1
207706571 | Central HP <5.4 tons | CanAir | HRCU-A-CB (Split System: Heat Pump with Remote Outdoor Unit-Air-Source) | CDH2036C21 |  |  | CDH2036F21 | 0 | 36000 | 16 | 9.5 | 40000 | 34400 | 86% | 1.97 | 10.5 | 10 |  |  |  |  | R-410A | 3 | Residential & Commercial | USHP | Ducted CEE Tier 1
216494170 | Central HP <5.4 tons | BRYANT HEATING AND COOLING SYSTEMS | HRCU-A-CB (Split System: Heat Pump with Remote Outdoor Unit-Air-Source) | 290VAN024**AA* | ADP |  | CE(P,V)3621G34*+TXV | 986TD42080C17*** | 23200 | 17 | 9 | 22600 | 16200 | 71.68% | 1.98 | 0 | 10 |  |  |  |  | R-454B | 1.9333 | Residential & Commercial | USHP | Ducted CEE Tier 1
214862334 | Central HP <5.4 tons | BRYANT HEATING AND COOLING SYSTEMS | HRCU-A-CB (Split System: Heat Pump with Remote Outdoor Unit-Air-Source) | 288BNV025*0**C* | ADP |  | H,CD13936 | 987MC66100C21*** | 23600 | 16 | 8.1 | 19800 | 16200 | 81.82% | 1.96 | 0 | 11 |  |  |  |  | R-410A | 1.9667 | Residential & Commercial | USHP | Ducted CEE Tier 1
214311498 | Central HP <5.4 tons | THERMAL ZONE | HRCU-A-C (Split System: Heat Pump with Remote Outdoor Unit with No Indoor Fan --Air Source) | TZPLV362PA | ADP |  | H,RE32936+TD | 0 | 34800 | 15.2 | 8.2 | 36200 | 31200 | 86.19% | 1.78 | 0 | 9.5 |  |  |  |  | R-410A | 2.9 | Residential & Commercial | USHP
213479418 | Central HP <5.4 tons | CanAir | HRCU-A-C (Split System: Heat Pump with Remote Outdoor Unit with No Indoor Fan --Air Source) | CDH2024C21 |  |  | MVBM-24A18T3N1 | 0 | 24000 | 16.1 | 9.8 | 25000 | 20000 | 80% | 2 | 0 | 10.7 |  |  |  |  | R-410A | 2 | Residential & Commercial | USHP | Ducted CEE Tier 1
213078005 | Central HP <5.4 tons | COMFORTMAKER | HRCU-A-CB (Split System: Heat Pump with Remote Outdoor Unit-Air-Source) | DLCURAH36ABK |  |  | END4X42L17** | *80MS(N,L)0701712A* | 35600 | 16 | 8.1 | 38500 | 35000 | 90.91% | 1.94 | 0 | 10 |  |  |  |  | R-410A | 2.9667 | Residential & Commercial | USHP | Ducted CEE Tier 1
212441640 | Central HP <5.4 tons | CHAMPION HEATING AND COOLING | HRCU-A-CB (Split System: Heat Pump with Remote Outdoor Unit-Air-Source) | HMH72B341 | ADP |  | H,YE8J936 | TM9E100C16MP12 | 33000 | 17 | 8.5 | 32400 | 22800 | 70.37% | 2.04 | 0 | 10 |  |  |  |  | R-410A | 2.75 | Residential & Commercial | USHP | Ducted CEE Tier 1
212441642 | Central HP <5.4 tons | CHAMPION HEATING AND COOLING | HRCU-A-CB (Split System: Heat Pump with Remote Outdoor Unit-Air-Source) | HMH72B341 | ADP |  | H,YE8J936 | TM9E100C20MP12 | 33600 | 15.2 | 8.45 | 31600 | 23200 | 73.42% | 2.04 | 0 | 9.5 |  |  |  |  | R-410A | 2.8 | Residential & Commercial | USHP
212441657 | Central HP <5.4 tons | CHAMPION HEATING AND COOLING | HRCU-A-CB (Split System: Heat Pump with Remote Outdoor Unit-Air-Source) | HMH72B341 | ADP |  | H,YE8J936 | TM9V100C20MP12 | 33400 | 17 | 8.5 | 32400 | 23200 | 71.6% | 2.06 | 0 | 9.5 |  |  |  |  | R-410A | 2.7833 | Residential & Commercial | USHP
215864125 | Central HP <5.4 tons | Cooper&Hunter | HRCU-A-CB (Split System: Heat Pump with Remote Outdoor Unit-Air-Source) | CH-PQ55-230VO |  |  | CH-PQ55AHU | 0 | 54000 | 17.5 | 9.5 | 55000 | 54000 | 98.18% | 1.9 | 0 | 12 |  |  |  |  | R-454B | 4.5 | Residential & Commercial | USHP | Ducted CEE Tier 1
216989098 | Central HP <5.4 tons | BRYANT HEATING AND COOLING SYSTEMS | HRCU-A-CB (Split System: Heat Pump with Remote Outdoor Unit-Air-Source) | 37MURAQ24AA3 | ADP |  | PL36H175P15*+TXV | 82*SB36070V14*** | 24200 | 15.2 | 8.5 | 22200 | 18900 | 85.14% | 1.92 | 0 | 10 |  |  |  |  | R-454B | 2.0167 | Residential & Commercial | USHP | Ducted CEE Tier 1
215224767 | Central HP <5.4 tons | CARRIER | HRCU-A-CB (Split System: Heat Pump with Remote Outdoor Unit-Air-Source) | 25VNA448A*031* | ADP |  | H,PG49960 | 59MN7C100C21**22 | 44500 | 21 | 9.5 | 44000 | 35800 | 81.36% | 2.26 | 0 | 12 |  |  |  |  | R-410A | 3.7083 | Residential & Commercial | USHP | Ducted CEE Tier 1
214440888 | Central HP <5.4 tons | BRYANT HEATING AND COOLING SYSTEMS | HRCU-A-CB (Split System: Heat Pump with Remote Outdoor Unit-Air-Source) | 284ANV036*0**B* | ADP |  | V,C36H175P459 | 88*TB36045C17*** | 33600 | 19 | 9 | 35200 | 27400 | 77.84% | 2.02 | 0 | 11.7 |  |  |  |  | R-410A | 2.8 | Residential & Commercial | USHP | Ducted CEE Tier 1
212927281 | Central HP <5.4 tons | CHAMPION HEATING AND COOLING | HRCU-A-CB (Split System: Heat Pump with Remote Outdoor Unit-Air-Source) | HMH72B341 | ADP |  | H,YG9J936 | TM8E040A12MP11 | 32800 | 18 | 8.5 | 32400 | 23000 | 70.99% | 2.04 | 0 | 10 |  |  |  |  | R-410A | 2.7333 | Residential & Commercial | USHP | Ducted CEE Tier 1
216986121 | Central HP <5.4 tons | BRYANT HEATING AND COOLING SYSTEMS | HRCU-A-CB (Split System: Heat Pump with Remote Outdoor Unit-Air-Source) | 37MURAQ24AA3 | ADP |  | V,C36H***P21*+TXV | 926TC36060V14*** | 23400 | 15.2 | 8.5 | 22400 | 19000 | 84.82% | 1.9 | 0 | 9.5 |  |  |  |  | R-454B | 1.95 | Residential & Commercial | USHP
216621485 | Central HP <5.4 tons | CanAir | HRCU-A-C (Split System: Heat Pump with Remote Outdoor Unit with No Indoor Fan --Air Source) | 4CDH2018C21 |  |  | CEB-24MX1421 | 0 | 18000 | 16.1 | 9.5 | 19000 | 18000 | 94.74% | 2.06 | 0 | 11.7 |  |  |  |  | R-454B | 1.5 | Residential & Commercial | USHP | Ducted CEE Tier 1
215864915 | Central HP <5.4 tons | TRANE | HRCU-A-CB (Split System: Heat Pump with Remote Outdoor Unit-Air-Source) | 5TWV8X48A1 |  |  | 5PX*DD10AS3 | S8V2C080M5PDB | 45000 | 18.1 | 8.5 | 45000 | 34800 | 77.33% | 2.1 | 0 | 10 |  |  |  |  | R-454B | 3.75 | Residential & Commercial | USHP | Ducted CEE Tier 1
215864929 | Central HP <5.4 tons | TRANE | HRCU-A-CB (Split System: Heat Pump with Remote Outdoor Unit-Air-Source) | 5TWV8X48A1 |  |  | 5TXCC007AS3 | S8V2C100M5PDB | 45500 | 18.1 | 8.5 | 46000 | 35600 | 77.39% | 2.1 | 0 | 10 |  |  |  |  | R-454B | 3.7917 | Residential & Commercial | USHP | Ducted CEE Tier 1
213079194 | Central HP <5.4 tons | COMFORTMAKER | HRCU-A-CB (Split System: Heat Pump with Remote Outdoor Unit-Air-Source) | DLCURAH36ABK |  |  | EN(A,D)4X48L24** | *80MSU0601716A* | 35800 | 17 | 8.1 | 38000 | 34800 | 91.58% | 2 | 0 | 10.5 |  |  |  |  | R-410A | 2.9833 | Residential & Commercial | USHP | Ducted CEE Tier 1
215864124 | Central HP <5.4 tons | Cooper&Hunter | HRCU-A-CB (Split System: Heat Pump with Remote Outdoor Unit-Air-Source) | CH-PQ48-230VO |  |  | CH-PQ48AHU | 0 | 48000 | 17.5 | 9.5 | 48000 | 48000 | 100% | 2 | 0 | 12 |  |  |  |  | R-454B | 4 | Residential & Commercial | USHP | Ducted CEE Tier 1
212441612 | Central HP <5.4 tons | CHAMPION HEATING AND COOLING | HRCU-A-CB (Split System: Heat Pump with Remote Outdoor Unit-Air-Source) | HMH72B341 | ADP |  | H,YE8J936 | TM8E060A12MP11 | 32800 | 17 | 8.5 | 32400 | 23000 | 70.99% | 2.02 | 0 | 9.5 |  |  |  |  | R-410A | 2.7333 | Residential & Commercial | USHP
212441637 | Central HP <5.4 tons | CHAMPION HEATING AND COOLING | HRCU-A-CB (Split System: Heat Pump with Remote Outdoor Unit-Air-Source) | HMH72B341 | ADP |  | H,YE8J936 | TM9E080C16MP12 | 33000 | 18 | 8.5 | 32400 | 22800 | 70.37% | 2.04 | 0 | 10 |  |  |  |  | R-410A | 2.75 | Residential & Commercial | USHP | Ducted CEE Tier 1
215864134 | Central HP <5.4 tons | Cooper&Hunter | HRCU-A-CB (Split System: Heat Pump with Remote Outdoor Unit-Air-Source) | CH-R48LCU-230VO |  |  | CH-RS48LCAHU | 0 | 48000 | 17.7 | 10 | 50000 | 35200 | 70.4% | 1.9 | 0 | 10 |  |  |  |  | R-454B | 4 | Residential & Commercial | USHP | Ducted CEE Tier 1
216984579 | Central HP <5.4 tons | BRYANT HEATING AND COOLING SYSTEMS | HRCU-A-CB (Split System: Heat Pump with Remote Outdoor Unit-Air-Source) | 291VAN054**AA* | ADP |  | PL60H210P17*+TXV | 987TA60080C21*** | 49000 | 19 | 10.5 | 50500 | 53000 | 105% | 1.94 | 0 | 11 |  |  |  |  | R-454B | 4.0833 | Residential & Commercial | USHP | Ducted CEE Tier 1
214826086 | Central HP <5.4 tons | CHAMPION HEATING AND COOLING | HRCU-A-CB (Split System: Heat Pump with Remote Outdoor Unit-Air-Source) | HH824E2S11 | ADP |  | H,YG9J*36+TXV+AEFE3A* | 0 | 24000 | 19 | 9.5 | 22400 | 16600 | 74.11% | 2.1 | 0 | 12 |  |  |  |  | R-454B | 2 | Residential & Commercial | USHP | Ducted CEE Tier 1
213479415 | Central HP <5.4 tons | CanAir | HRCU-A-CB (Split System: Heat Pump with Remote Outdoor Unit-Air-Source) | CDH2036C22 |  |  | CDH2036F21 | 0 | 35000 | 16.3 | 9.5 | 39000 | 38000 | 97.44% | 1.8 | 0 | 11.7 |  |  |  |  | R-410A | 2.9167 | Residential & Commercial | USHP | Ducted CEE Tier 1
215318937 | Central HP <5.4 tons | COMFORTMAKER | HRCU-A-CB (Split System: Heat Pump with Remote Outdoor Unit-Air-Source) | D5CLHAH36AAK |  |  | D5FLAAH36XAK | 0 | 36000 | 17.3 | 9.5 | 38000 | 38000 | 100% | 2.06 | 0 | 11.7 |  |  |  |  | R-454B | 3 | Residential & Commercial | USHP | Ducted CEE Tier 1
216984578 | Central HP <5.4 tons | BRYANT HEATING AND COOLING SYSTEMS | HRCU-A-CB (Split System: Heat Pump with Remote Outdoor Unit-Air-Source) | 291VAN054**AA* | ADP |  | C60A***L16*+TXV | 987TA60080C21*** | 48000 | 19 | 10.5 | 50500 | 53000 | 105% | 1.94 | 0 | 10.5 |  |  |  |  | R-454B | 4 | Residential & Commercial | USHP | Ducted CEE Tier 1
216986084 | Central HP <5.4 tons | BRYANT HEATING AND COOLING SYSTEMS | HRCU-A-CB (Split System: Heat Pump with Remote Outdoor Unit-Air-Source) | 37MURAQ24AA3 | ADP |  | PL36H***P44*+TXV | 926SB36040V17*** | 23400 | 15.2 | 8.5 | 22000 | 18900 | 85.91% | 1.96 | 0 | 9.5 |  |  |  |  | R-454B | 1.95 | Residential & Commercial | USHP
216986109 | Central HP <5.4 tons | BRYANT HEATING AND COOLING SYSTEMS | HRCU-A-CB (Split System: Heat Pump with Remote Outdoor Unit-Air-Source) | 37MURAQ24AA3 | ADP |  | V,C36H175P15*+TXV | 926TC36040V17*** | 23600 | 15.2 | 8.5 | 22000 | 18900 | 85.91% | 1.96 | 0 | 9.5 |  |  |  |  | R-454B | 1.9667 | Residential & Commercial | USHP
216986132 | Central HP <5.4 tons | BRYANT HEATING AND COOLING SYSTEMS | HRCU-A-CB (Split System: Heat Pump with Remote Outdoor Unit-Air-Source) | 37MURAQ24AA3 | ADP |  | C36A***L15*+TXV | 935SB36040M17*** | 23000 | 15.2 | 8.5 | 21400 | 18700 | 87.38% | 1.96 | 0 | 9.5 |  |  |  |  | R-454B | 1.9167 | Residential & Commercial | USHP
216989065 | Central HP <5.4 tons | BRYANT HEATING AND COOLING SYSTEMS | HRCU-A-CB (Split System: Heat Pump with Remote Outdoor Unit-Air-Source) | 37MURAQ24AA3 | ADP |  | V,C36H***P42*+TXV | 8(0,1)*SB36070M14*** | 23800 | 15.2 | 8.5 | 22600 | 19100 | 84.51% | 1.9 | 0 | 9.5 |  |  |  |  | R-454B | 1.9833 | Residential & Commercial | USHP
216989647 | Central HP <5.4 tons | BRYANT HEATING AND COOLING SYSTEMS | HRCU-A-CB (Split System: Heat Pump with Remote Outdoor Unit-Air-Source) | 37MUHAQ24AA3 | ADP |  | PL36H***P44*+TXV | 8(0,1)*SB36045M14*** | 22400 | 16 | 8.5 | 19200 | 18300 | 95.31% | 1.96 | 0 | 11 |  |  |  |  | R-454B | 1.8667 | Residential & Commercial | USHP | Ducted CEE Tier 1
216989648 | Central HP <5.4 tons | BRYANT HEATING AND COOLING SYSTEMS | HRCU-A-CB (Split System: Heat Pump with Remote Outdoor Unit-Air-Source) | 37MUHAQ24AA3 | ADP |  | V,C36H***P03*+TXV | 8(0,1)*SB36070M14*** | 21000 | 16 | 8.5 | 19200 | 18300 | 95.31% | 1.96 | 0 | 10 |  |  |  |  | R-454B | 1.75 | Residential & Commercial | USHP | Ducted CEE Tier 1
216989678 | Central HP <5.4 tons | BRYANT HEATING AND COOLING SYSTEMS | HRCU-A-CB (Split System: Heat Pump with Remote Outdoor Unit-Air-Source) | 37MUHAQ24AA3 | ADP |  | V,C36H***P42*+TXV | 82*SB36070V14*** | 22200 | 16 | 8.5 | 19400 | 18800 | 96.91% | 1.96 | 0 | 10.5 |  |  |  |  | R-454B | 1.85 | Residential & Commercial | USHP | Ducted CEE Tier 1
213770858 | Central HP <5.4 tons | AIRQUEST | HRCU-A-CB (Split System: Heat Pump with Remote Outdoor Unit-Air-Source) | HVH825GKA2* |  |  | EA*4X36L17A*+WALLCON | *97CMN0601714B* | 23400 | 16 | 8.1 | 21600 | 16800 | 77.78% | 1.92 | 0 | 10.5 |  |  |  |  | R-410A | 1.95 | Residential & Commercial | USHP | Ducted CEE Tier 1
213770908 | Central HP <5.4 tons | AIRQUEST | HRCU-A-CB (Split System: Heat Pump with Remote Outdoor Unit-Air-Source) | HVH825GKA2* |  |  | EA*4X36L21A*+WALLCON | *80CTL0451712B* | 23400 | 16 | 8.1 | 21600 | 16800 | 77.78% | 1.92 | 0 | 10.5 |  |  |  |  | R-410A | 1.95 | Residential & Commercial | USHP | Ducted CEE Tier 1
216989077 | Central HP <5.4 tons | BRYANT HEATING AND COOLING SYSTEMS | HRCU-A-CB (Split System: Heat Pump with Remote Outdoor Unit-Air-Source) | 37MURAQ24AA3 | ADP |  | V,C36H175P14*+TXV | 8(0,1)*SB36070M17*** | 23600 | 15.2 | 9 | 23200 | 19200 | 82.76% | 2 | 0 | 9.5 |  |  |  |  | R-454B | 1.9667 | Residential & Commercial | USHP
216989096 | Central HP <5.4 tons | BRYANT HEATING AND COOLING SYSTEMS | HRCU-A-CB (Split System: Heat Pump with Remote Outdoor Unit-Air-Source) | 37MURAQ24AA3 | ADP |  | C36A***L13*+TXV | 82*SB36070V14*** | 23400 | 15.2 | 9 | 23200 | 19200 | 82.76% | 1.98 | 0 | 9.5 |  |  |  |  | R-454B | 1.95 | Residential & Commercial | USHP
214862420 | Central HP <5.4 tons | BRYANT HEATING AND COOLING SYSTEMS | HRCU-A-CB (Split System: Heat Pump with Remote Outdoor Unit-Air-Source) | 288BNV037*0**B* | ADP |  | H,PG81936 | 987MC66120C24*** | 31800 | 18 | 8.1 | 30600 | 24400 | 79.74% | 1.98 | 0 | 11 |  |  |  |  | R-410A | 2.65 | Residential & Commercial | USHP | Ducted CEE Tier 1
209550336 | Central HP <5.4 tons | CanAir | HRCU-A-C (Split System: Heat Pump with Remote Outdoor Unit with No Indoor Fan --Air Source) | MOE31U-36HFN1-M |  |  | MAC-36HWFN1-M | 0 | 35000 | 15.2 | 10 | 39000 | 32000 | 82.05% | 2 | 10.2 | 10 |  |  |  |  | R-410A | 2.9167 | Residential & Commercial | USHP | Ducted CEE Tier 1
216989640 | Central HP <5.4 tons | BRYANT HEATING AND COOLING SYSTEMS | HRCU-A-CB (Split System: Heat Pump with Remote Outdoor Unit-Air-Source) | 37MUHAQ24AA3 | ADP |  | V,C36H***P42*+TXV | 8(0,1)*SB36045M14*** | 22000 | 16 | 8.5 | 19400 | 18800 | 96.91% | 1.96 | 0 | 10.5 |  |  |  |  | R-454B | 1.8333 | Residential & Commercial | USHP | Ducted CEE Tier 1
216989642 | Central HP <5.4 tons | BRYANT HEATING AND COOLING SYSTEMS | HRCU-A-CB (Split System: Heat Pump with Remote Outdoor Unit-Air-Source) | 37MUHAQ24AA3 | ADP |  | C36A***L13*+TXV | 8(0,1)*SB36045M14*** | 22200 | 16 | 8.5 | 19200 | 18300 | 95.31% | 1.96 | 0 | 11 |  |  |  |  | R-454B | 1.85 | Residential & Commercial | USHP | Ducted CEE Tier 1
216989651 | Central HP <5.4 tons | BRYANT HEATING AND COOLING SYSTEMS | HRCU-A-CB (Split System: Heat Pump with Remote Outdoor Unit-Air-Source) | 37MUHAQ24AA3 | ADP |  | C36A***L13*+TXV | 8(0,1)*SB36070M14*** | 22400 | 16 | 8.1 | 19200 | 18400 | 95.83% | 1.9 | 0 | 11 |  |  |  |  | R-454B | 1.8667 | Residential & Commercial | USHP | Ducted CEE Tier 1
216989674 | Central HP <5.4 tons | BRYANT HEATING AND COOLING SYSTEMS | HRCU-A-CB (Split System: Heat Pump with Remote Outdoor Unit-Air-Source) | 37MUHAQ24AA3 | ADP |  | C36A***L15*+TXV | 82*SB36045V14*** | 22400 | 16 | 8.1 | 19200 | 18000 | 93.75% | 1.85 | 0 | 11 |  |  |  |  | R-454B | 1.8667 | Residential & Commercial | USHP | Ducted CEE Tier 1
215940977 | Central HP <5.4 tons | AIRQUEST | HRCU-A-CB (Split System: Heat Pump with Remote Outdoor Unit-Air-Source) | H5H3V48*K*AAA* |  |  | EA*5X48M21A*+WALLCON | *97CTN0802120A* | 43500 | 20.5 | 9.5 | 48000 | 36600 | 76.25% | 1.92 | 0 | 10.5 |  |  |  |  | R-454B | 3.625 | Residential & Commercial | USHP | Ducted CEE Tier 1
216986091 | Central HP <5.4 tons | BRYANT HEATING AND COOLING SYSTEMS | HRCU-A-CB (Split System: Heat Pump with Remote Outdoor Unit-Air-Source) | 37MURAQ24AA3 | ADP |  | PL36H175P15*+TXV | 926SB36060V14*** | 23600 | 15.2 | 8.5 | 22400 | 19000 | 84.82% | 1.9 | 0 | 9.5 |  |  |  |  | R-454B | 1.9667 | Residential & Commercial | USHP
216989056 | Central HP <5.4 tons | BRYANT HEATING AND COOLING SYSTEMS | HRCU-A-CB (Split System: Heat Pump with Remote Outdoor Unit-Air-Source) | 37MURAQ24AA3 | ADP |  | V,C36H***P42*+TXV | 8(0,1)*SB36045M14*** | 23200 | 15.2 | 8.5 | 22600 | 19000 | 84.07% | 1.9 | 0 | 9.5 |  |  |  |  | R-454B | 1.9333 | Residential & Commercial | USHP
213350745 | Central HP <5.4 tons | DNAIR | HRCU-A-CB (Split System: Heat Pump with Remote Outdoor Unit-Air-Source) | DNHP0036H-C |  |  | DNHU0036H-E | 0 | 36000 | 16 | 9.5 | 40000 | 34400 | 86% | 1.97 | 10.5 | 10 |  |  |  |  | R-410A | 3 | Residential & Commercial | USHP | Ducted CEE Tier 1
212441675 | Central HP <5.4 tons | CHAMPION HEATING AND COOLING | HRCU-A-CB (Split System: Heat Pump with Remote Outdoor Unit-Air-Source) | HMH72B341 | ADP |  | H,YE8J936 | TM9Y120D20MP11 | 33400 | 16 | 8.4 | 30800 | 23400 | 75.97% | 2.06 | 0 | 9 |  |  |  |  | R-410A | 2.7833 | Residential & Commercial | USHP
214290105 | Central HP <5.4 tons | THERMAL ZONE | HRCU-A-C (Split System: Heat Pump with Remote Outdoor Unit with No Indoor Fan --Air Source) | TZPLV362PA | ADP |  | H,GG33936+TD | 0 | 35400 | 15.2 | 8.35 | 36200 | 31200 | 86.19% | 1.8 | 0 | 9.5 |  |  |  |  | R-410A | 2.95 | Residential & Commercial | USHP
213078200 | Central HP <5.4 tons | COMFORTMAKER | HRCU-A-CB (Split System: Heat Pump with Remote Outdoor Unit-Air-Source) | DLCURAH36ABK |  |  | EA*4X42L24A* | *80MS(N,L)0702116A* | 35200 | 16.5 | 8.1 | 38500 | 35000 | 90.91% | 1.88 | 0 | 10 |  |  |  |  | R-410A | 2.9333 | Residential & Commercial | USHP | Ducted CEE Tier 1
215318926 | Central HP <5.4 tons | COMFORTMAKER | HRCU-A-CB (Split System: Heat Pump with Remote Outdoor Unit-Air-Source) | D5CURAH36AAK |  |  | D5FUAAH36XAK | 0 | 36000 | 16.2 | 8.7 | 36000 | 27000 | 75% | 2 | 0 | 10 |  |  |  |  | R-454B | 3 | Residential & Commercial | USHP | Ducted CEE Tier 1
216989669 | Central HP <5.4 tons | BRYANT HEATING AND COOLING SYSTEMS | HRCU-A-CB (Split System: Heat Pump with Remote Outdoor Unit-Air-Source) | 37MUHAQ24AA3 | ADP |  | V,C36H***P42*+TXV | 82*SB36045V14*** | 22000 | 16 | 8.5 | 19400 | 18700 | 96.39% | 1.96 | 0 | 10.5 |  |  |  |  | R-454B | 1.8333 | Residential & Commercial | USHP | Ducted CEE Tier 1
209550328 | Central HP <5.4 tons | CanAir | HRCU-A-C (Split System: Heat Pump with Remote Outdoor Unit with No Indoor Fan --Air Source) | MOX430-24HFN1-MR0 |  |  | MAC-24HWDN1-MN0 | 0 | 24000 | 15.7 | 9.8 | 25600 | 18500 | 72.27% | 2.2 | 10.3 | 10 |  |  |  |  | R-410A | 2 | Residential & Commercial | USHP | Ducted CEE Tier 1
214389926 | Central HP <5.4 tons | CARRIER | HRCU-A-CB (Split System: Heat Pump with Remote Outdoor Unit-Air-Source) | 25VNA448A*031* | ADP |  | H,PG48960 | 58TN*B110C21**20 | 45000 | 21 | 9.5 | 43500 | 35600 | 81.84% | 2.36 | 0 | 12 |  |  |  |  | R-410A | 3.75 | Residential & Commercial | USHP | Ducted CEE Tier 1
209550334 | Central HP <5.4 tons | CanAir | HRCU-A-C (Split System: Heat Pump with Remote Outdoor Unit with No Indoor Fan --Air Source) | MOD30-24HFN1-MW |  |  | MAC-24HWDN1-MN0 | 0 | 24000 | 16.5 | 9.5 | 25000 | 20000 | 80% | 1.95 | 11 | 10.7 |  |  |  |  | R-410A | 2 | Residential & Commercial | USHP | Ducted CEE Tier 1
216989086 | Central HP <5.4 tons | BRYANT HEATING AND COOLING SYSTEMS | HRCU-A-CB (Split System: Heat Pump with Remote Outdoor Unit-Air-Source) | 37MURAQ24AA3 | ADP |  | A24VBA*+TXV | 82*SB36045V14*** | 23000 | 15.2 | 8.5 | 22400 | 19000 | 84.82% | 1.9 | 0 | 9.5 |  |  |  |  | R-454B | 1.9167 | Residential & Commercial | USHP
213350749 | Central HP <5.4 tons | DNAIR | HRCU-A-C (Split System: Heat Pump with Remote Outdoor Unit with No Indoor Fan --Air Source) | DNHP0036H-C |  |  | DNCL0036H-E | 0 | 35000 | 15.2 | 10 | 39000 | 32000 | 82.05% | 2 | 10.2 | 10 |  |  |  |  | R-410A | 2.9167 | Residential & Commercial | USHP | Ducted CEE Tier 1
216989067 | Central HP <5.4 tons | BRYANT HEATING AND COOLING SYSTEMS | HRCU-A-CB (Split System: Heat Pump with Remote Outdoor Unit-Air-Source) | 37MURAQ24AA3 | ADP |  | C36A***L13*+TXV | 8(0,1)*SB36070M14*** | 23800 | 15.2 | 8.5 | 22600 | 19100 | 84.51% | 1.9 | 0 | 9.5 |  |  |  |  | R-454B | 1.9833 | Residential & Commercial | USHP
216989083 | Central HP <5.4 tons | BRYANT HEATING AND COOLING SYSTEMS | HRCU-A-CB (Split System: Heat Pump with Remote Outdoor Unit-Air-Source) | 37MURAQ24AA3 | ADP |  | V,C36H175P13*+TXV | 8(0,1)*SB36070M17*** | 23600 | 15.2 | 9 | 23200 | 19200 | 82.76% | 2 | 0 | 9.5 |  |  |  |  | R-454B | 1.9667 | Residential & Commercial | USHP
216989090 | Central HP <5.4 tons | BRYANT HEATING AND COOLING SYSTEMS | HRCU-A-CB (Split System: Heat Pump with Remote Outdoor Unit-Air-Source) | 37MURAQ24AA3 | ADP |  | C36A***L15*+TXV | 82*SB36045V14*** | 23600 | 15.2 | 8.5 | 22400 | 18900 | 84.38% | 1.92 | 0 | 9.5 |  |  |  |  | R-454B | 1.9667 | Residential & Commercial | USHP
216989092 | Central HP <5.4 tons | BRYANT HEATING AND COOLING SYSTEMS | HRCU-A-CB (Split System: Heat Pump with Remote Outdoor Unit-Air-Source) | 37MURAQ24AA3 | ADP |  | PL36H***P44*+TXV | 82*SB36045V14*** | 23600 | 15.2 | 8.5 | 22400 | 18900 | 84.38% | 1.92 | 0 | 9.5 |  |  |  |  | R-454B | 1.9667 | Residential & Commercial | USHP
214311495 | Central HP <5.4 tons | THERMAL ZONE | HRCU-A-C (Split System: Heat Pump with Remote Outdoor Unit with No Indoor Fan --Air Source) | TZPLV242PA | ADP |  | H,RG21924+TD | 0 | 23000 | 16 | 8.8 | 23000 | 19600 | 85.22% | 1.84 | 0 | 10 |  |  |  |  | R-410A | 1.9167 | Residential & Commercial | USHP | Ducted CEE Tier 1
216989658 | Central HP <5.4 tons | BRYANT HEATING AND COOLING SYSTEMS | HRCU-A-CB (Split System: Heat Pump with Remote Outdoor Unit-Air-Source) | 37MUHAQ24AA3 | ADP |  | A36VCA*+TXV | 8(0,1)*SB36070M17*** | 22000 | 16 | 8.1 | 19200 | 18200 | 94.79% | 1.85 | 0 | 11 |  |  |  |  | R-454B | 1.8333 | Residential & Commercial | USHP | Ducted CEE Tier 1
213782186 | Central HP <5.4 tons | BRYANT HEATING AND COOLING SYSTEMS | HRCU-A-CB (Split System: Heat Pump with Remote Outdoor Unit-Air-Source) | 288BNV037*0**B* |  |  | CSPH*4812AL*+UI | 986TD66100C21*** | 32600 | 16.5 | 8.1 | 33000 | 24800 | 75.15% | 1.96 | 0 | 11 |  |  |  |  | R-410A | 2.7167 | Residential & Commercial | USHP | Ducted CEE Tier 1
216989058 | Central HP <5.4 tons | BRYANT HEATING AND COOLING SYSTEMS | HRCU-A-CB (Split System: Heat Pump with Remote Outdoor Unit-Air-Source) | 37MURAQ24AA3 | ADP |  | C36A***L13*+TXV | 8(0,1)*SB36045M14*** | 23400 | 15.2 | 8.5 | 22600 | 19000 | 84.07% | 1.9 | 0 | 9.5 |  |  |  |  | R-454B | 1.95 | Residential & Commercial | USHP
216494172 | Central HP <5.4 tons | BRYANT HEATING AND COOLING SYSTEMS | HRCU-A-CB (Split System: Heat Pump with Remote Outdoor Unit-Air-Source) | 290VAN024**AA* | ADP |  | CE(P,V)3621G34*+TXV | 986TD66120C24*** | 23400 | 16 | 8.5 | 22400 | 16100 | 71.88% | 1.88 | 0 | 10 |  |  |  |  | R-454B | 1.95 | Residential & Commercial | USHP | Ducted CEE Tier 1
216621488 | Central HP <5.4 tons | CanAir | HRCU-A-C (Split System: Heat Pump with Remote Outdoor Unit with No Indoor Fan --Air Source) | 4CDH2024C21 |  |  | CEB-24MX1721 | 0 | 24000 | 16 | 9.5 | 25000 | 21000 | 84% | 1.8 | 0 | 10 |  |  |  |  | R-454B | 2 | Residential & Commercial | USHP | Ducted CEE Tier 1
216976512 | Central HP <5.4 tons | BRYANT HEATING AND COOLING SYSTEMS | HRCU-A-CB (Split System: Heat Pump with Remote Outdoor Unit-Air-Source) | 37MURAQ24AA3 | ADP |  | PL36H***P44*+TXV | 83*CA36040C17*** | 24600 | 16 | 9 | 23000 | 19200 | 83.48% | 2.02 | 0 | 10 |  |  |  |  | R-454B | 2.05 | Residential & Commercial | USHP | Ducted CEE Tier 1
216986118 | Central HP <5.4 tons | BRYANT HEATING AND COOLING SYSTEMS | HRCU-A-CB (Split System: Heat Pump with Remote Outdoor Unit-Air-Source) | 37MURAQ24AA3 | ADP |  | PL36H175P14*+TXV | 926TC36060V14*** | 23600 | 15.2 | 8.5 | 22400 | 19000 | 84.82% | 1.9 | 0 | 9.5 |  |  |  |  | R-454B | 1.9667 | Residential & Commercial | USHP
213160452 | Central HP <5.4 tons | CanAir | HRCU-A-C (Split System: Heat Pump with Remote Outdoor Unit with No Indoor Fan --Air Source) | CDH2060C22 |  |  | MAC-60HWDN1-MN0** | 0 | 45000 | 15.2 | 9.2 | 55000 | 46500 | 84.55% | 1.8 | 0 | 10 |  |  |  |  | R-410A | 3.75 | Residential & Commercial | USHP | Ducted CEE Tier 1
216987134 | Central HP <5.4 tons | BRYANT HEATING AND COOLING SYSTEMS | HRCU-A-CB (Split System: Heat Pump with Remote Outdoor Unit-Air-Source) | 37MUHAQ24AA3 | ADP |  | PL36H***P44*+TXV | 935SB36040M17*** | 22600 | 16 | 8.1 | 19200 | 18200 | 94.79% | 1.85 | 0 | 11 |  |  |  |  | R-454B | 1.8833 | Residential & Commercial | USHP | Ducted CEE Tier 1
211261788 | Central HP <5.4 tons | AIRQUEST | HRCU-A-CB (Split System: Heat Pump with Remote Outdoor Unit-Air-Source) | DLCURAH18ABK |  |  | EA*4X30L17A* | *96VTN0401712A* | 17900 | 15.5 | 8.5 | 18500 | 18500 | 100% | 2.22 | 0 | 10.5 |  |  |  |  | R-410A | 1.4917 | Residential & Commercial | USHP | Ducted CEE Tier 1
216720951 | Central HP <5.4 tons | CanAir | HRCU-A-C (Split System: Heat Pump with Remote Outdoor Unit with No Indoor Fan --Air Source) | 4CDH2060C21 |  |  | CEB-60MX2121 | 0 | 52000 | 16 | 8.5 | 56000 | 45000 | 80.36% | 1.8 | 0 | 10 |  |  |  |  | R-454B | 4.3333 | Residential & Commercial | USHP | Ducted CEE Tier 1
213076328 | Central HP <5.4 tons | COMFORTMAKER | HRCU-A-CB (Split System: Heat Pump with Remote Outdoor Unit-Air-Source) | DLCURAH36ABK |  |  | EN(A,D,W)4X48L21** | *95MSU1002122A* | 36200 | 16.5 | 8.1 | 38500 | 35000 | 90.91% | 2.02 | 0 | 10.5 |  |  |  |  | R-410A | 3.0167 | Residential & Commercial | USHP | Ducted CEE Tier 1
215449705 | Central HP <5.4 tons | CanAir | HRCU-A-CB (Split System: Heat Pump with Remote Outdoor Unit-Air-Source) | 4CDH2024C21 |  |  | 4CDH2024F21 | 0 | 23000 | 18.3 | 10 | 24000 | 21600 | 90% | 1.87 | 0 | 11.7 |  |  |  |  | R-454B | 1.9167 | Residential & Commercial | USHP | Ducted CEE Tier 1
215864132 | Central HP <5.4 tons | Cooper&Hunter | HRCU-A-CB (Split System: Heat Pump with Remote Outdoor Unit-Air-Source) | CH-RES24-230VO |  |  | CH-RS24MAHU | 0 | 24000 | 19.7 | 9 | 25000 | 18000 | 72% | 2.2 | 0 | 11.7 |  |  |  |  | R-454B | 2 | Residential & Commercial | USHP | Ducted CEE Tier 1
213479416 | Central HP <5.4 tons | CanAir | HRCU-A-C (Split System: Heat Pump with Remote Outdoor Unit with No Indoor Fan --Air Source) | CDH2036C22 |  |  | MAC-36HWDN1-MN0 | 0 | 35000 | 15.2 | 8.5 | 36000 | 30000 | 83.33% | 1.8 | 0 | 10 |  |  |  |  | R-410A | 2.9167 | Residential & Commercial | USHP | Ducted CEE Tier 1
216989071 | Central HP <5.4 tons | BRYANT HEATING AND COOLING SYSTEMS | HRCU-A-CB (Split System: Heat Pump with Remote Outdoor Unit-Air-Source) | 37MURAQ24AA3 | ADP |  | V,C36H***P21*+TXV | 8(0,1)*SB36070M14*** | 23800 | 15.2 | 8.5 | 22600 | 19100 | 84.51% | 1.9 | 0 | 9.5 |  |  |  |  | R-454B | 1.9833 | Residential & Commercial | USHP
216989085 | Central HP <5.4 tons | BRYANT HEATING AND COOLING SYSTEMS | HRCU-A-CB (Split System: Heat Pump with Remote Outdoor Unit-Air-Source) | 37MURAQ24AA3 | ADP |  | V,C36H***P42*+TXV | 82*SB36045V14*** | 23000 | 15.2 | 8.5 | 22400 | 18900 | 84.38% | 1.92 | 0 | 9.5 |  |  |  |  | R-454B | 1.9167 | Residential & Commercial | USHP
216986133 | Central HP <5.4 tons | BRYANT HEATING AND COOLING SYSTEMS | HRCU-A-CB (Split System: Heat Pump with Remote Outdoor Unit-Air-Source) | 37MURAQ24AA3 | ADP |  | PL36H***P44*+TXV | 935SB36040M17*** | 23000 | 15.2 | 8.5 | 21400 | 18700 | 87.38% | 1.96 | 0 | 9.5 |  |  |  |  | R-454B | 1.9167 | Residential & Commercial | USHP
216989089 | Central HP <5.4 tons | BRYANT HEATING AND COOLING SYSTEMS | HRCU-A-CB (Split System: Heat Pump with Remote Outdoor Unit-Air-Source) | 37MURAQ24AA3 | ADP |  | PL36H175P15*+TXV | 82*SB36045V14*** | 23600 | 15.2 | 8.5 | 22400 | 18900 | 84.38% | 1.92 | 0 | 9.5 |  |  |  |  | R-454B | 1.9667 | Residential & Commercial | USHP
213080020 | Central HP <5.4 tons | COMFORTMAKER | HRCU-A-CB (Split System: Heat Pump with Remote Outdoor Unit-Air-Source) | DLCURAH36ABK |  |  | EA*4X37L17A* | *96MSN0801716A* | 35800 | 15.5 | 8.1 | 38500 | 35000 | 90.91% | 2 | 0 | 10 |  |  |  |  | R-410A | 2.9833 | Residential & Commercial | USHP | Ducted CEE Tier 1
213080068 | Central HP <5.4 tons | COMFORTMAKER | HRCU-A-CB (Split System: Heat Pump with Remote Outdoor Unit-Air-Source) | DLCURAH36ABK |  |  | EA*4X48L21A* | *96MSN0801716A* | 35800 | 15.5 | 8.5 | 38000 | 34800 | 91.58% | 2.02 | 0 | 10 |  |  |  |  | R-410A | 2.9833 | Residential & Commercial | USHP | Ducted CEE Tier 1
216997179 | Central HP <5.4 tons | CARRIER | HRCU-A-CB (Split System: Heat Pump with Remote Outdoor Unit-Air-Source) | 27VNA154A*030* | ADP |  | H,PG35*48+TXV | 58TN*B070C17**16 | 47000 | 18 | 10.5 | 49500 | 50500 | 102% | 2 | 0 | 11 |  |  |  |  | R-454B | 3.9167 | Residential & Commercial | USHP | Ducted CEE Tier 1
213080551 | Central HP <5.4 tons | AIRQUEST | HRCU-A-CB (Split System: Heat Pump with Remote Outdoor Unit-Air-Source) | DLCURAH36ABK |  |  | EA*4X42L21A* | *95MSU0401712A* | 35200 | 15.2 | 8.1 | 39000 | 35200 | 90.26% | 1.88 | 0 | 9.5 |  |  |  |  | R-410A | 2.9333 | Residential & Commercial | USHP
216367899 | Central HP <5.4 tons | BRYANT HEATING AND COOLING SYSTEMS | HRCU-A-CB (Split System: Heat Pump with Remote Outdoor Unit-Air-Source) | 38MURAQ36AB3* | ADP |  | V,C36H175P139 | 935SB48060M17*** | 34800 | 16 | 8.1 | 36800 | 34600 | 94.02% | 1.86 | 0 | 9.5 |  |  |  |  | R-410A | 2.9 | Residential & Commercial | USHP
216989657 | Central HP <5.4 tons | BRYANT HEATING AND COOLING SYSTEMS | HRCU-A-CB (Split System: Heat Pump with Remote Outdoor Unit-Air-Source) | 37MUHAQ24AA3 | ADP |  | PL36H210P29*+TXV | 8(0,1)*SB36070M17*** | 23200 | 16 | 8.5 | 19000 | 18000 | 94.74% | 1.96 | 0 | 11 |  |  |  |  | R-454B | 1.9333 | Residential & Commercial | USHP | Ducted CEE Tier 1
207805675 | Central HP <5.4 tons | AMERICAN STANDARD | HRCU-A-CB (Split System: Heat Pump with Remote Outdoor Unit-Air-Source) | 4A6V0X60A1 |  |  | 4PX*DU60BS3+P0V0D000M50SC+RP | 0 | 54000 | 19.5 | 8.2 | 51500 | 39000 | 75.73% | 1.75 | 12.5 | 12 |  |  |  |  | R-410A | 4.5 | Residential & Commercial | USHP | Ducted CEE Tier 1
216988966 | Central HP <5.4 tons | BRYANT HEATING AND COOLING SYSTEMS | HRCU-A-CB (Split System: Heat Pump with Remote Outdoor Unit-Air-Source) | 37MUHAQ18AA3 | ADP |  | PL36H175P15*+TXV | 8(0,1)*SB36045M14*** | 17700 | 15.2 | 10.5 | 18200 | 17300 | 95.05% | 2 | 0 | 10.5 |  |  |  |  | R-454B | 1.475 | Residential & Commercial | USHP | Ducted CEE Tier 1
216989100 | Central HP <5.4 tons | BRYANT HEATING AND COOLING SYSTEMS | HRCU-A-CB (Split System: Heat Pump with Remote Outdoor Unit-Air-Source) | 37MURAQ24AA3 | ADP |  | V,C36H***P21*+TXV | 82*SB36070V14*** | 23800 | 15.2 | 8.5 | 22400 | 19000 | 84.82% | 1.92 | 0 | 10 |  |  |  |  | R-454B | 1.9833 | Residential & Commercial | USHP | Ducted CEE Tier 1
216987072 | Central HP <5.4 tons | BRYANT HEATING AND COOLING SYSTEMS | HRCU-A-CB (Split System: Heat Pump with Remote Outdoor Unit-Air-Source) | 37MUHAQ24AA3 | ADP |  | PL36H175P15*+TXV | 926SB30040V14*** | 22000 | 15.2 | 8.5 | 19200 | 18100 | 94.27% | 1.96 | 0 | 10.5 |  |  |  |  | R-454B | 1.8333 | Residential & Commercial | USHP | Ducted CEE Tier 1
216987087 | Central HP <5.4 tons | BRYANT HEATING AND COOLING SYSTEMS | HRCU-A-CB (Split System: Heat Pump with Remote Outdoor Unit-Air-Source) | 37MUHAQ24AA3 | ADP |  | V,C36H***P03*+TXV | 926SB36060V14*** | 21200 | 15.2 | 8.5 | 19400 | 18700 | 96.39% | 1.96 | 0 | 10 |  |  |  |  | R-454B | 1.7667 | Residential & Commercial | USHP | Ducted CEE Tier 1
216987105 | Central HP <5.4 tons | BRYANT HEATING AND COOLING SYSTEMS | HRCU-A-CB (Split System: Heat Pump with Remote Outdoor Unit-Air-Source) | 37MUHAQ24AA3 | ADP |  | PL36H210P29*+TXV | 926TC36040V17*** | 23000 | 16 | 8.5 | 19200 | 18200 | 94.79% | 1.98 | 0 | 11 |  |  |  |  | R-454B | 1.9167 | Residential & Commercial | USHP | Ducted CEE Tier 1
216987124 | Central HP <5.4 tons | BRYANT HEATING AND COOLING SYSTEMS | HRCU-A-CB (Split System: Heat Pump with Remote Outdoor Unit-Air-Source) | 37MUHAQ24AA3 | ADP |  | PL36H***P44*+TXV | 926TC36060V14*** | 22400 | 16 | 8.1 | 19200 | 18100 | 94.27% | 1.85 | 0 | 11 |  |  |  |  | R-454B | 1.8667 | Residential & Commercial | USHP | Ducted CEE Tier 1
214311500 | Central HP <5.4 tons | THERMAL ZONE | HRCU-A-C (Split System: Heat Pump with Remote Outdoor Unit with No Indoor Fan --Air Source) | TZPLV362PA | ADP |  | H,RG8J936+TD | 0 | 35600 | 15.2 | 8.45 | 36400 | 31200 | 85.71% | 1.82 | 0 | 9.5 |  |  |  |  | R-410A | 2.9667 | Residential & Commercial | USHP
213080320 | Central HP <5.4 tons | COMFORTMAKER | HRCU-A-CB (Split System: Heat Pump with Remote Outdoor Unit-Air-Source) | DLCURAH36ABK |  |  | EA*4X43L21A* | *96MSN1002120A* | 36600 | 16 | 8.5 | 38500 | 34800 | 90.39% | 2.1 | 0 | 10 |  |  |  |  | R-410A | 3.05 | Residential & Commercial | USHP | Ducted CEE Tier 1
216989673 | Central HP <5.4 tons | BRYANT HEATING AND COOLING SYSTEMS | HRCU-A-CB (Split System: Heat Pump with Remote Outdoor Unit-Air-Source) | 37MUHAQ24AA3 | ADP |  | PL36H175P15*+TXV | 82*SB36045V14*** | 22600 | 16 | 8.1 | 19200 | 18000 | 93.75% | 1.85 | 0 | 11 |  |  |  |  | R-454B | 1.8833 | Residential & Commercial | USHP | Ducted CEE Tier 1
212927288 | Central HP <5.4 tons | CHAMPION HEATING AND COOLING | HRCU-A-CB (Split System: Heat Pump with Remote Outdoor Unit-Air-Source) | HMH72B341 | ADP |  | H,YG9J936 | TM9E080B12MP12 | 34000 | 17 | 8.5 | 32200 | 23600 | 73.29% | 2.06 | 0 | 10 |  |  |  |  | R-410A | 2.8333 | Residential & Commercial | USHP | Ducted CEE Tier 1
215318922 | Central HP <5.4 tons | COMFORTMAKER | HRCU-A-CB (Split System: Heat Pump with Remote Outdoor Unit-Air-Source) | D5CUHAH60AAK |  |  | D5FUHAH60XAK | 0 | 54000 | 17.5 | 9.5 | 55000 | 54000 | 98.18% | 1.9 | 0 | 12 |  |  |  |  | R-454B | 4.5 | Residential & Commercial | USHP | Ducted CEE Tier 1
214279623 | Central HP <5.4 tons | WESTINGHOUSE | HRCU-A-C (Split System: Heat Pump with Remote Outdoor Unit with No Indoor Fan --Air Source) | WHM48SZA21S | ADP |  | M48E679+TD | 0 | 39500 | 15.2 | 8.55 | 40000 | 34200 | 85.5% | 1.94 | 0 | 11 |  |  |  |  | R-410A | 3.2917 | Residential & Commercial | USHP | Ducted CEE Tier 1
214279625 | Central HP <5.4 tons | WESTINGHOUSE | HRCU-A-C (Split System: Heat Pump with Remote Outdoor Unit with No Indoor Fan --Air Source) | WHM48SZA21S | ADP |  | M60E679+TD | 0 | 39500 | 15.2 | 8.55 | 40000 | 34200 | 85.5% | 1.94 | 0 | 11 |  |  |  |  | R-410A | 3.2917 | Residential & Commercial | USHP | Ducted CEE Tier 1
214279630 | Central HP <5.4 tons | WESTINGHOUSE | HRCU-A-C (Split System: Heat Pump with Remote Outdoor Unit with No Indoor Fan --Air Source) | WHM48SZA21S | ADP |  | M60E49(1,2)+TXV+TD | 0 | 39500 | 15.2 | 8.55 | 40000 | 34200 | 85.5% | 1.94 | 0 | 11 |  |  |  |  | R-410A | 3.2917 | Residential & Commercial | USHP | Ducted CEE Tier 1
214604338 | Central HP <5.4 tons | MIDEA | HRCU-A-C (Split System: Heat Pump with Remote Outdoor Unit with No Indoor Fan --Air Source) | 38MURAQ30AB3 | ADP |  | HG7J930+TD | 0 | 29400 | 15.2 | 9.35 | 31200 | 26600 | 85.26% | 1.8 | 0 | 10 |  |  |  |  | R-410A | 2.45 | Residential & Commercial | USHP | Ducted CEE Tier 1
214862430 | Central HP <5.4 tons | CHAMPION HEATING AND COOLING | HRCU-A-CB (Split System: Heat Pump with Remote Outdoor Unit-Air-Source) | HH860E2S11 | ADP |  | H,YG84*60+TXV | Z8ES080C16SMPS1 | 44500 | 18 | 8.5 | 42500 | 33000 | 77.65% | 2 | 0 | 12 |  |  |  |  | R-454B | 3.7083 | Residential & Commercial | USHP | Ducted CEE Tier 1
216984613 | Central HP <5.4 tons | BRYANT HEATING AND COOLING SYSTEMS | HRCU-A-CB (Split System: Heat Pump with Remote Outdoor Unit-Air-Source) | 293VAN036**AA* | ADP |  | V,C36H175P14*+TXV | 987TA42080C17*** | 32400 | 19 | 9.5 | 33600 | 26800 | 79.76% | 2 | 0 | 11 |  |  |  |  | R-454B | 2.7 | Residential & Commercial | USHP | Ducted CEE Tier 1
213770958 | Central HP <5.4 tons | AIRQUEST | HRCU-A-CB (Split System: Heat Pump with Remote Outdoor Unit-Air-Source) | HVH825GKA2* |  |  | EA*4X36L21A*+WALLCON | *95CSU0601716B* | 23600 | 16.5 | 8.1 | 21600 | 16700 | 77.31% | 1.94 | 0 | 10.5 |  |  |  |  | R-410A | 1.9667 | Residential & Commercial | USHP | Ducted CEE Tier 1
213771058 | Central HP <5.4 tons | AIRQUEST | HRCU-A-CB (Split System: Heat Pump with Remote Outdoor Unit-Air-Source) | HVH825GKA2* |  |  | EA*4X37L17A*+WALLCON | *80CTL0901716B* | 24200 | 16.5 | 8.1 | 21400 | 16700 | 78.04% | 2 | 0 | 11 |  |  |  |  | R-410A | 2.0167 | Residential & Commercial | USHP | Ducted CEE Tier 1
211230631 | Central HP <5.4 tons | COMFORTMAKER | HRCU-A-CB (Split System: Heat Pump with Remote Outdoor Unit-Air-Source) | DLCURAH36ABK |  |  | EN(A,D)4X48L24** | *92ESN1202420A* | 36400 | 16 | 8.1 | 38500 | 34800 | 90.39% | 2.04 | 0 | 10.5 |  |  |  |  | R-410A | 3.0333 | Residential & Commercial | USHP | Ducted CEE Tier 1
216989079 | Central HP <5.4 tons | BRYANT HEATING AND COOLING SYSTEMS | HRCU-A-CB (Split System: Heat Pump with Remote Outdoor Unit-Air-Source) | 37MURAQ24AA3 | ADP |  | V,C36H175P15*+TXV | 8(0,1)*SB36070M17*** | 23600 | 15.2 | 9 | 23200 | 19200 | 82.76% | 2 | 0 | 9.5 |  |  |  |  | R-454B | 1.9667 | Residential & Commercial | USHP
216989093 | Central HP <5.4 tons | BRYANT HEATING AND COOLING SYSTEMS | HRCU-A-CB (Split System: Heat Pump with Remote Outdoor Unit-Air-Source) | 37MURAQ24AA3 | ADP |  | V,C36H***P03*+TXV | 82*SB36070V14*** | 22600 | 15.2 | 9 | 23200 | 19200 | 82.76% | 1.98 | 0 | 9.5 |  |  |  |  | R-454B | 1.8833 | Residential & Commercial | USHP
212391377 | Central HP <5.4 tons | TRANE | HRCU-A-CB (Split System: Heat Pump with Remote Outdoor Unit-Air-Source) | 4TWV7X60A1 |  |  | TAMXB0C60V51 | 0 | 53000 | 17.1 | 8.2 | 52000 | 39500 | 75.96% | 1.77 | 0 | 12 |  |  |  |  | R-410A | 4.4167 | Residential & Commercial | USHP | Ducted CEE Tier 1
216989661 | Central HP <5.4 tons | BRYANT HEATING AND COOLING SYSTEMS | HRCU-A-CB (Split System: Heat Pump with Remote Outdoor Unit-Air-Source) | 37MUHAQ24AA3 | ADP |  | V,C36H175P14*+TXV | 8(0,1)*SB36070M17*** | 22200 | 16 | 8.1 | 19200 | 18200 | 94.79% | 1.85 | 0 | 11 |  |  |  |  | R-454B | 1.85 | Residential & Commercial | USHP | Ducted CEE Tier 1
216989679 | Central HP <5.4 tons | BRYANT HEATING AND COOLING SYSTEMS | HRCU-A-CB (Split System: Heat Pump with Remote Outdoor Unit-Air-Source) | 37MUHAQ24AA3 | ADP |  | A24VBA*+TXV | 82*SB36070V14*** | 22200 | 16 | 8.5 | 19400 | 18800 | 96.91% | 1.96 | 0 | 10.5 |  |  |  |  | R-454B | 1.85 | Residential & Commercial | USHP | Ducted CEE Tier 1
211644140 | Central HP <5.4 tons | CanAir | HRCU-A-C (Split System: Heat Pump with Remote Outdoor Unit with No Indoor Fan --Air Source) | CDH2030C21 |  |  | MAC-36HWFN1-M | 0 | 30000 | 15.5 | 9.7 | 33000 | 27000 | 81.82% | 1.85 | 10.7 | 10.5 |  |  |  |  | R-410A | 2.5 | Residential & Commercial | USHP | Ducted CEE Tier 1
213350748 | Central HP <5.4 tons | DNAIR | HRCU-A-C (Split System: Heat Pump with Remote Outdoor Unit with No Indoor Fan --Air Source) | DNHP0030H-C |  |  | DNCL0030H-E | 0 | 30000 | 15.5 | 9.7 | 33000 | 27000 | 81.82% | 1.85 | 10.7 | 10.5 |  |  |  |  | R-410A | 2.5 | Residential & Commercial | USHP | Ducted CEE Tier 1
216989087 | Central HP <5.4 tons | BRYANT HEATING AND COOLING SYSTEMS | HRCU-A-CB (Split System: Heat Pump with Remote Outdoor Unit-Air-Source) | 37MURAQ24AA3 | ADP |  | C36A***L13*+TXV | 82*SB36045V14*** | 23200 | 15.2 | 8.5 | 22400 | 19000 | 84.82% | 1.9 | 0 | 9.5 |  |  |  |  | R-454B | 1.9333 | Residential & Commercial | USHP
216989675 | Central HP <5.4 tons | BRYANT HEATING AND COOLING SYSTEMS | HRCU-A-CB (Split System: Heat Pump with Remote Outdoor Unit-Air-Source) | 37MUHAQ24AA3 | ADP |  | V,C36H***P21*+TXV | 82*SB36045V14*** | 22000 | 16 | 8.5 | 19400 | 18700 | 96.39% | 1.96 | 0 | 10.5 |  |  |  |  | R-454B | 1.8333 | Residential & Commercial | USHP | Ducted CEE Tier 1
214389867 | Central HP <5.4 tons | CARRIER | HRCU-A-CB (Split System: Heat Pump with Remote Outdoor Unit-Air-Source) | 25VNA424A*031* | ADP |  | H,PG53936 | 58TN*B045C17**12 | 24000 | 20 | 10.5 | 25000 | 19500 | 78% | 2.52 | 0 | 13 |  |  |  |  | R-410A | 2 | Residential & Commercial | USHP | Ducted CEE Tier 1
214389885 | Central HP <5.4 tons | CARRIER | HRCU-A-CB (Split System: Heat Pump with Remote Outdoor Unit-Air-Source) | 25VNA424A*031* | ADP |  | H,PG34936 | 58TN*B090C21**20 | 23600 | 20 | 10.5 | 25000 | 19300 | 77.2% | 2.48 | 0 | 13 |  |  |  |  | R-410A | 1.9667 | Residential & Commercial | USHP | Ducted CEE Tier 1
212982091 | Central HP <5.4 tons | HEIL | HRCU-A-CB (Split System: Heat Pump with Remote Outdoor Unit-Air-Source) | DLCURAH36ABK |  |  | EA*4X48L21A* | *80MSU0401712A* | 35600 | 16 | 8.5 | 37800 | 34600 | 91.53% | 2.04 | 0 | 10 |  |  |  |  | R-410A | 2.9667 | Residential & Commercial | USHP | Ducted CEE Tier 1
214826090 | Central HP <5.4 tons | CHAMPION HEATING AND COOLING | HRCU-A-CB (Split System: Heat Pump with Remote Outdoor Unit-Air-Source) | HH860E2S11 | ADP |  | V,Y48H175P38*+TXV+AEFE4B* | 0 | 46000 | 19 | 9 | 44000 | 33600 | 76.36% | 2.1 | 0 | 12 |  |  |  |  | R-454B | 3.8333 | Residential & Commercial | USHP | Ducted CEE Tier 1
214826093 | Central HP <5.4 tons | CHAMPION HEATING AND COOLING | HRCU-A-CB (Split System: Heat Pump with Remote Outdoor Unit-Air-Source) | HH860E2S11 | ADP |  | H,YG84*48+TXV+AEFE4B* | 0 | 46000 | 19 | 9 | 44000 | 33600 | 76.36% | 2.1 | 0 | 12 |  |  |  |  | R-454B | 3.8333 | Residential & Commercial | USHP | Ducted CEE Tier 1
208141205 | Central HP <5.4 tons | Cooper&Hunter | HRCU-A-CB (Split System: Heat Pump with Remote Outdoor Unit-Air-Source) | CH-HPR18-230VO |  |  | CH-M18AHU | 0 | 18000 | 17.6 | 9.6 | 19000 | 17000 | 89.47% | 2 | 12.5 | 11.7 |  |  |  |  | R-410A | 1.5 | Residential & Commercial | USHP | Ducted CEE Tier 1
215864131 | Central HP <5.4 tons | Cooper&Hunter | HRCU-A-CB (Split System: Heat Pump with Remote Outdoor Unit-Air-Source) | CH-RES18-230VO |  |  | CH-RS18MAHU | 0 | 18000 | 18.5 | 9.8 | 18000 | 13000 | 72.22% | 2.3 | 0 | 12.1 |  |  |  |  | R-454B | 1.5 | Residential & Commercial | USHP | Ducted CEE Tier 1
216621487 | Central HP <5.4 tons | CanAir | HRCU-A-C (Split System: Heat Pump with Remote Outdoor Unit with No Indoor Fan --Air Source) | 4CDH2024C21 |  |  | CEB-24MX1421 | 0 | 24000 | 16 | 9.5 | 25000 | 21000 | 84% | 1.8 | 0 | 10 |  |  |  |  | R-454B | 2 | Residential & Commercial | USHP | Ducted CEE Tier 1
216989094 | Central HP <5.4 tons | BRYANT HEATING AND COOLING SYSTEMS | HRCU-A-CB (Split System: Heat Pump with Remote Outdoor Unit-Air-Source) | 37MURAQ24AA3 | ADP |  | V,C36H***P42*+TXV | 82*SB36070V14*** | 23400 | 15.2 | 9 | 23200 | 19200 | 82.76% | 1.98 | 0 | 9.5 |  |  |  |  | R-454B | 1.95 | Residential & Commercial | USHP
216621486 | Central HP <5.4 tons | CanAir | HRCU-A-C (Split System: Heat Pump with Remote Outdoor Unit with No Indoor Fan --Air Source) | 4CDH2018C21 |  |  | CEB-24MX1721 | 0 | 18000 | 16.1 | 9.5 | 19000 | 18000 | 94.74% | 2.06 | 0 | 11.7 |  |  |  |  | R-454B | 1.5 | Residential & Commercial | USHP | Ducted CEE Tier 1
216987090 | Central HP <5.4 tons | BRYANT HEATING AND COOLING SYSTEMS | HRCU-A-CB (Split System: Heat Pump with Remote Outdoor Unit-Air-Source) | 37MUHAQ24AA3 | ADP |  | C36A***L13*+TXV | 926SB36060V14*** | 21800 | 16 | 8.5 | 19400 | 18800 | 96.91% | 1.98 | 0 | 10.5 |  |  |  |  | R-454B | 1.8167 | Residential & Commercial | USHP | Ducted CEE Tier 1
216989644 | Central HP <5.4 tons | BRYANT HEATING AND COOLING SYSTEMS | HRCU-A-CB (Split System: Heat Pump with Remote Outdoor Unit-Air-Source) | 37MUHAQ24AA3 | ADP |  | PL36H175P15*+TXV | 8(0,1)*SB36045M14*** | 22400 | 16 | 8.5 | 19200 | 18300 | 95.31% | 1.96 | 0 | 11 |  |  |  |  | R-454B | 1.8667 | Residential & Commercial | USHP | Ducted CEE Tier 1
216989646 | Central HP <5.4 tons | BRYANT HEATING AND COOLING SYSTEMS | HRCU-A-CB (Split System: Heat Pump with Remote Outdoor Unit-Air-Source) | 37MUHAQ24AA3 | ADP |  | V,C36H***P21*+TXV | 8(0,1)*SB36045M14*** | 22400 | 16 | 8.5 | 19200 | 18300 | 95.31% | 1.96 | 0 | 11 |  |  |  |  | R-454B | 1.8667 | Residential & Commercial | USHP | Ducted CEE Tier 1
216621493 | Central HP <5.4 tons | CanAir | HRCU-A-C (Split System: Heat Pump with Remote Outdoor Unit with No Indoor Fan --Air Source) | 4CDH2036C21 |  |  | CEB-36MX2121 | 0 | 36000 | 15.8 | 9.4 | 38000 | 36000 | 94.74% | 1.9 | 0 | 10.7 |  |  |  |  | R-454B | 3 | Residential & Commercial | USHP | Ducted CEE Tier 1
216989665 | Central HP <5.4 tons | BRYANT HEATING AND COOLING SYSTEMS | HRCU-A-CB (Split System: Heat Pump with Remote Outdoor Unit-Air-Source) | 37MUHAQ24AA3 | ADP |  | C36A***L15*+TXV | 8(0,1)*SB36070M17*** | 22200 | 16 | 8.1 | 19200 | 18200 | 94.79% | 1.85 | 0 | 11 |  |  |  |  | R-454B | 1.85 | Residential & Commercial | USHP | Ducted CEE Tier 1
216989667 | Central HP <5.4 tons | BRYANT HEATING AND COOLING SYSTEMS | HRCU-A-CB (Split System: Heat Pump with Remote Outdoor Unit-Air-Source) | 37MUHAQ24AA3 | ADP |  | V,C36H175P13*+TXV | 8(0,1)*SB36070M17*** | 22200 | 16 | 8.5 | 19400 | 18800 | 96.91% | 1.96 | 0 | 10.5 |  |  |  |  | R-454B | 1.85 | Residential & Commercial | USHP | Ducted CEE Tier 1
213779436 | Central HP <5.4 tons | BRYANT HEATING AND COOLING SYSTEMS | HRCU-A-CB (Split System: Heat Pump with Remote Outdoor Unit-Air-Source) | 288BNV037*0**A* |  |  | CAP**4821AL*+UI | 987MC42080C17*** | 32200 | 17 | 8.1 | 32600 | 25000 | 76.69% | 1.94 | 0 | 11 |  |  |  |  | R-410A | 2.6833 | Residential & Commercial | USHP | Ducted CEE Tier 1
213780036 | Central HP <5.4 tons | BRYANT HEATING AND COOLING SYSTEMS | HRCU-A-CB (Split System: Heat Pump with Remote Outdoor Unit-Air-Source) | 288BNV037*0**A* |  |  | CSPH*4212AL*+UI | 88*TB66135C24*** | 32600 | 16.5 | 8.1 | 33000 | 24600 | 74.55% | 1.96 | 0 | 11 |  |  |  |  | R-410A | 2.7167 | Residential & Commercial | USHP | Ducted CEE Tier 1
213780856 | Central HP <5.4 tons | BRYANT HEATING AND COOLING SYSTEMS | HRCU-A-CB (Split System: Heat Pump with Remote Outdoor Unit-Air-Source) | 288BNV037*0**B* |  |  | CAP**3721AL*+UI | 88*TB48070C17*** | 32800 | 17 | 8.5 | 33000 | 25200 | 76.36% | 1.96 | 0 | 11 |  |  |  |  | R-410A | 2.7333 | Residential & Commercial | USHP | Ducted CEE Tier 1
213780906 | Central HP <5.4 tons | BRYANT HEATING AND COOLING SYSTEMS | HRCU-A-CB (Split System: Heat Pump with Remote Outdoor Unit-Air-Source) | 288BNV037*0**B* |  |  | CAP**3721AL*+UI | 987MC42060C17*** | 32600 | 16.5 | 8.1 | 33200 | 25400 | 76.51% | 1.94 | 0 | 11 |  |  |  |  | R-410A | 2.7167 | Residential & Commercial | USHP | Ducted CEE Tier 1
213781256 | Central HP <5.4 tons | BRYANT HEATING AND COOLING SYSTEMS | HRCU-A-CB (Split System: Heat Pump with Remote Outdoor Unit-Air-Source) | 288BNV037*0**B* |  |  | CAP**4321AL*+UI | 986TD42080C17*** | 32800 | 17 | 8.5 | 32800 | 25200 | 76.83% | 1.96 | 0 | 11 |  |  |  |  | R-410A | 2.7333 | Residential & Commercial | USHP | Ducted CEE Tier 1
213781326 | Central HP <5.4 tons | BRYANT HEATING AND COOLING SYSTEMS | HRCU-A-CB (Split System: Heat Pump with Remote Outdoor Unit-Air-Source) | 288BNV037*0**B* |  |  | CAP**4821AL*+UI | 935CB48060C17*** | 32200 | 17 | 8.1 | 32600 | 25000 | 76.69% | 1.94 | 0 | 11 |  |  |  |  | R-410A | 2.6833 | Residential & Commercial | USHP | Ducted CEE Tier 1
214629142 | Central HP <5.4 tons | CARRIER | HRCU-A-CB (Split System: Heat Pump with Remote Outdoor Unit-Air-Source) | 38MURAQ36AB3* | ADP |  | PL36H175P149 | 58TP*B045V14**12 | 34600 | 16 | 8.1 | 36800 | 34600 | 94.02% | 1.94 | 0 | 9.5 |  |  |  |  | R-410A | 2.8833 | Residential & Commercial | USHP
214629176 | Central HP <5.4 tons | CARRIER | HRCU-A-CB (Split System: Heat Pump with Remote Outdoor Unit-Air-Source) | 38MURAQ36AB3* | ADP |  | A36VCA+TXV | 58TP*B070V17**16 | 34600 | 16 | 8.5 | 36200 | 34400 | 95.03% | 2.02 | 0 | 9.5 |  |  |  |  | R-410A | 2.8833 | Residential & Commercial | USHP
214629209 | Central HP <5.4 tons | CARRIER | HRCU-A-CB (Split System: Heat Pump with Remote Outdoor Unit-Air-Source) | 38MURAQ36AB3* | ADP |  | C36A***L159 | 59SC6A060M17**16 | 35200 | 15.2 | 8.5 | 36800 | 34800 | 94.57% | 1.88 | 0 | 9.5 |  |  |  |  | R-410A | 2.9333 | Residential & Commercial | USHP
214629226 | Central HP <5.4 tons | CARRIER | HRCU-A-CB (Split System: Heat Pump with Remote Outdoor Unit-Air-Source) | 38MURAQ36AB3* | ADP |  | V,C36H175P159 | 59SC6A080M17**16 | 34800 | 16 | 8.1 | 36800 | 34600 | 94.02% | 1.98 | 0 | 9.5 |  |  |  |  | R-410A | 2.9 | Residential & Commercial | USHP
214629277 | Central HP <5.4 tons | CARRIER | HRCU-A-CB (Split System: Heat Pump with Remote Outdoor Unit-Air-Source) | 38MURAQ36AB3* | ADP |  | PL36H175P149 | 59SU5B040M17**12 | 34200 | 15.2 | 8.5 | 36800 | 34600 | 94.02% | 2.04 | 0 | 9.5 |  |  |  |  | R-410A | 2.85 | Residential & Commercial | USHP
214629343 | Central HP <5.4 tons | CARRIER | HRCU-A-CB (Split System: Heat Pump with Remote Outdoor Unit-Air-Source) | 38MURAQ36AB3* | ADP |  | PL36H210P299 | 59SU5B100M21**22 | 36200 | 16 | 8.1 | 36800 | 34600 | 94.02% | 2.02 | 0 | 10.5 |  |  |  |  | R-410A | 3.0167 | Residential & Commercial | USHP | Ducted CEE Tier 1
213077149 | Central HP <5.4 tons | COMFORTMAKER | HRCU-A-CB (Split System: Heat Pump with Remote Outdoor Unit-Air-Source) | DLCURAH36ABK |  |  | EA*4X37L21A* | *96VSN1002120B* | 36200 | 16 | 8.5 | 38000 | 34800 | 91.58% | 2.04 | 0 | 10 |  |  |  |  | R-410A | 3.0167 | Residential & Commercial | USHP | Ducted CEE Tier 1
213077567 | Central HP <5.4 tons | COMFORTMAKER | HRCU-A-CB (Split System: Heat Pump with Remote Outdoor Unit-Air-Source) | DLCURAH36ABK |  |  | EN(A,D,W)4X48L21** | *96VTN0802120B* | 35600 | 16.5 | 8.1 | 38500 | 34800 | 90.39% | 1.98 | 0 | 10 |  |  |  |  | R-410A | 2.9667 | Residential & Commercial | USHP | Ducted CEE Tier 1
213077715 | Central HP <5.4 tons | COMFORTMAKER | HRCU-A-CB (Split System: Heat Pump with Remote Outdoor Unit-Air-Source) | DLCURAH36ABK |  |  | EA*4X37L21A* | *96VTN1002122B* | 36600 | 16.5 | 8.5 | 38000 | 34800 | 91.58% | 2.08 | 0 | 10 |  |  |  |  | R-410A | 3.05 | Residential & Commercial | USHP | Ducted CEE Tier 1
213078284 | Central HP <5.4 tons | COMFORTMAKER | HRCU-A-CB (Split System: Heat Pump with Remote Outdoor Unit-Air-Source) | DLCURAH36ABK |  |  | EA*4X37L17A* | *80MS(N,L)0901714A* | 36200 | 16 | 8.5 | 38500 | 35000 | 90.91% | 2.02 | 0 | 10 |  |  |  |  | R-410A | 3.0167 | Residential & Commercial | USHP | Ducted CEE Tier 1
216988984 | Central HP <5.4 tons | BRYANT HEATING AND COOLING SYSTEMS | HRCU-A-CB (Split System: Heat Pump with Remote Outdoor Unit-Air-Source) | 37MUHAQ18AA3 | ADP |  | PL36H175P15*+TXV | 8(0,1)*SB36070M17*** | 17600 | 15.2 | 11 | 18200 | 17300 | 95.05% | 1.98 | 0 | 11 |  |  |  |  | R-454B | 1.4667 | Residential & Commercial | USHP | Ducted CEE Tier 1
216980839 | Central HP <5.4 tons | InfinityLiving | HRCU-A-CB (Split System: Heat Pump with Remote Outdoor Unit-Air-Source) | EZ-48-HPB |  |  | EZ-48-AHB | 0 | 48000 | 16.5 | 9.5 | 50000 | 46000 | 92% | 1.9 | 0 | 10.5 |  |  |  |  | R-454B | 4 | Residential & Commercial | USHP | Ducted CEE Tier 1
213349053 | Central HP <5.4 tons | GOODMAN | HRCU-A-CB (Split System: Heat Pump with Remote Outdoor Unit-Air-Source) | GSZS601810A* |  |  | CA*EA2422*4A* | G*VS960603BUA* | 16600 | 17.5 | 8.5 | 17400 | 13000 | 74.71% | 2.1 | 0 | 10.9 |  |  |  |  | R-410A | 1.3833 | Residential & Commercial | USHP | Ducted CEE Tier 1
211227624 | Central HP <5.4 tons | HEIL | HRCU-A-CB (Split System: Heat Pump with Remote Outdoor Unit-Air-Source) | DLCURAH36ABK |  |  | EA*4X42L21A* | *96VSN1002120A* | 35600 | 16 | 8.1 | 38500 | 35000 | 90.91% | 1.88 | 0 | 10 |  |  |  |  | R-410A | 2.9667 | Residential & Commercial | USHP | Ducted CEE Tier 1
211227962 | Central HP <5.4 tons | HEIL | HRCU-A-CB (Split System: Heat Pump with Remote Outdoor Unit-Air-Source) | DLCURAH36ABK |  |  | EA*4X42L24A* | *92ESN0802120A* | 35200 | 16.5 | 8.1 | 38500 | 35000 | 90.91% | 1.88 | 0 | 10 |  |  |  |  | R-410A | 2.9333 | Residential & Commercial | USHP | Ducted CEE Tier 1
214389974 | Central HP <5.4 tons | CARRIER | HRCU-A-CB (Split System: Heat Pump with Remote Outdoor Unit-Air-Source) | 25VNA837A*031* | ADP |  | H,PG53936 | 58TN*B090C21**20 | 32400 | 18 | 8.5 | 30400 | 24400 | 80.26% | 2 | 0 | 11.5 |  |  |  |  | R-410A | 2.7 | Residential & Commercial | USHP | Ducted CEE Tier 1
214271902 | Central HP <5.4 tons | CARRIER | HRCU-A-CB (Split System: Heat Pump with Remote Outdoor Unit-Air-Source) | 25VNA825A*032* | ADP |  | V,C36H***P219 | 58TN*B070C14**12 | 23400 | 16 | 8.1 | 20000 | 16300 | 81.5% | 1.92 | 0 | 11 |  |  |  |  | R-410A | 1.95 | Residential & Commercial | USHP | Ducted CEE Tier 1
214271904 | Central HP <5.4 tons | CARRIER | HRCU-A-CB (Split System: Heat Pump with Remote Outdoor Unit-Air-Source) | 25VNA825A*032* | ADP |  | PL36H***P449 | 58TN*B070C14**12 | 24000 | 17 | 8.1 | 19600 | 16200 | 82.65% | 2.02 | 0 | 10.5 |  |  |  |  | R-410A | 2 | Residential & Commercial | USHP | Ducted CEE Tier 1
216989663 | Central HP <5.4 tons | BRYANT HEATING AND COOLING SYSTEMS | HRCU-A-CB (Split System: Heat Pump with Remote Outdoor Unit-Air-Source) | 37MUHAQ24AA3 | ADP |  | V,C36H175P15*+TXV | 8(0,1)*SB36070M17*** | 22200 | 16 | 8.1 | 19200 | 18200 | 94.79% | 1.85 | 0 | 11 |  |  |  |  | R-454B | 1.85 | Residential & Commercial | USHP | Ducted CEE Tier 1
213781356 | Central HP <5.4 tons | BRYANT HEATING AND COOLING SYSTEMS | HRCU-A-CB (Split System: Heat Pump with Remote Outdoor Unit-Air-Source) | 288BNV037*0**B* |  |  | CAP**4821AL*+UI | 987MC66100C21*** | 32400 | 17 | 8.1 | 32600 | 24800 | 76.07% | 1.98 | 0 | 11 |  |  |  |  | R-410A | 2.7 | Residential & Commercial | USHP | Ducted CEE Tier 1
213781376 | Central HP <5.4 tons | BRYANT HEATING AND COOLING SYSTEMS | HRCU-A-CB (Split System: Heat Pump with Remote Outdoor Unit-Air-Source) | 288BNV037*0**B* |  |  | CAP**4821AL*+UI | 986TD42080C17*** | 32200 | 17 | 8.1 | 32800 | 25000 | 76.22% | 1.96 | 0 | 11 |  |  |  |  | R-410A | 2.6833 | Residential & Commercial | USHP | Ducted CEE Tier 1
216984652 | Central HP <5.4 tons | BRYANT HEATING AND COOLING SYSTEMS | HRCU-A-CB (Split System: Heat Pump with Remote Outdoor Unit-Air-Source) | 293VAN048**AA* | ADP |  | C60A***L19*+TXV | 987TA66100C21*** | 44500 | 21 | 9.5 | 46000 | 36000 | 78.26% | 2 | 0 | 11 |  |  |  |  | R-454B | 3.7083 | Residential & Commercial | USHP | Ducted CEE Tier 1
213780086 | Central HP <5.4 tons | BRYANT HEATING AND COOLING SYSTEMS | HRCU-A-CB (Split System: Heat Pump with Remote Outdoor Unit-Air-Source) | 288BNV037*0**A* |  |  | CSPH*4212AL*+UI | 987MC66120C24*** | 32400 | 16.5 | 8.1 | 32800 | 24800 | 75.61% | 1.94 | 0 | 11 |  |  |  |  | R-410A | 2.7 | Residential & Commercial | USHP | Ducted CEE Tier 1
213780206 | Central HP <5.4 tons | BRYANT HEATING AND COOLING SYSTEMS | HRCU-A-CB (Split System: Heat Pump with Remote Outdoor Unit-Air-Source) | 288BNV037*0**A* |  |  | CSPH*4812AL*+UI | 935CB48060C17*** | 32400 | 16 | 8.1 | 33000 | 25000 | 75.76% | 1.94 | 0 | 11 |  |  |  |  | R-410A | 2.7 | Residential & Commercial | USHP | Ducted CEE Tier 1
213780356 | Central HP <5.4 tons | BRYANT HEATING AND COOLING SYSTEMS | HRCU-A-CB (Split System: Heat Pump with Remote Outdoor Unit-Air-Source) | 288BNV037*0**A* |  |  | CSPH*6012AL*+UI | 88*TB66135C24*** | 33000 | 16.5 | 8.1 | 32200 | 24800 | 77.02% | 2 | 0 | 11.5 |  |  |  |  | R-410A | 2.75 | Residential & Commercial | USHP | Ducted CEE Tier 1
216989685 | Central HP <5.4 tons | BRYANT HEATING AND COOLING SYSTEMS | HRCU-A-CB (Split System: Heat Pump with Remote Outdoor Unit-Air-Source) | 37MUHAQ24AA3 | ADP |  | PL36H***P44*+TXV | 82*SB36070V14*** | 22600 | 16 | 8.5 | 19200 | 18300 | 95.31% | 1.96 | 0 | 11 |  |  |  |  | R-454B | 1.8833 | Residential & Commercial | USHP | Ducted CEE Tier 1
207706568 | Central HP <5.4 tons | CanAir | HRCU-A-CB (Split System: Heat Pump with Remote Outdoor Unit-Air-Source) | CDH2018C21 |  |  | CDH2018F21 | 0 | 18000 | 18 | 9.3 | 19000 | 16500 | 86.84% | 2.04 | 12.5 | 12.4 |  |  |  |  | R-410A | 1.5 | Residential & Commercial | USHP | Ducted CEE Tier 1
215463876 | Central HP <5.4 tons | InfinityLiving | HRCU-A-CB (Split System: Heat Pump with Remote Outdoor Unit-Air-Source) | EZ-36-HP |  |  | EZ-36-AH | 0 | 36000 | 16 | 9.5 | 40000 | 34600 | 86.5% | 1.95 | 10.95 | 10 |  |  |  |  | R-410A | 3 | Residential & Commercial | USHP | Ducted CEE Tier 1
214311496 | Central HP <5.4 tons | THERMAL ZONE | HRCU-A-C (Split System: Heat Pump with Remote Outdoor Unit with No Indoor Fan --Air Source) | TZPLV302PA | ADP |  | H,RE31930+TD | 0 | 28600 | 15.2 | 9.05 | 31000 | 26600 | 85.81% | 1.76 | 0 | 10 |  |  |  |  | R-410A | 2.3833 | Residential & Commercial | USHP | Ducted CEE Tier 1
212973306 | Central HP <5.4 tons | COMFORTMAKER | HRCU-A-CB (Split System: Heat Pump with Remote Outdoor Unit-Air-Source) | DLCURAH18ABK |  |  | EA*4X24L14A* | *96VSN0601412B* | 17200 | 16 | 8.5 | 18100 | 19400 | 107.2% | 2.34 | 0 | 10.5 |  |  |  |  | R-410A | 1.4333 | Residential & Commercial | USHP | Ducted CEE Tier 1
212973656 | Central HP <5.4 tons | COMFORTMAKER | HRCU-A-CB (Split System: Heat Pump with Remote Outdoor Unit-Air-Source) | DLCURAH18ABK |  |  | EA*4X19L17A* | *96VSN0801716B* | 17700 | 16.5 | 8.1 | 17700 | 17900 | 101.1% | 2.16 | 0 | 10.5 |  |  |  |  | R-410A | 1.475 | Residential & Commercial | USHP | Ducted CEE Tier 1
216988979 | Central HP <5.4 tons | BRYANT HEATING AND COOLING SYSTEMS | HRCU-A-CB (Split System: Heat Pump with Remote Outdoor Unit-Air-Source) | 37MUHAQ18AA3 | ADP |  | PL36H210P29*+TXV | 8(0,1)*SB36070M17*** | 18200 | 15.2 | 11 | 18200 | 17300 | 95.05% | 1.98 | 0 | 11.5 |  |  |  |  | R-454B | 1.5167 | Residential & Commercial | USHP | Ducted CEE Tier 1
206724405 | Central HP <5.4 tons | AireForce | HRCU-A-CB (Split System: Heat Pump with Remote Outdoor Unit-Air-Source) | GXH24-36MSK4DH |  |  | GMH**-36MSK4DH1 | 0 | 34000 | 16 | 9 | 35000 | 28000 | 80% | 1.8 | 10 | 10 |  |  |  |  | R-410A | 2.8333 | Residential & Commercial | USHP | Ducted CEE Tier 1
216989660 | Central HP <5.4 tons | BRYANT HEATING AND COOLING SYSTEMS | HRCU-A-CB (Split System: Heat Pump with Remote Outdoor Unit-Air-Source) | 37MUHAQ24AA3 | ADP |  | PL36H175P14*+TXV | 8(0,1)*SB36070M17*** | 22200 | 16 | 8.1 | 19200 | 18200 | 94.79% | 1.85 | 0 | 11 |  |  |  |  | R-454B | 1.85 | Residential & Commercial | USHP | Ducted CEE Tier 1
216989072 | Central HP <5.4 tons | BRYANT HEATING AND COOLING SYSTEMS | HRCU-A-CB (Split System: Heat Pump with Remote Outdoor Unit-Air-Source) | 37MURAQ24AA3 | ADP |  | PL36H***P44*+TXV | 8(0,1)*SB36070M14*** | 23800 | 15.2 | 8.5 | 22000 | 18800 | 85.45% | 1.94 | 0 | 10 |  |  |  |  | R-454B | 1.9833 | Residential & Commercial | USHP | Ducted CEE Tier 1
216989097 | Central HP <5.4 tons | BRYANT HEATING AND COOLING SYSTEMS | HRCU-A-CB (Split System: Heat Pump with Remote Outdoor Unit-Air-Source) | 37MURAQ24AA3 | ADP |  | PL36H175P14*+TXV | 82*SB36070V14*** | 23800 | 15.2 | 8.5 | 22400 | 19000 | 84.82% | 1.92 | 0 | 10 |  |  |  |  | R-454B | 1.9833 | Residential & Commercial | USHP | Ducted CEE Tier 1
214862431 | Central HP <5.4 tons | CHAMPION HEATING AND COOLING | HRCU-A-CB (Split System: Heat Pump with Remote Outdoor Unit-Air-Source) | HH860E2S11 | ADP |  | H,YG84*60+TXV | Z8ES080C20SMPS1 | 53000 | 19 | 8.5 | 52000 | 38500 | 74.04% | 2 | 0 | 11 |  |  |  |  | R-454B | 4.4167 | Residential & Commercial | USHP | Ducted CEE Tier 1
214826084 | Central HP <5.4 tons | CHAMPION HEATING AND COOLING | HRCU-A-CB (Split System: Heat Pump with Remote Outdoor Unit-Air-Source) | HH824E2S11 | ADP |  | V,Y36H175P15*+TXV+AEFE4B* | 0 | 24000 | 19 | 9.5 | 22400 | 16600 | 74.11% | 2.1 | 0 | 12 |  |  |  |  | R-454B | 2 | Residential & Commercial | USHP | Ducted CEE Tier 1
211246029 | Central HP <5.4 tons | Cooper&Hunter | HRCU-A-CB (Split System: Heat Pump with Remote Outdoor Unit-Air-Source) | CH-NHPR60LCU-230VO |  |  | CH-60AHU | 0 | 55000 | 15.5 | 9.2 | 60000 | 53500 | 89.17% | 1.96 | 9 | 9 |  |  |  |  | R-410A | 4.5833 | Residential & Commercial | USHP
213796797 | Central HP <5.4 tons | CARRIER | HRCU-A-CB (Split System: Heat Pump with Remote Outdoor Unit-Air-Source) | 38MURAQ18AB3* | ADP |  | V,C36H***P219+CBPE3A* | 0 | 17800 | 15.5 | 9 | 17100 | 19400 | 113.5% | 2.4 | 0 | 10.5 |  |  |  |  | R-410A | 1.4833 | Residential & Commercial | USHP | Ducted CEE Tier 1
215319141 | Central HP <5.4 tons | AIRQUEST | HRCU-A-CB (Split System: Heat Pump with Remote Outdoor Unit-Air-Source) | D5CUHAH24AAK |  |  | D5FUHAH24XAK | 0 | 24000 | 18.7 | 10 | 24000 | 20600 | 85.83% | 2.14 | 0 | 12 |  |  |  |  | R-454B | 2 | Residential & Commercial | USHP | Ducted CEE Tier 1
216984640 | Central HP <5.4 tons | BRYANT HEATING AND COOLING SYSTEMS | HRCU-A-CB (Split System: Heat Pump with Remote Outdoor Unit-Air-Source) | 293VAN048**AA* | ADP |  | V,C60H210P29*+TXV | 987TA66100C21*** | 44000 | 21 | 9.5 | 46000 | 36000 | 78.26% | 2 | 0 | 10.5 |  |  |  |  | R-454B | 3.6667 | Residential & Commercial | USHP | Ducted CEE Tier 1
215224766 | Central HP <5.4 tons | CARRIER | HRCU-A-CB (Split System: Heat Pump with Remote Outdoor Unit-Air-Source) | 25VNA448A*031* | ADP |  | H,PG48960 | 59MN7C100C21**22 | 44500 | 21 | 9.5 | 44000 | 35800 | 81.36% | 2.26 | 0 | 12 |  |  |  |  | R-410A | 3.7083 | Residential & Commercial | USHP | Ducted CEE Tier 1
214862397 | Central HP <5.4 tons | BRYANT HEATING AND COOLING SYSTEMS | HRCU-A-CB (Split System: Heat Pump with Remote Outdoor Unit-Air-Source) | 288BNV037*0**B* | ADP |  | H,PG35936 | 987MC60060C21*** | 31600 | 17 | 8.1 | 31400 | 24600 | 78.34% | 1.94 | 0 | 11 |  |  |  |  | R-410A | 2.6333 | Residential & Commercial | USHP | Ducted CEE Tier 1
216621492 | Central HP <5.4 tons | CanAir | HRCU-A-C (Split System: Heat Pump with Remote Outdoor Unit with No Indoor Fan --Air Source) | 4CDH2036C21 |  |  | CEB-36MX1721 | 0 | 36000 | 15.8 | 9.4 | 38000 | 36000 | 94.74% | 1.9 | 0 | 10.7 |  |  |  |  | R-454B | 3 | Residential & Commercial | USHP | Ducted CEE Tier 1
213078716 | Central HP <5.4 tons | COMFORTMAKER | HRCU-A-CB (Split System: Heat Pump with Remote Outdoor Unit-Air-Source) | DLCURAH36ABK |  |  | EN(A,D,W)4X48L21** | *80MS(N,L)1102120A* | 36400 | 16.5 | 8.1 | 38500 | 35000 | 90.91% | 2.02 | 0 | 10.5 |  |  |  |  | R-410A | 3.0333 | Residential & Commercial | USHP | Ducted CEE Tier 1
209852055 | Central HP <5.4 tons | COMFORTMAKER | HRCU-A-CB (Split System: Heat Pump with Remote Outdoor Unit-Air-Source) | DLCURAH30ABK |  |  | DLFUAAH30XAK | 0 | 30000 | 16.2 | 8.9 | 33000 | 24000 | 72.73% | 1.8 | 11 | 10 |  |  |  |  | R-410A | 2.5 | Residential & Commercial | USHP | Ducted CEE Tier 1
216776735 | Central HP <5.4 tons | KENMORE | HRCU-A-CB (Split System: Heat Pump with Remote Outdoor Unit-Air-Source) | (C,H,T)5H3V48*K*AAA* | ADP |  | H,GG35*48+TXV | *97CMN0802120B* | 44500 | 20 | 8.1 | 50000 | 37600 | 75.2% | 1.9 | 0 | 11 |  |  |  |  | R-454B | 3.7083 | Residential & Commercial | USHP | Ducted CEE Tier 1
214862342 | Central HP <5.4 tons | BRYANT HEATING AND COOLING SYSTEMS | HRCU-A-CB (Split System: Heat Pump with Remote Outdoor Unit-Air-Source) | 288BNV025*0**C* | ADP |  | H,CD16936 | 987MC66120C24*** | 23800 | 17 | 8.1 | 19600 | 16200 | 82.65% | 2 | 0 | 10.5 |  |  |  |  | R-410A | 1.9833 | Residential & Commercial | USHP | Ducted CEE Tier 1
215318933 | Central HP <5.4 tons | COMFORTMAKER | HRCU-A-CB (Split System: Heat Pump with Remote Outdoor Unit-Air-Source) | D5CSHAH24AAK |  |  | D5FSAAH24XBK | 0 | 23000 | 18.8 | 10 | 26000 | 23600 | 90.77% | 2.16 | 0 | 12 |  |  |  |  | R-454B | 1.9167 | Residential & Commercial | USHP | Ducted CEE Tier 1
215864127 | Central HP <5.4 tons | Cooper&Hunter | HRCU-A-CB (Split System: Heat Pump with Remote Outdoor Unit-Air-Source) | CH-RHP24-230VO |  |  | CH-RS24MAHU | 0 | 23000 | 18.7 | 10 | 26000 | 23600 | 90.77% | 2.16 | 0 | 12 |  |  |  |  | R-454B | 1.9167 | Residential & Commercial | USHP | Ducted CEE Tier 1
214629042 | Central HP <5.4 tons | CARRIER | HRCU-A-CB (Split System: Heat Pump with Remote Outdoor Unit-Air-Source) | 38MURAQ36AB3* | ADP |  | C36A***L129 | 58S(B,C)*B070M17**16 | 34400 | 16 | 8.1 | 36800 | 34800 | 94.57% | 1.82 | 0 | 9 |  |  |  |  | R-410A | 2.8667 | Residential & Commercial | USHP
214629044 | Central HP <5.4 tons | CARRIER | HRCU-A-CB (Split System: Heat Pump with Remote Outdoor Unit-Air-Source) | 38MURAQ36AB3* | ADP |  | C36A***L139 | 58S(B,C)*B070M17**16 | 34800 | 16 | 8.1 | 36800 | 34800 | 94.57% | 1.82 | 0 | 9.5 |  |  |  |  | R-410A | 2.9 | Residential & Commercial | USHP
214629075 | Central HP <5.4 tons | CARRIER | HRCU-A-CB (Split System: Heat Pump with Remote Outdoor Unit-Air-Source) | 38MURAQ36AB3* | ADP |  | C36A***L159 | 58S(B,C)*B070M21**16 | 35200 | 16 | 8.1 | 36800 | 34600 | 94.02% | 1.88 | 0 | 10 |  |  |  |  | R-410A | 2.9333 | Residential & Commercial | USHP | Ducted CEE Tier 1
214629109 | Central HP <5.4 tons | CARRIER | HRCU-A-CB (Split System: Heat Pump with Remote Outdoor Unit-Air-Source) | 38MURAQ36AB3* | ADP |  | PL36H210P299 | 58S(B,C)*B090M21**16 | 36400 | 16 | 8.5 | 36400 | 34400 | 94.51% | 2.06 | 0 | 10 |  |  |  |  | R-410A | 3.0333 | Residential & Commercial | USHP | Ducted CEE Tier 1
214629244 | Central HP <5.4 tons | CARRIER | HRCU-A-CB (Split System: Heat Pump with Remote Outdoor Unit-Air-Source) | 38MURAQ36AB3* | ADP |  | C36A***L159 | 59SC6A080M21**20 | 35600 | 16 | 8.1 | 36800 | 34800 | 94.57% | 1.9 | 0 | 10 |  |  |  |  | R-410A | 2.9667 | Residential & Commercial | USHP | Ducted CEE Tier 1
214629312 | Central HP <5.4 tons | CARRIER | HRCU-A-CB (Split System: Heat Pump with Remote Outdoor Unit-Air-Source) | 38MURAQ36AB3* | ADP |  | PL36H175P159 | 59SU5B060M17**16 | 35000 | 16 | 8.1 | 36200 | 34200 | 94.48% | 2 | 0 | 9.5 |  |  |  |  | R-410A | 2.9167 | Residential & Commercial | USHP
216974722 | Central HP <5.4 tons | BRYANT HEATING AND COOLING SYSTEMS | HRCU-A-CB (Split System: Heat Pump with Remote Outdoor Unit-Air-Source) | 291VAN054**AA* | ADP |  | C60A***L16*+TXV | 83*CB60080C21*** | 48500 | 19 | 10.5 | 50000 | 52000 | 104% | 1.98 | 0 | 11.7 |  |  |  |  | R-454B | 4.0417 | Residential & Commercial | USHP | Ducted CEE Tier 1
212578224 | Central HP <5.4 tons | CARRIER | HRCU-A-CB (Split System: Heat Pump with Remote Outdoor Unit-Air-Source) | 25VNA424A*031* | ADP |  | H,PG53936 | 59MN7B060C17**14 | 23200 | 19 | 10.5 | 25200 | 19600 | 77.78% | 2.42 | 0 | 13 |  |  |  |  | R-410A | 1.9333 | Residential & Commercial | USHP | Ducted CEE Tier 1
212578238 | Central HP <5.4 tons | CARRIER | HRCU-A-CB (Split System: Heat Pump with Remote Outdoor Unit-Air-Source) | 25VNA424A*031* | ADP |  | H,PG53936 | 59TN6B060C17**14 | 24000 | 20 | 10.5 | 25000 | 19500 | 78% | 2.5 | 0 | 13 |  |  |  |  | R-410A | 2 | Residential & Commercial | USHP | Ducted CEE Tier 1
212578239 | Central HP <5.4 tons | CARRIER | HRCU-A-CB (Split System: Heat Pump with Remote Outdoor Unit-Air-Source) | 25VNA424A*031* | ADP |  | H,PG24936 | 59TN6B080C17**14 | 22800 | 20 | 10 | 25200 | 19600 | 77.78% | 2.36 | 0 | 12.5 |  |  |  |  | R-410A | 1.9 | Residential & Commercial | USHP | Ducted CEE Tier 1
214626802 | Central HP <5.4 tons | CARRIER | HRCU-A-CB (Split System: Heat Pump with Remote Outdoor Unit-Air-Source) | 25VNA424A*031* | ADP |  | PL36H210P299 | 58CU*A040C17**12 | 24200 | 21 | 10.5 | 24800 | 19300 | 77.82% | 2.56 | 0 | 13.5 |  |  |  |  | R-410A | 2.0167 | Residential & Commercial | USHP | Ducted CEE Tier 1
214626821 | Central HP <5.4 tons | CARRIER | HRCU-A-CB (Split System: Heat Pump with Remote Outdoor Unit-Air-Source) | 25VNA424A*031* | ADP |  | V,C36H175P459 | 58CU*A040C17**12 | 24000 | 21 | 10.5 | 24800 | 19200 | 77.42% | 2.56 | 0 | 13.5 |  |  |  |  | R-410A | 2 | Residential & Commercial | USHP | Ducted CEE Tier 1
214626905 | Central HP <5.4 tons | CARRIER | HRCU-A-CB (Split System: Heat Pump with Remote Outdoor Unit-Air-Source) | 25VNA424A*031* | ADP |  | V,C36H175P149 | 59CU5A060C17**16 | 23400 | 20 | 10.5 | 25000 | 19500 | 78% | 2.44 | 0 | 13 |  |  |  |  | R-410A | 1.95 | Residential & Commercial | USHP | Ducted CEE Tier 1
213076931 | Central HP <5.4 tons | HEIL | HRCU-A-CB (Split System: Heat Pump with Remote Outdoor Unit-Air-Source) | DLCURAH36ABK |  |  | EA*4X36L17A* | *96VSN0801716B* | 35200 | 15.2 | 8.1 | 39000 | 35400 | 90.77% | 1.82 | 0 | 9.5 |  |  |  |  | R-410A | 2.9333 | Residential & Commercial | USHP
213076679 | Central HP <5.4 tons | HEIL | HRCU-A-CB (Split System: Heat Pump with Remote Outdoor Unit-Air-Source) | DLCURAH36ABK |  |  | EA*4X43L21A* | *80VTL0902120B* | 36800 | 16 | 8.5 | 38500 | 35000 | 90.91% | 2.08 | 0 | 10 |  |  |  |  | R-410A | 3.0667 | Residential & Commercial | USHP | Ducted CEE Tier 1
216984594 | Central HP <5.4 tons | BRYANT HEATING AND COOLING SYSTEMS | HRCU-A-CB (Split System: Heat Pump with Remote Outdoor Unit-Air-Source) | 291VAN054**AA* | ADP |  | C60A***L19*+TXV | 987TA66100C21*** | 49000 | 19 | 10.5 | 50500 | 53000 | 105% | 1.96 | 0 | 11 |  |  |  |  | R-454B | 4.0833 | Residential & Commercial | USHP | Ducted CEE Tier 1
213607815 | Central HP <5.4 tons | AIRQUEST | HRCU-A-CB (Split System: Heat Pump with Remote Outdoor Unit-Air-Source) | DLCURAH60ABK |  |  | FTMA4B60L0D* | 0 | 55000 | 15.2 | 8.1 | 52500 | 48000 | 91.43% | 1.84 | 0 | 8.5 |  |  |  |  | R-410A | 4.5833 | Residential & Commercial | USHP
214389882 | Central HP <5.4 tons | CARRIER | HRCU-A-CB (Split System: Heat Pump with Remote Outdoor Unit-Air-Source) | 25VNA424A*031* | ADP |  | H,PG53936 | 58TN*B090C17**16 | 24200 | 20 | 10.5 | 24800 | 19300 | 77.82% | 2.54 | 0 | 13.5 |  |  |  |  | R-410A | 2.0167 | Residential & Commercial | USHP | Ducted CEE Tier 1
214389884 | Central HP <5.4 tons | CARRIER | HRCU-A-CB (Split System: Heat Pump with Remote Outdoor Unit-Air-Source) | 25VNA424A*031* | ADP |  | H,PG32936 | 58TN*B090C21**20 | 23200 | 20 | 10 | 25000 | 19400 | 77.6% | 2.44 | 0 | 13 |  |  |  |  | R-410A | 1.9333 | Residential & Commercial | USHP | Ducted CEE Tier 1
214271583 | Central HP <5.4 tons | CARRIER | HRCU-A-CB (Split System: Heat Pump with Remote Outdoor Unit-Air-Source) | 25VNA424A*031* | ADP |  | PL36H175P149 | 58TN*B045C17**12 | 23400 | 20 | 10.5 | 25000 | 19500 | 78% | 2.42 | 0 | 12.5 |  |  |  |  | R-410A | 1.95 | Residential & Commercial | USHP | Ducted CEE Tier 1
214271601 | Central HP <5.4 tons | CARRIER | HRCU-A-CB (Split System: Heat Pump with Remote Outdoor Unit-Air-Source) | 25VNA424A*031* | ADP |  | C36A***L539 | 58TN*B045C17**12 | 24000 | 20 | 10.5 | 25000 | 19500 | 78% | 2.52 | 0 | 13 |  |  |  |  | R-410A | 2 | Residential & Commercial | USHP | Ducted CEE Tier 1
216984646 | Central HP <5.4 tons | BRYANT HEATING AND COOLING SYSTEMS | HRCU-A-CB (Split System: Heat Pump with Remote Outdoor Unit-Air-Source) | 293VAN048**AA* | ADP |  | C48A***L16*+TXV | 987TA66100C21*** | 43500 | 21 | 9.5 | 46000 | 36000 | 78.26% | 2 | 0 | 10.5 |  |  |  |  | R-454B | 3.625 | Residential & Commercial | USHP | Ducted CEE Tier 1
214271787 | Central HP <5.4 tons | CARRIER | HRCU-A-CB (Split System: Heat Pump with Remote Outdoor Unit-Air-Source) | 25VNA448A*031* | ADP |  | C60A***L189 | 58TN*B110C21**20 | 45000 | 21 | 9.5 | 43500 | 35600 | 81.84% | 2.36 | 0 | 12 |  |  |  |  | R-410A | 3.75 | Residential & Commercial | USHP | Ducted CEE Tier 1
213785519 | Central HP <5.4 tons | BRYANT HEATING AND COOLING SYSTEMS | HRCU-A-CB (Split System: Heat Pump with Remote Outdoor Unit-Air-Source) | 284ANV036*0**B* |  |  | CAP**6024AL*+UI | 88*TB60090C21*** | 33800 | 19.5 | 9 | 35800 | 25200 | 70.39% | 2 | 0 | 12 |  |  |  |  | R-410A | 2.8167 | Residential & Commercial | USHP | Ducted CEE Tier 1
216997089 | Central HP <5.4 tons | CARRIER | HRCU-A-CB (Split System: Heat Pump with Remote Outdoor Unit-Air-Source) | 27VNA060A*030* | ADP |  | H,PG48*60+TXV | 59MN7C100C21**22 | 55000 | 18 | 8.5 | 57500 | 41000 | 71.3% | 1.9 | 0 | 9 |  |  |  |  | R-454B | 4.5833 | Residential & Commercial | USHP
213785735 | Central HP <5.4 tons | BRYANT HEATING AND COOLING SYSTEMS | HRCU-A-CB (Split System: Heat Pump with Remote Outdoor Unit-Air-Source) | 284ANV036*0**B* |  |  | CSPH*6012AL*+UI | 88*TB48070C17*** | 33800 | 18.5 | 8.5 | 36200 | 25400 | 70.17% | 2.02 | 0 | 11.7 |  |  |  |  | R-410A | 2.8167 | Residential & Commercial | USHP | Ducted CEE Tier 1
213785737 | Central HP <5.4 tons | BRYANT HEATING AND COOLING SYSTEMS | HRCU-A-CB (Split System: Heat Pump with Remote Outdoor Unit-Air-Source) | 284ANV036*0**B* |  |  | CSPH*6012AL*+UI | 88*TB48090C17*** | 33800 | 19 | 8.5 | 36000 | 25400 | 70.56% | 2.02 | 0 | 12 |  |  |  |  | R-410A | 2.8167 | Residential & Commercial | USHP | Ducted CEE Tier 1
212973556 | Central HP <5.4 tons | COMFORTMAKER | HRCU-A-CB (Split System: Heat Pump with Remote Outdoor Unit-Air-Source) | DLCURAH24ABK |  |  | EA*4X30L14A* | *96VSN0601412B* | 23400 | 16.5 | 8.5 | 26200 | 25000 | 95.42% | 2.08 | 0 | 10 |  |  |  |  | R-410A | 1.95 | Residential & Commercial | USHP | Ducted CEE Tier 1
207706572 | Central HP <5.4 tons | CanAir | HRCU-A-CB (Split System: Heat Pump with Remote Outdoor Unit-Air-Source) | CDH2048C21 |  |  | CDH2048F21 | 0 | 47000 | 15.6 | 9.4 | 50000 | 46000 | 92% | 1.9 | 8.5 | 8.2 |  |  |  |  | R-410A | 3.9167 | Residential & Commercial | USHP
212973856 | Central HP <5.4 tons | COMFORTMAKER | HRCU-A-CB (Split System: Heat Pump with Remote Outdoor Unit-Air-Source) | DLCURAH24ABK |  |  | EA*4X36L17A* | *96VSN0801716B* | 23600 | 17 | 8.5 | 26000 | 24200 | 93.08% | 2.02 | 0 | 10 |  |  |  |  | R-410A | 1.9667 | Residential & Commercial | USHP | Ducted CEE Tier 1
209852045 | Central HP <5.4 tons | COMFORTMAKER | HRCU-A-CB (Split System: Heat Pump with Remote Outdoor Unit-Air-Source) | DLCURAH24AAK |  |  | DLFUAAH24XAK | 0 | 24000 | 17 | 9.2 | 26000 | 19400 | 74.62% | 2.1 | 11.3 | 10.5 |  |  |  |  | R-410A | 2 | Residential & Commercial | USHP | Ducted CEE Tier 1
213350747 | Central HP <5.4 tons | DNAIR | HRCU-A-C (Split System: Heat Pump with Remote Outdoor Unit with No Indoor Fan --Air Source) | DNHP0024H-C |  |  | DNCL0024H-E | 0 | 24000 | 16.5 | 9.5 | 25000 | 20000 | 80% | 1.95 | 11 | 10.7 |  |  |  |  | R-410A | 2 | Residential & Commercial | USHP | Ducted CEE Tier 1
216989639 | Central HP <5.4 tons | BRYANT HEATING AND COOLING SYSTEMS | HRCU-A-CB (Split System: Heat Pump with Remote Outdoor Unit-Air-Source) | 37MUHAQ24AA3 | ADP |  | V,C36H***P03*+TXV | 8(0,1)*SB36045M14*** | 21200 | 15.2 | 8.5 | 19400 | 18800 | 96.91% | 1.96 | 0 | 10 |  |  |  |  | R-454B | 1.7667 | Residential & Commercial | USHP | Ducted CEE Tier 1
210720636 | Central HP <5.4 tons | BRYANT HEATING AND COOLING SYSTEMS | HRCU-A-CB (Split System: Heat Pump with Remote Outdoor Unit-Air-Source) | 284ANV036*0**B* |  |  | CAP**3721AL*+UI | 88*TA36045C17*** | 34000 | 19 | 9 | 35600 | 26000 | 73.03% | 2 | 0 | 11 |  |  |  |  | R-410A | 2.8333 | Residential & Commercial | USHP | Ducted CEE Tier 1
210720654 | Central HP <5.4 tons | BRYANT HEATING AND COOLING SYSTEMS | HRCU-A-CB (Split System: Heat Pump with Remote Outdoor Unit-Air-Source) | 284ANV036*0**B* |  |  | CAP**6121AL*+UI | 935CA48060C17*** | 34600 | 19.5 | 9 | 34800 | 25400 | 72.99% | 2 | 0 | 11.7 |  |  |  |  | R-410A | 2.8833 | Residential & Commercial | USHP | Ducted CEE Tier 1
216980837 | Central HP <5.4 tons | InfinityLiving | HRCU-A-CB (Split System: Heat Pump with Remote Outdoor Unit-Air-Source) | EZ-24-HPB |  |  | EZ-24-AHB | 0 | 23000 | 18.4 | 10 | 24000 | 21600 | 90% | 1.87 | 0 | 11.7 |  |  |  |  | R-454B | 1.9167 | Residential & Commercial | USHP | Ducted CEE Tier 1
214630496 | Central HP <5.4 tons | CARRIER | HRCU-A-CB (Split System: Heat Pump with Remote Outdoor Unit-Air-Source) | 25VNA837A*031* | ADP |  | V,C36H175P159 | 58CU*A040C17**12 | 32000 | 17 | 8.1 | 31400 | 24400 | 77.71% | 1.96 | 0 | 11.5 |  |  |  |  | R-410A | 2.6667 | Residential & Commercial | USHP | Ducted CEE Tier 1
213780406 | Central HP <5.4 tons | BRYANT HEATING AND COOLING SYSTEMS | HRCU-A-CB (Split System: Heat Pump with Remote Outdoor Unit-Air-Source) | 288BNV037*0**A* |  |  | CSPH*6012AL*+UI | 987MC66120C24*** | 33000 | 16.5 | 8.1 | 32200 | 24800 | 77.02% | 2 | 0 | 11 |  |  |  |  | R-410A | 2.75 | Residential & Commercial | USHP | Ducted CEE Tier 1
214279683 | Central HP <5.4 tons | WESTINGHOUSE | HRCU-A-C (Split System: Heat Pump with Remote Outdoor Unit with No Indoor Fan --Air Source) | WHM48SZA21S | ADP |  | H,RE84960+TD | 0 | 41500 | 15.2 | 8.55 | 40000 | 34200 | 85.5% | 1.94 | 0 | 11 |  |  |  |  | R-410A | 3.4583 | Residential & Commercial | USHP | Ducted CEE Tier 1
213781476 | Central HP <5.4 tons | BRYANT HEATING AND COOLING SYSTEMS | HRCU-A-CB (Split System: Heat Pump with Remote Outdoor Unit-Air-Source) | 288BNV037*0**B* |  |  | CAP**6024AL*+UI | 88*TB60110C21*** | 32800 | 17.5 | 8.1 | 31800 | 24600 | 77.36% | 1.98 | 0 | 11.5 |  |  |  |  | R-410A | 2.7333 | Residential & Commercial | USHP | Ducted CEE Tier 1
215865097 | Central HP <5.4 tons | TRANE | HRCU-A-CB (Split System: Heat Pump with Remote Outdoor Unit-Air-Source) | 5TWV8X48A1 |  |  | 5PX*D010AS3+P0V0C000M50SD+LRP | 0 | 46500 | 18.1 | 8.5 | 45000 | 34400 | 76.44% | 2.2 | 0 | 11 |  |  |  |  | R-454B | 3.875 | Residential & Commercial | USHP | Ducted CEE Tier 1
214630397 | Central HP <5.4 tons | CARRIER | HRCU-A-CB (Split System: Heat Pump with Remote Outdoor Unit-Air-Source) | 25VNA825A*032* | ADP |  | V,C36H175P149 | 59MN7B060C17**14 | 23600 | 16 | 8.1 | 20000 | 16400 | 82% | 1.94 | 0 | 10.5 |  |  |  |  | R-410A | 1.9667 | Residential & Commercial | USHP | Ducted CEE Tier 1
216988995 | Central HP <5.4 tons | BRYANT HEATING AND COOLING SYSTEMS | HRCU-A-CB (Split System: Heat Pump with Remote Outdoor Unit-Air-Source) | 37MUHAQ18AA3 | ADP |  | PL36H175P15*+TXV | 82*SB36045V14*** | 17700 | 15.2 | 9.5 | 18400 | 17400 | 94.57% | 2 | 0 | 10.5 |  |  |  |  | R-454B | 1.475 | Residential & Commercial | USHP | Ducted CEE Tier 1
215319153 | Central HP <5.4 tons | AIRQUEST | HRCU-A-CB (Split System: Heat Pump with Remote Outdoor Unit-Air-Source) | D5CUHAH18AAK |  |  | D5FUHAH24XAK | 0 | 18000 | 19 | 10.2 | 18000 | 18600 | 103.3% | 2.12 | 0 | 12.5 |  |  |  |  | R-454B | 1.5 | Residential & Commercial | USHP | Ducted CEE Tier 1
215319143 | Central HP <5.4 tons | AIRQUEST | HRCU-A-CB (Split System: Heat Pump with Remote Outdoor Unit-Air-Source) | D5CUHAH36AAK |  |  | D5FUAAH36XAK | 0 | 36000 | 17.4 | 10.3 | 37000 | 39000 | 105.4% | 1.9 | 0 | 11.7 |  |  |  |  | R-454B | 3 | Residential & Commercial | USHP | Ducted CEE Tier 1
214279629 | Central HP <5.4 tons | WESTINGHOUSE | HRCU-A-C (Split System: Heat Pump with Remote Outdoor Unit with No Indoor Fan --Air Source) | WHM48SZA21S | ADP |  | M48E499+TD | 0 | 39500 | 15.2 | 8.55 | 40000 | 34200 | 85.5% | 1.94 | 0 | 11 |  |  |  |  | R-410A | 3.2917 | Residential & Commercial | USHP | Ducted CEE Tier 1
214630346 | Central HP <5.4 tons | CARRIER | HRCU-A-CB (Split System: Heat Pump with Remote Outdoor Unit-Air-Source) | 25VNA825A*032* | ADP |  | PL36H175P149 | 58CU*A040C17**12 | 23800 | 17 | 8.1 | 19800 | 16200 | 81.82% | 1.96 | 0 | 11 |  |  |  |  | R-410A | 1.9833 | Residential & Commercial | USHP | Ducted CEE Tier 1
214630364 | Central HP <5.4 tons | CARRIER | HRCU-A-CB (Split System: Heat Pump with Remote Outdoor Unit-Air-Source) | 25VNA825A*032* | ADP |  | PL36H175P159 | 58CU*A060C17**16 | 23800 | 17 | 8.1 | 19400 | 16200 | 83.51% | 2.02 | 0 | 11 |  |  |  |  | R-410A | 1.9833 | Residential & Commercial | USHP | Ducted CEE Tier 1
216776730 | Central HP <5.4 tons | KENMORE | HRCU-A-CB (Split System: Heat Pump with Remote Outdoor Unit-Air-Source) | (C,H,T)5H3V36*K*AAA* | ADP |  | H,GG8J*36+TXV | *97CMN0801714B* | 34000 | 21 | 8.5 | 36800 | 28600 | 77.72% | 2.02 | 0 | 11.5 |  |  |  |  | R-454B | 2.8333 | Residential & Commercial | USHP | Ducted CEE Tier 1
215941007 | Central HP <5.4 tons | AIRQUEST | HRCU-A-CB (Split System: Heat Pump with Remote Outdoor Unit-Air-Source) | H5H3V48*K*AAA* |  |  | EA*5X60M24A*+WALLCON | *97CTN0802120A* | 44500 | 21 | 9.5 | 48500 | 36600 | 75.46% | 2 | 0 | 11 |  |  |  |  | R-454B | 3.7083 | Residential & Commercial | USHP | Ducted CEE Tier 1
214862350 | Central HP <5.4 tons | BRYANT HEATING AND COOLING SYSTEMS | HRCU-A-CB (Split System: Heat Pump with Remote Outdoor Unit-Air-Source) | 288BNV037*0**A* | ADP |  | H,CD16936 | 987MC42060C17*** | 31200 | 18 | 8.1 | 31600 | 24200 | 76.58% | 1.84 | 0 | 10.5 |  |  |  |  | R-410A | 2.6 | Residential & Commercial | USHP | Ducted CEE Tier 1
214862381 | Central HP <5.4 tons | BRYANT HEATING AND COOLING SYSTEMS | HRCU-A-CB (Split System: Heat Pump with Remote Outdoor Unit-Air-Source) | 288BNV037*0**A* | ADP |  | H,PG48936 | 987MC66120C24*** | 32000 | 18 | 8.1 | 30600 | 24400 | 79.74% | 1.98 | 0 | 11.5 |  |  |  |  | R-410A | 2.6667 | Residential & Commercial | USHP | Ducted CEE Tier 1
216989643 | Central HP <5.4 tons | BRYANT HEATING AND COOLING SYSTEMS | HRCU-A-CB (Split System: Heat Pump with Remote Outdoor Unit-Air-Source) | 37MUHAQ24AA3 | ADP |  | PL36H175P14*+TXV | 8(0,1)*SB36045M14*** | 22400 | 16 | 8.5 | 19200 | 18300 | 95.31% | 1.96 | 0 | 11 |  |  |  |  | R-454B | 1.8667 | Residential & Commercial | USHP | Ducted CEE Tier 1
216989668 | Central HP <5.4 tons | BRYANT HEATING AND COOLING SYSTEMS | HRCU-A-CB (Split System: Heat Pump with Remote Outdoor Unit-Air-Source) | 37MUHAQ24AA3 | ADP |  | V,C36H***P03*+TXV | 82*SB36045V14*** | 21000 | 16 | 8.1 | 19200 | 18300 | 95.31% | 1.85 | 0 | 10 |  |  |  |  | R-454B | 1.75 | Residential & Commercial | USHP | Ducted CEE Tier 1
213078834 | Central HP <5.4 tons | COMFORTMAKER | HRCU-A-CB (Split System: Heat Pump with Remote Outdoor Unit-Air-Source) | DLCURAH36ABK |  |  | EA*4X36L21A* | *80MSU1002120A* | 35000 | 16 | 8.5 | 38500 | 35200 | 91.43% | 1.8 | 0 | 9.5 |  |  |  |  | R-410A | 2.9167 | Residential & Commercial | USHP
213078918 | Central HP <5.4 tons | COMFORTMAKER | HRCU-A-CB (Split System: Heat Pump with Remote Outdoor Unit-Air-Source) | DLCURAH36ABK |  |  | END4X42L17** | *80MSU1002120A* | 36000 | 15.5 | 8.1 | 39000 | 35200 | 90.26% | 1.96 | 0 | 10 |  |  |  |  | R-410A | 3 | Residential & Commercial | USHP | Ducted CEE Tier 1
216986119 | Central HP <5.4 tons | BRYANT HEATING AND COOLING SYSTEMS | HRCU-A-CB (Split System: Heat Pump with Remote Outdoor Unit-Air-Source) | 37MURAQ24AA3 | ADP |  | PL36H175P15*+TXV | 926TC36060V14*** | 23600 | 15.2 | 8.5 | 22400 | 19000 | 84.82% | 1.9 | 0 | 9.5 |  |  |  |  | R-454B | 1.9667 | Residential & Commercial | USHP
216989078 | Central HP <5.4 tons | BRYANT HEATING AND COOLING SYSTEMS | HRCU-A-CB (Split System: Heat Pump with Remote Outdoor Unit-Air-Source) | 37MURAQ24AA3 | ADP |  | PL36H175P15*+TXV | 8(0,1)*SB36070M17*** | 23600 | 15.2 | 9 | 23200 | 19200 | 82.76% | 2 | 0 | 9.5 |  |  |  |  | R-454B | 1.9667 | Residential & Commercial | USHP
213350742 | Central HP <5.4 tons | DNAIR | HRCU-A-CB (Split System: Heat Pump with Remote Outdoor Unit-Air-Source) | DNHP0018H-C |  |  | DNHU0018H-E | 0 | 18000 | 18 | 9.3 | 19000 | 16500 | 86.84% | 2.04 | 12.5 | 12.4 |  |  |  |  | R-410A | 1.5 | Residential & Commercial | USHP | Ducted CEE Tier 1
214440980 | Central HP <5.4 tons | CARRIER | HRCU-A-CB (Split System: Heat Pump with Remote Outdoor Unit-Air-Source) | 25VNA436A*031* | ADP |  | H,PG53936 | 59TN6C080C17**14 | 33400 | 20 | 9 | 34400 | 26600 | 77.33% | 2 | 0 | 11.7 |  |  |  |  | R-410A | 2.7833 | Residential & Commercial | USHP | Ducted CEE Tier 1
212975094 | Central HP <5.4 tons | COMFORTMAKER | HRCU-A-CB (Split System: Heat Pump with Remote Outdoor Unit-Air-Source) | DLCURAH18ABK |  |  | EA*4X25L17A* | *96VTN0401712B* | 17700 | 16 | 8.1 | 17800 | 17800 | 100% | 2.14 | 0 | 10.5 |  |  |  |  | R-410A | 1.475 | Residential & Commercial | USHP | Ducted CEE Tier 1
212975127 | Central HP <5.4 tons | COMFORTMAKER | HRCU-A-CB (Split System: Heat Pump with Remote Outdoor Unit-Air-Source) | DLCURAH18ABK |  |  | EN(A,D)4X30L17** | *96VTN0401712B* | 17300 | 16 | 8.1 | 17900 | 18600 | 103.9% | 2.22 | 0 | 10.5 |  |  |  |  | R-410A | 1.4417 | Residential & Commercial | USHP | Ducted CEE Tier 1
216989683 | Central HP <5.4 tons | BRYANT HEATING AND COOLING SYSTEMS | HRCU-A-CB (Split System: Heat Pump with Remote Outdoor Unit-Air-Source) | 37MUHAQ24AA3 | ADP |  | C36A***L15*+TXV | 82*SB36070V14*** | 22600 | 16 | 8.5 | 19200 | 18300 | 95.31% | 1.96 | 0 | 11 |  |  |  |  | R-454B | 1.8833 | Residential & Commercial | USHP | Ducted CEE Tier 1
212394514 | Central HP <5.4 tons | COLEMAN | HRCU-A-CB (Split System: Heat Pump with Remote Outdoor Unit-Air-Source) | HMH72B341 | ADP |  | H,YE33936 | TM9V080B12MP12 | 32800 | 17 | 8.5 | 32400 | 23200 | 71.6% | 2.02 | 0 | 9.5 |  |  |  |  | R-410A | 2.7333 | Residential & Commercial | USHP
216623799 | Central HP <5.4 tons | Capella | HRCU-A-C (Split System: Heat Pump with Remote Outdoor Unit with No Indoor Fan --Air Source) | CCB1-H60A-O |  |  | CMCB1-H60A2128-I | 0 | 52000 | 16 | 8.5 | 56000 | 45000 | 80.36% | 1.8 | 0 | 10 |  |  |  |  | R-454B | 4.3333 | Residential & Commercial | USHP | Ducted CEE Tier 1
214389975 | Central HP <5.4 tons | CARRIER | HRCU-A-CB (Split System: Heat Pump with Remote Outdoor Unit-Air-Source) | 25VNA837A*031* | ADP |  | H,PG53936 | 58TN*B110C21**20 | 32800 | 18 | 8.5 | 30200 | 24400 | 80.79% | 2 | 0 | 11.5 |  |  |  |  | R-410A | 2.7333 | Residential & Commercial | USHP | Ducted CEE Tier 1
215319156 | Central HP <5.4 tons | AIRQUEST | HRCU-A-CB (Split System: Heat Pump with Remote Outdoor Unit-Air-Source) | D5CSHAH18AAK |  |  | D5FSAAH18XBK | 0 | 18000 | 18.2 | 10.1 | 19500 | 18000 | 92.31% | 2.2 | 0 | 12 |  |  |  |  | R-454B | 1.5 | Residential & Commercial | USHP | Ducted CEE Tier 1
216989670 | Central HP <5.4 tons | BRYANT HEATING AND COOLING SYSTEMS | HRCU-A-CB (Split System: Heat Pump with Remote Outdoor Unit-Air-Source) | 37MUHAQ24AA3 | ADP |  | A24VBA*+TXV | 82*SB36045V14*** | 22000 | 16 | 8.5 | 19400 | 18700 | 96.39% | 1.96 | 0 | 10.5 |  |  |  |  | R-454B | 1.8333 | Residential & Commercial | USHP | Ducted CEE Tier 1
216989671 | Central HP <5.4 tons | BRYANT HEATING AND COOLING SYSTEMS | HRCU-A-CB (Split System: Heat Pump with Remote Outdoor Unit-Air-Source) | 37MUHAQ24AA3 | ADP |  | C36A***L13*+TXV | 82*SB36045V14*** | 22000 | 16 | 8.5 | 19400 | 18700 | 96.39% | 1.96 | 0 | 10.5 |  |  |  |  | R-454B | 1.8333 | Residential & Commercial | USHP | Ducted CEE Tier 1
215865105 | Central HP <5.4 tons | TRANE | HRCU-A-CB (Split System: Heat Pump with Remote Outdoor Unit-Air-Source) | 5TWV8X48A1 |  |  | 5TXCC009AS3+P0V0C000M50SD+LRP | 0 | 46500 | 18.1 | 8.5 | 45000 | 34600 | 76.89% | 2.2 | 0 | 10.5 |  |  |  |  | R-454B | 3.875 | Residential & Commercial | USHP | Ducted CEE Tier 1
214862351 | Central HP <5.4 tons | BRYANT HEATING AND COOLING SYSTEMS | HRCU-A-CB (Split System: Heat Pump with Remote Outdoor Unit-Air-Source) | 288BNV037*0**A* | ADP |  | H,PG48936 | 987MC42060C17*** | 31200 | 18 | 8.1 | 31600 | 24200 | 76.58% | 1.84 | 0 | 10.5 |  |  |  |  | R-410A | 2.6 | Residential & Commercial | USHP | Ducted CEE Tier 1
216980838 | Central HP <5.4 tons | InfinityLiving | HRCU-A-CB (Split System: Heat Pump with Remote Outdoor Unit-Air-Source) | EZ-36-HPB |  |  | EZ-36-AHB | 0 | 36000 | 17.4 | 10.3 | 37000 | 39000 | 105.4% | 1.9 | 0 | 11.7 |  |  |  |  | R-454B | 3 | Residential & Commercial | USHP | Ducted CEE Tier 1
213075915 | Central HP <5.4 tons | COMFORTMAKER | HRCU-A-CB (Split System: Heat Pump with Remote Outdoor Unit-Air-Source) | DLCURAH36ABK |  |  | EA*4X42L24A* | *95MSU1002120A* | 35600 | 16 | 8.1 | 38500 | 35200 | 91.43% | 1.9 | 0 | 10 |  |  |  |  | R-410A | 2.9667 | Residential & Commercial | USHP | Ducted CEE Tier 1
211227210 | Central HP <5.4 tons | TEMPSTAR | HRCU-A-CB (Split System: Heat Pump with Remote Outdoor Unit-Air-Source) | DLCURAH36ABK |  |  | EA*4X37L21A* | *96VTN1002122A* | 36800 | 16.5 | 8.5 | 38500 | 34800 | 90.39% | 2.1 | 0 | 10 |  |  |  |  | R-410A | 3.0667 | Residential & Commercial | USHP | Ducted CEE Tier 1
211227292 | Central HP <5.4 tons | TEMPSTAR | HRCU-A-CB (Split System: Heat Pump with Remote Outdoor Unit-Air-Source) | DLCURAH36ABK |  |  | EA*4X42L21A* | *80ES(N,L)0451712A* | 35200 | 15.5 | 8.1 | 38500 | 35000 | 90.91% | 1.86 | 0 | 9.5 |  |  |  |  | R-410A | 2.9333 | Residential & Commercial | USHP
211227467 | Central HP <5.4 tons | TEMPSTAR | HRCU-A-CB (Split System: Heat Pump with Remote Outdoor Unit-Air-Source) | DLCURAH36ABK |  |  | EA*4X42L21A* | *80VTL0701716A* | 35400 | 16 | 8.1 | 38500 | 35000 | 90.91% | 1.88 | 0 | 10 |  |  |  |  | R-410A | 2.95 | Residential & Commercial | USHP | Ducted CEE Tier 1
214629021 | Central HP <5.4 tons | CARRIER | HRCU-A-CB (Split System: Heat Pump with Remote Outdoor Unit-Air-Source) | 38MURAQ36AB3* | ADP |  | PL36H175P159 | 58S(B,C)*B070M17**12 | 35400 | 16 | 8.1 | 36800 | 34600 | 94.02% | 1.94 | 0 | 10 |  |  |  |  | R-410A | 2.95 | Residential & Commercial | USHP | Ducted CEE Tier 1
214629114 | Central HP <5.4 tons | CARRIER | HRCU-A-CB (Split System: Heat Pump with Remote Outdoor Unit-Air-Source) | 38MURAQ36AB3* | ADP |  | C36A***L159 | 58S(B,C)*B090M21**16 | 35200 | 16 | 8.1 | 36800 | 34600 | 94.02% | 1.88 | 0 | 10 |  |  |  |  | R-410A | 2.9333 | Residential & Commercial | USHP | Ducted CEE Tier 1
214629121 | Central HP <5.4 tons | CARRIER | HRCU-A-CB (Split System: Heat Pump with Remote Outdoor Unit-Air-Source) | 38MURAQ36AB3* | ADP |  | C36A***L159 | 58S(B,C)*B090M21**20 | 35400 | 16 | 8.1 | 36800 | 34600 | 94.02% | 1.88 | 0 | 10 |  |  |  |  | R-410A | 2.95 | Residential & Commercial | USHP | Ducted CEE Tier 1
214629200 | Central HP <5.4 tons | CARRIER | HRCU-A-CB (Split System: Heat Pump with Remote Outdoor Unit-Air-Source) | 38MURAQ36AB3* | ADP |  | C36A***L139 | 59SC6A060M17**16 | 35000 | 15.2 | 8.5 | 36800 | 34800 | 94.57% | 1.88 | 0 | 9.5 |  |  |  |  | R-410A | 2.9167 | Residential & Commercial | USHP
216981043 | Central HP <5.4 tons | CHAMPION HEATING AND COOLING | HRCU-A-CB (Split System: Heat Pump with Remote Outdoor Unit-Air-Source) | HH824E2S11 | ADP |  | H,YG9J*36+TXV | TM9V080B12MP12 | 23000 | 17 | 9.5 | 21400 | 18100 | 84.58% | 2 | 0 | 12 |  |  |  |  | R-454B | 1.9167 | Residential & Commercial | USHP | Ducted CEE Tier 1
213780346 | Central HP <5.4 tons | BRYANT HEATING AND COOLING SYSTEMS | HRCU-A-CB (Split System: Heat Pump with Remote Outdoor Unit-Air-Source) | 288BNV037*0**A* |  |  | CSPH*6012AL*+UI | 88*TB60110C21*** | 33000 | 16.5 | 8.1 | 32200 | 25400 | 78.88% | 2.04 | 0 | 11.5 |  |  |  |  | R-410A | 2.75 | Residential & Commercial | USHP | Ducted CEE Tier 1
216997239 | Central HP <5.4 tons | CARRIER | HRCU-A-CB (Split System: Heat Pump with Remote Outdoor Unit-Air-Source) | 27VNA024A*030* | ADP |  | H,PG7J*36+TXV | 59TN7A080C17**16 | 23000 | 17 | 9 | 22200 | 16300 | 73.42% | 1.98 | 0 | 10 |  |  |  |  | R-454B | 1.9167 | Residential & Commercial | USHP | Ducted CEE Tier 1
216974470 | Central HP <5.4 tons | BRYANT HEATING AND COOLING SYSTEMS | HRCU-A-CB (Split System: Heat Pump with Remote Outdoor Unit-Air-Source) | 290VAN048**AA* | ADP |  | C60A***L19*+TXV | 83*CB60100C21*** | 45000 | 18 | 9 | 45500 | 33200 | 72.97% | 2.08 | 0 | 9 |  |  |  |  | R-454B | 3.75 | Residential & Commercial | USHP
215727957 | Central HP <5.4 tons | CHAMPION HEATING AND COOLING | HRCU-A-CB (Split System: Heat Pump with Remote Outdoor Unit-Air-Source) | HH860E2S11 | ADP |  | H,YE48(1,2)60+TXV | TM9V100C20MP12 | 44000 | 18 | 8.5 | 42500 | 33200 | 78.12% | 2 | 0 | 11.7 |  |  |  |  | R-454B | 3.6667 | Residential & Commercial | USHP | Ducted CEE Tier 1
215727973 | Central HP <5.4 tons | CHAMPION HEATING AND COOLING | HRCU-A-CB (Split System: Heat Pump with Remote Outdoor Unit-Air-Source) | HH860E2S11 | ADP |  | H,YE48(1,2)60+TXV | Z8ES100C16SMPS1 | 44000 | 18 | 8.5 | 42000 | 32800 | 78.1% | 2 | 0 | 12 |  |  |  |  | R-454B | 3.6667 | Residential & Commercial | USHP | Ducted CEE Tier 1
215727987 | Central HP <5.4 tons | CHAMPION HEATING AND COOLING | HRCU-A-CB (Split System: Heat Pump with Remote Outdoor Unit-Air-Source) | HH860E2S11 | ADP |  | H,YE48(1,2)60+TXV | Z9ES100C16SMPS1 | 45500 | 18 | 8.5 | 45000 | 33800 | 75.11% | 2 | 0 | 11.7 |  |  |  |  | R-454B | 3.7917 | Residential & Commercial | USHP | Ducted CEE Tier 1
215941037 | Central HP <5.4 tons | AIRQUEST | HRCU-A-CB (Split System: Heat Pump with Remote Outdoor Unit-Air-Source) | H5H3V48*K*AAA* |  |  | EA*5X61M21A*+WALLCON | *96CTN0802120B* | 45000 | 21 | 9.5 | 48500 | 37000 | 76.29% | 2 | 0 | 11 |  |  |  |  | R-454B | 3.75 | Residential & Commercial | USHP | Ducted CEE Tier 1
215941087 | Central HP <5.4 tons | AIRQUEST | HRCU-A-CB (Split System: Heat Pump with Remote Outdoor Unit-Air-Source) | H5H3V48*K*AAA* |  |  | EA*5X61M21A*+WALLCON | *97CTN1002122A* | 45500 | 21 | 9.5 | 48500 | 36800 | 75.88% | 2 | 0 | 11 |  |  |  |  | R-454B | 3.7917 | Residential & Commercial | USHP | Ducted CEE Tier 1
212984486 | Central HP <5.4 tons | COMFORTMAKER | HRCU-A-CB (Split System: Heat Pump with Remote Outdoor Unit-Air-Source) | DLCURAH30ABK |  |  | EA*4X42L21A* | *92MSN0801716A* | 29800 | 15.2 | 8.1 | 34000 | 27600 | 81.18% | 1.8 | 0 | 9 |  |  |  |  | R-410A | 2.4833 | Residential & Commercial | USHP
214810558 | Central HP <5.4 tons | InfinityLiving | HRCU-A-CB (Split System: Heat Pump with Remote Outdoor Unit-Air-Source) | EZ-24-HP |  |  | EZ-24-AH | 0 | 24000 | 17.4 | 10 | 24000 | 22600 | 94.17% | 1.91 | 0 | 11.7 |  |  |  |  | R-410A | 2 | Residential & Commercial | USHP | Ducted CEE Tier 1
214279620 | Central HP <5.4 tons | WESTINGHOUSE | HRCU-A-C (Split System: Heat Pump with Remote Outdoor Unit with No Indoor Fan --Air Source) | WHM48SZA21S | ADP |  | M60E55(1,2)+TXV+TD | 0 | 40500 | 15.2 | 8.55 | 40000 | 34200 | 85.5% | 1.94 | 0 | 11 |  |  |  |  | R-410A | 3.375 | Residential & Commercial | USHP | Ducted CEE Tier 1
215318938 | Central HP <5.4 tons | COMFORTMAKER | HRCU-A-CB (Split System: Heat Pump with Remote Outdoor Unit-Air-Source) | D5CLHAH48AAK |  |  | D5FLAAH48XAK | 0 | 48000 | 17 | 10.2 | 50000 | 46000 | 92% | 2 | 0 | 10.1 |  |  |  |  | R-454B | 4 | Residential & Commercial | USHP | Ducted CEE Tier 1
215434447 | Central HP <5.4 tons | GOODMAN | HRCU-A-CB (Split System: Heat Pump with Remote Outdoor Unit-Air-Source) | GZV7SA4810A* |  |  | CHPEA4830*3A* | G*VM971005CNA* | 45500 | 16.2 | 8.5 | 46000 | 33600 | 73.04% | 2 | 0 | 10 |  |  |  |  | R-32 | 3.7917 | Residential & Commercial | USHP | Ducted CEE Tier 1
213078469 | Central HP <5.4 tons | COMFORTMAKER | HRCU-A-CB (Split System: Heat Pump with Remote Outdoor Unit-Air-Source) | DLCURAH36ABK |  |  | EN(A,D,W)4X48L21** | *80MS(N,L)0902116A* | 35800 | 16.5 | 8.1 | 38500 | 34800 | 90.39% | 2 | 0 | 10 |  |  |  |  | R-410A | 2.9833 | Residential & Commercial | USHP | Ducted CEE Tier 1
211228384 | Central HP <5.4 tons | TEMPSTAR | HRCU-A-CB (Split System: Heat Pump with Remote Outdoor Unit-Air-Source) | DLCURAH36ABK |  |  | EA*4X43L21A* | *80VTL0701716A* | 36200 | 16 | 8.5 | 38500 | 34800 | 90.39% | 2.08 | 0 | 10 |  |  |  |  | R-410A | 3.0167 | Residential & Commercial | USHP | Ducted CEE Tier 1
213076348 | Central HP <5.4 tons | HEIL | HRCU-A-CB (Split System: Heat Pump with Remote Outdoor Unit-Air-Source) | DLCURAH24ABK |  |  | EA*4X36L21A* | *95MSU1002122A* | 23600 | 17.5 | 8.5 | 26200 | 23800 | 90.84% | 1.98 | 0 | 10 |  |  |  |  | R-410A | 1.9667 | Residential & Commercial | USHP | Ducted CEE Tier 1
214279612 | Central HP <5.4 tons | WESTINGHOUSE | HRCU-A-C (Split System: Heat Pump with Remote Outdoor Unit with No Indoor Fan --Air Source) | WHM36SZA21S | ADP |  | M36E359+TD | 0 | 28200 | 15.2 | 9.4 | 28400 | 23800 | 83.8% | 2.08 | 0 | 11 |  |  |  |  | R-410A | 2.35 | Residential & Commercial | USHP | Ducted CEE Tier 1
214595909 | Central HP <5.4 tons | PAYNE | HRCU-A-C (Split System: Heat Pump with Remote Outdoor Unit with No Indoor Fan --Air Source) | 38MURAQ30AB3 | ADP |  | H,PG33936+TD | 0 | 29400 | 15.2 | 9.35 | 31200 | 26600 | 85.26% | 1.8 | 0 | 10 |  |  |  |  | R-410A | 2.45 | Residential & Commercial | USHP | Ducted CEE Tier 1
215319159 | Central HP <5.4 tons | AIRQUEST | HRCU-A-CB (Split System: Heat Pump with Remote Outdoor Unit-Air-Source) | D5CSRAH18AAK |  |  | D5FSAAH18XBK | 0 | 18000 | 18.5 | 9.8 | 18000 | 13000 | 72.22% | 2.3 | 0 | 12.2 |  |  |  |  | R-454B | 1.5 | Residential & Commercial | USHP | Ducted CEE Tier 1
211227609 | Central HP <5.4 tons | TEMPSTAR | HRCU-A-CB (Split System: Heat Pump with Remote Outdoor Unit-Air-Source) | DLCURAH36ABK |  |  | EA*4X42L21A* | *96VSN0801716A* | 35200 | 15.5 | 8.1 | 38500 | 35000 | 90.91% | 1.86 | 0 | 9.5 |  |  |  |  | R-410A | 2.9333 | Residential & Commercial | USHP
215727990 | Central HP <5.4 tons | CHAMPION HEATING AND COOLING | HRCU-A-CB (Split System: Heat Pump with Remote Outdoor Unit-Air-Source) | HH860E2S11 | ADP |  | H,YE36(1,2)60+TXV | Z9ES120D20SMPS1 | 46000 | 17 | 8.4 | 45000 | 33800 | 75.11% | 1.98 | 0 | 11.5 |  |  |  |  | R-454B | 3.8333 | Residential & Commercial | USHP | Ducted CEE Tier 1
215728004 | Central HP <5.4 tons | CHAMPION HEATING AND COOLING | HRCU-A-CB (Split System: Heat Pump with Remote Outdoor Unit-Air-Source) | HH824E2S11 | ADP |  | H,YE31(1,2)30+TXV | TM9E026A08MP12 | 21800 | 16 | 8.5 | 21200 | 17200 | 81.13% | 1.9 | 0 | 10 |  |  |  |  | R-454B | 1.8167 | Residential & Commercial | USHP | Ducted CEE Tier 1
215728021 | Central HP <5.4 tons | CHAMPION HEATING AND COOLING | HRCU-A-CB (Split System: Heat Pump with Remote Outdoor Unit-Air-Source) | HH824E2S11 | ADP |  | H,YE7J(1,2)36+TXV | TM9Y040A10MP11 | 22400 | 16 | 8.3 | 21000 | 16900 | 80.48% | 1.96 | 0 | 10.5 |  |  |  |  | R-454B | 1.8667 | Residential & Commercial | USHP | Ducted CEE Tier 1
212578439 | Central HP <5.4 tons | CARRIER | HRCU-A-CB (Split System: Heat Pump with Remote Outdoor Unit-Air-Source) | 25VNA848A*030* | ADP |  | H,PG35948 | 59TN6B120C24**22 | 45000 | 17 | 8.5 | 45000 | 32600 | 72.44% | 2.28 | 0 | 10 |  |  |  |  | R-410A | 3.75 | Residential & Commercial | USHP | Ducted CEE Tier 1
214279621 | Central HP <5.4 tons | WESTINGHOUSE | HRCU-A-C (Split System: Heat Pump with Remote Outdoor Unit with No Indoor Fan --Air Source) | WHM48SZA21S | ADP |  | M60E559+TD | 0 | 40500 | 15.2 | 8.55 | 40000 | 34200 | 85.5% | 1.94 | 0 | 11 |  |  |  |  | R-410A | 3.375 | Residential & Commercial | USHP | Ducted CEE Tier 1
216980840 | Central HP <5.4 tons | InfinityLiving | HRCU-A-CB (Split System: Heat Pump with Remote Outdoor Unit-Air-Source) | EZ-60-HPB |  |  | EZ-60-AHB | 0 | 54000 | 16 | 9 | 56000 | 52000 | 92.86% | 1.8 | 0 | 10 |  |  |  |  | R-454B | 4.5 | Residential & Commercial | USHP | Ducted CEE Tier 1
212983533 | Central HP <5.4 tons | HEIL | HRCU-A-CB (Split System: Heat Pump with Remote Outdoor Unit-Air-Source) | DLCURAH24ABK |  |  | EA*4X25L17A* | *92MSN0601412A* | 24400 | 17 | 8.5 | 25400 | 21600 | 85.04% | 1.8 | 0 | 10 |  |  |  |  | R-410A | 2.0333 | Residential & Commercial | USHP | Ducted CEE Tier 1
211226918 | Central HP <5.4 tons | TEMPSTAR | HRCU-A-CB (Split System: Heat Pump with Remote Outdoor Unit-Air-Source) | DLCURAH36ABK |  |  | EA*4X37L21A* | *80ESU0601716A | 37000 | 16 | 8.5 | 38500 | 34800 | 90.39% | 2.12 | 0 | 10 |  |  |  |  | R-410A | 3.0833 | Residential & Commercial | USHP | Ducted CEE Tier 1
212380597 | Central HP <5.4 tons | CARRIER | HRCU-A-CB (Split System: Heat Pump with Remote Outdoor Unit-Air-Source) | 25VNA424A*031* | ADP |  | C36A***L129 | 59TN6B080C17**14 | 23200 | 20 | 8.1 | 25200 | 19600 | 77.78% | 2.36 | 0 | 13 |  |  |  |  | R-410A | 1.9333 | Residential & Commercial | USHP | Ducted CEE Tier 1
214389870 | Central HP <5.4 tons | CARRIER | HRCU-A-CB (Split System: Heat Pump with Remote Outdoor Unit-Air-Source) | 25VNA424A*031* | ADP |  | H,PG34936 | 58TN*B070C14**12 | 23400 | 20 | 10.5 | 25000 | 19500 | 78% | 2.42 | 0 | 13 |  |  |  |  | R-410A | 1.95 | Residential & Commercial | USHP | Ducted CEE Tier 1
216997180 | Central HP <5.4 tons | CARRIER | HRCU-A-CB (Split System: Heat Pump with Remote Outdoor Unit-Air-Source) | 27VNA154A*030* | ADP |  | H,PG48*60+TXV | 58TN*B070C17**16 | 48500 | 18 | 9.5 | 50000 | 50500 | 101% | 1.9 | 0 | 11.5 |  |  |  |  | R-454B | 4.0417 | Residential & Commercial | USHP | Ducted CEE Tier 1
215864126 | Central HP <5.4 tons | Cooper&Hunter | HRCU-A-CB (Split System: Heat Pump with Remote Outdoor Unit-Air-Source) | CH-RHP18-230VO |  |  | CH-RS18MAHU | 0 | 18000 | 18 | 10 | 19500 | 18000 | 92.31% | 2.2 | 0 | 12 |  |  |  |  | R-454B | 1.5 | Residential & Commercial | USHP | Ducted CEE Tier 1
213076426 | Central HP <5.4 tons | HEIL | HRCU-A-CB (Split System: Heat Pump with Remote Outdoor Unit-Air-Source) | DLCURAH36ABK |  |  | EA*4X37L17A* | *80VTL0451412B* | 36000 | 15.5 | 8.5 | 38500 | 35000 | 90.91% | 2 | 0 | 10 |  |  |  |  | R-410A | 3 | Residential & Commercial | USHP | Ducted CEE Tier 1
216984593 | Central HP <5.4 tons | BRYANT HEATING AND COOLING SYSTEMS | HRCU-A-CB (Split System: Heat Pump with Remote Outdoor Unit-Air-Source) | 291VAN054**AA* | ADP |  | C60A***L18*+TXV | 987TA66100C21*** | 49000 | 19 | 10.5 | 50500 | 53000 | 105% | 1.96 | 0 | 11 |  |  |  |  | R-454B | 4.0833 | Residential & Commercial | USHP | Ducted CEE Tier 1
216984595 | Central HP <5.4 tons | BRYANT HEATING AND COOLING SYSTEMS | HRCU-A-CB (Split System: Heat Pump with Remote Outdoor Unit-Air-Source) | 291VAN054**AA* | ADP |  | V,C60H245P76*+TXV | 987TA66120C24*** | 48500 | 19 | 10.5 | 50500 | 53000 | 105% | 1.96 | 0 | 11 |  |  |  |  | R-454B | 4.0417 | Residential & Commercial | USHP | Ducted CEE Tier 1
216989649 | Central HP <5.4 tons | BRYANT HEATING AND COOLING SYSTEMS | HRCU-A-CB (Split System: Heat Pump with Remote Outdoor Unit-Air-Source) | 37MUHAQ24AA3 | ADP |  | V,C36H***P42*+TXV | 8(0,1)*SB36070M14*** | 22400 | 16 | 8.1 | 19200 | 18400 | 95.83% | 1.9 | 0 | 11 |  |  |  |  | R-454B | 1.8667 | Residential & Commercial | USHP | Ducted CEE Tier 1
207706570 | Central HP <5.4 tons | CanAir | HRCU-A-CB (Split System: Heat Pump with Remote Outdoor Unit-Air-Source) | CDH2030C21 |  |  | CDH2030F21 | 0 | 30000 | 16.2 | 8.9 | 33000 | 24000 | 72.73% | 1.8 | 11 | 10 |  |  |  |  | R-410A | 2.5 | Residential & Commercial | USHP | Ducted CEE Tier 1
215387241 | Central HP <5.4 tons | ACIQ | HRCU-A-CB (Split System: Heat Pump with Remote Outdoor Unit-Air-Source) | ACIQ-60-HP32 |  |  | ACIQ-60-AH32 | 0 | 53000 | 18.5 | 10.5 | 54000 | 54000 | 100% | 2.1 | 0 | 11.7 |  |  |  |  | R-32 | 4.4167 | Residential & Commercial | USHP | Ducted CEE Tier 1
211228583 | Central HP <5.4 tons | TEMPSTAR | HRCU-A-CB (Split System: Heat Pump with Remote Outdoor Unit-Air-Source) | DLCURAH36ABK |  |  | EA*4X43L21A* | *95ESU0601716A* | 36800 | 15.5 | 8.5 | 38500 | 34800 | 90.39% | 2.1 | 0 | 10 |  |  |  |  | R-410A | 3.0667 | Residential & Commercial | USHP | Ducted CEE Tier 1
215387240 | Central HP <5.4 tons | ACIQ | HRCU-A-CB (Split System: Heat Pump with Remote Outdoor Unit-Air-Source) | ACIQ-48-HP32 |  |  | ACIQ-48-AH32 | 0 | 48000 | 19 | 10 | 48000 | 48000 | 100% | 2 | 0 | 12 |  |  |  |  | R-32 | 4 | Residential & Commercial | USHP | Ducted CEE Tier 1
214279618 | Central HP <5.4 tons | WESTINGHOUSE | HRCU-A-C (Split System: Heat Pump with Remote Outdoor Unit with No Indoor Fan --Air Source) | WHM36SZA21S | ADP |  | M36E58(1,2)+TXV+TD | 0 | 28200 | 15.2 | 9.4 | 28400 | 23800 | 83.8% | 2.08 | 0 | 11 |  |  |  |  | R-410A | 2.35 | Residential & Commercial | USHP | Ducted CEE Tier 1
214810559 | Central HP <5.4 tons | InfinityLiving | HRCU-A-CB (Split System: Heat Pump with Remote Outdoor Unit-Air-Source) | EZ-48-HP |  |  | EZ-48-AH | 0 | 47000 | 15.6 | 9.4 | 50000 | 46000 | 92% | 1.85 | 8.5 | 8.2 |  |  |  |  | R-410A | 3.9167 | Residential & Commercial | USHP
216981040 | Central HP <5.4 tons | CHAMPION HEATING AND COOLING | HRCU-A-CB (Split System: Heat Pump with Remote Outdoor Unit-Air-Source) | HH824E2S11 | ADP |  | V,Y36H175P15*+TXV | TM9V060B12MP12 | 23000 | 18 | 9.5 | 21400 | 18400 | 85.98% | 2 | 0 | 12 |  |  |  |  | R-454B | 1.9167 | Residential & Commercial | USHP | Ducted CEE Tier 1
207574744 | Central HP <5.4 tons | LENNOX | HRCU-A-CB (Split System: Heat Pump with Remote Outdoor Unit-Air-Source) | SL25XPV-036-230A** |  |  | CBA38MV-042-230*+TDR | 0 | 34200 | 21 | 9.2 | 34400 | 25800 | 75% | 1.8 | 13.5 | 13.4 |  |  |  |  | R-410A | 2.85 | Residential & Commercial | USHP | Ducted CEE Tier 1
213386504 | Central HP <5.4 tons | AC PRO.COM | HRCU-A-CB (Split System: Heat Pump with Remote Outdoor Unit-Air-Source) | AOD30U-30HFN1-MR0(X) |  |  | AVBL-30HWFN1-MJ3 | 0 | 28000 | 18.2 | 8.8 | 30000 | 26000 | 86.67% | 1.8 | 0 | 11.7 |  |  |  |  | R-410A | 2.3333 | Residential & Commercial | USHP | Ducted CEE Tier 1
214389887 | Central HP <5.4 tons | CARRIER | HRCU-A-CB (Split System: Heat Pump with Remote Outdoor Unit-Air-Source) | 25VNA424A*031* | ADP |  | H,PG53936 | 58TN*B090C21**20 | 24200 | 20 | 10.5 | 24800 | 19200 | 77.42% | 2.56 | 0 | 13.5 |  |  |  |  | R-410A | 2.0167 | Residential & Commercial | USHP | Ducted CEE Tier 1
211227022 | Central HP <5.4 tons | TEMPSTAR | HRCU-A-CB (Split System: Heat Pump with Remote Outdoor Unit-Air-Source) | DLCURAH36ABK |  |  | EA*4X37L21A* | *92ESN0802120A* | 37400 | 16 | 8.5 | 38500 | 34800 | 90.39% | 2.14 | 0 | 10 |  |  |  |  | R-410A | 3.1167 | Residential & Commercial | USHP | Ducted CEE Tier 1
214272382 | Central HP <5.4 tons | CARRIER | HRCU-A-CB (Split System: Heat Pump with Remote Outdoor Unit-Air-Source) | 25VNA837A*031* | ADP |  | PL36H210P299 | 59TN6C100C21**22 | 32400 | 18 | 8.5 | 30400 | 24400 | 80.26% | 2 | 0 | 11.5 |  |  |  |  | R-410A | 2.7 | Residential & Commercial | USHP | Ducted CEE Tier 1
216981041 | Central HP <5.4 tons | CHAMPION HEATING AND COOLING | HRCU-A-CB (Split System: Heat Pump with Remote Outdoor Unit-Air-Source) | HH824E2S11 | ADP |  | H,YG9J*36+TXV | TM9V060B12MP12 | 23000 | 17 | 9.5 | 21400 | 18400 | 85.98% | 2 | 0 | 12 |  |  |  |  | R-454B | 1.9167 | Residential & Commercial | USHP | Ducted CEE Tier 1
214271900 | Central HP <5.4 tons | CARRIER | HRCU-A-CB (Split System: Heat Pump with Remote Outdoor Unit-Air-Source) | 25VNA825A*032* | ADP |  | C36A***L159 | 58TN*B070C14**12 | 24000 | 17 | 8.1 | 19600 | 16200 | 82.65% | 2.02 | 0 | 10.5 |  |  |  |  | R-410A | 2 | Residential & Commercial | USHP | Ducted CEE Tier 1
214629216 | Central HP <5.4 tons | CARRIER | HRCU-A-CB (Split System: Heat Pump with Remote Outdoor Unit-Air-Source) | 38MURAQ36AB3* | ADP |  | C36A***L139 | 59SC6A080M17**16 | 34400 | 15.2 | 8.5 | 36400 | 34400 | 94.51% | 2.02 | 0 | 9.5 |  |  |  |  | R-410A | 2.8667 | Residential & Commercial | USHP
214629241 | Central HP <5.4 tons | CARRIER | HRCU-A-CB (Split System: Heat Pump with Remote Outdoor Unit-Air-Source) | 38MURAQ36AB3* | ADP |  | PL36H210P749 | 59SC6A080M21**20 | 35600 | 16 | 8.1 | 36800 | 34800 | 94.57% | 1.9 | 0 | 10 |  |  |  |  | R-410A | 2.9667 | Residential & Commercial | USHP | Ducted CEE Tier 1
214629250 | Central HP <5.4 tons | CARRIER | HRCU-A-CB (Split System: Heat Pump with Remote Outdoor Unit-Air-Source) | 38MURAQ36AB3* | ADP |  | PL36H210P749 | 59SC6A100M21**20 | 35400 | 16 | 8.1 | 36800 | 34600 | 94.02% | 1.88 | 0 | 10 |  |  |  |  | R-410A | 2.95 | Residential & Commercial | USHP | Ducted CEE Tier 1
214629266 | Central HP <5.4 tons | CARRIER | HRCU-A-CB (Split System: Heat Pump with Remote Outdoor Unit-Air-Source) | 38MURAQ36AB3* | ADP |  | PL36H210P299 | 59SU5B040M17**12 | 36200 | 15.2 | 8.5 | 36400 | 34600 | 95.05% | 2.04 | 0 | 10 |  |  |  |  | R-410A | 3.0167 | Residential & Commercial | USHP | Ducted CEE Tier 1
216620197 | Central HP <5.4 tons | COMFORTMAKER | HRCU-A-CB (Split System: Heat Pump with Remote Outdoor Unit-Air-Source) | DLCURAH24AAK |  |  | 40MUAAQ24XA3 | 0 | 24000 | 17 | 9.2 | 26000 | 19400 | 74.62% | 2.1 | 11.3 | 10.5 |  |  |  |  | R-410A | 2 | Residential & Commercial | USHP | Ducted CEE Tier 1
214010093 | Central HP <5.4 tons | AC PRO.COM | HRCU-A-C (Split System: Heat Pump with Remote Outdoor Unit with No Indoor Fan --Air Source) | AOX430-24HFN1-MR0 |  |  | AAC-24HWDN1-MN0 | 0 | 24000 | 15.7 | 9.8 | 25600 | 18500 | 72.27% | 2.2 | 10.3 | 10 |  |  |  |  | R-410A | 2 | Residential & Commercial | USHP | Ducted CEE Tier 1
214279622 | Central HP <5.4 tons | WESTINGHOUSE | HRCU-A-C (Split System: Heat Pump with Remote Outdoor Unit with No Indoor Fan --Air Source) | WHM48SZA21S | ADP |  | M48E67(1,2)+TXV+TD | 0 | 39500 | 15.2 | 8.55 | 40000 | 34200 | 85.5% | 1.94 | 0 | 11 |  |  |  |  | R-410A | 3.2917 | Residential & Commercial | USHP | Ducted CEE Tier 1
214279624 | Central HP <5.4 tons | WESTINGHOUSE | HRCU-A-C (Split System: Heat Pump with Remote Outdoor Unit with No Indoor Fan --Air Source) | WHM48SZA21S | ADP |  | M60E67(1,2)+TXV+TD | 0 | 39500 | 15.2 | 8.55 | 40000 | 34200 | 85.5% | 1.94 | 0 | 11 |  |  |  |  | R-410A | 3.2917 | Residential & Commercial | USHP | Ducted CEE Tier 1
212971237 | Central HP <5.4 tons | HEIL | HRCU-A-CB (Split System: Heat Pump with Remote Outdoor Unit-Air-Source) | DLCURAH24ABK |  |  | EN(A,D)4X30L17** | *80VTL0451412B* | 23600 | 17 | 8.5 | 26200 | 24600 | 93.89% | 2.04 | 0 | 10.5 |  |  |  |  | R-410A | 1.9667 | Residential & Commercial | USHP | Ducted CEE Tier 1
212603079 | Central HP <5.4 tons | AIRTEMP | HRCU-A-CB (Split System: Heat Pump with Remote Outdoor Unit-Air-Source) | GXH24-36MSK4DH | ADP |  | F,PE*G34936 | 0 | 31800 | 15.2 | 8.5 | 32400 | 23600 | 72.84% | 1.8 | 0 | 9 |  |  |  |  | R-410A | 2.65 | Residential & Commercial | USHP
211227736 | Central HP <5.4 tons | TEMPSTAR | HRCU-A-CB (Split System: Heat Pump with Remote Outdoor Unit-Air-Source) | DLCURAH36ABK |  |  | EA*4X42L21A* | OMV098J12* | 35000 | 15.2 | 8.1 | 38500 | 35200 | 91.43% | 1.86 | 0 | 9.5 |  |  |  |  | R-410A | 2.9167 | Residential & Commercial | USHP
211240241 | Central HP <5.4 tons | HEIL | HRCU-A-CB (Split System: Heat Pump with Remote Outdoor Unit-Air-Source) | DLCURAH24ABK |  |  | EA*4X24L14A* | *96VSN0401410A* | 23400 | 15.5 | 8.5 | 26800 | 24800 | 92.54% | 2.04 | 0 | 9.5 |  |  |  |  | R-410A | 1.95 | Residential & Commercial | USHP
212981009 | Central HP <5.4 tons | AIRQUEST | HRCU-A-CB (Split System: Heat Pump with Remote Outdoor Unit-Air-Source) | DLCURAH24ABK |  |  | EN(A,D)4X36L21** | *80MS(N,L)1102120A* | 23400 | 17 | 8.5 | 26200 | 24600 | 93.89% | 2.06 | 0 | 10.5 |  |  |  |  | R-410A | 1.95 | Residential & Commercial | USHP | Ducted CEE Tier 1
212979872 | Central HP <5.4 tons | AIRQUEST | HRCU-A-CB (Split System: Heat Pump with Remote Outdoor Unit-Air-Source) | DLCURAH24ABK |  |  | EA*4X37L17A* | *80MS(N,L)0901714A* | 24000 | 17 | 8.1 | 25200 | 22400 | 88.89% | 1.86 | 0 | 10 |  |  |  |  | R-410A | 2 | Residential & Commercial | USHP | Ducted CEE Tier 1
213411111 | Central HP <5.4 tons | COLEMAN | HRCU-A-CB (Split System: Heat Pump with Remote Outdoor Unit-Air-Source) | HMH72B341 | ADP |  | H,YG35936 | Z8ET080C16LMPS1 | 34000 | 18 | 8.5 | 31800 | 23600 | 74.21% | 2.1 | 0 | 9.5 |  |  |  |  | R-410A | 2.8333 | Residential & Commercial | USHP
214389886 | Central HP <5.4 tons | CARRIER | HRCU-A-CB (Split System: Heat Pump with Remote Outdoor Unit-Air-Source) | 25VNA424A*031* | ADP |  | H,PG9J936 | 58TN*B090C21**20 | 23600 | 20 | 10.5 | 25000 | 19300 | 77.2% | 2.48 | 0 | 13 |  |  |  |  | R-410A | 1.9667 | Residential & Commercial | USHP | Ducted CEE Tier 1
214389890 | Central HP <5.4 tons | CARRIER | HRCU-A-CB (Split System: Heat Pump with Remote Outdoor Unit-Air-Source) | 25VNA424A*031* | ADP |  | H,PG34936 | 58TN*B110C21**20 | 23600 | 20 | 10.5 | 25000 | 19300 | 77.2% | 2.48 | 0 | 13 |  |  |  |  | R-410A | 1.9667 | Residential & Commercial | USHP | Ducted CEE Tier 1
212979876 | Central HP <5.4 tons | HEIL | HRCU-A-CB (Split System: Heat Pump with Remote Outdoor Unit-Air-Source) | DLCURAH24ABK |  |  | EA*4X37L17A* | *80MS(N,L)0901714A* | 24000 | 17 | 8.1 | 25200 | 22400 | 88.89% | 1.86 | 0 | 10 |  |  |  |  | R-410A | 2 | Residential & Commercial | USHP | Ducted CEE Tier 1
216989677 | Central HP <5.4 tons | BRYANT HEATING AND COOLING SYSTEMS | HRCU-A-CB (Split System: Heat Pump with Remote Outdoor Unit-Air-Source) | 37MUHAQ24AA3 | ADP |  | V,C36H***P03*+TXV | 82*SB36070V14*** | 21200 | 16 | 8.5 | 19200 | 18400 | 95.83% | 1.96 | 0 | 10.5 |  |  |  |  | R-454B | 1.7667 | Residential & Commercial | USHP | Ducted CEE Tier 1
212394492 | Central HP <5.4 tons | COLEMAN | HRCU-A-CB (Split System: Heat Pump with Remote Outdoor Unit-Air-Source) | HMH72B341 | ADP |  | H,YE35936 | TM9E060B12MP12 | 34000 | 17 | 8.5 | 32400 | 23800 | 73.46% | 2.04 | 0 | 9.5 |  |  |  |  | R-410A | 2.8333 | Residential & Commercial | USHP
213076492 | Central HP <5.4 tons | HEIL | HRCU-A-CB (Split System: Heat Pump with Remote Outdoor Unit-Air-Source) | DLCURAH36ABK |  |  | EA*4X37L17A* | *80VTL0701716B* | 36000 | 15.5 | 8.5 | 38500 | 35000 | 90.91% | 2 | 0 | 10 |  |  |  |  | R-410A | 3 | Residential & Commercial | USHP | Ducted CEE Tier 1
213076635 | Central HP <5.4 tons | HEIL | HRCU-A-CB (Split System: Heat Pump with Remote Outdoor Unit-Air-Source) | DLCURAH36ABK |  |  | EA*4X36L21A* | *80VTL0902120B* | 35000 | 16 | 8.1 | 38500 | 35200 | 91.43% | 1.82 | 0 | 9.5 |  |  |  |  | R-410A | 2.9167 | Residential & Commercial | USHP
213265612 | Central HP <5.4 tons | Cooper&Hunter | HRCU-A-CB (Split System: Heat Pump with Remote Outdoor Unit-Air-Source) | CH-NHPR60LCU-230VO |  |  | CH-60AHU-W | 0 | 55000 | 15.5 | 9.2 | 60000 | 53500 | 89.17% | 1.96 | 9 | 9 |  |  |  |  | R-410A | 4.5833 | Residential & Commercial | USHP
214311497 | Central HP <5.4 tons | THERMAL ZONE | HRCU-A-C (Split System: Heat Pump with Remote Outdoor Unit with No Indoor Fan --Air Source) | TZPLV302PA | ADP |  | H,RE32936+TD | 0 | 29000 | 15.2 | 9.2 | 31200 | 26600 | 85.26% | 1.78 | 0 | 10 |  |  |  |  | R-410A | 2.4167 | Residential & Commercial | USHP | Ducted CEE Tier 1
214630529 | Central HP <5.4 tons | CARRIER | HRCU-A-CB (Split System: Heat Pump with Remote Outdoor Unit-Air-Source) | 25VNA837A*031* | ADP |  | C36A***L539 | 59CU5B060C17**16 | 32200 | 17 | 8.1 | 31400 | 24600 | 78.34% | 1.94 | 0 | 11.5 |  |  |  |  | R-410A | 2.6833 | Residential & Commercial | USHP | Ducted CEE Tier 1
212394500 | Central HP <5.4 tons | COLEMAN | HRCU-A-CB (Split System: Heat Pump with Remote Outdoor Unit-Air-Source) | HMH72B341 | ADP |  | H,YE35936 | TM9E080C16MP12 | 34000 | 18 | 8.5 | 32000 | 23400 | 73.12% | 2.08 | 0 | 10 |  |  |  |  | R-410A | 2.8333 | Residential & Commercial | USHP | Ducted CEE Tier 1
212394507 | Central HP <5.4 tons | COLEMAN | HRCU-A-CB (Split System: Heat Pump with Remote Outdoor Unit-Air-Source) | HMH72B341 | ADP |  | H,YE34936 | TM9V040A10MP12 | 32000 | 16 | 8.5 | 32400 | 23000 | 70.99% | 2 | 0 | 9.5 |  |  |  |  | R-410A | 2.6667 | Residential & Commercial | USHP
212394525 | Central HP <5.4 tons | COLEMAN | HRCU-A-CB (Split System: Heat Pump with Remote Outdoor Unit-Air-Source) | HMH72B341 | ADP |  | H,YE33936 | TM9V100C20MP12 | 33400 | 17 | 8.5 | 32400 | 23200 | 71.6% | 2.06 | 0 | 9.5 |  |  |  |  | R-410A | 2.7833 | Residential & Commercial | USHP
212394532 | Central HP <5.4 tons | COLEMAN | HRCU-A-CB (Split System: Heat Pump with Remote Outdoor Unit-Air-Source) | HMH72B341 | ADP |  | H,YE32936 | TM9Y080B12MP11 | 32800 | 17 | 8.5 | 32400 | 23400 | 72.22% | 2.02 | 0 | 9.5 |  |  |  |  | R-410A | 2.7333 | Residential & Commercial | USHP
212383121 | Central HP <5.4 tons | TEMPSTAR | HRCU-A-CB (Split System: Heat Pump with Remote Outdoor Unit-Air-Source) | DLCURAH36ABK |  |  | EA*4X36L21A* | *96VSN0802120A* | 35400 | 16 | 8.1 | 39500 | 35200 | 89.11% | 1.82 | 0 | 9.5 |  |  |  |  | R-410A | 2.95 | Residential & Commercial | USHP
213076121 | Central HP <5.4 tons | HEIL | HRCU-A-CB (Split System: Heat Pump with Remote Outdoor Unit-Air-Source) | DLCURAH24ABK |  |  | EN(A,D)4X36L21** | *95MSU1002120A* | 23800 | 17 | 8.5 | 26400 | 24000 | 90.91% | 2 | 0 | 10.5 |  |  |  |  | R-410A | 1.9833 | Residential & Commercial | USHP | Ducted CEE Tier 1
214574181 | Central HP <5.4 tons | AIRQUEST | HRCU-A-CB (Split System: Heat Pump with Remote Outdoor Unit-Air-Source) | HVH837GKA2* |  |  | EA*4X61L24A*+WALLCON | *97CMN0602120B* | 33000 | 18 | 8.5 | 32000 | 25000 | 78.12% | 1.98 | 0 | 11.5 |  |  |  |  | R-410A | 2.75 | Residential & Commercial | USHP | Ducted CEE Tier 1
215939657 | Central HP <5.4 tons | AIRQUEST | HRCU-A-CB (Split System: Heat Pump with Remote Outdoor Unit-Air-Source) | H5H3V36*K*AAA* |  |  | EA*5X42M21A*+WALLCON | *80CSU0401712B* | 32800 | 20 | 9.5 | 34800 | 26600 | 76.44% | 2.02 | 0 | 11.5 |  |  |  |  | R-454B | 2.7333 | Residential & Commercial | USHP | Ducted CEE Tier 1
216487990 | Central HP <5.4 tons | CHAMPION HEATING AND COOLING | HRCU-A-CB (Split System: Heat Pump with Remote Outdoor Unit-Air-Source) | HH824E2S11 | ADP |  | A36VBA*+TXV | TM9V060B12MP12 | 22400 | 17 | 9.15 | 21200 | 18400 | 86.79% | 1.94 | 0 | 11.5 |  |  |  |  | R-454B | 1.8667 | Residential & Commercial | USHP | Ducted CEE Tier 1
214604339 | Central HP <5.4 tons | MIDEA | HRCU-A-C (Split System: Heat Pump with Remote Outdoor Unit with No Indoor Fan --Air Source) | 38MURAQ30AB3 | ADP |  | HG7J936+TD | 0 | 29400 | 15.2 | 9.35 | 31200 | 26600 | 85.26% | 1.8 | 0 | 10 |  |  |  |  | R-410A | 2.45 | Residential & Commercial | USHP | Ducted CEE Tier 1
216488083 | Central HP <5.4 tons | CHAMPION HEATING AND COOLING | HRCU-A-CB (Split System: Heat Pump with Remote Outdoor Unit-Air-Source) | HH860E2S11 | ADP |  | A60VGA*+TXV | Z8ES100C16SMPS1 | 44000 | 18 | 9 | 42000 | 32800 | 78.1% | 2 | 0 | 12 |  |  |  |  | R-454B | 3.6667 | Residential & Commercial | USHP | Ducted CEE Tier 1
216623792 | Central HP <5.4 tons | Capella | HRCU-A-C (Split System: Heat Pump with Remote Outdoor Unit with No Indoor Fan --Air Source) | CCB1-H24A-O |  |  | CACB1-H24A1418-I | 0 | 24000 | 16 | 9.5 | 25000 | 21000 | 84% | 1.8 | 0 | 10 |  |  |  |  | R-454B | 2 | Residential & Commercial | USHP | Ducted CEE Tier 1
214389971 | Central HP <5.4 tons | CARRIER | HRCU-A-CB (Split System: Heat Pump with Remote Outdoor Unit-Air-Source) | 25VNA837A*031* | ADP |  | H,PG53936 | 58TN*B070C14**12 | 32800 | 17 | 8.1 | 30800 | 24600 | 79.87% | 1.98 | 0 | 11 |  |  |  |  | R-410A | 2.7333 | Residential & Commercial | USHP | Ducted CEE Tier 1
216623793 | Central HP <5.4 tons | Capella | HRCU-A-C (Split System: Heat Pump with Remote Outdoor Unit with No Indoor Fan --Air Source) | CCB1-H24A-O |  |  | CACB1-H24A1718-I | 0 | 24000 | 16 | 9.5 | 25000 | 21000 | 84% | 1.8 | 0 | 10 |  |  |  |  | R-454B | 2 | Residential & Commercial | USHP | Ducted CEE Tier 1
215864597 | Central HP <5.4 tons | TRANE | HRCU-A-CB (Split System: Heat Pump with Remote Outdoor Unit-Air-Source) | 5TWV8X36A1 |  |  | 5TXCB006AS3 | *UHMB080CCV3+LRP | 32800 | 18.1 | 8.5 | 33400 | 25600 | 76.65% | 2.1 | 0 | 10 |  |  |  |  | R-454B | 2.7333 | Residential & Commercial | USHP | Ducted CEE Tier 1
215818597 | Central HP <5.4 tons | CHAMPION HEATING AND COOLING | HRCU-A-CB (Split System: Heat Pump with Remote Outdoor Unit-Air-Source) | HH824E2S11 | ADP |  | BV**B2*25+TXV | 0 | 24000 | 18 | 9.5 | 22400 | 16600 | 74.11% | 2.1 | 0 | 12 |  |  |  |  | R-454B | 2 | Residential & Commercial | USHP | Ducted CEE Tier 1
216980833 | Central HP <5.4 tons | InfinityLiving | HRCU-A-CB (Split System: Heat Pump with Remote Outdoor Unit-Air-Source) | EZ-24-EHPB |  |  | EZ-24-AHB | 0 | 24000 | 18.1 | 9.7 | 26000 | 21600 | 83.08% | 1.87 | 0 | 11 |  |  |  |  | R-454B | 2 | Residential & Commercial | USHP | Ducted CEE Tier 1
214279617 | Central HP <5.4 tons | WESTINGHOUSE | HRCU-A-C (Split System: Heat Pump with Remote Outdoor Unit with No Indoor Fan --Air Source) | WHM36SZA21S | ADP |  | H,RG48(1,2)36+TXV+TD | 0 | 30000 | 15.2 | 9.4 | 28400 | 23800 | 83.8% | 2.08 | 0 | 11 |  |  |  |  | R-410A | 2.5 | Residential & Commercial | USHP | Ducted CEE Tier 1
212981791 | Central HP <5.4 tons | HEIL | HRCU-A-CB (Split System: Heat Pump with Remote Outdoor Unit-Air-Source) | DLCURAH24ABK |  |  | EN(A,D)4X30L17** | *80MSU1002120A* | 23800 | 16.5 | 8.5 | 26400 | 24000 | 90.91% | 1.98 | 0 | 10.5 |  |  |  |  | R-410A | 1.9833 | Residential & Commercial | USHP | Ducted CEE Tier 1
211228028 | Central HP <5.4 tons | TEMPSTAR | HRCU-A-CB (Split System: Heat Pump with Remote Outdoor Unit-Air-Source) | DLCURAH36ABK |  |  | EA*4X42L24A* | *95ESN1002122A* | 36800 | 15.5 | 8.5 | 40000 | 35200 | 88% | 1.94 | 0 | 10 |  |  |  |  | R-410A | 3.0667 | Residential & Commercial | USHP | Ducted CEE Tier 1
216776729 | Central HP <5.4 tons | KENMORE | HRCU-A-CB (Split System: Heat Pump with Remote Outdoor Unit-Air-Source) | (C,H,T)5H3V36*K*AAA* | ADP |  | H,GG8J*36+TXV | *97CMN0601714B* | 33600 | 21 | 8.5 | 35800 | 27800 | 77.65% | 2.06 | 0 | 11 |  |  |  |  | R-454B | 2.8 | Residential & Commercial | USHP | Ducted CEE Tier 1
215864128 | Central HP <5.4 tons | Cooper&Hunter | HRCU-A-CB (Split System: Heat Pump with Remote Outdoor Unit-Air-Source) | CH-RHP36LCU-230VO |  |  | CH-RS36LCAHU | 0 | 36000 | 17.2 | 9.5 | 38000 | 38000 | 100% | 2.06 | 0 | 11.7 |  |  |  |  | R-454B | 3 | Residential & Commercial | USHP | Ducted CEE Tier 1
216997185 | Central HP <5.4 tons | CARRIER | HRCU-A-CB (Split System: Heat Pump with Remote Outdoor Unit-Air-Source) | 27VNA154A*030* | ADP |  | H,PG48*60+TXV | 59MN7C080C17**14 | 48500 | 17 | 9.5 | 49500 | 50500 | 102% | 1.96 | 0 | 11.5 |  |  |  |  | R-454B | 4.0417 | Residential & Commercial | USHP | Ducted CEE Tier 1
211245573 | Central HP <5.4 tons | TEMPSTAR | HRCU-A-CB (Split System: Heat Pump with Remote Outdoor Unit-Air-Source) | DLCURAH24ABK |  |  | EN(A,D)4X36L21** | *96VTN1002120A* | 23800 | 16.5 | 8.1 | 26000 | 23400 | 90% | 1.94 | 0 | 10.5 |  |  |  |  | R-410A | 1.9833 | Residential & Commercial | USHP | Ducted CEE Tier 1
211245790 | Central HP <5.4 tons | TEMPSTAR | HRCU-A-CB (Split System: Heat Pump with Remote Outdoor Unit-Air-Source) | DLCURAH24ABK |  |  | EN(A,D)4X36L21** | OLV112A16A | 24400 | 16 | 8.1 | 26600 | 22600 | 84.96% | 1.86 | 0 | 10 |  |  |  |  | R-410A | 2.0333 | Residential & Commercial | USHP | Ducted CEE Tier 1
216981046 | Central HP <5.4 tons | CHAMPION HEATING AND COOLING | HRCU-A-CB (Split System: Heat Pump with Remote Outdoor Unit-Air-Source) | HH860E2S11 | ADP |  | V,Y60H210P19*+TXV | TM9V100C16MP12 | 43500 | 18 | 9 | 42000 | 32800 | 78.1% | 2 | 0 | 11.7 |  |  |  |  | R-454B | 3.625 | Residential & Commercial | USHP | Ducted CEE Tier 1
216488081 | Central HP <5.4 tons | CHAMPION HEATING AND COOLING | HRCU-A-CB (Split System: Heat Pump with Remote Outdoor Unit-Air-Source) | HH860E2S11 | ADP |  | A60VGA*+TXV | Z8ES080C20SMPS1 | 44000 | 18 | 9 | 42500 | 33000 | 77.65% | 2 | 0 | 12 |  |  |  |  | R-454B | 3.6667 | Residential & Commercial | USHP | Ducted CEE Tier 1
209550333 | Central HP <5.4 tons | CanAir | HRCU-A-C (Split System: Heat Pump with Remote Outdoor Unit with No Indoor Fan --Air Source) | MOX430U-18HFN1-M |  |  | MAC-24HWDN1-MN0 | 0 | 18000 | 16.1 | 9.5 | 19000 | 15000 | 78.95% | 2.2 | 11.6 | 11.7 |  |  |  |  | R-410A | 1.5 | Residential & Commercial | USHP | Ducted CEE Tier 1
212394510 | Central HP <5.4 tons | COLEMAN | HRCU-A-CB (Split System: Heat Pump with Remote Outdoor Unit-Air-Source) | HMH72B341 | ADP |  | H,YE33936 | TM9V060B12MP12 | 32600 | 17 | 8.5 | 32400 | 23200 | 71.6% | 2.02 | 0 | 9.5 |  |  |  |  | R-410A | 2.7167 | Residential & Commercial | USHP
214271885 | Central HP <5.4 tons | CARRIER | HRCU-A-CB (Split System: Heat Pump with Remote Outdoor Unit-Air-Source) | 25VNA825A*032* | ADP |  | PL36H175P159 | 58TN*B045C17**12 | 23800 | 16 | 8.1 | 19400 | 16200 | 83.51% | 2 | 0 | 10.5 |  |  |  |  | R-410A | 1.9833 | Residential & Commercial | USHP | Ducted CEE Tier 1
212394534 | Central HP <5.4 tons | COLEMAN | HRCU-A-CB (Split System: Heat Pump with Remote Outdoor Unit-Air-Source) | HMH72B341 | ADP |  | H,YE34936 | TM9Y080B12MP11 | 32800 | 17 | 8.5 | 32400 | 23400 | 72.22% | 2.02 | 0 | 9.5 |  |  |  |  | R-410A | 2.7333 | Residential & Commercial | USHP
212394541 | Central HP <5.4 tons | COLEMAN | HRCU-A-CB (Split System: Heat Pump with Remote Outdoor Unit-Air-Source) | HMH72B341 | ADP |  | H,YE35936 | TM9Y100C16MP11 | 32800 | 18 | 8.5 | 32400 | 23000 | 70.99% | 2.04 | 0 | 10 |  |  |  |  | R-410A | 2.7333 | Residential & Commercial | USHP | Ducted CEE Tier 1
209852050 | Central HP <5.4 tons | COMFORTMAKER | HRCU-A-CB (Split System: Heat Pump with Remote Outdoor Unit-Air-Source) | DLCURAH48ABK |  |  | DLFUAAH48XAK | 0 | 47000 | 15.6 | 9.4 | 50000 | 46000 | 92% | 1.9 | 8.5 | 8.2 |  |  |  |  | R-410A | 3.9167 | Residential & Commercial | USHP
215488033 | Central HP <5.4 tons | GOODMAN | HRCU-A-CB (Split System: Heat Pump with Remote Outdoor Unit-Air-Source) | GZV7SA2410A* |  |  | CA*EA3626*3A* | G*VC960403BNB* | 23200 | 19 | 8.6 | 23200 | 17000 | 73.28% | 2 | 0 | 11 |  |  |  |  | R-32 | 1.9333 | Residential & Commercial | USHP | Ducted CEE Tier 1
215488037 | Central HP <5.4 tons | GOODMAN | HRCU-A-CB (Split System: Heat Pump with Remote Outdoor Unit-Air-Source) | GZV7SA2410A* |  |  | CA*EA3626*3A* | G*VC961005CNB* | 23200 | 19 | 8.6 | 23200 | 17000 | 73.28% | 2 | 0 | 11 |  |  |  |  | R-32 | 1.9333 | Residential & Commercial | USHP | Ducted CEE Tier 1
215864129 | Central HP <5.4 tons | Cooper&Hunter | HRCU-A-CB (Split System: Heat Pump with Remote Outdoor Unit-Air-Source) | CH-RHP48LCU-230VO |  |  | CH-RS48LCAHU | 0 | 48000 | 17 | 10.2 | 50000 | 46000 | 92% | 2 | 0 | 10 |  |  |  |  | R-454B | 4 | Residential & Commercial | USHP | Ducted CEE Tier 1
216984584 | Central HP <5.4 tons | BRYANT HEATING AND COOLING SYSTEMS | HRCU-A-CB (Split System: Heat Pump with Remote Outdoor Unit-Air-Source) | 291VAN054**AA* | ADP |  | PL60H210P29*+TXV | 987TA66100C21*** | 48000 | 19 | 10.5 | 50500 | 53000 | 105% | 1.96 | 0 | 10.5 |  |  |  |  | R-454B | 4 | Residential & Commercial | USHP | Ducted CEE Tier 1
216488073 | Central HP <5.4 tons | CHAMPION HEATING AND COOLING | HRCU-A-CB (Split System: Heat Pump with Remote Outdoor Unit-Air-Source) | HH860E2S11 | ADP |  | A60VGA*+TXV | TM9Y080C16MP11 | 44000 | 17 | 9 | 42500 | 33400 | 78.59% | 2 | 0 | 11 |  |  |  |  | R-454B | 3.6667 | Residential & Commercial | USHP | Ducted CEE Tier 1
215935449 | Central HP <5.4 tons | COMFORTMAKER | HRCU-A-CB (Split System: Heat Pump with Remote Outdoor Unit-Air-Source) | C5H3V36*K*AAA* |  |  | EVM5X60M24A*+WALLCON | *96CTN1202422B* | 35600 | 22 | 8.5 | 38000 | 28400 | 74.74% | 2.04 | 0 | 12.5 |  |  |  |  | R-454B | 2.9667 | Residential & Commercial | USHP | Ducted CEE Tier 1
212603078 | Central HP <5.4 tons | AIRTEMP | HRCU-A-CB (Split System: Heat Pump with Remote Outdoor Unit-Air-Source) | GXH24-36MSK4DH | ADP |  | F,PE*G33925 | 0 | 23000 | 15.2 | 8.4 | 22400 | 21200 | 94.64% | 1.78 | 0 | 11 |  |  |  |  | R-410A | 1.9167 | Residential & Commercial | USHP | Ducted CEE Tier 1
211227785 | Central HP <5.4 tons | TEMPSTAR | HRCU-A-CB (Split System: Heat Pump with Remote Outdoor Unit-Air-Source) | DLCURAH36ABK |  |  | EA*4X42L24A* | *80ES(N,L)0902116A* | 35800 | 16 | 8.1 | 39500 | 35000 | 88.61% | 1.9 | 0 | 10 |  |  |  |  | R-410A | 2.9833 | Residential & Commercial | USHP | Ducted CEE Tier 1
212981707 | Central HP <5.4 tons | HEIL | HRCU-A-CB (Split System: Heat Pump with Remote Outdoor Unit-Air-Source) | DLCURAH24ABK |  |  | EA*4X25L17A* | *80MSU1002120A* | 24400 | 17 | 8.5 | 25200 | 21600 | 85.71% | 1.8 | 0 | 10 |  |  |  |  | R-410A | 2.0333 | Residential & Commercial | USHP | Ducted CEE Tier 1
215387238 | Central HP <5.4 tons | ACIQ | HRCU-A-CB (Split System: Heat Pump with Remote Outdoor Unit-Air-Source) | ACIQ-24-HP32 |  |  | ACIQ-24-AH32 | 0 | 24000 | 18 | 10 | 25000 | 25000 | 100% | 2 | 0 | 12.5 |  |  |  |  | R-32 | 2 | Residential & Commercial | USHP | Ducted CEE Tier 1
211244668 | Central HP <5.4 tons | HEIL | HRCU-A-CB (Split System: Heat Pump with Remote Outdoor Unit-Air-Source) | DLCURAH24ABK |  |  | EN(A,D)4X30L17** | *96VTN0601714A* | 24000 | 16.5 | 8.1 | 26200 | 23200 | 88.55% | 1.92 | 0 | 10 |  |  |  |  | R-410A | 2 | Residential & Commercial | USHP | Ducted CEE Tier 1
211245954 | Central HP <5.4 tons | HEIL | HRCU-A-CB (Split System: Heat Pump with Remote Outdoor Unit-Air-Source) | DLCURAH24ABK |  |  | FM(C,U)4Z30**AL* | 0 | 24200 | 18 | 9 | 26600 | 23000 | 86.47% | 1.92 | 0 | 10.5 |  |  |  |  | R-410A | 2.0167 | Residential & Commercial | USHP | Ducted CEE Tier 1
211230763 | Central HP <5.4 tons | COMFORTMAKER | HRCU-A-CB (Split System: Heat Pump with Remote Outdoor Unit-Air-Source) | DLCURAH36ABK |  |  | EN(A,D)4X48L24** | *96VTN1002120A* | 36600 | 15.5 | 8.1 | 39500 | 35000 | 88.61% | 2.04 | 0 | 10 |  |  |  |  | R-410A | 3.05 | Residential & Commercial | USHP | Ducted CEE Tier 1
211227706 | Central HP <5.4 tons | HEIL | HRCU-A-CB (Split System: Heat Pump with Remote Outdoor Unit-Air-Source) | DLCURAH36ABK |  |  | EA*4X42L21A* | *96VTN1002120A* | 35800 | 15.5 | 8.1 | 39500 | 35200 | 89.11% | 1.9 | 0 | 9.5 |  |  |  |  | R-410A | 2.9833 | Residential & Commercial | USHP
211227724 | Central HP <5.4 tons | HEIL | HRCU-A-CB (Split System: Heat Pump with Remote Outdoor Unit-Air-Source) | DLCURAH36ABK |  |  | EA*4X42L21A* | OLV098A12* | 35000 | 15.2 | 8.1 | 38500 | 35200 | 91.43% | 1.86 | 0 | 9.5 |  |  |  |  | R-410A | 2.9167 | Residential & Commercial | USHP
214389892 | Central HP <5.4 tons | CARRIER | HRCU-A-CB (Split System: Heat Pump with Remote Outdoor Unit-Air-Source) | 25VNA424A*031* | ADP |  | H,PG53936 | 58TN*B110C21**20 | 24200 | 20 | 10.5 | 24800 | 19200 | 77.42% | 2.56 | 0 | 13.5 |  |  |  |  | R-410A | 2.0167 | Residential & Commercial | USHP | Ducted CEE Tier 1
214271586 | Central HP <5.4 tons | CARRIER | HRCU-A-CB (Split System: Heat Pump with Remote Outdoor Unit-Air-Source) | 25VNA424A*031* | ADP |  | V,C36H175P149 | 58TN*B045C17**12 | 23400 | 20 | 10.5 | 25000 | 19500 | 78% | 2.42 | 0 | 12.5 |  |  |  |  | R-410A | 1.95 | Residential & Commercial | USHP | Ducted CEE Tier 1
212984690 | Central HP <5.4 tons | COMFORTMAKER | HRCU-A-CB (Split System: Heat Pump with Remote Outdoor Unit-Air-Source) | DLCURAH24ABK |  |  | EN(A,D)4X36L21** | *92MSN0801716A* | 23600 | 17.5 | 8.5 | 26200 | 24600 | 93.89% | 2.04 | 0 | 10.5 |  |  |  |  | R-410A | 1.9667 | Residential & Commercial | USHP | Ducted CEE Tier 1
214279613 | Central HP <5.4 tons | WESTINGHOUSE | HRCU-A-C (Split System: Heat Pump with Remote Outdoor Unit with No Indoor Fan --Air Source) | WHM36SZA21S | ADP |  | H,RE36(1,2)36+TXV+TD | 0 | 29600 | 15.2 | 9.4 | 28400 | 23800 | 83.8% | 2.08 | 0 | 11 |  |  |  |  | R-410A | 2.4667 | Residential & Commercial | USHP | Ducted CEE Tier 1
216980835 | Central HP <5.4 tons | InfinityLiving | HRCU-A-CB (Split System: Heat Pump with Remote Outdoor Unit-Air-Source) | EZ-48-EHPB |  |  | EZ-48-AHB | 0 | 48000 | 16 | 8.5 | 48000 | 38000 | 79.17% | 1.85 | 0 | 10 |  |  |  |  | R-454B | 4 | Residential & Commercial | USHP | Ducted CEE Tier 1
212981325 | Central HP <5.4 tons | HEIL | HRCU-A-CB (Split System: Heat Pump with Remote Outdoor Unit-Air-Source) | DLCURAH30ABK |  |  | EA*4X42L24A* | *80MS(N,L)1552420A* | 29800 | 15.2 | 8.1 | 34200 | 27600 | 80.7% | 1.8 | 0 | 9 |  |  |  |  | R-410A | 2.4833 | Residential & Commercial | USHP
212984474 | Central HP <5.4 tons | COMFORTMAKER | HRCU-A-CB (Split System: Heat Pump with Remote Outdoor Unit-Air-Source) | DLCURAH30ABK |  |  | EA*4X37L21A* | *92MSN0801716A* | 31000 | 15.2 | 8.5 | 33400 | 26200 | 78.44% | 1.86 | 0 | 9 |  |  |  |  | R-410A | 2.5833 | Residential & Commercial | USHP
216797679 | Central HP <5.4 tons | CONCORD | HRCU-A-CB (Split System: Heat Pump with Remote Outdoor Unit-Air-Source) | 7SCP18V24P-**A | ADP |  | SM7*30+TXV+TD | 0 | 23000 | 16 | 8.8 | 22400 | 22200 | 99.11% | 1.76 | 0 | 11.7 |  |  |  |  | R-454B | 1.9167 | Residential & Commercial | USHP | Ducted CEE Tier 1
216488011 | Central HP <5.4 tons | CHAMPION HEATING AND COOLING | HRCU-A-CB (Split System: Heat Pump with Remote Outdoor Unit-Air-Source) | HH824E2S11 | ADP |  | A36VBA*+TXV | Z9ES026A08SMPS1 | 22400 | 17 | 8.7 | 21200 | 17700 | 83.49% | 1.94 | 0 | 11.5 |  |  |  |  | R-454B | 1.8667 | Residential & Commercial | USHP | Ducted CEE Tier 1
216488013 | Central HP <5.4 tons | CHAMPION HEATING AND COOLING | HRCU-A-CB (Split System: Heat Pump with Remote Outdoor Unit-Air-Source) | HH824E2S11 | ADP |  | A36VBA*+TXV | Z9ES040A10SMPS1 | 22400 | 17 | 8.7 | 21200 | 17300 | 81.6% | 1.94 | 0 | 11.5 |  |  |  |  | R-454B | 1.8667 | Residential & Commercial | USHP | Ducted CEE Tier 1
214279619 | Central HP <5.4 tons | WESTINGHOUSE | HRCU-A-C (Split System: Heat Pump with Remote Outdoor Unit with No Indoor Fan --Air Source) | WHM36SZA21S | ADP |  | M36E589+TD | 0 | 28200 | 15.2 | 9.4 | 28400 | 23800 | 83.8% | 2.08 | 0 | 11 |  |  |  |  | R-410A | 2.35 | Residential & Commercial | USHP | Ducted CEE Tier 1
212603374 | Central HP <5.4 tons | AIRTEMP | HRCU-A-CB (Split System: Heat Pump with Remote Outdoor Unit-Air-Source) | GXH24-36MSK4DH | ADP |  | F,PE*E32924 | 0 | 22400 | 15.2 | 8.3 | 22400 | 21200 | 94.64% | 1.76 | 0 | 10.5 |  |  |  |  | R-410A | 1.8667 | Residential & Commercial | USHP | Ducted CEE Tier 1
213386505 | Central HP <5.4 tons | AC PRO.COM | HRCU-A-CB (Split System: Heat Pump with Remote Outdoor Unit-Air-Source) | AOE31U-36HFN1-M |  |  | AVBL-36HWFN1-MK3 | 0 | 36000 | 17 | 9.9 | 36000 | 36000 | 100% | 1.9 | 0 | 10 |  |  |  |  | R-410A | 3 | Residential & Commercial | USHP | Ducted CEE Tier 1
214630463 | Central HP <5.4 tons | CARRIER | HRCU-A-CB (Split System: Heat Pump with Remote Outdoor Unit-Air-Source) | 25VNA837A*030* | ADP |  | C36A***L539 | 59CU5A080C21**20 | 32400 | 18 | 8.1 | 30600 | 24200 | 79.08% | 1.98 | 0 | 11.7 |  |  |  |  | R-410A | 2.7 | Residential & Commercial | USHP | Ducted CEE Tier 1
214630480 | Central HP <5.4 tons | CARRIER | HRCU-A-CB (Split System: Heat Pump with Remote Outdoor Unit-Air-Source) | 25VNA837A*030* | ADP |  | V,C36H175P459 | 59MN7B080C17**14 | 31600 | 17 | 8.1 | 31800 | 24400 | 76.73% | 1.86 | 0 | 11 |  |  |  |  | R-410A | 2.6333 | Residential & Commercial | USHP | Ducted CEE Tier 1
213076525 | Central HP <5.4 tons | HEIL | HRCU-A-CB (Split System: Heat Pump with Remote Outdoor Unit-Air-Source) | DLCURAH36ABK |  |  | EA*4X43L21A* | *80VTL0701716B* | 36200 | 16 | 8.5 | 38000 | 34800 | 91.58% | 2.04 | 0 | 10 |  |  |  |  | R-410A | 3.0167 | Residential & Commercial | USHP | Ducted CEE Tier 1
213077061 | Central HP <5.4 tons | HEIL | HRCU-A-CB (Split System: Heat Pump with Remote Outdoor Unit-Air-Source) | DLCURAH36ABK |  |  | EA*4X42L21A* | *96VSN0802120B* | 35600 | 16 | 8.1 | 38500 | 35200 | 91.43% | 1.9 | 0 | 10 |  |  |  |  | R-410A | 2.9667 | Residential & Commercial | USHP | Ducted CEE Tier 1
214272355 | Central HP <5.4 tons | CARRIER | HRCU-A-CB (Split System: Heat Pump with Remote Outdoor Unit-Air-Source) | 25VNA837A*031* | ADP |  | V,C36H175P459 | 58TN*B090C17**16 | 32400 | 18 | 8.5 | 30400 | 24600 | 80.92% | 2 | 0 | 11.5 |  |  |  |  | R-410A | 2.7 | Residential & Commercial | USHP | Ducted CEE Tier 1
211227434 | Central HP <5.4 tons | TEMPSTAR | HRCU-A-CB (Split System: Heat Pump with Remote Outdoor Unit-Air-Source) | DLCURAH36ABK |  |  | EA*4X42L21A* | *80ESU0601716A | 35000 | 16.5 | 8.1 | 38500 | 35000 | 90.91% | 1.86 | 0 | 10 |  |  |  |  | R-410A | 2.9167 | Residential & Commercial | USHP | Ducted CEE Tier 1
211227591 | Central HP <5.4 tons | TEMPSTAR | HRCU-A-CB (Split System: Heat Pump with Remote Outdoor Unit-Air-Source) | DLCURAH36ABK |  |  | EA*4X42L21A* | *95ESN1002122A* | 36600 | 15.2 | 8.5 | 40000 | 35200 | 88% | 1.94 | 0 | 10 |  |  |  |  | R-410A | 3.05 | Residential & Commercial | USHP | Ducted CEE Tier 1
213076366 | Central HP <5.4 tons | HEIL | HRCU-A-CB (Split System: Heat Pump with Remote Outdoor Unit-Air-Source) | DLCURAH24ABK |  |  | EN(A,D)4X36L21** | *95MSU1002122A* | 23400 | 17 | 8.5 | 26200 | 24600 | 93.89% | 2.06 | 0 | 10.5 |  |  |  |  | R-410A | 1.95 | Residential & Commercial | USHP | Ducted CEE Tier 1
214279616 | Central HP <5.4 tons | WESTINGHOUSE | HRCU-A-C (Split System: Heat Pump with Remote Outdoor Unit with No Indoor Fan --Air Source) | WHM36SZA21S | ADP |  | M36E369+TD | 0 | 28200 | 15.2 | 9.4 | 28400 | 23800 | 83.8% | 2.08 | 0 | 11 |  |  |  |  | R-410A | 2.35 | Residential & Commercial | USHP | Ducted CEE Tier 1
215864120 | Central HP <5.4 tons | Cooper&Hunter | HRCU-A-CB (Split System: Heat Pump with Remote Outdoor Unit-Air-Source) | CH-PQ18-230VO |  |  | CH-PQ18AHU | 0 | 18000 | 19 | 10.1 | 18000 | 18600 | 103.3% | 2.12 | 0 | 12.5 |  |  |  |  | R-454B | 1.5 | Residential & Commercial | USHP | Ducted CEE Tier 1
215728012 | Central HP <5.4 tons | CHAMPION HEATING AND COOLING | HRCU-A-CB (Split System: Heat Pump with Remote Outdoor Unit-Air-Source) | HH824E2S11 | ADP |  | H,YE31(1,2)30+TXV | TM9E080B12MP12 | 21800 | 17 | 8.5 | 21200 | 17600 | 83.02% | 1.9 | 0 | 11 |  |  |  |  | R-454B | 1.8167 | Residential & Commercial | USHP | Ducted CEE Tier 1
209550335 | Central HP <5.4 tons | CanAir | HRCU-A-C (Split System: Heat Pump with Remote Outdoor Unit with No Indoor Fan --Air Source) | MOD30U-30HFN1-MR0(X) |  |  | MAC-36HWFN1-M | 0 | 30000 | 15.5 | 9.7 | 33000 | 27000 | 81.82% | 1.85 | 10.7 | 10.5 |  |  |  |  | R-410A | 2.5 | Residential & Commercial | USHP | Ducted CEE Tier 1
215727965 | Central HP <5.4 tons | CHAMPION HEATING AND COOLING | HRCU-A-CB (Split System: Heat Pump with Remote Outdoor Unit-Air-Source) | HH860E2S11 | ADP |  | H,YE48(1,2)60+TXV | TM9Y100C20MP11 | 52500 | 17 | 8.5 | 52500 | 39000 | 74.29% | 2 | 0 | 11 |  |  |  |  | R-454B | 4.375 | Residential & Commercial | USHP | Ducted CEE Tier 1
215864121 | Central HP <5.4 tons | Cooper&Hunter | HRCU-A-CB (Split System: Heat Pump with Remote Outdoor Unit-Air-Source) | CH-PQ24-230VO |  |  | CH-PQ24AHU | 0 | 24000 | 18.6 | 10 | 24000 | 20600 | 85.83% | 2.14 | 0 | 12 |  |  |  |  | R-454B | 2 | Residential & Commercial | USHP | Ducted CEE Tier 1
214826092 | Central HP <5.4 tons | CHAMPION HEATING AND COOLING | HRCU-A-CB (Split System: Heat Pump with Remote Outdoor Unit-Air-Source) | HH860E2S11 | ADP |  | H,YG84*60+TXV+AEFE5* | 0 | 46000 | 19 | 9 | 44000 | 33600 | 76.36% | 2.1 | 0 | 12 |  |  |  |  | R-454B | 3.8333 | Residential & Commercial | USHP | Ducted CEE Tier 1
216988985 | Central HP <5.4 tons | BRYANT HEATING AND COOLING SYSTEMS | HRCU-A-CB (Split System: Heat Pump with Remote Outdoor Unit-Air-Source) | 37MUHAQ18AA3 | ADP |  | V,C36H175P15*+TXV | 8(0,1)*SB36070M17*** | 17600 | 15.2 | 11 | 18200 | 17300 | 95.05% | 1.98 | 0 | 11 |  |  |  |  | R-454B | 1.4667 | Residential & Commercial | USHP | Ducted CEE Tier 1
214279626 | Central HP <5.4 tons | WESTINGHOUSE | HRCU-A-C (Split System: Heat Pump with Remote Outdoor Unit with No Indoor Fan --Air Source) | WHM48SZA21S | ADP |  | H,RE49(1,2)48+TXV+TD | 0 | 41000 | 15.2 | 8.55 | 40000 | 34200 | 85.5% | 1.94 | 0 | 11 |  |  |  |  | R-410A | 3.4167 | Residential & Commercial | USHP | Ducted CEE Tier 1
211227130 | Central HP <5.4 tons | TEMPSTAR | HRCU-A-CB (Split System: Heat Pump with Remote Outdoor Unit-Air-Source) | DLCURAH36ABK |  |  | EA*4X37L21A* | *96VSN1002120A* | 36400 | 16 | 8.5 | 38500 | 34800 | 90.39% | 2.08 | 0 | 10 |  |  |  |  | R-410A | 3.0333 | Residential & Commercial | USHP | Ducted CEE Tier 1
213927729 | Central HP <5.4 tons | ARMSTRONG AIR | HRCU-A-CB (Split System: Heat Pump with Remote Outdoor Unit-Air-Source) | 4SHP18LX136P |  |  | EAD4X-24B+TDR | A97DF2E070B16 | 23600 | 18 | 8.5 | 24000 | 17300 | 72.08% | 2.22 | 0 | 12.3 |  |  |  |  | R-410A | 1.9667 | Residential & Commercial | USHP | Ducted CEE Tier 1
214595911 | Central HP <5.4 tons | PAYNE | HRCU-A-C (Split System: Heat Pump with Remote Outdoor Unit with No Indoor Fan --Air Source) | 38MURAQ30AB3 | ADP |  | H,PG8J936+TD | 0 | 29800 | 15.2 | 9.5 | 31400 | 26600 | 84.71% | 1.82 | 0 | 10.5 |  |  |  |  | R-410A | 2.4833 | Residential & Commercial | USHP | Ducted CEE Tier 1
209852143 | Central HP <5.4 tons | AIRQUEST | HRCU-A-CB (Split System: Heat Pump with Remote Outdoor Unit-Air-Source) | DLCURAH30ABK |  |  | DLFUAAH30XAK | 0 | 30000 | 16.2 | 8.9 | 33000 | 24000 | 72.73% | 1.8 | 11 | 10 |  |  |  |  | R-410A | 2.5 | Residential & Commercial | USHP | Ducted CEE Tier 1
214440920 | Central HP <5.4 tons | BRYANT HEATING AND COOLING SYSTEMS | HRCU-A-CB (Split System: Heat Pump with Remote Outdoor Unit-Air-Source) | 284ANV036*0**B* | ADP |  | V,C36H175P159 | 987MC42060C17*** | 33000 | 19 | 9 | 35200 | 27400 | 77.84% | 2.02 | 0 | 11.7 |  |  |  |  | R-410A | 2.75 | Residential & Commercial | USHP | Ducted CEE Tier 1
209748109 | Central HP <5.4 tons | AC PRO.COM | HRCU-A-CB (Split System: Heat Pump with Remote Outdoor Unit-Air-Source) | AOX430-24HFN1-MR0 |  |  | AVC-24HWFN1-M | 0 | 24000 | 17 | 9.2 | 26000 | 19400 | 74.62% | 2.1 | 11.3 | 10.5 |  |  |  |  | R-410A | 2 | Residential & Commercial | USHP | Ducted CEE Tier 1
210471225 | Central HP <5.4 tons | AIRQUEST | HRCU-A-CB (Split System: Heat Pump with Remote Outdoor Unit-Air-Source) | HVH837GKA2* |  |  | EHD4X60AAL+WALLCON | *97CMN0801714A* | 32800 | 16.5 | 8.1 | 32600 | 25200 | 77.3% | 1.98 | 0 | 11 |  |  |  |  | R-410A | 2.7333 | Residential & Commercial | USHP | Ducted CEE Tier 1
213372124 | Central HP <5.4 tons | COMFORTMAKER | HRCU-A-C (Split System: Heat Pump with Remote Outdoor Unit with No Indoor Fan --Air Source) | DLCURAH18ABK |  |  | DLFULAH24XBX + CI | 0 | 18000 | 16.1 | 9.5 | 19000 | 15000 | 78.95% | 2.2 | 11.6 | 11.7 |  |  |  |  | R-410A | 1.5 | Residential & Commercial | USHP | Ducted CEE Tier 1
214626808 | Central HP <5.4 tons | CARRIER | HRCU-A-CB (Split System: Heat Pump with Remote Outdoor Unit-Air-Source) | 25VNA424A*031* | ADP |  | PL36H175P159 | 58CU*A040C17**12 | 23400 | 21 | 10.5 | 25000 | 19300 | 77.2% | 2.48 | 0 | 13.5 |  |  |  |  | R-410A | 1.95 | Residential & Commercial | USHP | Ducted CEE Tier 1
214626874 | Central HP <5.4 tons | CARRIER | HRCU-A-CB (Split System: Heat Pump with Remote Outdoor Unit-Air-Source) | 25VNA424A*031* | ADP |  | C36A***L539 | 58CU*A060C17**16 | 24200 | 20 | 10.5 | 24800 | 19300 | 77.82% | 2.56 | 0 | 13.5 |  |  |  |  | R-410A | 2.0167 | Residential & Commercial | USHP | Ducted CEE Tier 1
214626917 | Central HP <5.4 tons | CARRIER | HRCU-A-CB (Split System: Heat Pump with Remote Outdoor Unit-Air-Source) | 25VNA424A*031* | ADP |  | V,C36H175P159 | 59CU5A060C17**16 | 23400 | 20 | 10.5 | 25000 | 19500 | 78% | 2.44 | 0 | 13 |  |  |  |  | R-410A | 1.95 | Residential & Commercial | USHP | Ducted CEE Tier 1
214627224 | Central HP <5.4 tons | CARRIER | HRCU-A-CB (Split System: Heat Pump with Remote Outdoor Unit-Air-Source) | 25VNA448A*031* | ADP |  | C48A***L169 | 59CU5A100C21**22 | 44000 | 21 | 9.5 | 44000 | 35800 | 81.36% | 2.3 | 0 | 12 |  |  |  |  | R-410A | 3.6667 | Residential & Commercial | USHP | Ducted CEE Tier 1
214279681 | Central HP <5.4 tons | WESTINGHOUSE | HRCU-A-C (Split System: Heat Pump with Remote Outdoor Unit with No Indoor Fan --Air Source) | WHM48SZA21S | ADP |  | H,RE49948+TD | 0 | 41000 | 15.2 | 8.55 | 40000 | 34200 | 85.5% | 1.94 | 0 | 11 |  |  |  |  | R-410A | 3.4167 | Residential & Commercial | USHP | Ducted CEE Tier 1
211227289 | Central HP <5.4 tons | HEIL | HRCU-A-CB (Split System: Heat Pump with Remote Outdoor Unit-Air-Source) | DLCURAH36ABK |  |  | EA*4X42L21A* | *80ES(N,L)0451712A* | 35200 | 15.5 | 8.1 | 38500 | 35000 | 90.91% | 1.86 | 0 | 9.5 |  |  |  |  | R-410A | 2.9333 | Residential & Commercial | USHP
213362730 | Central HP <5.4 tons | COLEMAN | HRCU-A-CB (Split System: Heat Pump with Remote Outdoor Unit-Air-Source) | HMH72B341 | ADP |  | H,YG9J936 | CPLC060A12MP13 | 34000 | 17 | 8.1 | 32400 | 23800 | 73.46% | 2.06 | 0 | 9.5 |  |  |  |  | R-410A | 2.8333 | Residential & Commercial | USHP
213362782 | Central HP <5.4 tons | COLEMAN | HRCU-A-CB (Split System: Heat Pump with Remote Outdoor Unit-Air-Source) | HMH72B341 | ADP |  | H,YG9J936 | TPLC060A12MP13 | 34000 | 17 | 8.1 | 32400 | 23800 | 73.46% | 2.06 | 0 | 9.5 |  |  |  |  | R-410A | 2.8333 | Residential & Commercial | USHP
213362798 | Central HP <5.4 tons | COLEMAN | HRCU-A-CB (Split System: Heat Pump with Remote Outdoor Unit-Air-Source) | HMH72B341 | ADP |  | H,YG9J936 | Z9ES060B12SMPS1 | 34000 | 17 | 8.1 | 31800 | 23600 | 74.21% | 2.06 | 0 | 9.5 |  |  |  |  | R-410A | 2.8333 | Residential & Commercial | USHP
210472977 | Central HP <5.4 tons | AIRQUEST | HRCU-A-CB (Split System: Heat Pump with Remote Outdoor Unit-Air-Source) | HVH825GKA3* |  |  | EA*4X42L21A*+WALLCON | *97CMN0602120A* | 23600 | 16 | 8.1 | 21400 | 16700 | 78.04% | 1.94 | 0 | 11 |  |  |  |  | R-410A | 1.9667 | Residential & Commercial | USHP | Ducted CEE Tier 1
212479897 | Central HP <5.4 tons | CARRIER | HRCU-A-CB (Split System: Heat Pump with Remote Outdoor Unit-Air-Source) | 38MURAQ24AB3* | ADP |  | C36A***L129 | 58SP*A045V17**16 | 23800 | 16 | 8.5 | 25200 | 23000 | 91.27% | 1.92 | 0 | 10 |  |  |  |  | R-410A | 1.9833 | Residential & Commercial | USHP | Ducted CEE Tier 1
212479997 | Central HP <5.4 tons | CARRIER | HRCU-A-CB (Split System: Heat Pump with Remote Outdoor Unit-Air-Source) | 38MURAQ24AB3* | ADP |  | C36A***L139 | 58TP*A090V17**16 | 23800 | 17 | 8.5 | 24400 | 22400 | 91.8% | 1.9 | 0 | 10 |  |  |  |  | R-410A | 1.9833 | Residential & Commercial | USHP | Ducted CEE Tier 1
212480011 | Central HP <5.4 tons | CARRIER | HRCU-A-CB (Split System: Heat Pump with Remote Outdoor Unit-Air-Source) | 38MURAQ24AB3* | ADP |  | V,C36H175P139 | 58TP*A090V17**16 | 23600 | 17 | 8.1 | 24400 | 23000 | 94.26% | 1.94 | 0 | 10.5 |  |  |  |  | R-410A | 1.9667 | Residential & Commercial | USHP | Ducted CEE Tier 1
212480013 | Central HP <5.4 tons | CARRIER | HRCU-A-CB (Split System: Heat Pump with Remote Outdoor Unit-Air-Source) | 38MURAQ24AB3* | ADP |  | A24VBA+TXV | 59SC2D040E14**10 | 24000 | 15.2 | 8.5 | 24800 | 22200 | 89.52% | 1.84 | 0 | 10 |  |  |  |  | R-410A | 2 | Residential & Commercial | USHP | Ducted CEE Tier 1
212383274 | Central HP <5.4 tons | TEMPSTAR | HRCU-A-CB (Split System: Heat Pump with Remote Outdoor Unit-Air-Source) | DLCURAH36ABK |  |  | EA*4X36L21A* | *80VTL1102122A* | 36000 | 15.5 | 8.1 | 39500 | 35200 | 89.11% | 1.84 | 0 | 10 |  |  |  |  | R-410A | 3 | Residential & Commercial | USHP | Ducted CEE Tier 1
214279614 | Central HP <5.4 tons | WESTINGHOUSE | HRCU-A-C (Split System: Heat Pump with Remote Outdoor Unit with No Indoor Fan --Air Source) | WHM36SZA21S | ADP |  | H,RE36936+TD | 0 | 29600 | 15.2 | 9.4 | 28400 | 23800 | 83.8% | 2.08 | 0 | 11 |  |  |  |  | R-410A | 2.4667 | Residential & Commercial | USHP | Ducted CEE Tier 1
216997196 | Central HP <5.4 tons | CARRIER | HRCU-A-CB (Split System: Heat Pump with Remote Outdoor Unit-Air-Source) | 27VNA348A*030* | ADP |  | H,PG35*48+TXV | 58TN*B070C14**12 | 42000 | 19 | 9 | 47500 | 35200 | 74.11% | 1.9 | 0 | 10.5 |  |  |  |  | R-454B | 3.5 | Residential & Commercial | USHP | Ducted CEE Tier 1
216997212 | Central HP <5.4 tons | CARRIER | HRCU-A-CB (Split System: Heat Pump with Remote Outdoor Unit-Air-Source) | 27VNA348A*030* | ADP |  | H,PG35*48+TXV | 59TN6C080C21**20 | 43500 | 20 | 9.5 | 46000 | 36200 | 78.7% | 2 | 0 | 10.5 |  |  |  |  | R-454B | 3.625 | Residential & Commercial | USHP | Ducted CEE Tier 1
214595914 | Central HP <5.4 tons | PAYNE | HRCU-A-C (Split System: Heat Pump with Remote Outdoor Unit with No Indoor Fan --Air Source) | 38MURAQ36AB3 | ADP |  | H,PG8J936+TD | 0 | 35600 | 15.2 | 8.45 | 36400 | 31200 | 85.71% | 1.82 | 0 | 9.5 |  |  |  |  | R-410A | 2.9667 | Residential & Commercial | USHP
216981770 | Central HP <5.4 tons | BRYANT HEATING AND COOLING SYSTEMS | HRCU-A-CB (Split System: Heat Pump with Remote Outdoor Unit-Air-Source) | 293VAN036**AA* | ADP |  | A36VCA*+TXV | 987MC42080C17*** | 32400 | 19 | 9.5 | 33800 | 26800 | 79.29% | 2 | 0 | 11 |  |  |  |  | R-454B | 2.7 | Residential & Commercial | USHP | Ducted CEE Tier 1
212480111 | Central HP <5.4 tons | CARRIER | HRCU-A-CB (Split System: Heat Pump with Remote Outdoor Unit-Air-Source) | 38MURAQ24AB3* | ADP |  | C36A***L159 | 59SP6A080V17**16 | 24200 | 16 | 8.1 | 24600 | 22600 | 91.87% | 1.9 | 0 | 10.5 |  |  |  |  | R-410A | 2.0167 | Residential & Commercial | USHP | Ducted CEE Tier 1
212498513 | Central HP <5.4 tons | CARRIER | HRCU-A-CB (Split System: Heat Pump with Remote Outdoor Unit-Air-Source) | 38MURAQ24AB3* | ADP |  | CE2903C+TXV | 0 | 23800 | 17 | 8.85 | 25600 | 25400 | 99.22% | 2.14 | 0 | 10 |  |  |  |  | R-410A | 1.9833 | Residential & Commercial | USHP | Ducted CEE Tier 1
212498515 | Central HP <5.4 tons | CARRIER | HRCU-A-CB (Split System: Heat Pump with Remote Outdoor Unit-Air-Source) | 38MURAQ24AB3* | ADP |  | CE3005A+TXV | 0 | 23600 | 17 | 9 | 25600 | 25200 | 98.44% | 2.14 | 0 | 10 |  |  |  |  | R-410A | 1.9667 | Residential & Commercial | USHP | Ducted CEE Tier 1
214279631 | Central HP <5.4 tons | WESTINGHOUSE | HRCU-A-C (Split System: Heat Pump with Remote Outdoor Unit with No Indoor Fan --Air Source) | WHM48SZA21S | ADP |  | M60E499+TD | 0 | 39500 | 15.2 | 8.55 | 40000 | 34200 | 85.5% | 1.94 | 0 | 11 |  |  |  |  | R-410A | 3.2917 | Residential & Commercial | USHP | Ducted CEE Tier 1
211227351 | Central HP <5.4 tons | TEMPSTAR | HRCU-A-CB (Split System: Heat Pump with Remote Outdoor Unit-Air-Source) | DLCURAH36ABK |  |  | EA*4X42L21A* | *80ES(N,L)0902116A* | 35800 | 16 | 8.1 | 38500 | 35000 | 90.91% | 1.9 | 0 | 10 |  |  |  |  | R-410A | 2.9833 | Residential & Commercial | USHP | Ducted CEE Tier 1
216997225 | Central HP <5.4 tons | CARRIER | HRCU-A-CB (Split System: Heat Pump with Remote Outdoor Unit-Air-Source) | 27VNA360A*030* | ADP |  | H,PG48*60+TXV | 58TN*B110C21**20 | 55500 | 19 | 8.5 | 58500 | 46000 | 78.63% | 2.02 | 0 | 11 |  |  |  |  | R-454B | 4.625 | Residential & Commercial | USHP | Ducted CEE Tier 1
214279609 | Central HP <5.4 tons | WESTINGHOUSE | HRCU-A-C (Split System: Heat Pump with Remote Outdoor Unit with No Indoor Fan --Air Source) | WHM36SZA21S | ADP |  | H,RE35(1,2)36+TXV+TD | 0 | 29400 | 15.2 | 9.4 | 28400 | 23800 | 83.8% | 2.08 | 0 | 11 |  |  |  |  | R-410A | 2.45 | Residential & Commercial | USHP | Ducted CEE Tier 1
212974919 | Central HP <5.4 tons | HEIL | HRCU-A-CB (Split System: Heat Pump with Remote Outdoor Unit-Air-Source) | DLCURAH24ABK |  |  | EA*4X24L14A* | *96VTN0401410B* | 23000 | 16 | 8.5 | 27000 | 27200 | 100.7% | 2.3 | 0 | 9.5 |  |  |  |  | R-410A | 1.9167 | Residential & Commercial | USHP
214772022 | Central HP <5.4 tons | CARRIER | HRCU-A-CB (Split System: Heat Pump with Remote Outdoor Unit-Air-Source) | 38MURAQ36AB3* | ADP |  | V,C36H210P749 | 59TP6C080V21**20 | 35600 | 16 | 8.1 | 36800 | 34800 | 94.57% | 1.9 | 0 | 10 |  |  |  |  | R-410A | 2.9667 | Residential & Commercial | USHP | Ducted CEE Tier 1
211229002 | Central HP <5.4 tons | TEMPSTAR | HRCU-A-CB (Split System: Heat Pump with Remote Outdoor Unit-Air-Source) | DLCURAH36ABK |  |  | EA*4X48L21A* | *92ESN1002120A* | 35600 | 16.5 | 8.5 | 37800 | 34600 | 91.53% | 2.04 | 0 | 10 |  |  |  |  | R-410A | 2.9667 | Residential & Commercial | USHP | Ducted CEE Tier 1
211229152 | Central HP <5.4 tons | TEMPSTAR | HRCU-A-CB (Split System: Heat Pump with Remote Outdoor Unit-Air-Source) | DLCURAH36ABK |  |  | EA*4X48L21A* | *95ESU1002122A* | 37200 | 15.5 | 8.5 | 38500 | 35000 | 90.91% | 2.12 | 0 | 10 |  |  |  |  | R-410A | 3.1 | Residential & Commercial | USHP | Ducted CEE Tier 1
211229385 | Central HP <5.4 tons | TEMPSTAR | HRCU-A-CB (Split System: Heat Pump with Remote Outdoor Unit-Air-Source) | DLCURAH36ABK |  |  | EA*4X48L24A* | *80ESU0802120A | 37600 | 15.5 | 8.5 | 39500 | 35000 | 88.61% | 2.14 | 0 | 10 |  |  |  |  | R-410A | 3.1333 | Residential & Commercial | USHP | Ducted CEE Tier 1
215295714 | Central HP <5.4 tons | AIRQUEST | HRCU-A-CB (Split System: Heat Pump with Remote Outdoor Unit-Air-Source) | DLCURAH36ABK | ADP |  | H,GE34936 | *96VTN1202422A* | 35600 | 16 | 8.1 | 36800 | 34600 | 94.02% | 1.88 | 0 | 10 |  |  |  |  | R-410A | 2.9667 | Residential & Commercial | USHP | Ducted CEE Tier 1
215295729 | Central HP <5.4 tons | AIRQUEST | HRCU-A-CB (Split System: Heat Pump with Remote Outdoor Unit-Air-Source) | DLCURAH36ABK | ADP |  | H,GG9J936 | *96VTN1202422A* | 35600 | 16 | 8.1 | 36800 | 34600 | 94.02% | 1.88 | 0 | 10 |  |  |  |  | R-410A | 2.9667 | Residential & Commercial | USHP | Ducted CEE Tier 1
215295730 | Central HP <5.4 tons | AIRQUEST | HRCU-A-CB (Split System: Heat Pump with Remote Outdoor Unit-Air-Source) | DLCURAH36ABK | ADP |  | H,GE9J936 | *96VTN1202422A* | 35600 | 16 | 8.1 | 36800 | 34600 | 94.02% | 1.88 | 0 | 10 |  |  |  |  | R-410A | 2.9667 | Residential & Commercial | USHP | Ducted CEE Tier 1
216997202 | Central HP <5.4 tons | CARRIER | HRCU-A-CB (Split System: Heat Pump with Remote Outdoor Unit-Air-Source) | 27VNA348A*030* | ADP |  | H,PG35*48+TXV | 58TN*B110C21**20 | 44000 | 21 | 9.5 | 46000 | 36000 | 78.26% | 1.92 | 0 | 11 |  |  |  |  | R-454B | 3.6667 | Residential & Commercial | USHP | Ducted CEE Tier 1
216997218 | Central HP <5.4 tons | CARRIER | HRCU-A-CB (Split System: Heat Pump with Remote Outdoor Unit-Air-Source) | 27VNA348A*030* | ADP |  | H,PG35*48+TXV | 59TN7A080C21**20 | 43500 | 20 | 9.5 | 46000 | 36200 | 78.7% | 1.92 | 0 | 10.5 |  |  |  |  | R-454B | 3.625 | Residential & Commercial | USHP | Ducted CEE Tier 1
215488101 | Central HP <5.4 tons | GOODMAN | HRCU-A-CB (Split System: Heat Pump with Remote Outdoor Unit-Air-Source) | GZV7SA4210A* |  |  | CHPEA6030*3A* | G*VC800805C*A* | 40500 | 17 | 8.6 | 41000 | 31000 | 75.61% | 2 | 0 | 10 |  |  |  |  | R-32 | 3.375 | Residential & Commercial | USHP | Ducted CEE Tier 1
212441630 | Central HP <5.4 tons | CHAMPION HEATING AND COOLING | HRCU-A-CB (Split System: Heat Pump with Remote Outdoor Unit-Air-Source) | HMH72B341 | ADP |  | H,YE8J936 | TM9E060A10MP12 | 32400 | 17 | 8.5 | 32400 | 23200 | 71.6% | 2 | 0 | 9.5 |  |  |  |  | R-410A | 2.7 | Residential & Commercial | USHP
212441660 | Central HP <5.4 tons | CHAMPION HEATING AND COOLING | HRCU-A-CB (Split System: Heat Pump with Remote Outdoor Unit-Air-Source) | HMH72B341 | ADP |  | H,YE8J936 | TM9V120D20MP12 | 33400 | 16 | 8.4 | 30800 | 23400 | 75.97% | 2.08 | 0 | 9 |  |  |  |  | R-410A | 2.7833 | Residential & Commercial | USHP
216984621 | Central HP <5.4 tons | BRYANT HEATING AND COOLING SYSTEMS | HRCU-A-CB (Split System: Heat Pump with Remote Outdoor Unit-Air-Source) | 293VAN036**AA* | ADP |  | V,C36H175P45*+TXV | 987TA42080C17*** | 33600 | 20 | 9 | 33200 | 26200 | 78.92% | 1.92 | 0 | 11 |  |  |  |  | R-454B | 2.8 | Residential & Commercial | USHP | Ducted CEE Tier 1
215488078 | Central HP <5.4 tons | GOODMAN | HRCU-A-CB (Split System: Heat Pump with Remote Outdoor Unit-Air-Source) | GZV7SA4210A* |  |  | CA*EA6030*3A* | G*VM971005CNB* | 40500 | 16.5 | 8.8 | 41000 | 31000 | 75.61% | 2 | 0 | 10 |  |  |  |  | R-32 | 3.375 | Residential & Commercial | USHP | Ducted CEE Tier 1
215295746 | Central HP <5.4 tons | AIRQUEST | HRCU-A-CB (Split System: Heat Pump with Remote Outdoor Unit-Air-Source) | DLCURAH36ABK | ADP |  | H,GG33936 | *96VTN1202422B* | 34200 | 16 | 8.5 | 36200 | 34200 | 94.48% | 2.02 | 0 | 9.5 |  |  |  |  | R-410A | 2.85 | Residential & Commercial | USHP
212984974 | Central HP <5.4 tons | COMFORTMAKER | HRCU-A-CB (Split System: Heat Pump with Remote Outdoor Unit-Air-Source) | DLCURAH30ABK |  |  | EA*4X37L21A* | *92MSN0802120A* | 30600 | 15.2 | 8.1 | 33200 | 26200 | 78.92% | 1.86 | 0 | 9 |  |  |  |  | R-410A | 2.55 | Residential & Commercial | USHP
213781176 | Central HP <5.4 tons | BRYANT HEATING AND COOLING SYSTEMS | HRCU-A-CB (Split System: Heat Pump with Remote Outdoor Unit-Air-Source) | 288BNV037*0**B* |  |  | CAP**4321AL*+UI | 88*TB48090C17*** | 33000 | 17 | 8.5 | 32800 | 25000 | 76.22% | 1.98 | 0 | 11 |  |  |  |  | R-410A | 2.75 | Residential & Commercial | USHP | Ducted CEE Tier 1
215792877 | Central HP <5.4 tons | CARRIER | HRCU-A-CB (Split System: Heat Pump with Remote Outdoor Unit-Air-Source) | 38MURAQ36AB3* | ADP |  | H,PE32936 | 59TP6C060V17**16 | 33600 | 15.2 | 8.5 | 36800 | 34600 | 94.02% | 1.94 | 0 | 9.5 |  |  |  |  | R-410A | 2.8 | Residential & Commercial | USHP
215792879 | Central HP <5.4 tons | CARRIER | HRCU-A-CB (Split System: Heat Pump with Remote Outdoor Unit-Air-Source) | 38MURAQ36AB3* | ADP |  | H,PE33936 | 59TP6C060V17**16 | 34200 | 15.2 | 8.5 | 36800 | 34600 | 94.02% | 1.94 | 0 | 9.5 |  |  |  |  | R-410A | 2.85 | Residential & Commercial | USHP
211228330 | Central HP <5.4 tons | TEMPSTAR | HRCU-A-CB (Split System: Heat Pump with Remote Outdoor Unit-Air-Source) | DLCURAH36ABK |  |  | EA*4X43L21A* | *80VSL0902120A* | 36200 | 16 | 8.5 | 38500 | 34800 | 90.39% | 2.06 | 0 | 10 |  |  |  |  | R-410A | 3.0167 | Residential & Commercial | USHP | Ducted CEE Tier 1
216989672 | Central HP <5.4 tons | BRYANT HEATING AND COOLING SYSTEMS | HRCU-A-CB (Split System: Heat Pump with Remote Outdoor Unit-Air-Source) | 37MUHAQ24AA3 | ADP |  | PL36H175P14*+TXV | 82*SB36045V14*** | 22200 | 16 | 8.5 | 19200 | 18300 | 95.31% | 1.94 | 0 | 10.5 |  |  |  |  | R-454B | 1.85 | Residential & Commercial | USHP | Ducted CEE Tier 1
216984607 | Central HP <5.4 tons | BRYANT HEATING AND COOLING SYSTEMS | HRCU-A-CB (Split System: Heat Pump with Remote Outdoor Unit-Air-Source) | 293VAN036**AA* | ADP |  | C36A***L53*+TXV | 987TA42060C17*** | 33000 | 19 | 9 | 33800 | 26600 | 78.7% | 1.9 | 0 | 11 |  |  |  |  | R-454B | 2.75 | Residential & Commercial | USHP | Ducted CEE Tier 1
213352721 | Central HP <5.4 tons | CARRIER | HRCU-A-CB (Split System: Heat Pump with Remote Outdoor Unit-Air-Source) | 38MURAQ36AB3* | ADP |  | C36A***L139 | 59TP6C100V21**20 | 35200 | 16 | 8.1 | 36800 | 34600 | 94.02% | 1.88 | 0 | 10 |  |  |  |  | R-410A | 2.9333 | Residential & Commercial | USHP | Ducted CEE Tier 1
213080781 | Central HP <5.4 tons | COMFORTMAKER | HRCU-A-CB (Split System: Heat Pump with Remote Outdoor Unit-Air-Source) | DLCURAH36ABK |  |  | EA*4X36L21A* | *95MSU0802120A* | 35000 | 16 | 8.1 | 38500 | 35200 | 91.43% | 1.82 | 0 | 9.5 |  |  |  |  | R-410A | 2.9167 | Residential & Commercial | USHP
212974943 | Central HP <5.4 tons | COMFORTMAKER | HRCU-A-CB (Split System: Heat Pump with Remote Outdoor Unit-Air-Source) | DLCURAH24ABK |  |  | EA*4X25L17A* | *96VTN0401410B* | 24000 | 16 | 8.1 | 25200 | 22000 | 87.3% | 1.82 | 0 | 10 |  |  |  |  | R-410A | 2 | Residential & Commercial | USHP | Ducted CEE Tier 1
216989664 | Central HP <5.4 tons | BRYANT HEATING AND COOLING SYSTEMS | HRCU-A-CB (Split System: Heat Pump with Remote Outdoor Unit-Air-Source) | 37MUHAQ24AA3 | ADP |  | PL36H210P74*+TXV | 8(0,1)*SB36070M17*** | 22000 | 16 | 8.1 | 19200 | 18200 | 94.79% | 1.85 | 0 | 11 |  |  |  |  | R-454B | 1.8333 | Residential & Commercial | USHP | Ducted CEE Tier 1
216989681 | Central HP <5.4 tons | BRYANT HEATING AND COOLING SYSTEMS | HRCU-A-CB (Split System: Heat Pump with Remote Outdoor Unit-Air-Source) | 37MUHAQ24AA3 | ADP |  | PL36H175P14*+TXV | 82*SB36070V14*** | 22600 | 16 | 8.5 | 19200 | 18300 | 95.31% | 1.96 | 0 | 11 |  |  |  |  | R-454B | 1.8833 | Residential & Commercial | USHP | Ducted CEE Tier 1
212971117 | Central HP <5.4 tons | HEIL | HRCU-A-CB (Split System: Heat Pump with Remote Outdoor Unit-Air-Source) | DLCURAH24ABK |  |  | EA*4X24L14A* | *80VTL0451412B* | 23200 | 17 | 9.5 | 38500 | 27200 | 70.65% | 2.32 | 0 | 10 |  |  |  |  | R-410A | 1.9333 | Residential & Commercial | USHP | Ducted CEE Tier 1
212394521 | Central HP <5.4 tons | COLEMAN | HRCU-A-CB (Split System: Heat Pump with Remote Outdoor Unit-Air-Source) | HMH72B341 | ADP |  | H,YE32936 | TM9V100C16MP12 | 33200 | 17 | 8.5 | 32400 | 22800 | 70.37% | 2.06 | 0 | 10 |  |  |  |  | R-410A | 2.7667 | Residential & Commercial | USHP | Ducted CEE Tier 1
212394501 | Central HP <5.4 tons | COLEMAN | HRCU-A-CB (Split System: Heat Pump with Remote Outdoor Unit-Air-Source) | HMH72B341 | ADP |  | H,YE32936 | TM9E100C16MP12 | 33000 | 17 | 8.5 | 32400 | 22800 | 70.37% | 2.04 | 0 | 10 |  |  |  |  | R-410A | 2.75 | Residential & Commercial | USHP | Ducted CEE Tier 1
212394504 | Central HP <5.4 tons | COLEMAN | HRCU-A-CB (Split System: Heat Pump with Remote Outdoor Unit-Air-Source) | HMH72B341 | ADP |  | H,YE35936 | TM9E100C16MP12 | 34000 | 18 | 8.5 | 32000 | 23400 | 73.12% | 2.08 | 0 | 10 |  |  |  |  | R-410A | 2.8333 | Residential & Commercial | USHP | Ducted CEE Tier 1
211227539 | Central HP <5.4 tons | TEMPSTAR | HRCU-A-CB (Split System: Heat Pump with Remote Outdoor Unit-Air-Source) | DLCURAH36ABK |  |  | EA*4X42L21A* | *92ESN0802120A* | 35200 | 16.5 | 8.1 | 38500 | 35000 | 90.91% | 1.88 | 0 | 10 |  |  |  |  | R-410A | 2.9333 | Residential & Commercial | USHP | Ducted CEE Tier 1
211228018 | Central HP <5.4 tons | TEMPSTAR | HRCU-A-CB (Split System: Heat Pump with Remote Outdoor Unit-Air-Source) | DLCURAH36ABK |  |  | EA*4X42L24A* | *95ESN1002120A* | 36000 | 15.5 | 8.1 | 39500 | 35200 | 89.11% | 1.92 | 0 | 10 |  |  |  |  | R-410A | 3 | Residential & Commercial | USHP | Ducted CEE Tier 1
211228220 | Central HP <5.4 tons | TEMPSTAR | HRCU-A-CB (Split System: Heat Pump with Remote Outdoor Unit-Air-Source) | DLCURAH36ABK |  |  | EA*4X43L21A* | *80ES(N,L)0451712A* | 36000 | 15.5 | 8.5 | 38500 | 34800 | 90.39% | 2.06 | 0 | 10 |  |  |  |  | R-410A | 3 | Residential & Commercial | USHP | Ducted CEE Tier 1
211228443 | Central HP <5.4 tons | TEMPSTAR | HRCU-A-CB (Split System: Heat Pump with Remote Outdoor Unit-Air-Source) | DLCURAH36ABK |  |  | EA*4X43L21A* | *92ESN0601714A* | 36400 | 16 | 8.5 | 38500 | 34800 | 90.39% | 2.08 | 0 | 10 |  |  |  |  | R-410A | 3.0333 | Residential & Commercial | USHP | Ducted CEE Tier 1
211228454 | Central HP <5.4 tons | TEMPSTAR | HRCU-A-CB (Split System: Heat Pump with Remote Outdoor Unit-Air-Source) | DLCURAH36ABK |  |  | EA*4X43L21A* | *92ESN0802120A* | 37400 | 16 | 8.5 | 38500 | 34800 | 90.39% | 2.14 | 0 | 10 |  |  |  |  | R-410A | 3.1167 | Residential & Commercial | USHP | Ducted CEE Tier 1
214595912 | Central HP <5.4 tons | PAYNE | HRCU-A-C (Split System: Heat Pump with Remote Outdoor Unit with No Indoor Fan --Air Source) | 38MURAQ36AB3 | ADP |  | H,PG33936+TD | 0 | 35400 | 15.2 | 8.35 | 36200 | 31200 | 86.19% | 1.8 | 0 | 9.5 |  |  |  |  | R-410A | 2.95 | Residential & Commercial | USHP
212971468 | Central HP <5.4 tons | BRYANT HEATING AND COOLING SYSTEMS | HRCU-A-CB (Split System: Heat Pump with Remote Outdoor Unit-Air-Source) | 38MURAQ18AB3* |  |  | CAP**3017AL* | 82*TB48070V17*** | 17700 | 16.5 | 8.5 | 18200 | 18700 | 102.7% | 2.24 | 0 | 10.5 |  |  |  |  | R-410A | 1.475 | Residential & Commercial | USHP | Ducted CEE Tier 1
212973673 | Central HP <5.4 tons | BRYANT HEATING AND COOLING SYSTEMS | HRCU-A-CB (Split System: Heat Pump with Remote Outdoor Unit-Air-Source) | 38MURAQ18AB3* |  |  | CAP**2517AL* | 926SB48080V17*** | 17800 | 16.5 | 8.1 | 17600 | 17800 | 101.1% | 2.14 | 0 | 10.5 |  |  |  |  | R-410A | 1.4833 | Residential & Commercial | USHP | Ducted CEE Tier 1
212974627 | Central HP <5.4 tons | BRYANT HEATING AND COOLING SYSTEMS | HRCU-A-CB (Split System: Heat Pump with Remote Outdoor Unit-Air-Source) | 38MURAQ18AB3* |  |  | CAP**2414AL* | 926TC30040V14*** | 17300 | 15.5 | 8.5 | 18400 | 19400 | 105.4% | 2.32 | 0 | 10.5 |  |  |  |  | R-410A | 1.4417 | Residential & Commercial | USHP | Ducted CEE Tier 1
212974744 | Central HP <5.4 tons | BRYANT HEATING AND COOLING SYSTEMS | HRCU-A-CB (Split System: Heat Pump with Remote Outdoor Unit-Air-Source) | 38MURAQ18AB3* |  |  | CNPV*3017AL* | 926TC30040V14*** | 17400 | 16 | 8.1 | 18000 | 18700 | 103.9% | 2.24 | 0 | 10.5 |  |  |  |  | R-410A | 1.45 | Residential & Commercial | USHP | Ducted CEE Tier 1
214279680 | Central HP <5.4 tons | WESTINGHOUSE | HRCU-A-C (Split System: Heat Pump with Remote Outdoor Unit with No Indoor Fan --Air Source) | WHM36SZA21S | ADP |  | H,RE1K936+TD | 0 | 29600 | 15.2 | 9.4 | 28400 | 23800 | 83.8% | 2.08 | 0 | 11 |  |  |  |  | R-410A | 2.4667 | Residential & Commercial | USHP | Ducted CEE Tier 1
212975305 | Central HP <5.4 tons | HEIL | HRCU-A-CB (Split System: Heat Pump with Remote Outdoor Unit-Air-Source) | DLCURAH24ABK |  |  | EA*4X36L21A* | *96VTN0401712B* | 23400 | 16.5 | 8.5 | 26200 | 24200 | 92.37% | 2 | 0 | 10 |  |  |  |  | R-410A | 1.95 | Residential & Commercial | USHP | Ducted CEE Tier 1
212394528 | Central HP <5.4 tons | COLEMAN | HRCU-A-CB (Split System: Heat Pump with Remote Outdoor Unit-Air-Source) | HMH72B341 | ADP |  | H,YE32936 | TM9Y060B12MP11 | 32600 | 17 | 8.5 | 32400 | 23400 | 72.22% | 2 | 0 | 9.5 |  |  |  |  | R-410A | 2.7167 | Residential & Commercial | USHP
214279627 | Central HP <5.4 tons | WESTINGHOUSE | HRCU-A-C (Split System: Heat Pump with Remote Outdoor Unit with No Indoor Fan --Air Source) | WHM48SZA21S | ADP |  | H,RE49(1,2)60+TXV+TD | 0 | 41000 | 15.2 | 8.55 | 40000 | 34200 | 85.5% | 1.94 | 0 | 11 |  |  |  |  | R-410A | 3.4167 | Residential & Commercial | USHP | Ducted CEE Tier 1
207706569 | Central HP <5.4 tons | CanAir | HRCU-A-CB (Split System: Heat Pump with Remote Outdoor Unit-Air-Source) | CDH2024C21 |  |  | CDH2024F21 | 0 | 24000 | 17.4 | 10 | 24000 | 22600 | 94.17% | 1.91 | 12.5 | 11.7 |  |  |  |  | R-410A | 2 | Residential & Commercial | USHP | Ducted CEE Tier 1
212394490 | Central HP <5.4 tons | COLEMAN | HRCU-A-CB (Split System: Heat Pump with Remote Outdoor Unit-Air-Source) | HMH72B341 | ADP |  | H,YE33936 | TM9E060B12MP12 | 32600 | 17 | 8.5 | 32400 | 23200 | 71.6% | 2 | 0 | 9.5 |  |  |  |  | R-410A | 2.7167 | Residential & Commercial | USHP
212394508 | Central HP <5.4 tons | COLEMAN | HRCU-A-CB (Split System: Heat Pump with Remote Outdoor Unit-Air-Source) | HMH72B341 | ADP |  | H,YE35936 | TM9V040A10MP12 | 33200 | 17 | 8.5 | 31600 | 23000 | 72.78% | 2 | 0 | 9.5 |  |  |  |  | R-410A | 2.7667 | Residential & Commercial | USHP
212394533 | Central HP <5.4 tons | COLEMAN | HRCU-A-CB (Split System: Heat Pump with Remote Outdoor Unit-Air-Source) | HMH72B341 | ADP |  | H,YE33936 | TM9Y080B12MP11 | 32800 | 17 | 8.5 | 32400 | 23400 | 72.22% | 2.02 | 0 | 9.5 |  |  |  |  | R-410A | 2.7333 | Residential & Commercial | USHP
216623800 | Central HP <5.4 tons | Capella | HRCU-A-C (Split System: Heat Pump with Remote Outdoor Unit with No Indoor Fan --Air Source) | CCB1-H60A-O |  |  | CACB1-H60A2428-I | 0 | 47000 | 15.2 | 8.1 | 58000 | 43000 | 74.14% | 1.83 | 0 | 10 |  |  |  |  | R-454B | 3.9167 | Residential & Commercial | USHP | Ducted CEE Tier 1
214279610 | Central HP <5.4 tons | WESTINGHOUSE | HRCU-A-C (Split System: Heat Pump with Remote Outdoor Unit with No Indoor Fan --Air Source) | WHM36SZA21S | ADP |  | H,RE35936+TD | 0 | 29400 | 15.2 | 9.4 | 28400 | 23800 | 83.8% | 2.08 | 0 | 11 |  |  |  |  | R-410A | 2.45 | Residential & Commercial | USHP | Ducted CEE Tier 1
214279678 | Central HP <5.4 tons | WESTINGHOUSE | HRCU-A-C (Split System: Heat Pump with Remote Outdoor Unit with No Indoor Fan --Air Source) | WHM36SZA21S | ADP |  | H,RG48936+TD | 0 | 30000 | 15.2 | 9.4 | 28400 | 23800 | 83.8% | 2.08 | 0 | 11 |  |  |  |  | R-410A | 2.5 | Residential & Commercial | USHP | Ducted CEE Tier 1
216684132 | Central HP <5.4 tons | Capella | HRCU-A-C (Split System: Heat Pump with Remote Outdoor Unit with No Indoor Fan --Air Source) | CCB1-H48A-O |  |  | CMCB1-H60A2128-I | 0 | 45000 | 15.2 | 8.8 | 48000 | 42000 | 87.5% | 1.85 | 0 | 10 |  |  |  |  | R-454B | 3.75 | Residential & Commercial | USHP | Ducted CEE Tier 1
216997093 | Central HP <5.4 tons | CARRIER | HRCU-A-CB (Split System: Heat Pump with Remote Outdoor Unit-Air-Source) | 27VNA060A*030* | ADP |  | H,PG48*60+TXV | 59TN7A080C21**20 | 55000 | 18 | 9 | 58000 | 41500 | 71.55% | 2.02 | 0 | 8.5 |  |  |  |  | R-454B | 4.5833 | Residential & Commercial | USHP
211227161 | Central HP <5.4 tons | TEMPSTAR | HRCU-A-CB (Split System: Heat Pump with Remote Outdoor Unit-Air-Source) | DLCURAH36ABK |  |  | EA*4X37L21A* | *95ESU1002122A* | 37600 | 15.5 | 8.5 | 39500 | 35000 | 88.61% | 2.14 | 0 | 10 |  |  |  |  | R-410A | 3.1333 | Residential & Commercial | USHP | Ducted CEE Tier 1
216997207 | Central HP <5.4 tons | CARRIER | HRCU-A-CB (Split System: Heat Pump with Remote Outdoor Unit-Air-Source) | 27VNA348A*030* | ADP |  | H,PG48*60+TXV | 59MN7C080C21**20 | 44000 | 21 | 9.5 | 46500 | 36600 | 78.71% | 2 | 0 | 10.5 |  |  |  |  | R-454B | 3.6667 | Residential & Commercial | USHP | Ducted CEE Tier 1
216997209 | Central HP <5.4 tons | CARRIER | HRCU-A-CB (Split System: Heat Pump with Remote Outdoor Unit-Air-Source) | 27VNA348A*030* | ADP |  | H,PG48*60+TXV | 59MN7C100C21**22 | 44500 | 21 | 9.5 | 46500 | 36400 | 78.28% | 2 | 0 | 10.5 |  |  |  |  | R-454B | 3.7083 | Residential & Commercial | USHP | Ducted CEE Tier 1
216997223 | Central HP <5.4 tons | CARRIER | HRCU-A-CB (Split System: Heat Pump with Remote Outdoor Unit-Air-Source) | 27VNA348A*030* | ADP |  | H,PG48*60+TXV | 59TN7A120C24**22 | 44500 | 21 | 9.5 | 46500 | 36200 | 77.85% | 2 | 0 | 11 |  |  |  |  | R-454B | 3.7083 | Residential & Commercial | USHP | Ducted CEE Tier 1
212394520 | Central HP <5.4 tons | COLEMAN | HRCU-A-CB (Split System: Heat Pump with Remote Outdoor Unit-Air-Source) | HMH72B341 | ADP |  | H,YE35936 | TM9V080C16MP12 | 34000 | 17 | 8.5 | 32200 | 23400 | 72.67% | 2.08 | 0 | 10 |  |  |  |  | R-410A | 2.8333 | Residential & Commercial | USHP | Ducted CEE Tier 1
215318934 | Central HP <5.4 tons | COMFORTMAKER | HRCU-A-CB (Split System: Heat Pump with Remote Outdoor Unit-Air-Source) | D5CSHAH33AAK |  |  | D5FSAAH36XBK | 0 | 33000 | 16.7 | 10 | 35000 | 34000 | 97.14% | 2 | 0 | 11.7 |  |  |  |  | R-454B | 2.75 | Residential & Commercial | USHP | Ducted CEE Tier 1
212970382 | Central HP <5.4 tons | HEIL | HRCU-A-CB (Split System: Heat Pump with Remote Outdoor Unit-Air-Source) | DLCURAH36ABK |  |  | EA*4X36L21A* | *80VSL0701716B* | 35200 | 15.5 | 8.1 | 38500 | 35200 | 91.43% | 1.84 | 0 | 9.5 |  |  |  |  | R-410A | 2.9333 | Residential & Commercial | USHP
214595913 | Central HP <5.4 tons | PAYNE | HRCU-A-C (Split System: Heat Pump with Remote Outdoor Unit with No Indoor Fan --Air Source) | 38MURAQ36AB3 | ADP |  | H,PG7J936+TD | 0 | 35200 | 15.2 | 8.35 | 36200 | 31200 | 86.19% | 1.8 | 0 | 9.5 |  |  |  |  | R-410A | 2.9333 | Residential & Commercial | USHP
215428290 | Central HP <5.4 tons | ECO AC | HRCU-A-CB (Split System: Heat Pump with Remote Outdoor Unit-Air-Source) | EHI-O36KBA |  |  | EHI-V24KBA | 0 | 24000 | 17 | 9 | 24000 | 22000 | 91.67% | 1.8 | 12.5 | 12 |  |  |  |  | R-410A | 2 | Residential & Commercial | USHP | Ducted CEE Tier 1
212603081 | Central HP <5.4 tons | AIRTEMP | HRCU-A-CB (Split System: Heat Pump with Remote Outdoor Unit-Air-Source) | GXH48-60MSK4DH | ADP |  | F,PE*CC4948 | 0 | 47000 | 15.2 | 8.4 | 46000 | 33200 | 72.17% | 1.78 | 0 | 10 |  |  |  |  | R-410A | 3.9167 | Residential & Commercial | USHP | Ducted CEE Tier 1
212976525 | Central HP <5.4 tons | BRYANT HEATING AND COOLING SYSTEMS | HRCU-A-CB (Split System: Heat Pump with Remote Outdoor Unit-Air-Source) | 38MURAQ36AB3* |  |  | CAP**4824AL* | 926TC60080V21*** | 35400 | 16.5 | 8.1 | 37800 | 34600 | 91.53% | 2 | 0 | 10 |  |  |  |  | R-410A | 2.95 | Residential & Commercial | USHP | Ducted CEE Tier 1
211227845 | Central HP <5.4 tons | TEMPSTAR | HRCU-A-CB (Split System: Heat Pump with Remote Outdoor Unit-Air-Source) | DLCURAH36ABK |  |  | EA*4X42L24A* | *80ES(N,L)1352420A* | 35600 | 16 | 8.1 | 38500 | 35000 | 90.91% | 1.9 | 0 | 10 |  |  |  |  | R-410A | 2.9667 | Residential & Commercial | USHP | Ducted CEE Tier 1
211228059 | Central HP <5.4 tons | TEMPSTAR | HRCU-A-CB (Split System: Heat Pump with Remote Outdoor Unit-Air-Source) | DLCURAH36ABK |  |  | EA*4X42L24A* | *96VSN0802120A* | 35600 | 16 | 8.1 | 38500 | 35000 | 90.91% | 1.9 | 0 | 10 |  |  |  |  | R-410A | 2.9667 | Residential & Commercial | USHP | Ducted CEE Tier 1
215428291 | Central HP <5.4 tons | ECO AC | HRCU-A-CB (Split System: Heat Pump with Remote Outdoor Unit-Air-Source) | EHI-O36KBA |  |  | EHI-V36KBA | 0 | 34000 | 16 | 9 | 35000 | 28000 | 80% | 1.8 | 10 | 10 |  |  |  |  | R-410A | 2.8333 | Residential & Commercial | USHP | Ducted CEE Tier 1
215318924 | Central HP <5.4 tons | COMFORTMAKER | HRCU-A-CB (Split System: Heat Pump with Remote Outdoor Unit-Air-Source) | D5CURAH24AAK |  |  | D5FUAAH24XAK | 0 | 24000 | 18.2 | 9.7 | 26000 | 21600 | 83.08% | 1.87 | 0 | 11 |  |  |  |  | R-454B | 2 | Residential & Commercial | USHP | Ducted CEE Tier 1
214279632 | Central HP <5.4 tons | WESTINGHOUSE | HRCU-A-C (Split System: Heat Pump with Remote Outdoor Unit with No Indoor Fan --Air Source) | WHM48SZA21S | ADP |  | H,RE84(1,2)48+TXV+TD | 0 | 41500 | 15.2 | 8.55 | 40000 | 34200 | 85.5% | 1.94 | 0 | 11 |  |  |  |  | R-410A | 3.4583 | Residential & Commercial | USHP | Ducted CEE Tier 1
215939807 | Central HP <5.4 tons | AIRQUEST | HRCU-A-CB (Split System: Heat Pump with Remote Outdoor Unit-Air-Source) | H5H3V36*K*AAA* |  |  | EA*5X60M24A*+WALLCON | *97CTN1002122A* | 34000 | 20.5 | 9.5 | 34000 | 25800 | 75.88% | 2.06 | 0 | 12 |  |  |  |  | R-454B | 2.8333 | Residential & Commercial | USHP | Ducted CEE Tier 1
211228770 | Central HP <5.4 tons | TEMPSTAR | HRCU-A-CB (Split System: Heat Pump with Remote Outdoor Unit-Air-Source) | DLCURAH36ABK |  |  | EA*4X48L21A* | *80ES(N,L)0702116A* | 35600 | 16.5 | 8.5 | 37800 | 34600 | 91.53% | 2.04 | 0 | 10 |  |  |  |  | R-410A | 2.9667 | Residential & Commercial | USHP | Ducted CEE Tier 1
211717285 | Central HP <5.4 tons | ACIQ | HRCU-A-CB (Split System: Heat Pump with Remote Outdoor Unit-Air-Source) | SC-2436-HP |  |  | SC-24-AH | 0 | 24000 | 17 | 9 | 24000 | 22000 | 91.67% | 1.8 | 12.5 | 12 |  |  |  |  | R-410A | 2 | Residential & Commercial | USHP | Ducted CEE Tier 1
215940257 | Central HP <5.4 tons | AIRQUEST | HRCU-A-CB (Split System: Heat Pump with Remote Outdoor Unit-Air-Source) | H5H3V36*K*AAA* |  |  | EVM5X44M21A*+WALLCON | *96CTN0802120B* | 35600 | 21.5 | 8.5 | 38000 | 28600 | 75.26% | 2.04 | 0 | 12 |  |  |  |  | R-454B | 2.9667 | Residential & Commercial | USHP | Ducted CEE Tier 1
215940407 | Central HP <5.4 tons | AIRQUEST | HRCU-A-CB (Split System: Heat Pump with Remote Outdoor Unit-Air-Source) | H5H3V36*K*AAA* |  |  | EVM5X60M21A*+WALLCON | *80CSU0401712B* | 35600 | 22 | 8.5 | 38000 | 28600 | 75.26% | 2.02 | 0 | 12.5 |  |  |  |  | R-454B | 2.9667 | Residential & Commercial | USHP | Ducted CEE Tier 1
215940457 | Central HP <5.4 tons | AIRQUEST | HRCU-A-CB (Split System: Heat Pump with Remote Outdoor Unit-Air-Source) | H5H3V36*K*AAA* |  |  | EVM5X60M21A*+WALLCON | *97CTN1002122A* | 35600 | 22 | 8.5 | 38000 | 28600 | 75.26% | 2.02 | 0 | 12.5 |  |  |  |  | R-454B | 2.9667 | Residential & Commercial | USHP | Ducted CEE Tier 1
215940507 | Central HP <5.4 tons | AIRQUEST | HRCU-A-CB (Split System: Heat Pump with Remote Outdoor Unit-Air-Source) | H5H3V36*K*AAA* |  |  | EVD5X36M21A*+WALLCON | *96CTN0802120B* | 34400 | 20.5 | 8.5 | 38500 | 28200 | 73.25% | 2.04 | 0 | 11.7 |  |  |  |  | R-454B | 2.8667 | Residential & Commercial | USHP | Ducted CEE Tier 1
215940527 | Central HP <5.4 tons | AIRQUEST | HRCU-A-CB (Split System: Heat Pump with Remote Outdoor Unit-Air-Source) | H5H3V36*K*AAA* |  |  | EVD5X36M21A*+WALLCON | *80CSU0601716B* | 34400 | 21 | 8.5 | 38500 | 28000 | 72.73% | 2.04 | 0 | 12 |  |  |  |  | R-454B | 2.8667 | Residential & Commercial | USHP | Ducted CEE Tier 1
215940557 | Central HP <5.4 tons | AIRQUEST | HRCU-A-CB (Split System: Heat Pump with Remote Outdoor Unit-Air-Source) | H5H3V36*K*AAA* |  |  | EVD5X36M21A*+WALLCON | *97CTN0802120A* | 34400 | 20.5 | 8.5 | 38500 | 28200 | 73.25% | 2.04 | 0 | 11.7 |  |  |  |  | R-454B | 2.8667 | Residential & Commercial | USHP | Ducted CEE Tier 1
215940577 | Central HP <5.4 tons | AIRQUEST | HRCU-A-CB (Split System: Heat Pump with Remote Outdoor Unit-Air-Source) | H5H3V36*K*AAA* |  |  | EVD5X38M17A*+WALLCON | *80CSU0401712B* | 35600 | 22 | 8.5 | 38000 | 28600 | 75.26% | 2.04 | 0 | 12.5 |  |  |  |  | R-454B | 2.9667 | Residential & Commercial | USHP | Ducted CEE Tier 1
215940107 | Central HP <5.4 tons | AIRQUEST | HRCU-A-CB (Split System: Heat Pump with Remote Outdoor Unit-Air-Source) | H5H3V36*K*AAA* |  |  | ESH5X48M12A*+WALLCON | *80CSU0401712B* | 33800 | 19.5 | 9 | 34600 | 26400 | 76.3% | 1.92 | 0 | 11.7 |  |  |  |  | R-454B | 2.8167 | Residential & Commercial | USHP | Ducted CEE Tier 1
216623797 | Central HP <5.4 tons | Capella | HRCU-A-C (Split System: Heat Pump with Remote Outdoor Unit with No Indoor Fan --Air Source) | CCB1-H36A-O |  |  | CACB1-H36A1724-I | 0 | 36000 | 15.8 | 9.4 | 38000 | 36000 | 94.74% | 1.9 | 0 | 10.7 |  |  |  |  | R-454B | 3 | Residential & Commercial | USHP | Ducted CEE Tier 1
214855358 | Central HP <5.4 tons | BRYANT HEATING AND COOLING SYSTEMS | HRCU-A-CB (Split System: Heat Pump with Remote Outdoor Unit-Air-Source) | 38MURAQ36AB3* | ADP |  | H,PG48936 | 916SA60080M21*** | 36000 | 16 | 8.5 | 36400 | 34400 | 94.51% | 2.04 | 0 | 10 |  |  |  |  | R-410A | 3 | Residential & Commercial | USHP | Ducted CEE Tier 1
213881431 | Central HP <5.4 tons | CARRIER | HRCU-A-CB (Split System: Heat Pump with Remote Outdoor Unit-Air-Source) | 38MURAQ36AB3* | ADP |  | C36A***L139 | 58TP*B090V17**16 | 34800 | 16 | 8.1 | 36800 | 34800 | 94.57% | 1.82 | 0 | 9.5 |  |  |  |  | R-410A | 2.9 | Residential & Commercial | USHP
214626967 | Central HP <5.4 tons | CARRIER | HRCU-A-CB (Split System: Heat Pump with Remote Outdoor Unit-Air-Source) | 25VNA436A*031* | ADP |  | PL36H210P299 | 58CU*A060C17**16 | 33800 | 20 | 9 | 33000 | 24800 | 75.15% | 2.02 | 0 | 11.7 |  |  |  |  | R-410A | 2.8167 | Residential & Commercial | USHP | Ducted CEE Tier 1
211717286 | Central HP <5.4 tons | ACIQ | HRCU-A-CB (Split System: Heat Pump with Remote Outdoor Unit-Air-Source) | SC-2436-HP |  |  | SC-36-AH | 0 | 34000 | 16 | 9 | 35000 | 28000 | 80% | 1.8 | 10 | 10 |  |  |  |  | R-410A | 2.8333 | Residential & Commercial | USHP | Ducted CEE Tier 1
211239654 | Central HP <5.4 tons | CARRIER | HRCU-A-CB (Split System: Heat Pump with Remote Outdoor Unit-Air-Source) | 38MURAQ24AB3* |  |  | CAP**2414AL* | 59TP6B040V14**10 | 23400 | 15.5 | 8.5 | 26800 | 24800 | 92.54% | 2.04 | 0 | 9.5 |  |  |  |  | R-410A | 1.95 | Residential & Commercial | USHP
211239703 | Central HP <5.4 tons | CARRIER | HRCU-A-CB (Split System: Heat Pump with Remote Outdoor Unit-Air-Source) | 38MURAQ24AB3* |  |  | CAP**2417AL* | OVLAAB036098 | 23000 | 16 | 8.5 | 26400 | 26000 | 98.48% | 2.18 | 0 | 9.5 |  |  |  |  | R-410A | 1.9167 | Residential & Commercial | USHP
215488044 | Central HP <5.4 tons | GOODMAN | HRCU-A-CB (Split System: Heat Pump with Remote Outdoor Unit-Air-Source) | GZV7SA2410A* |  |  | CHPEA3026*3A* | G*VC800803B*A* | 23200 | 19 | 8.6 | 23200 | 17000 | 73.28% | 2 | 0 | 11 |  |  |  |  | R-32 | 1.9333 | Residential & Commercial | USHP | Ducted CEE Tier 1
215488051 | Central HP <5.4 tons | GOODMAN | HRCU-A-CB (Split System: Heat Pump with Remote Outdoor Unit-Air-Source) | GZV7SA2410A* |  |  | CHPEA3026*3A* | G*VC960804CNB* | 23200 | 19 | 8.6 | 23200 | 17000 | 73.28% | 2 | 0 | 11 |  |  |  |  | R-32 | 1.9333 | Residential & Commercial | USHP | Ducted CEE Tier 1
213350743 | Central HP <5.4 tons | DNAIR | HRCU-A-CB (Split System: Heat Pump with Remote Outdoor Unit-Air-Source) | DNHP0024H-C |  |  | DNHU0024H-E | 0 | 24000 | 17.4 | 10 | 24000 | 22600 | 94.17% | 1.91 | 12.5 | 11.7 |  |  |  |  | R-410A | 2 | Residential & Commercial | USHP | Ducted CEE Tier 1
215318939 | Central HP <5.4 tons | COMFORTMAKER | HRCU-A-CB (Split System: Heat Pump with Remote Outdoor Unit-Air-Source) | D5CLHAH58AAK |  |  | D5FLAAH60XAK | 0 | 54000 | 15.4 | 9.2 | 59000 | 53000 | 89.83% | 2 | 0 | 10 |  |  |  |  | R-454B | 4.5 | Residential & Commercial | USHP | Ducted CEE Tier 1
211239707 | Central HP <5.4 tons | CARRIER | HRCU-A-CB (Split System: Heat Pump with Remote Outdoor Unit-Air-Source) | 38MURAQ24AB3* |  |  | CAP**2517AL* | 59SP6A060V17**14 | 24800 | 16.5 | 8.5 | 25600 | 21200 | 82.81% | 1.78 | 0 | 10 |  |  |  |  | R-410A | 2.0667 | Residential & Commercial | USHP | Ducted CEE Tier 1
211239737 | Central HP <5.4 tons | CARRIER | HRCU-A-CB (Split System: Heat Pump with Remote Outdoor Unit-Air-Source) | 38MURAQ24AB3* |  |  | CAP**2517AL* | 59SC2D060E14**12 | 24000 | 17 | 8.1 | 25000 | 21800 | 87.2% | 1.82 | 0 | 10 |  |  |  |  | R-410A | 2 | Residential & Commercial | USHP | Ducted CEE Tier 1
211239770 | Central HP <5.4 tons | CARRIER | HRCU-A-CB (Split System: Heat Pump with Remote Outdoor Unit-Air-Source) | 38MURAQ24AB3* |  |  | CAP**3017AL* | 59SU5A040E17**12 | 23600 | 16.5 | 8.5 | 26000 | 23800 | 91.54% | 1.98 | 0 | 10 |  |  |  |  | R-410A | 1.9667 | Residential & Commercial | USHP | Ducted CEE Tier 1
211239804 | Central HP <5.4 tons | CARRIER | HRCU-A-CB (Split System: Heat Pump with Remote Outdoor Unit-Air-Source) | 38MURAQ24AB3* |  |  | CAP**3017AL* | OVMAAB036098 | 23600 | 16.5 | 8.5 | 26000 | 23800 | 91.54% | 1.98 | 0 | 10 |  |  |  |  | R-410A | 1.9667 | Residential & Commercial | USHP | Ducted CEE Tier 1
211239821 | Central HP <5.4 tons | CARRIER | HRCU-A-CB (Split System: Heat Pump with Remote Outdoor Unit-Air-Source) | 38MURAQ24AB3* |  |  | CAP**3617AL* | 58SU*A040E17**12 | 24000 | 17.5 | 8.5 | 26000 | 22800 | 87.69% | 1.9 | 0 | 10 |  |  |  |  | R-410A | 2 | Residential & Commercial | USHP | Ducted CEE Tier 1
211239855 | Central HP <5.4 tons | CARRIER | HRCU-A-CB (Split System: Heat Pump with Remote Outdoor Unit-Air-Source) | 38MURAQ24AB3* |  |  | CAP**3621AL* | 59SP6A080V21**20 | 24200 | 17 | 8.5 | 26000 | 22600 | 86.92% | 1.88 | 0 | 10 |  |  |  |  | R-410A | 2.0167 | Residential & Commercial | USHP | Ducted CEE Tier 1
211239872 | Central HP <5.4 tons | CARRIER | HRCU-A-CB (Split System: Heat Pump with Remote Outdoor Unit-Air-Source) | 38MURAQ24AB3* |  |  | CAP**3621AL* | 58TP*A090V17**16 | 24000 | 17 | 8.5 | 26000 | 22800 | 87.69% | 1.9 | 0 | 10 |  |  |  |  | R-410A | 2 | Residential & Commercial | USHP | Ducted CEE Tier 1
214776994 | Central HP <5.4 tons | AIREASE | HRCU-A-CB (Split System: Heat Pump with Remote Outdoor Unit-Air-Source) | 4SHP22LX124P-**A | ADP |  | H,A,DE32936+AEFE3A* | 0 | 23000 | 20 | 8.45 | 20400 | 15000 | 73.53% | 2.04 | 0 | 12.5 |  |  |  |  | R-410A | 1.9167 | Residential & Commercial | USHP | Ducted CEE Tier 1
210342131 | Central HP <5.4 tons | CanAir | HRCU-A-CB (Split System: Heat Pump with Remote Outdoor Unit-Air-Source) | CDH2060C22 |  |  | CDH2060F21 | 0 | 55000 | 15.3 | 9.4 | 59000 | 48500 | 82.2% | 1.91 | 9 | 8.8 |  |  |  |  | R-410A | 4.5833 | Residential & Commercial | USHP
212603373 | Central HP <5.4 tons | AIRTEMP | HRCU-A-CB (Split System: Heat Pump with Remote Outdoor Unit-Air-Source) | GXH24-36MSK4DH | ADP |  | F,PE*E32936 | 0 | 31000 | 15.2 | 8.25 | 32200 | 23600 | 73.29% | 1.76 | 0 | 9 |  |  |  |  | R-410A | 2.5833 | Residential & Commercial | USHP
215428295 | Central HP <5.4 tons | ECO AC | HRCU-A-C (Split System: Heat Pump with Remote Outdoor Unit with No Indoor Fan --Air Source) | EHI-O36KBA |  |  | EKCA36*I | 0 | 32000 | 15.2 | 8.5 | 36000 | 26000 | 72.22% | 1.8 | 0 | 9.5 |  |  |  |  | R-410A | 2.6667 | Residential & Commercial | USHP
216027664 | Central HP <5.4 tons | Capella | HRCU-A-CB (Split System: Heat Pump with Remote Outdoor Unit-Air-Source) | CCB1-H36A-O |  |  | CAHB1-H36A-I | 0 | 36000 | 17.4 | 10.3 | 37000 | 39000 | 105.4% | 1.9 | 0 | 11.7 |  |  |  |  | R-454B | 3 | Residential & Commercial | USHP | Ducted CEE Tier 1
214627019 | Central HP <5.4 tons | CARRIER | HRCU-A-CB (Split System: Heat Pump with Remote Outdoor Unit-Air-Source) | 25VNA436A*031* | ADP |  | PL36H175P149 | 59CU5A060C17**16 | 32800 | 19 | 9 | 33800 | 25800 | 76.33% | 2.02 | 0 | 11.7 |  |  |  |  | R-410A | 2.7333 | Residential & Commercial | USHP | Ducted CEE Tier 1
214301841 | Central HP <5.4 tons | CHAMPION HEATING AND COOLING | HRCU-A-CB (Split System: Heat Pump with Remote Outdoor Unit-Air-Source) | HMH72B341 | ADP |  | H,YE7J(1,2)36+TXV | TM8E100C16MP11 | 33000 | 18 | 8.5 | 31400 | 22800 | 72.61% | 2.04 | 0 | 10 |  |  |  |  | R-410A | 2.75 | Residential & Commercial | USHP | Ducted CEE Tier 1
214301852 | Central HP <5.4 tons | CHAMPION HEATING AND COOLING | HRCU-A-CB (Split System: Heat Pump with Remote Outdoor Unit-Air-Source) | HMH72B341 | ADP |  | H,YE7J(1,2)36+TXV | TM9E080C16MP12 | 33000 | 18 | 8.1 | 31400 | 22800 | 72.61% | 2.04 | 0 | 10 |  |  |  |  | R-410A | 2.75 | Residential & Commercial | USHP | Ducted CEE Tier 1
214301868 | Central HP <5.4 tons | CHAMPION HEATING AND COOLING | HRCU-A-CB (Split System: Heat Pump with Remote Outdoor Unit-Air-Source) | HMH72B341 | ADP |  | H,YE9J(1,2)36+TXV | TM9Y080B12MP11 | 33600 | 17 | 8.5 | 31800 | 23200 | 72.96% | 2.04 | 0 | 9.5 |  |  |  |  | R-410A | 2.8 | Residential & Commercial | USHP
214301884 | Central HP <5.4 tons | CHAMPION HEATING AND COOLING | HRCU-A-CB (Split System: Heat Pump with Remote Outdoor Unit-Air-Source) | HMH72B341 | ADP |  | H,YE9J(1,2)36+TXV | Z8ES080C16SMPS1 | 34000 | 18 | 8.5 | 31800 | 23800 | 74.84% | 2.14 | 0 | 10 |  |  |  |  | R-410A | 2.8333 | Residential & Commercial | USHP | Ducted CEE Tier 1
214627049 | Central HP <5.4 tons | CARRIER | HRCU-A-CB (Split System: Heat Pump with Remote Outdoor Unit-Air-Source) | 25VNA436A*031* | ADP |  | C36A***L539 | 59CU5A060C17**16 | 33600 | 19 | 9 | 33800 | 25800 | 76.33% | 2.02 | 0 | 12 |  |  |  |  | R-410A | 2.8 | Residential & Commercial | USHP | Ducted CEE Tier 1
213265604 | Central HP <5.4 tons | Cooper&Hunter | HRCU-A-CB (Split System: Heat Pump with Remote Outdoor Unit-Air-Source) | CH-HPR18-230VO |  |  | CH-M18AHU-W | 0 | 18000 | 17.6 | 9.6 | 19000 | 17000 | 89.47% | 2 | 12.5 | 11.7 |  |  |  |  | R-410A | 1.5 | Residential & Commercial | USHP | Ducted CEE Tier 1
215940607 | Central HP <5.4 tons | AIRQUEST | HRCU-A-CB (Split System: Heat Pump with Remote Outdoor Unit-Air-Source) | H5H3V36*K*AAA* |  |  | EVD5X38M17A*+WALLCON | *97CTN0801716A* | 35200 | 21 | 8.5 | 38500 | 29200 | 75.84% | 2.06 | 0 | 11.7 |  |  |  |  | R-454B | 2.9333 | Residential & Commercial | USHP | Ducted CEE Tier 1
215940727 | Central HP <5.4 tons | AIRQUEST | HRCU-A-CB (Split System: Heat Pump with Remote Outdoor Unit-Air-Source) | H5H3V36*K*AAA* |  |  | EVD5X48M24A*+WALLCON | *96CTN0802120B* | 35000 | 21 | 8.5 | 38500 | 28400 | 73.77% | 2.04 | 0 | 12 |  |  |  |  | R-454B | 2.9167 | Residential & Commercial | USHP | Ducted CEE Tier 1
211239873 | Central HP <5.4 tons | CARRIER | HRCU-A-CB (Split System: Heat Pump with Remote Outdoor Unit-Air-Source) | 38MURAQ24AB3* |  |  | CAP**3621AL* | 58TP*A090V21**20 | 24200 | 17 | 8.5 | 26000 | 22800 | 87.69% | 1.88 | 0 | 10 |  |  |  |  | R-410A | 2.0167 | Residential & Commercial | USHP | Ducted CEE Tier 1
211239921 | Central HP <5.4 tons | CARRIER | HRCU-A-CB (Split System: Heat Pump with Remote Outdoor Unit-Air-Source) | 38MURAQ24AB3* |  |  | CAP**3717AL* | 59TP6B080V17**16 | 24600 | 16.5 | 8.5 | 25600 | 21400 | 83.59% | 1.8 | 0 | 10 |  |  |  |  | R-410A | 2.05 | Residential & Commercial | USHP | Ducted CEE Tier 1
211240004 | Central HP <5.4 tons | CARRIER | HRCU-A-CB (Split System: Heat Pump with Remote Outdoor Unit-Air-Source) | 38MURAQ24AB3* |  |  | CNPV*2414AL* | 59TP6B040V14**10 | 23400 | 15.5 | 8.5 | 26600 | 24000 | 90.23% | 1.96 | 0 | 10 |  |  |  |  | R-410A | 1.95 | Residential & Commercial | USHP | Ducted CEE Tier 1
211240022 | Central HP <5.4 tons | CARRIER | HRCU-A-CB (Split System: Heat Pump with Remote Outdoor Unit-Air-Source) | 38MURAQ24AB3* |  |  | CNPV*2417AL* | 58SP*A045V17**16 | 23800 | 16 | 8.5 | 26800 | 23400 | 87.31% | 1.92 | 0 | 10 |  |  |  |  | R-410A | 1.9833 | Residential & Commercial | USHP | Ducted CEE Tier 1
213147032 | Central HP <5.4 tons | CARRIER | HRCU-A-CB (Split System: Heat Pump with Remote Outdoor Unit-Air-Source) | 38MURAQ30AB3* | ADP |  | V,C36H***P429+AEFE3A* | 0 | 29600 | 15.2 | 8.2 | 33200 | 27000 | 81.33% | 1.78 | 0 | 8.5 |  |  |  |  | R-410A | 2.4667 | Residential & Commercial | USHP
211240038 | Central HP <5.4 tons | CARRIER | HRCU-A-CB (Split System: Heat Pump with Remote Outdoor Unit-Air-Source) | 38MURAQ24AB3* |  |  | CNPV*2417AL* | 59TP6B060V17**14 | 23400 | 16 | 8.5 | 26600 | 23800 | 89.47% | 1.96 | 0 | 10 |  |  |  |  | R-410A | 1.95 | Residential & Commercial | USHP | Ducted CEE Tier 1
212479882 | Central HP <5.4 tons | CARRIER | HRCU-A-CB (Split System: Heat Pump with Remote Outdoor Unit-Air-Source) | 38MURAQ24AB3* | ADP |  | PL36H210P299 | 58S(B,C)*A070E21**16 | 25000 | 17 | 8.5 | 24000 | 20400 | 85% | 1.76 | 0 | 10.5 |  |  |  |  | R-410A | 2.0833 | Residential & Commercial | USHP | Ducted CEE Tier 1
212479943 | Central HP <5.4 tons | CARRIER | HRCU-A-CB (Split System: Heat Pump with Remote Outdoor Unit-Air-Source) | 38MURAQ24AB3* | ADP |  | A36VCA+TXV | 58SU*A060E17**16 | 25000 | 17 | 8.5 | 25000 | 21400 | 85.6% | 1.82 | 0 | 10.5 |  |  |  |  | R-410A | 2.0833 | Residential & Commercial | USHP | Ducted CEE Tier 1
212479959 | Central HP <5.4 tons | CARRIER | HRCU-A-CB (Split System: Heat Pump with Remote Outdoor Unit-Air-Source) | 38MURAQ24AB3* | ADP |  | C36A***L159 | 58SU*A060E17**16 | 25000 | 17 | 8.5 | 25000 | 21400 | 85.6% | 1.82 | 0 | 10.5 |  |  |  |  | R-410A | 2.0833 | Residential & Commercial | USHP | Ducted CEE Tier 1
212479993 | Central HP <5.4 tons | CARRIER | HRCU-A-CB (Split System: Heat Pump with Remote Outdoor Unit-Air-Source) | 38MURAQ24AB3* | ADP |  | A36VCA+TXV | 58TP*A090V17**16 | 23800 | 17 | 8.1 | 24400 | 23000 | 94.26% | 1.94 | 0 | 10.5 |  |  |  |  | R-410A | 1.9833 | Residential & Commercial | USHP | Ducted CEE Tier 1
212480041 | Central HP <5.4 tons | CARRIER | HRCU-A-CB (Split System: Heat Pump with Remote Outdoor Unit-Air-Source) | 38MURAQ24AB3* | ADP |  | C36A***L159 | 59SC2D080E17**16 | 24200 | 17 | 8.1 | 24600 | 22400 | 91.06% | 1.88 | 0 | 10.5 |  |  |  |  | R-410A | 2.0167 | Residential & Commercial | USHP | Ducted CEE Tier 1
214437583 | Central HP <5.4 tons | AIRTEMP | HRCU-A-C (Split System: Heat Pump with Remote Outdoor Unit with No Indoor Fan --Air Source) | GXH48-60MSK4DH | ADP |  | H,NE86960+TD | 0 | 50500 | 15.2 | 8.5 | 51000 | 36800 | 72.16% | 1.8 | 0 | 9.5 |  |  |  |  | R-410A | 4.2083 | Residential & Commercial | USHP
215935585 | Central HP <5.4 tons | BRYANT HEATING AND COOLING SYSTEMS | HRCU-A-CB (Split System: Heat Pump with Remote Outdoor Unit-Air-Source) | 293VAN036**AA* |  |  | CVAVA3621XMA*+UI | 83*CA36040C17*** | 34400 | 21 | 8.5 | 38500 | 28400 | 73.77% | 2.04 | 0 | 11.7 |  |  |  |  | R-454B | 2.8667 | Residential & Commercial | USHP | Ducted CEE Tier 1
214628464 | Central HP <5.4 tons | CARRIER | HRCU-A-CB (Split System: Heat Pump with Remote Outdoor Unit-Air-Source) | 38MURAQ24AB3* | ADP |  | V,C36H175P149 | 59SU5B040M17**12 | 23200 | 17 | 8.5 | 24400 | 24000 | 98.36% | 2.02 | 0 | 10 |  |  |  |  | R-410A | 1.9333 | Residential & Commercial | USHP | Ducted CEE Tier 1
215428293 | Central HP <5.4 tons | ECO AC | HRCU-A-CB (Split System: Heat Pump with Remote Outdoor Unit-Air-Source) | EHI-O60KBA |  |  | EHI-V60KBA | 0 | 54000 | 16 | 9 | 54000 | 41000 | 75.93% | 1.8 | 10.5 | 10 |  |  |  |  | R-410A | 4.5 | Residential & Commercial | USHP | Ducted CEE Tier 1
212578272 | Central HP <5.4 tons | CARRIER | HRCU-A-CB (Split System: Heat Pump with Remote Outdoor Unit-Air-Source) | 25VNA848A*031* | ADP |  | H,PG3K960 | 59TN6B120C24**22 | 45000 | 17 | 8.5 | 45000 | 32600 | 72.44% | 2.28 | 0 | 10 |  |  |  |  | R-410A | 3.75 | Residential & Commercial | USHP | Ducted CEE Tier 1
216984637 | Central HP <5.4 tons | BRYANT HEATING AND COOLING SYSTEMS | HRCU-A-CB (Split System: Heat Pump with Remote Outdoor Unit-Air-Source) | 293VAN048**AA* | ADP |  | C60A***L18*+TXV | 987TA60080C21*** | 44500 | 21 | 9.5 | 46500 | 36200 | 77.85% | 2 | 0 | 11 |  |  |  |  | R-454B | 3.7083 | Residential & Commercial | USHP | Ducted CEE Tier 1
215488069 | Central HP <5.4 tons | GOODMAN | HRCU-A-CB (Split System: Heat Pump with Remote Outdoor Unit-Air-Source) | GZV7SA3610A* |  |  | CHPEA4830*3A* | G*VC960804CNB* | 35000 | 18.5 | 8.1 | 35000 | 28400 | 81.14% | 2 | 0 | 10.5 |  |  |  |  | R-32 | 2.9167 | Residential & Commercial | USHP | Ducted CEE Tier 1
214272285 | Central HP <5.4 tons | CARRIER | HRCU-A-CB (Split System: Heat Pump with Remote Outdoor Unit-Air-Source) | 25VNA837A*030* | ADP |  | PL36H210P299 | 58TN*B070C17**16 | 32400 | 17 | 8.5 | 30600 | 24600 | 80.39% | 1.98 | 0 | 11.5 |  |  |  |  | R-410A | 2.7 | Residential & Commercial | USHP | Ducted CEE Tier 1
214272337 | Central HP <5.4 tons | CARRIER | HRCU-A-CB (Split System: Heat Pump with Remote Outdoor Unit-Air-Source) | 25VNA837A*030* | ADP |  | PL36H210P299 | 59TN6C100C21**22 | 32400 | 18 | 8.5 | 30400 | 24400 | 80.26% | 2 | 0 | 11.5 |  |  |  |  | R-410A | 2.7 | Residential & Commercial | USHP | Ducted CEE Tier 1
214826087 | Central HP <5.4 tons | CHAMPION HEATING AND COOLING | HRCU-A-CB (Split System: Heat Pump with Remote Outdoor Unit-Air-Source) | HH836E2S11 | ADP |  | V,Y36H175P15*+TXV+AEFE4B* | 0 | 34000 | 19 | 9 | 30800 | 24800 | 80.52% | 2.1 | 0 | 11.7 |  |  |  |  | R-454B | 2.8333 | Residential & Commercial | USHP | Ducted CEE Tier 1
214389916 | Central HP <5.4 tons | CARRIER | HRCU-A-CB (Split System: Heat Pump with Remote Outdoor Unit-Air-Source) | 25VNA436A*031* | ADP |  | H,PG34936 | 58TN*B135C24**22 | 32600 | 20 | 9 | 34800 | 27200 | 78.16% | 2.04 | 0 | 12 |  |  |  |  | R-410A | 2.7167 | Residential & Commercial | USHP | Ducted CEE Tier 1
212981539 | Central HP <5.4 tons | HEIL | HRCU-A-CB (Split System: Heat Pump with Remote Outdoor Unit-Air-Source) | DLCURAH36ABK |  |  | EA*4X48L21A* | *80MSU1002120A* | 35600 | 16 | 8.5 | 38000 | 34600 | 91.05% | 2.04 | 0 | 10 |  |  |  |  | R-410A | 2.9667 | Residential & Commercial | USHP | Ducted CEE Tier 1
215864123 | Central HP <5.4 tons | Cooper&Hunter | HRCU-A-CB (Split System: Heat Pump with Remote Outdoor Unit-Air-Source) | CH-PQ36-230VO |  |  | CH-PQ36AHU | 0 | 36000 | 17.7 | 10 | 36000 | 32600 | 90.56% | 2.06 | 0 | 12 |  |  |  |  | R-454B | 3 | Residential & Commercial | USHP | Ducted CEE Tier 1
213146409 | Central HP <5.4 tons | BRYANT HEATING AND COOLING SYSTEMS | HRCU-A-CB (Split System: Heat Pump with Remote Outdoor Unit-Air-Source) | 38MURAQ30AB3* | ADP |  | V,C36H175P149+AEFE4B* | 0 | 30400 | 15.2 | 8.4 | 33400 | 27000 | 80.84% | 1.8 | 0 | 9 |  |  |  |  | R-410A | 2.5333 | Residential & Commercial | USHP
215935435 | Central HP <5.4 tons | BRYANT HEATING AND COOLING SYSTEMS | HRCU-A-CB (Split System: Heat Pump with Remote Outdoor Unit-Air-Source) | 293VAN036**AA* |  |  | CVAMA6024XMA*+UI | 986TD66100C21*** | 35600 | 22 | 8.5 | 38000 | 28400 | 74.74% | 2.04 | 0 | 12.5 |  |  |  |  | R-454B | 2.9667 | Residential & Commercial | USHP | Ducted CEE Tier 1
215935485 | Central HP <5.4 tons | BRYANT HEATING AND COOLING SYSTEMS | HRCU-A-CB (Split System: Heat Pump with Remote Outdoor Unit-Air-Source) | 293VAN036**AA* |  |  | CVAMA6124XMA*+UI | 935CB66100C21*** | 36000 | 22.5 | 8.5 | 37600 | 28200 | 75% | 2.06 | 0 | 12.5 |  |  |  |  | R-454B | 3 | Residential & Commercial | USHP | Ducted CEE Tier 1
215935505 | Central HP <5.4 tons | BRYANT HEATING AND COOLING SYSTEMS | HRCU-A-CB (Split System: Heat Pump with Remote Outdoor Unit-Air-Source) | 293VAN036**AA* |  |  | CVAVA2517XMA*+UI | 987MC42060C17*** | 34000 | 20 | 8.1 | 38000 | 27200 | 71.58% | 2 | 0 | 11 |  |  |  |  | R-454B | 2.8333 | Residential & Commercial | USHP | Ducted CEE Tier 1
215935655 | Central HP <5.4 tons | BRYANT HEATING AND COOLING SYSTEMS | HRCU-A-CB (Split System: Heat Pump with Remote Outdoor Unit-Air-Source) | 293VAN036**AA* |  |  | CVAVA3621XMA*+UI | 88*TB60090C21*** | 34400 | 21 | 8.5 | 38500 | 28000 | 72.73% | 2.04 | 0 | 12 |  |  |  |  | R-454B | 2.8667 | Residential & Commercial | USHP | Ducted CEE Tier 1
215428294 | Central HP <5.4 tons | ECO AC | HRCU-A-C (Split System: Heat Pump with Remote Outdoor Unit with No Indoor Fan --Air Source) | EHI-O36KBA |  |  | EKCA24*I | 0 | 23000 | 15.2 | 8.5 | 24000 | 21600 | 90% | 1.8 | 0 | 11 |  |  |  |  | R-410A | 1.9167 | Residential & Commercial | USHP | Ducted CEE Tier 1
212394494 | Central HP <5.4 tons | COLEMAN | HRCU-A-CB (Split System: Heat Pump with Remote Outdoor Unit-Air-Source) | HMH72B341 | ADP |  | H,YE33936 | TM9E080B12MP12 | 32800 | 17 | 8.5 | 32400 | 23000 | 70.99% | 2.02 | 0 | 9.5 |  |  |  |  | R-410A | 2.7333 | Residential & Commercial | USHP
216488061 | Central HP <5.4 tons | CHAMPION HEATING AND COOLING | HRCU-A-CB (Split System: Heat Pump with Remote Outdoor Unit-Air-Source) | HH836E2S11 | ADP |  | A36VDA*+TXV | Z9ES080C16SMPS1 | 33400 | 18 | 8.5 | 29000 | 24600 | 84.83% | 2 | 0 | 11.7 |  |  |  |  | R-454B | 2.7833 | Residential & Commercial | USHP | Ducted CEE Tier 1
216989676 | Central HP <5.4 tons | BRYANT HEATING AND COOLING SYSTEMS | HRCU-A-CB (Split System: Heat Pump with Remote Outdoor Unit-Air-Source) | 37MUHAQ24AA3 | ADP |  | PL36H***P44*+TXV | 82*SB36045V14*** | 22400 | 16 | 8.1 | 19200 | 18000 | 93.75% | 1.85 | 0 | 11 |  |  |  |  | R-454B | 1.8667 | Residential & Commercial | USHP | Ducted CEE Tier 1
212394498 | Central HP <5.4 tons | COLEMAN | HRCU-A-CB (Split System: Heat Pump with Remote Outdoor Unit-Air-Source) | HMH72B341 | ADP |  | H,YE33936 | TM9E080C16MP12 | 33000 | 18 | 8.5 | 32400 | 22800 | 70.37% | 2.04 | 0 | 10 |  |  |  |  | R-410A | 2.75 | Residential & Commercial | USHP | Ducted CEE Tier 1
212394523 | Central HP <5.4 tons | COLEMAN | HRCU-A-CB (Split System: Heat Pump with Remote Outdoor Unit-Air-Source) | HMH72B341 | ADP |  | H,YE34936 | TM9V100C16MP12 | 33200 | 17 | 8.5 | 32400 | 22800 | 70.37% | 2.06 | 0 | 10 |  |  |  |  | R-410A | 2.7667 | Residential & Commercial | USHP | Ducted CEE Tier 1
216682986 | Central HP <5.4 tons | BRYANT HEATING AND COOLING SYSTEMS | HRCU-A-CB (Split System: Heat Pump with Remote Outdoor Unit-Air-Source) | 38MURAQ24AB3* |  |  | CSPH*2412AL* | 927TA66100V21*** | 23400 | 16 | 9 | 26000 | 23800 | 91.54% | 1.86 | 0 | 10 |  |  |  |  | R-410A | 1.95 | Residential & Commercial | USHP | Ducted CEE Tier 1
216981045 | Central HP <5.4 tons | CHAMPION HEATING AND COOLING | HRCU-A-CB (Split System: Heat Pump with Remote Outdoor Unit-Air-Source) | HH836E2S11 | ADP |  | V,Y36H175P15*+TXV | TM9V080B12MP12 | 33000 | 18 | 8.5 | 29200 | 24600 | 84.25% | 2 | 0 | 11 |  |  |  |  | R-454B | 2.75 | Residential & Commercial | USHP | Ducted CEE Tier 1
213146397 | Central HP <5.4 tons | BRYANT HEATING AND COOLING SYSTEMS | HRCU-A-CB (Split System: Heat Pump with Remote Outdoor Unit-Air-Source) | 38MURAQ24AB3* | ADP |  | V,C36H175P149+AEFE4B* | 0 | 24200 | 18 | 8.9 | 25000 | 22600 | 90.4% | 1.9 | 0 | 10.5 |  |  |  |  | R-410A | 2.0167 | Residential & Commercial | USHP | Ducted CEE Tier 1
213146398 | Central HP <5.4 tons | BRYANT HEATING AND COOLING SYSTEMS | HRCU-A-CB (Split System: Heat Pump with Remote Outdoor Unit-Air-Source) | 38MURAQ24AB3* | ADP |  | PL36H175P159+AEFE4B* | 0 | 24200 | 18 | 9 | 25000 | 22600 | 90.4% | 1.92 | 0 | 10.5 |  |  |  |  | R-410A | 2.0167 | Residential & Commercial | USHP | Ducted CEE Tier 1
212972121 | Central HP <5.4 tons | BRYANT HEATING AND COOLING SYSTEMS | HRCU-A-CB (Split System: Heat Pump with Remote Outdoor Unit-Air-Source) | 38MURAQ24AB3* |  |  | CAP**3621AL* | 82*TB60090V21*** | 23600 | 17 | 8.5 | 26200 | 24000 | 91.6% | 1.98 | 0 | 10 |  |  |  |  | R-410A | 1.9667 | Residential & Commercial | USHP | Ducted CEE Tier 1
213146412 | Central HP <5.4 tons | BRYANT HEATING AND COOLING SYSTEMS | HRCU-A-CB (Split System: Heat Pump with Remote Outdoor Unit-Air-Source) | 38MURAQ30AB3* | ADP |  | C36A***L159+AEFE3A* | 0 | 30400 | 15.2 | 8.5 | 33400 | 27000 | 80.84% | 1.82 | 0 | 9 |  |  |  |  | R-410A | 2.5333 | Residential & Commercial | USHP
214301891 | Central HP <5.4 tons | CHAMPION HEATING AND COOLING | HRCU-A-CB (Split System: Heat Pump with Remote Outdoor Unit-Air-Source) | HMH72B341 | ADP |  | H,YE7J(1,2)36+TXV | Z8ES100B12SMPS1 | 33000 | 18 | 8.5 | 31400 | 22800 | 72.61% | 2.04 | 0 | 9.5 |  |  |  |  | R-410A | 2.75 | Residential & Commercial | USHP
214301893 | Central HP <5.4 tons | CHAMPION HEATING AND COOLING | HRCU-A-CB (Split System: Heat Pump with Remote Outdoor Unit-Air-Source) | HMH72B341 | ADP |  | H,YE7J(1,2)36+TXV | Z8ES100C16LMPS1 | 32400 | 17 | 8.1 | 30400 | 22400 | 73.68% | 2.02 | 0 | 9.5 |  |  |  |  | R-410A | 2.7 | Residential & Commercial | USHP
213881441 | Central HP <5.4 tons | CARRIER | HRCU-A-CB (Split System: Heat Pump with Remote Outdoor Unit-Air-Source) | 38MURAQ36AB3* | ADP |  | C36A***L159 | 58TP*B090V21**20 | 35200 | 16 | 8.1 | 36800 | 34600 | 94.02% | 1.88 | 0 | 10 |  |  |  |  | R-410A | 2.9333 | Residential & Commercial | USHP | Ducted CEE Tier 1
211260155 | Central HP <5.4 tons | AIRQUEST | HRCU-A-CB (Split System: Heat Pump with Remote Outdoor Unit-Air-Source) | DLCURAH18ABK |  |  | EA*4X24L14A* | *96VTN0401410A* | 17300 | 16 | 8.5 | 18300 | 19200 | 104.9% | 2.3 | 0 | 10.5 |  |  |  |  | R-410A | 1.4417 | Residential & Commercial | USHP | Ducted CEE Tier 1
212976059 | Central HP <5.4 tons | BRYANT HEATING AND COOLING SYSTEMS | HRCU-A-CB (Split System: Heat Pump with Remote Outdoor Unit-Air-Source) | 38MURAQ24AB3* |  |  | CAP**3717AL* | 926TC48080V17*** | 24200 | 17 | 8.5 | 25800 | 22200 | 86.05% | 1.84 | 0 | 10 |  |  |  |  | R-410A | 2.0167 | Residential & Commercial | USHP | Ducted CEE Tier 1
212976677 | Central HP <5.4 tons | BRYANT HEATING AND COOLING SYSTEMS | HRCU-A-CB (Split System: Heat Pump with Remote Outdoor Unit-Air-Source) | 38MURAQ24AB3* |  |  | CAP**3721AL* | 926TC60100V21*** | 24000 | 17.5 | 8.5 | 25200 | 21800 | 86.51% | 1.82 | 0 | 10 |  |  |  |  | R-410A | 2 | Residential & Commercial | USHP | Ducted CEE Tier 1
212603080 | Central HP <5.4 tons | AIRTEMP | HRCU-A-CB (Split System: Heat Pump with Remote Outdoor Unit-Air-Source) | GXH48-60MSK4DH | ADP |  | F,PE*CC4960 | 0 | 47000 | 15.2 | 8.4 | 46000 | 33200 | 72.17% | 1.78 | 0 | 10 |  |  |  |  | R-410A | 3.9167 | Residential & Commercial | USHP | Ducted CEE Tier 1
214624863 | Central HP <5.4 tons | CARRIER | HRCU-A-CB (Split System: Heat Pump with Remote Outdoor Unit-Air-Source) | 38MURAQ36AB3* | ADP |  | PL36H210P299 | 58SU*B040M17**12 | 36600 | 16 | 8.5 | 36800 | 34400 | 93.48% | 2.08 | 0 | 10 |  |  |  |  | R-410A | 3.05 | Residential & Commercial | USHP | Ducted CEE Tier 1
216488058 | Central HP <5.4 tons | CHAMPION HEATING AND COOLING | HRCU-A-CB (Split System: Heat Pump with Remote Outdoor Unit-Air-Source) | HH836E2S11 | ADP |  | A36VDA*+TXV | Z9ES060B12SMPS1 | 33200 | 17 | 8.5 | 29400 | 25000 | 85.03% | 2 | 0 | 11 |  |  |  |  | R-454B | 2.7667 | Residential & Commercial | USHP | Ducted CEE Tier 1
212480068 | Central HP <5.4 tons | CARRIER | HRCU-A-CB (Split System: Heat Pump with Remote Outdoor Unit-Air-Source) | 38MURAQ24AB3* | ADP |  | V,C36H175P149 | 59SC5B080E17**16 | 24800 | 15.2 | 8.5 | 25200 | 21600 | 85.71% | 1.8 | 0 | 10 |  |  |  |  | R-410A | 2.0667 | Residential & Commercial | USHP | Ducted CEE Tier 1
212480077 | Central HP <5.4 tons | CARRIER | HRCU-A-CB (Split System: Heat Pump with Remote Outdoor Unit-Air-Source) | 38MURAQ24AB3* | ADP |  | C36A***L159 | 59SC5B080E17**16 | 24800 | 15.2 | 8.5 | 25200 | 21600 | 85.71% | 1.8 | 0 | 10 |  |  |  |  | R-410A | 2.0667 | Residential & Commercial | USHP | Ducted CEE Tier 1
212480091 | Central HP <5.4 tons | CARRIER | HRCU-A-CB (Split System: Heat Pump with Remote Outdoor Unit-Air-Source) | 38MURAQ24AB3* | ADP |  | PL36H210P299 | 59SP6A080V17**16 | 24800 | 17 | 8.5 | 24000 | 20600 | 85.83% | 1.76 | 0 | 10.5 |  |  |  |  | R-410A | 2.0667 | Residential & Commercial | USHP | Ducted CEE Tier 1
212480134 | Central HP <5.4 tons | CARRIER | HRCU-A-CB (Split System: Heat Pump with Remote Outdoor Unit-Air-Source) | 38MURAQ24AB3* | ADP |  | PL36H210P749 | 59SU5A060E17**16 | 24400 | 17 | 8.5 | 24600 | 22000 | 89.43% | 1.86 | 0 | 10 |  |  |  |  | R-410A | 2.0333 | Residential & Commercial | USHP | Ducted CEE Tier 1
212479874 | Central HP <5.4 tons | CARRIER | HRCU-A-CB (Split System: Heat Pump with Remote Outdoor Unit-Air-Source) | 38MURAQ24AB3* | ADP |  | V,C36H175P159 | 58S(B,C)*A070E17**16 | 24800 | 16 | 8.1 | 25200 | 21800 | 86.51% | 1.82 | 0 | 10.5 |  |  |  |  | R-410A | 2.0667 | Residential & Commercial | USHP | Ducted CEE Tier 1
212479876 | Central HP <5.4 tons | CARRIER | HRCU-A-CB (Split System: Heat Pump with Remote Outdoor Unit-Air-Source) | 38MURAQ24AB3* | ADP |  | PL36H210P749 | 58S(B,C)*A070E17**16 | 24800 | 16 | 8.1 | 25200 | 21800 | 86.51% | 1.82 | 0 | 10.5 |  |  |  |  | R-410A | 2.0667 | Residential & Commercial | USHP | Ducted CEE Tier 1
212479931 | Central HP <5.4 tons | CARRIER | HRCU-A-CB (Split System: Heat Pump with Remote Outdoor Unit-Air-Source) | 38MURAQ24AB3* | ADP |  | V,C36H175P159 | 58SP*A070V17**16 | 24000 | 17 | 8.5 | 24400 | 22400 | 91.8% | 1.9 | 0 | 10 |  |  |  |  | R-410A | 2 | Residential & Commercial | USHP | Ducted CEE Tier 1
212479976 | Central HP <5.4 tons | CARRIER | HRCU-A-CB (Split System: Heat Pump with Remote Outdoor Unit-Air-Source) | 38MURAQ24AB3* | ADP |  | PL36H175P149 | 58TP*A070V17**16 | 24200 | 17 | 8.1 | 24600 | 22600 | 91.87% | 1.9 | 0 | 10.5 |  |  |  |  | R-410A | 2.0167 | Residential & Commercial | USHP | Ducted CEE Tier 1
212479999 | Central HP <5.4 tons | CARRIER | HRCU-A-CB (Split System: Heat Pump with Remote Outdoor Unit-Air-Source) | 38MURAQ24AB3* | ADP |  | PL36H175P149 | 58TP*A090V17**16 | 23800 | 17 | 8.1 | 24400 | 23000 | 94.26% | 1.94 | 0 | 10.5 |  |  |  |  | R-410A | 1.9833 | Residential & Commercial | USHP | Ducted CEE Tier 1
212480015 | Central HP <5.4 tons | CARRIER | HRCU-A-CB (Split System: Heat Pump with Remote Outdoor Unit-Air-Source) | 38MURAQ24AB3* | ADP |  | A36VCA+TXV | 59SC2D040E17**12 | 23800 | 16 | 8.5 | 24400 | 22600 | 92.62% | 1.88 | 0 | 10 |  |  |  |  | R-410A | 1.9833 | Residential & Commercial | USHP | Ducted CEE Tier 1
212480115 | Central HP <5.4 tons | CARRIER | HRCU-A-CB (Split System: Heat Pump with Remote Outdoor Unit-Air-Source) | 38MURAQ24AB3* | ADP |  | A36VCA+TXV | 59SU5A040E17**12 | 23800 | 17 | 8.5 | 24200 | 22800 | 94.21% | 1.92 | 0 | 10 |  |  |  |  | R-410A | 1.9833 | Residential & Commercial | USHP | Ducted CEE Tier 1
212479947 | Central HP <5.4 tons | CARRIER | HRCU-A-CB (Split System: Heat Pump with Remote Outdoor Unit-Air-Source) | 38MURAQ24AB3* | ADP |  | C36A***L139 | 58SU*A060E17**16 | 25000 | 17 | 8.5 | 25000 | 21400 | 85.6% | 1.82 | 0 | 10.5 |  |  |  |  | R-410A | 2.0833 | Residential & Commercial | USHP | Ducted CEE Tier 1
212479813 | Central HP <5.4 tons | CARRIER | HRCU-A-CB (Split System: Heat Pump with Remote Outdoor Unit-Air-Source) | 38MURAQ18AB3* | ADP |  | A24VBA+TXV | 59SC2D040E14**10 | 17600 | 15.2 | 8.5 | 17100 | 18100 | 105.8% | 2.22 | 0 | 10 |  |  |  |  | R-410A | 1.4667 | Residential & Commercial | USHP | Ducted CEE Tier 1
212479845 | Central HP <5.4 tons | CARRIER | HRCU-A-CB (Split System: Heat Pump with Remote Outdoor Unit-Air-Source) | 38MURAQ18AB3* | ADP |  | A24VBA+TXV | 59TP6B060V14**12 | 17900 | 16 | 8.5 | 17200 | 18600 | 108.1% | 2.28 | 0 | 10.5 |  |  |  |  | R-410A | 1.4917 | Residential & Commercial | USHP | Ducted CEE Tier 1
210473263 | Central HP <5.4 tons | AIRQUEST | HRCU-A-CB (Split System: Heat Pump with Remote Outdoor Unit-Air-Source) | HVH825GKA3* |  |  | EA*4X48L21A*+WALLCON | *95CSU0601716A* | 24000 | 16.5 | 8.1 | 21000 | 16600 | 79.05% | 2 | 0 | 10.5 |  |  |  |  | R-410A | 2 | Residential & Commercial | USHP | Ducted CEE Tier 1
210473296 | Central HP <5.4 tons | AIRQUEST | HRCU-A-CB (Split System: Heat Pump with Remote Outdoor Unit-Air-Source) | HVH825GKA3* |  |  | EA*4X48L21A*+WALLCON | *80CSU0401712A* | 24200 | 17 | 8.1 | 21000 | 16500 | 78.57% | 2.02 | 0 | 11 |  |  |  |  | R-410A | 2.0167 | Residential & Commercial | USHP | Ducted CEE Tier 1
214627089 | Central HP <5.4 tons | CARRIER | HRCU-A-CB (Split System: Heat Pump with Remote Outdoor Unit-Air-Source) | 25VNA436A*031* | ADP |  | C36A***L539 | 59CU5A100C21**22 | 34400 | 20 | 9 | 32800 | 24600 | 75% | 2.02 | 0 | 12.5 |  |  |  |  | R-410A | 2.8667 | Residential & Commercial | USHP | Ducted CEE Tier 1
215727872 | Central HP <5.4 tons | CHAMPION HEATING AND COOLING | HRCU-A-CB (Split System: Heat Pump with Remote Outdoor Unit-Air-Source) | HH836E2S11 | ADP |  | H,YE9J(1,2)36+TXV | TM8E100C16MP11 | 32400 | 18 | 8.5 | 29400 | 25000 | 85.03% | 2 | 0 | 10.5 |  |  |  |  | R-454B | 2.7 | Residential & Commercial | USHP | Ducted CEE Tier 1
215727888 | Central HP <5.4 tons | CHAMPION HEATING AND COOLING | HRCU-A-CB (Split System: Heat Pump with Remote Outdoor Unit-Air-Source) | HH836E2S11 | ADP |  | H,YE9J(1,2)36+TXV | TM9E100C16MP12 | 32600 | 18 | 8.5 | 29400 | 23800 | 80.95% | 2 | 0 | 10.5 |  |  |  |  | R-454B | 2.7167 | Residential & Commercial | USHP | Ducted CEE Tier 1
213386503 | Central HP <5.4 tons | AC PRO.COM | HRCU-A-CB (Split System: Heat Pump with Remote Outdoor Unit-Air-Source) | AOD30-24HFN1-MW |  |  | AVBL-24HWFN1-MI3 | 0 | 24000 | 19 | 9.3 | 27400 | 24000 | 87.59% | 1.91 | 0 | 12 |  |  |  |  | R-410A | 2 | Residential & Commercial | USHP | Ducted CEE Tier 1
212969982 | Central HP <5.4 tons | HEIL | HRCU-A-CB (Split System: Heat Pump with Remote Outdoor Unit-Air-Source) | DLCURAH18ABK |  |  | EA*4X24L17A* | *80VSL0701716B* | 17300 | 16 | 8.5 | 18200 | 19400 | 106.6% | 2.34 | 0 | 10.5 |  |  |  |  | R-410A | 1.4417 | Residential & Commercial | USHP | Ducted CEE Tier 1
216488053 | Central HP <5.4 tons | CHAMPION HEATING AND COOLING | HRCU-A-CB (Split System: Heat Pump with Remote Outdoor Unit-Air-Source) | HH836E2S11 | ADP |  | A36VDA*+TXV | Z8ES120C16SMPS1 | 34400 | 18 | 8.5 | 30000 | 25400 | 84.67% | 2 | 0 | 11.7 |  |  |  |  | R-454B | 2.8667 | Residential & Commercial | USHP | Ducted CEE Tier 1
216488056 | Central HP <5.4 tons | CHAMPION HEATING AND COOLING | HRCU-A-CB (Split System: Heat Pump with Remote Outdoor Unit-Air-Source) | HH836E2S11 | ADP |  | A36VDA*+TXV | Z8ET080B12LMPS1 | 33200 | 19 | 9 | 28800 | 24400 | 84.72% | 2 | 0 | 11.7 |  |  |  |  | R-454B | 2.7667 | Residential & Commercial | USHP | Ducted CEE Tier 1
216488021 | Central HP <5.4 tons | CHAMPION HEATING AND COOLING | HRCU-A-CB (Split System: Heat Pump with Remote Outdoor Unit-Air-Source) | HH836E2S11 | ADP |  | A36VDA*+TXV | TM9V060B12MP12 | 33000 | 17 | 8.5 | 29400 | 24800 | 84.35% | 2 | 0 | 11 |  |  |  |  | R-454B | 2.75 | Residential & Commercial | USHP | Ducted CEE Tier 1
214630482 | Central HP <5.4 tons | CARRIER | HRCU-A-CB (Split System: Heat Pump with Remote Outdoor Unit-Air-Source) | 25VNA837A*030* | ADP |  | C36A***L539 | 59MN7B100C21**22 | 32400 | 18 | 8.5 | 30400 | 24400 | 80.26% | 2 | 0 | 11.7 |  |  |  |  | R-410A | 2.7 | Residential & Commercial | USHP | Ducted CEE Tier 1
216997066 | Central HP <5.4 tons | CARRIER | HRCU-A-CB (Split System: Heat Pump with Remote Outdoor Unit-Air-Source) | 27VNA048A*030* | ADP |  | H,PG35*48+TXV | 59MN7C080C17**14 | 44000 | 17 | 9 | 47000 | 34200 | 72.77% | 2.04 | 0 | 9 |  |  |  |  | R-454B | 3.6667 | Residential & Commercial | USHP
216997084 | Central HP <5.4 tons | CARRIER | HRCU-A-CB (Split System: Heat Pump with Remote Outdoor Unit-Air-Source) | 27VNA048A*030* | ADP |  | H,PG35*48+TXV | 59TN7A120C24**22 | 43000 | 18 | 8.95 | 45500 | 33200 | 72.97% | 2.04 | 0 | 9 |  |  |  |  | R-454B | 3.5833 | Residential & Commercial | USHP
212480031 | Central HP <5.4 tons | CARRIER | HRCU-A-CB (Split System: Heat Pump with Remote Outdoor Unit-Air-Source) | 38MURAQ24AB3* | ADP |  | PL36H175P149 | 59SC2D080E17**16 | 24200 | 17 | 8.1 | 24600 | 22400 | 91.06% | 1.88 | 0 | 10.5 |  |  |  |  | R-410A | 2.0167 | Residential & Commercial | USHP | Ducted CEE Tier 1
212480064 | Central HP <5.4 tons | CARRIER | HRCU-A-CB (Split System: Heat Pump with Remote Outdoor Unit-Air-Source) | 38MURAQ24AB3* | ADP |  | C36A***L139 | 59SC5B080E17**16 | 24800 | 15.2 | 8.5 | 25200 | 21600 | 85.71% | 1.8 | 0 | 10 |  |  |  |  | R-410A | 2.0667 | Residential & Commercial | USHP | Ducted CEE Tier 1
212480081 | Central HP <5.4 tons | CARRIER | HRCU-A-CB (Split System: Heat Pump with Remote Outdoor Unit-Air-Source) | 38MURAQ24AB3* | ADP |  | A24VBA+TXV | 59SP6A040V14**10 | 22800 | 16 | 8.5 | 24000 | 23400 | 97.5% | 1.96 | 0 | 9.5 |  |  |  |  | R-410A | 1.9 | Residential & Commercial | USHP
212480097 | Central HP <5.4 tons | CARRIER | HRCU-A-CB (Split System: Heat Pump with Remote Outdoor Unit-Air-Source) | 38MURAQ24AB3* | ADP |  | C36A***L139 | 59SP6A080V17**16 | 24000 | 16 | 8.1 | 24600 | 22600 | 91.87% | 1.9 | 0 | 10.5 |  |  |  |  | R-410A | 2 | Residential & Commercial | USHP | Ducted CEE Tier 1
212480113 | Central HP <5.4 tons | CARRIER | HRCU-A-CB (Split System: Heat Pump with Remote Outdoor Unit-Air-Source) | 38MURAQ24AB3* | ADP |  | V,C36H175P139 | 59SP6A080V17**16 | 24200 | 16 | 8.1 | 24600 | 22600 | 91.87% | 1.9 | 0 | 10.5 |  |  |  |  | R-410A | 2.0167 | Residential & Commercial | USHP | Ducted CEE Tier 1
212480145 | Central HP <5.4 tons | CARRIER | HRCU-A-CB (Split System: Heat Pump with Remote Outdoor Unit-Air-Source) | 38MURAQ24AB3* | ADP |  | A24VBA+TXV | 59TP6B060V14**12 | 23200 | 16 | 8.5 | 24800 | 25200 | 101.6% | 2.14 | 0 | 10 |  |  |  |  | R-410A | 1.9333 | Residential & Commercial | USHP | Ducted CEE Tier 1
215940777 | Central HP <5.4 tons | AIRQUEST | HRCU-A-CB (Split System: Heat Pump with Remote Outdoor Unit-Air-Source) | H5H3V36*K*AAA* |  |  | EVD5X49M24A*+WALLCON | *97CTN0802120A* | 35400 | 21.5 | 8.5 | 38000 | 28600 | 75.26% | 2.04 | 0 | 12 |  |  |  |  | R-454B | 2.95 | Residential & Commercial | USHP | Ducted CEE Tier 1
214624754 | Central HP <5.4 tons | CARRIER | HRCU-A-CB (Split System: Heat Pump with Remote Outdoor Unit-Air-Source) | 38MURAQ24AB3* | ADP |  | V,C36H175P149 | 58SU*B040M17**12 | 23600 | 17 | 8.5 | 24200 | 22800 | 94.21% | 1.94 | 0 | 10 |  |  |  |  | R-410A | 1.9667 | Residential & Commercial | USHP | Ducted CEE Tier 1
214229268 | Central HP <5.4 tons | HEIL | HRCU-A-CB (Split System: Heat Pump with Remote Outdoor Unit-Air-Source) | DLCURAH30ABK |  |  | END4X42L17** | *80MSU0601716A* | 29800 | 15.2 | 8.1 | 34000 | 27000 | 79.41% | 1.82 | 0 | 9 |  |  |  |  | R-410A | 2.4833 | Residential & Commercial | USHP
214624813 | Central HP <5.4 tons | CARRIER | HRCU-A-CB (Split System: Heat Pump with Remote Outdoor Unit-Air-Source) | 38MURAQ30AB3* | ADP |  | PL36H175P149 | 58SU*B040M17**12 | 29800 | 15.2 | 8.5 | 32200 | 27000 | 83.85% | 1.78 | 0 | 9 |  |  |  |  | R-410A | 2.4833 | Residential & Commercial | USHP
213352701 | Central HP <5.4 tons | CARRIER | HRCU-A-CB (Split System: Heat Pump with Remote Outdoor Unit-Air-Source) | 38MURAQ24AB3* | ADP |  | C24A***L039 | 59TP6C040V17**12 | 22400 | 16 | 8.5 | 24600 | 23800 | 96.75% | 2 | 0 | 9.5 |  |  |  |  | R-410A | 1.8667 | Residential & Commercial | USHP
213352710 | Central HP <5.4 tons | CARRIER | HRCU-A-CB (Split System: Heat Pump with Remote Outdoor Unit-Air-Source) | 38MURAQ24AB3* | ADP |  | C36A***L139 | 59TP6C080V21**20 | 23600 | 17 | 8.5 | 24800 | 23600 | 95.16% | 1.98 | 0 | 10.5 |  |  |  |  | R-410A | 1.9667 | Residential & Commercial | USHP | Ducted CEE Tier 1
211712453 | Central HP <5.4 tons | HEIL | HRCU-A-CB (Split System: Heat Pump with Remote Outdoor Unit-Air-Source) | DLCURAH30ABK |  |  | EA*4X42L21A* | *80ES(N,L)0702116A* | 29600 | 15.2 | 8.1 | 33600 | 27400 | 81.55% | 1.78 | 0 | 9 |  |  |  |  | R-410A | 2.4667 | Residential & Commercial | USHP
215939957 | Central HP <5.4 tons | AIRQUEST | HRCU-A-CB (Split System: Heat Pump with Remote Outdoor Unit-Air-Source) | H5H3V36*K*AAA* |  |  | ESH5X36M12A*+WALLCON | *80CSU0601716B* | 33400 | 19 | 9 | 34800 | 26600 | 76.44% | 1.92 | 0 | 11.5 |  |  |  |  | R-454B | 2.7833 | Residential & Commercial | USHP | Ducted CEE Tier 1
215940207 | Central HP <5.4 tons | AIRQUEST | HRCU-A-CB (Split System: Heat Pump with Remote Outdoor Unit-Air-Source) | H5H3V36*K*AAA* |  |  | ESH5X60M12A*+WALLCON | *97CTN0601716A* | 33800 | 18.5 | 9 | 35000 | 26800 | 76.57% | 1.92 | 0 | 11 |  |  |  |  | R-454B | 2.8167 | Residential & Commercial | USHP | Ducted CEE Tier 1
215940307 | Central HP <5.4 tons | AIRQUEST | HRCU-A-CB (Split System: Heat Pump with Remote Outdoor Unit-Air-Source) | H5H3V36*K*AAA* |  |  | EVM5X44M21A*+WALLCON | *97CTN0802120A* | 35600 | 21.5 | 8.5 | 38000 | 28600 | 75.26% | 2.04 | 0 | 12 |  |  |  |  | R-454B | 2.9667 | Residential & Commercial | USHP | Ducted CEE Tier 1
216027663 | Central HP <5.4 tons | Capella | HRCU-A-CB (Split System: Heat Pump with Remote Outdoor Unit-Air-Source) | CCB1-H30A-O |  |  | CAHB1-H30A-I | 0 | 30000 | 16.8 | 10 | 34000 | 32600 | 95.88% | 1.96 | 0 | 11.7 |  |  |  |  | R-454B | 2.5 | Residential & Commercial | USHP | Ducted CEE Tier 1
212978241 | Central HP <5.4 tons | HEIL | HRCU-A-CB (Split System: Heat Pump with Remote Outdoor Unit-Air-Source) | DLCURAH18ABK |  |  | EA*4X24L14A* | *80MS(N,L)0701412A* | 17600 | 16.5 | 8.5 | 18500 | 19400 | 104.9% | 2.34 | 0 | 10.5 |  |  |  |  | R-410A | 1.4667 | Residential & Commercial | USHP | Ducted CEE Tier 1
211228580 | Central HP <5.4 tons | HEIL | HRCU-A-CB (Split System: Heat Pump with Remote Outdoor Unit-Air-Source) | DLCURAH36ABK |  |  | EA*4X43L21A* | *95ESU0601716A* | 36800 | 15.5 | 8.5 | 38500 | 34800 | 90.39% | 2.1 | 0 | 10 |  |  |  |  | R-410A | 3.0667 | Residential & Commercial | USHP | Ducted CEE Tier 1
212985328 | Central HP <5.4 tons | COMFORTMAKER | HRCU-A-CB (Split System: Heat Pump with Remote Outdoor Unit-Air-Source) | DLCURAH30ABK |  |  | EN(A,D,W)4X42L21** | *92MSN1002120A* | 30000 | 15.2 | 8.1 | 34400 | 27600 | 80.23% | 1.8 | 0 | 9 |  |  |  |  | R-410A | 2.5 | Residential & Commercial | USHP
212985617 | Central HP <5.4 tons | COMFORTMAKER | HRCU-A-CB (Split System: Heat Pump with Remote Outdoor Unit-Air-Source) | DLCURAH30ABK |  |  | EA*4X42L24A* | *92MSN1202420A* | 30000 | 15.2 | 8.1 | 34200 | 27600 | 80.7% | 1.8 | 0 | 9 |  |  |  |  | R-410A | 2.5 | Residential & Commercial | USHP
211229030 | Central HP <5.4 tons | HEIL | HRCU-A-CB (Split System: Heat Pump with Remote Outdoor Unit-Air-Source) | DLCURAH36ABK |  |  | EA*4X48L21A* | *95ESN0801716A* | 35400 | 15.5 | 8.1 | 37800 | 34800 | 92.06% | 2.02 | 0 | 9.5 |  |  |  |  | R-410A | 2.95 | Residential & Commercial | USHP
211229062 | Central HP <5.4 tons | HEIL | HRCU-A-CB (Split System: Heat Pump with Remote Outdoor Unit-Air-Source) | DLCURAH36ABK |  |  | EA*4X48L21A* | *95ESN1002122A* | 37200 | 15.5 | 8.5 | 38500 | 35000 | 90.91% | 2.12 | 0 | 10 |  |  |  |  | R-410A | 3.1 | Residential & Commercial | USHP | Ducted CEE Tier 1
213352702 | Central HP <5.4 tons | CARRIER | HRCU-A-CB (Split System: Heat Pump with Remote Outdoor Unit-Air-Source) | 38MURAQ24AB3* | ADP |  | C36A***L139 | 59TP6C040V17**12 | 23400 | 16 | 8.5 | 25400 | 25800 | 101.6% | 2.18 | 0 | 9.5 |  |  |  |  | R-410A | 1.95 | Residential & Commercial | USHP
212970865 | Central HP <5.4 tons | HEIL | HRCU-A-CB (Split System: Heat Pump with Remote Outdoor Unit-Air-Source) | DLCURAH18ABK |  |  | EA*4X24L14A* | *80VTL0451412B* | 17700 | 16.5 | 8.5 | 18600 | 19400 | 104.3% | 2.32 | 0 | 10.5 |  |  |  |  | R-410A | 1.475 | Residential & Commercial | USHP | Ducted CEE Tier 1
216623795 | Central HP <5.4 tons | Capella | HRCU-A-C (Split System: Heat Pump with Remote Outdoor Unit with No Indoor Fan --Air Source) | CCB1-H30A-O |  |  | CACB1-H36A1724-I | 0 | 29000 | 16 | 9.5 | 32000 | 32000 | 100% | 1.85 | 0 | 10 |  |  |  |  | R-454B | 2.4167 | Residential & Commercial | USHP | Ducted CEE Tier 1
211240089 | Central HP <5.4 tons | CARRIER | HRCU-A-CB (Split System: Heat Pump with Remote Outdoor Unit-Air-Source) | 38MURAQ24AB3* |  |  | CNPV*3017AL* | 58TP*A070V17**16 | 24200 | 17 | 8.1 | 26200 | 23000 | 87.79% | 1.9 | 0 | 10.5 |  |  |  |  | R-410A | 2.0167 | Residential & Commercial | USHP | Ducted CEE Tier 1
211240138 | Central HP <5.4 tons | CARRIER | HRCU-A-CB (Split System: Heat Pump with Remote Outdoor Unit-Air-Source) | 38MURAQ24AB3* |  |  | CNPV*3617AL* | 59TP6B060V14**12 | 23600 | 16.5 | 8.1 | 25800 | 23800 | 92.25% | 1.98 | 0 | 10 |  |  |  |  | R-410A | 1.9667 | Residential & Commercial | USHP | Ducted CEE Tier 1
211240141 | Central HP <5.4 tons | CARRIER | HRCU-A-CB (Split System: Heat Pump with Remote Outdoor Unit-Air-Source) | 38MURAQ24AB3* |  |  | CNPV*3617AL* | 58S(B,C)*A045E14**12 | 24600 | 16 | 8.1 | 26600 | 22400 | 84.21% | 1.84 | 0 | 10.5 |  |  |  |  | R-410A | 2.05 | Residential & Commercial | USHP | Ducted CEE Tier 1
211240173 | Central HP <5.4 tons | CARRIER | HRCU-A-CB (Split System: Heat Pump with Remote Outdoor Unit-Air-Source) | 38MURAQ24AB3* |  |  | CNPV*3621AL* | 58SP*A070V17**16 | 23800 | 16.5 | 8.1 | 26000 | 23200 | 89.23% | 1.92 | 0 | 10.5 |  |  |  |  | R-410A | 1.9833 | Residential & Commercial | USHP | Ducted CEE Tier 1
216488097 | Central HP <5.4 tons | CHAMPION HEATING AND COOLING | HRCU-A-CB (Split System: Heat Pump with Remote Outdoor Unit-Air-Source) | HH860E2S11 | ADP |  | A60VGA*+TXV | Z9ES100C20SMPS1 | 45500 | 18 | 9 | 45000 | 34000 | 75.56% | 2 | 0 | 11.7 |  |  |  |  | R-454B | 3.7917 | Residential & Commercial | USHP | Ducted CEE Tier 1
213372191 | Central HP <5.4 tons | AIRQUEST | HRCU-A-C (Split System: Heat Pump with Remote Outdoor Unit with No Indoor Fan --Air Source) | DLCURAH30ABK |  |  | DLFULAH36XCX + CI | 0 | 30000 | 15.5 | 9.7 | 33000 | 27000 | 81.82% | 1.85 | 10.7 | 10.5 |  |  |  |  | R-410A | 2.5 | Residential & Commercial | USHP | Ducted CEE Tier 1
212480117 | Central HP <5.4 tons | CARRIER | HRCU-A-CB (Split System: Heat Pump with Remote Outdoor Unit-Air-Source) | 38MURAQ24AB3* | ADP |  | PL36H210P299 | 59SU5A060E17**16 | 25000 | 17 | 8.5 | 24000 | 20400 | 85% | 1.76 | 0 | 10.5 |  |  |  |  | R-410A | 2.0833 | Residential & Commercial | USHP | Ducted CEE Tier 1
208101232 | Central HP <5.4 tons | Cooper&Hunter | HRCU-A-CB (Split System: Heat Pump with Remote Outdoor Unit-Air-Source) | CH-HPR24-230VO |  |  | CH-M24AHU | 0 | 23000 | 18.4 | 9.3 | 26000 | 21200 | 81.54% | 1.9 | 12.5 | 11.7 |  |  |  |  | R-410A | 1.9167 | Residential & Commercial | USHP | Ducted CEE Tier 1
215318930 | Central HP <5.4 tons | COMFORTMAKER | HRCU-A-CB (Split System: Heat Pump with Remote Outdoor Unit-Air-Source) | D5CUHAH30AAK |  |  | D5FUHAH36XAK | 0 | 30000 | 17.2 | 10.8 | 33000 | 33200 | 100.6% | 1.97 | 0 | 12.1 |  |  |  |  | R-454B | 2.5 | Residential & Commercial | USHP | Ducted CEE Tier 1
215864122 | Central HP <5.4 tons | Cooper&Hunter | HRCU-A-CB (Split System: Heat Pump with Remote Outdoor Unit-Air-Source) | CH-PQ33-230VO |  |  | CH-PQ33AHU | 0 | 30000 | 17.2 | 10.8 | 33000 | 33200 | 100.6% | 1.97 | 0 | 12 |  |  |  |  | R-454B | 2.5 | Residential & Commercial | USHP | Ducted CEE Tier 1
213146408 | Central HP <5.4 tons | BRYANT HEATING AND COOLING SYSTEMS | HRCU-A-CB (Split System: Heat Pump with Remote Outdoor Unit-Air-Source) | 38MURAQ30AB3* | ADP |  | PL36H175P149+AEFE4B* | 0 | 30400 | 15.2 | 8.4 | 33400 | 27000 | 80.84% | 1.8 | 0 | 9 |  |  |  |  | R-410A | 2.5333 | Residential & Commercial | USHP
213075905 | Central HP <5.4 tons | HEIL | HRCU-A-CB (Split System: Heat Pump with Remote Outdoor Unit-Air-Source) | DLCURAH36ABK |  |  | EA*4X42L21A* | *95MSU1002120A* | 35600 | 16 | 8.1 | 38500 | 35200 | 91.43% | 1.9 | 0 | 10 |  |  |  |  | R-410A | 2.9667 | Residential & Commercial | USHP | Ducted CEE Tier 1
213265606 | Central HP <5.4 tons | Cooper&Hunter | HRCU-A-CB (Split System: Heat Pump with Remote Outdoor Unit-Air-Source) | CH-HPR24-230VO |  |  | CH-M24AHU-W | 0 | 23000 | 18.4 | 9.3 | 26000 | 21200 | 81.54% | 1.9 | 12.5 | 11.7 |  |  |  |  | R-410A | 1.9167 | Residential & Commercial | USHP | Ducted CEE Tier 1
213075953 | Central HP <5.4 tons | HEIL | HRCU-A-CB (Split System: Heat Pump with Remote Outdoor Unit-Air-Source) | DLCURAH36ABK |  |  | EA*4X48L24A* | *95MSU1002120A* | 36000 | 16.5 | 8.5 | 38000 | 34800 | 91.58% | 2.04 | 0 | 10 |  |  |  |  | R-410A | 3 | Residential & Commercial | USHP | Ducted CEE Tier 1
213076806 | Central HP <5.4 tons | HEIL | HRCU-A-CB (Split System: Heat Pump with Remote Outdoor Unit-Air-Source) | DLCURAH36ABK |  |  | EA*4X48L24A* | *80VTL1102122B* | 36200 | 16.5 | 8.5 | 38000 | 34800 | 91.58% | 2.04 | 0 | 10 |  |  |  |  | R-410A | 3.0167 | Residential & Commercial | USHP | Ducted CEE Tier 1
214271847 | Central HP <5.4 tons | CARRIER | HRCU-A-CB (Split System: Heat Pump with Remote Outdoor Unit-Air-Source) | 25VNA825A*031* | ADP |  | PL36H210P299 | 58TN*B045C17**12 | 24200 | 16 | 8.1 | 19800 | 16400 | 82.83% | 2 | 0 | 11 |  |  |  |  | R-410A | 2.0167 | Residential & Commercial | USHP | Ducted CEE Tier 1
212983633 | Central HP <5.4 tons | HEIL | HRCU-A-CB (Split System: Heat Pump with Remote Outdoor Unit-Air-Source) | DLCURAH18ABK |  |  | EA*4X19L17A* | *92MSN0601412A* | 17700 | 16.5 | 8.1 | 17700 | 17900 | 101.1% | 2.16 | 0 | 10.5 |  |  |  |  | R-410A | 1.475 | Residential & Commercial | USHP | Ducted CEE Tier 1
212983703 | Central HP <5.4 tons | HEIL | HRCU-A-CB (Split System: Heat Pump with Remote Outdoor Unit-Air-Source) | DLCURAH18ABK |  |  | EN(A,D)4X24L14** | *92MSN0601412A* | 17500 | 16 | 8.5 | 18500 | 19200 | 103.8% | 2.3 | 0 | 11 |  |  |  |  | R-410A | 1.4583 | Residential & Commercial | USHP | Ducted CEE Tier 1
214629326 | Central HP <5.4 tons | CARRIER | HRCU-A-CB (Split System: Heat Pump with Remote Outdoor Unit-Air-Source) | 38MURAQ36AB3* | ADP |  | PL36H210P299 | 59SU5B080M21**20 | 36600 | 16 | 8.5 | 36800 | 34600 | 94.02% | 2.06 | 0 | 10 |  |  |  |  | R-410A | 3.05 | Residential & Commercial | USHP | Ducted CEE Tier 1
212913809 | Central HP <5.4 tons | AIREASE | HRCU-A-CB (Split System: Heat Pump with Remote Outdoor Unit-Air-Source) | 4SHP22LX124P-**A | ADP |  | F,PE*E32924 | 0 | 23000 | 19 | 8.45 | 20400 | 15000 | 73.53% | 2.04 | 0 | 12.5 |  |  |  |  | R-410A | 1.9167 | Residential & Commercial | USHP | Ducted CEE Tier 1
216997189 | Central HP <5.4 tons | CARRIER | HRCU-A-CB (Split System: Heat Pump with Remote Outdoor Unit-Air-Source) | 27VNA154A*030* | ADP |  | H,PG48*60+TXV | 59TN6C080C21**20 | 49000 | 19 | 10.5 | 50500 | 53000 | 105% | 1.94 | 0 | 11 |  |  |  |  | R-454B | 4.0833 | Residential & Commercial | USHP | Ducted CEE Tier 1
216997191 | Central HP <5.4 tons | CARRIER | HRCU-A-CB (Split System: Heat Pump with Remote Outdoor Unit-Air-Source) | 27VNA154A*030* | ADP |  | H,PG35*48+TXV | 59TN7A080C17**16 | 47000 | 18 | 10.5 | 49500 | 50500 | 102% | 2 | 0 | 11 |  |  |  |  | R-454B | 3.9167 | Residential & Commercial | USHP | Ducted CEE Tier 1
213146406 | Central HP <5.4 tons | BRYANT HEATING AND COOLING SYSTEMS | HRCU-A-CB (Split System: Heat Pump with Remote Outdoor Unit-Air-Source) | 38MURAQ30AB3* | ADP |  | C36A***L129+AEFE3A* | 0 | 29400 | 15.2 | 8.15 | 33200 | 27000 | 81.33% | 1.76 | 0 | 8.5 |  |  |  |  | R-410A | 2.45 | Residential & Commercial | USHP
211717287 | Central HP <5.4 tons | ACIQ | HRCU-A-CB (Split System: Heat Pump with Remote Outdoor Unit-Air-Source) | SC-4860-HP |  |  | SC-48-AH | 0 | 48000 | 17 | 9 | 48000 | 39000 | 81.25% | 1.8 | 11.5 | 11 |  |  |  |  | R-410A | 4 | Residential & Commercial | USHP | Ducted CEE Tier 1
213352719 | Central HP <5.4 tons | CARRIER | HRCU-A-CB (Split System: Heat Pump with Remote Outdoor Unit-Air-Source) | 38MURAQ36AB3* | ADP |  | C36A***L139 | 59TP6C080V17**16 | 34400 | 15.2 | 8.5 | 36800 | 34800 | 94.57% | 2 | 0 | 9.5 |  |  |  |  | R-410A | 2.8667 | Residential & Commercial | USHP
211717288 | Central HP <5.4 tons | ACIQ | HRCU-A-CB (Split System: Heat Pump with Remote Outdoor Unit-Air-Source) | SC-4860-HP |  |  | SC-60-AH | 0 | 54000 | 16 | 9 | 54000 | 41000 | 75.93% | 1.8 | 10.5 | 10 |  |  |  |  | R-410A | 4.5 | Residential & Commercial | USHP | Ducted CEE Tier 1
215428292 | Central HP <5.4 tons | ECO AC | HRCU-A-CB (Split System: Heat Pump with Remote Outdoor Unit-Air-Source) | EHI-O60KBA |  |  | EHI-V48KBA | 0 | 48000 | 17 | 9 | 48000 | 39000 | 81.25% | 1.8 | 11.5 | 11 |  |  |  |  | R-410A | 4 | Residential & Commercial | USHP | Ducted CEE Tier 1
214596062 | Central HP <5.4 tons | PAYNE | HRCU-A-C (Split System: Heat Pump with Remote Outdoor Unit with No Indoor Fan --Air Source) | 38MURAQ18AB3 | ADP |  | H,PG21930+TD | 0 | 17700 | 16 | 8.85 | 17100 | 14600 | 85.38% | 2.06 | 0 | 11.5 |  |  |  |  | R-410A | 1.475 | Residential & Commercial | USHP | Ducted CEE Tier 1
214596063 | Central HP <5.4 tons | PAYNE | HRCU-A-C (Split System: Heat Pump with Remote Outdoor Unit with No Indoor Fan --Air Source) | 38MURAQ24AB3 | ADP |  | H,PG21930+TD | 0 | 23000 | 16 | 8.8 | 23000 | 19600 | 85.22% | 1.84 | 0 | 10 |  |  |  |  | R-410A | 1.9167 | Residential & Commercial | USHP | Ducted CEE Tier 1
210473963 | Central HP <5.4 tons | AIRQUEST | HRCU-A-CB (Split System: Heat Pump with Remote Outdoor Unit-Air-Source) | HVH825GKA3* |  |  | EN(A,D,W)4X48L21**+WALLCON | *80CTL0701716A* | 24200 | 17 | 8.1 | 21400 | 16600 | 77.57% | 2.02 | 0 | 11 |  |  |  |  | R-410A | 2.0167 | Residential & Commercial | USHP | Ducted CEE Tier 1
210474117 | Central HP <5.4 tons | AIRQUEST | HRCU-A-CB (Split System: Heat Pump with Remote Outdoor Unit-Air-Source) | HVH825GKA3* |  |  | EN(A,D)4X48L24**+WALLCON | *97CMN1002122A* | 24200 | 17 | 8.1 | 21400 | 16600 | 77.57% | 2.02 | 0 | 11.5 |  |  |  |  | R-410A | 2.0167 | Residential & Commercial | USHP | Ducted CEE Tier 1
212974633 | Central HP <5.4 tons | HEIL | HRCU-A-CB (Split System: Heat Pump with Remote Outdoor Unit-Air-Source) | DLCURAH18ABK |  |  | EA*4X24L14A* | *96VTN0401410B* | 17300 | 15.5 | 8.5 | 18400 | 19400 | 105.4% | 2.32 | 0 | 10.5 |  |  |  |  | R-410A | 1.4417 | Residential & Commercial | USHP | Ducted CEE Tier 1
212974750 | Central HP <5.4 tons | HEIL | HRCU-A-CB (Split System: Heat Pump with Remote Outdoor Unit-Air-Source) | DLCURAH18ABK |  |  | EN(A,D)4X30L17** | *96VTN0401410B* | 17400 | 16 | 8.1 | 18000 | 18700 | 103.9% | 2.24 | 0 | 10.5 |  |  |  |  | R-410A | 1.45 | Residential & Commercial | USHP | Ducted CEE Tier 1
212971433 | Central HP <5.4 tons | BRYANT HEATING AND COOLING SYSTEMS | HRCU-A-CB (Split System: Heat Pump with Remote Outdoor Unit-Air-Source) | 38MURAQ30AB3* |  |  | CNPV*4217AL* | 82*TB36045V14*** | 30000 | 15.2 | 8.1 | 34000 | 27200 | 80% | 1.82 | 0 | 9 |  |  |  |  | R-410A | 2.5 | Residential & Commercial | USHP
212972923 | Central HP <5.4 tons | BRYANT HEATING AND COOLING SYSTEMS | HRCU-A-CB (Split System: Heat Pump with Remote Outdoor Unit-Air-Source) | 38MURAQ24AB3* |  |  | CAP**3014AL* | 926SB30040V14*** | 23400 | 16 | 8.5 | 26400 | 24800 | 93.94% | 2.06 | 0 | 10 |  |  |  |  | R-410A | 1.95 | Residential & Commercial | USHP | Ducted CEE Tier 1
212975310 | Central HP <5.4 tons | BRYANT HEATING AND COOLING SYSTEMS | HRCU-A-CB (Split System: Heat Pump with Remote Outdoor Unit-Air-Source) | 38MURAQ24AB3* |  |  | CAP**3717AL* | 926TC36040V17*** | 24000 | 16 | 8.1 | 25400 | 22000 | 86.61% | 1.82 | 0 | 10 |  |  |  |  | R-410A | 2 | Residential & Commercial | USHP | Ducted CEE Tier 1
212975629 | Central HP <5.4 tons | BRYANT HEATING AND COOLING SYSTEMS | HRCU-A-CB (Split System: Heat Pump with Remote Outdoor Unit-Air-Source) | 38MURAQ24AB3* |  |  | CAP**2414AL* | 926TC36060V14*** | 23200 | 16.5 | 8.5 | 26800 | 27000 | 100.7% | 2.3 | 0 | 10 |  |  |  |  | R-410A | 1.9333 | Residential & Commercial | USHP | Ducted CEE Tier 1
213352711 | Central HP <5.4 tons | CARRIER | HRCU-A-CB (Split System: Heat Pump with Remote Outdoor Unit-Air-Source) | 38MURAQ24AB3* | ADP |  | C24A***L039 | 59TP6C100V21**20 | 22600 | 17 | 8.5 | 24600 | 23400 | 95.12% | 1.98 | 0 | 9.5 |  |  |  |  | R-410A | 1.8833 | Residential & Commercial | USHP
215428297 | Central HP <5.4 tons | ECO AC | HRCU-A-C (Split System: Heat Pump with Remote Outdoor Unit with No Indoor Fan --Air Source) | EHI-O60KBA |  |  | EKCA60*I | 0 | 50500 | 15.2 | 8.5 | 53000 | 37200 | 70.19% | 1.8 | 0 | 9.5 |  |  |  |  | R-410A | 4.2083 | Residential & Commercial | USHP
212978598 | Central HP <5.4 tons | CARRIER | HRCU-A-CB (Split System: Heat Pump with Remote Outdoor Unit-Air-Source) | 38MURAQ30AB3* |  |  | CNPV*4217AL* | 58S(B,C)*B070M17**12 | 30000 | 15.2 | 8.1 | 34000 | 27200 | 80% | 1.82 | 0 | 9 |  |  |  |  | R-410A | 2.5 | Residential & Commercial | USHP
214628673 | Central HP <5.4 tons | CARRIER | HRCU-A-CB (Split System: Heat Pump with Remote Outdoor Unit-Air-Source) | 38MURAQ30AB3* | ADP |  | PL36H210P749 | 58S(B,C)*B090M21**16 | 29400 | 15.2 | 8.1 | 32400 | 27600 | 85.19% | 1.76 | 0 | 9 |  |  |  |  | R-410A | 2.45 | Residential & Commercial | USHP
212480219 | Central HP <5.4 tons | CARRIER | HRCU-A-CB (Split System: Heat Pump with Remote Outdoor Unit-Air-Source) | 38MURAQ30AB3* | ADP |  | PL36H210P749 | 58SU*A080E21**20 | 29600 | 15.2 | 8.1 | 32200 | 26800 | 83.23% | 1.78 | 0 | 9 |  |  |  |  | R-410A | 2.4667 | Residential & Commercial | USHP
216997192 | Central HP <5.4 tons | CARRIER | HRCU-A-CB (Split System: Heat Pump with Remote Outdoor Unit-Air-Source) | 27VNA154A*030* | ADP |  | H,PG48*60+TXV | 59TN7A080C17**16 | 47000 | 18 | 10.5 | 49500 | 50500 | 102% | 2 | 0 | 11 |  |  |  |  | R-454B | 3.9167 | Residential & Commercial | USHP | Ducted CEE Tier 1
214389904 | Central HP <5.4 tons | CARRIER | HRCU-A-CB (Split System: Heat Pump with Remote Outdoor Unit-Air-Source) | 25VNA436A*031* | ADP |  | H,PG34936 | 58TN*B070C17**16 | 32400 | 19 | 8.5 | 36400 | 28200 | 77.47% | 1.98 | 0 | 12 |  |  |  |  | R-410A | 2.7 | Residential & Commercial | USHP | Ducted CEE Tier 1
214596064 | Central HP <5.4 tons | PAYNE | HRCU-A-C (Split System: Heat Pump with Remote Outdoor Unit with No Indoor Fan --Air Source) | 38MURAQ24AB3 | ADP |  | H,PG22936+TD | 0 | 23600 | 16 | 9 | 23200 | 19600 | 84.48% | 1.86 | 0 | 10.5 |  |  |  |  | R-410A | 1.9667 | Residential & Commercial | USHP | Ducted CEE Tier 1
216997078 | Central HP <5.4 tons | CARRIER | HRCU-A-CB (Split System: Heat Pump with Remote Outdoor Unit-Air-Source) | 27VNA048A*030* | ADP |  | H,PG35*48+TXV | 59TN7A080C17**16 | 44000 | 17 | 9 | 47000 | 34200 | 72.77% | 2.04 | 0 | 9 |  |  |  |  | R-454B | 3.6667 | Residential & Commercial | USHP
214271854 | Central HP <5.4 tons | CARRIER | HRCU-A-CB (Split System: Heat Pump with Remote Outdoor Unit-Air-Source) | 25VNA825A*031* | ADP |  | PL36H175P159 | 58TN*B045C17**12 | 23800 | 16 | 8.1 | 19400 | 16200 | 83.51% | 2 | 0 | 10.5 |  |  |  |  | R-410A | 1.9833 | Residential & Commercial | USHP | Ducted CEE Tier 1
210474298 | Central HP <5.4 tons | AIRQUEST | HRCU-A-CB (Split System: Heat Pump with Remote Outdoor Unit-Air-Source) | HVH825GKA3* |  |  | EHD4X42AAL+WALLCON | *80CTL0701716A* | 24200 | 16 | 8.1 | 21400 | 16600 | 77.57% | 2 | 0 | 10.5 |  |  |  |  | R-410A | 2.0167 | Residential & Commercial | USHP | Ducted CEE Tier 1
210474551 | Central HP <5.4 tons | AIRQUEST | HRCU-A-CB (Split System: Heat Pump with Remote Outdoor Unit-Air-Source) | HVH825GKA3* |  |  | EHD4X48AAL+WALLCON | *96CTN0801714A* | 24200 | 16 | 8.1 | 21400 | 16700 | 78.04% | 2 | 0 | 10.5 |  |  |  |  | R-410A | 2.0167 | Residential & Commercial | USHP | Ducted CEE Tier 1
216621489 | Central HP <5.4 tons | CanAir | HRCU-A-C (Split System: Heat Pump with Remote Outdoor Unit with No Indoor Fan --Air Source) | 4CDH2030C21 |  |  | CEB-36MX1421 | 0 | 30000 | 15.3 | 9.3 | 32000 | 30400 | 95% | 1.78 | 0 | 10 |  |  |  |  | R-454B | 2.5 | Residential & Commercial | USHP | Ducted CEE Tier 1
212479871 | Central HP <5.4 tons | CARRIER | HRCU-A-CB (Split System: Heat Pump with Remote Outdoor Unit-Air-Source) | 38MURAQ24AB3* | ADP |  | PL36H175P159 | 58S(B,C)*A070E17**16 | 24800 | 16 | 8.1 | 25200 | 21800 | 86.51% | 1.82 | 0 | 10.5 |  |  |  |  | R-410A | 2.0667 | Residential & Commercial | USHP | Ducted CEE Tier 1
212479887 | Central HP <5.4 tons | CARRIER | HRCU-A-CB (Split System: Heat Pump with Remote Outdoor Unit-Air-Source) | 38MURAQ24AB3* | ADP |  | C36A***L159 | 58S(B,C)*A070E21**16 | 24200 | 17 | 8.1 | 24600 | 22400 | 91.06% | 1.9 | 0 | 10.5 |  |  |  |  | R-410A | 2.0167 | Residential & Commercial | USHP | Ducted CEE Tier 1
212479889 | Central HP <5.4 tons | CARRIER | HRCU-A-CB (Split System: Heat Pump with Remote Outdoor Unit-Air-Source) | 38MURAQ24AB3* | ADP |  | A36VCA+TXV | 58S(B,C)*A090E17**14 | 24800 | 17 | 8.5 | 24800 | 21600 | 87.1% | 1.84 | 0 | 10 |  |  |  |  | R-410A | 2.0667 | Residential & Commercial | USHP | Ducted CEE Tier 1
214595908 | Central HP <5.4 tons | PAYNE | HRCU-A-C (Split System: Heat Pump with Remote Outdoor Unit with No Indoor Fan --Air Source) | 38MURAQ24AB3 | ADP |  | H,PG30924+TD | 0 | 24000 | 16 | 9.1 | 23200 | 19600 | 84.48% | 1.88 | 0 | 10.5 |  |  |  |  | R-410A | 2 | Residential & Commercial | USHP | Ducted CEE Tier 1
213372188 | Central HP <5.4 tons | AIRQUEST | HRCU-A-C (Split System: Heat Pump with Remote Outdoor Unit with No Indoor Fan --Air Source) | DLCURAH18ABK |  |  | DLFULAH24XBX + CI | 0 | 18000 | 16.1 | 9.5 | 19000 | 15000 | 78.95% | 2.2 | 11.6 | 11.7 |  |  |  |  | R-410A | 1.5 | Residential & Commercial | USHP | Ducted CEE Tier 1
215434329 | Central HP <5.4 tons | GOODMAN | HRCU-A-CB (Split System: Heat Pump with Remote Outdoor Unit-Air-Source) | GZV7SA4210A* |  |  | CHPEA4830*3A* | G*VT800805D*A* | 40500 | 17 | 8.6 | 41000 | 31000 | 75.61% | 2 | 0 | 10 |  |  |  |  | R-32 | 3.375 | Residential & Commercial | USHP | Ducted CEE Tier 1
214271865 | Central HP <5.4 tons | CARRIER | HRCU-A-CB (Split System: Heat Pump with Remote Outdoor Unit-Air-Source) | 25VNA825A*031* | ADP |  | PL36H175P149 | 58TN*B070C14**12 | 23400 | 16 | 8.1 | 20000 | 16300 | 81.5% | 1.92 | 0 | 11 |  |  |  |  | R-410A | 1.95 | Residential & Commercial | USHP | Ducted CEE Tier 1
214272283 | Central HP <5.4 tons | CARRIER | HRCU-A-CB (Split System: Heat Pump with Remote Outdoor Unit-Air-Source) | 25VNA837A*030* | ADP |  | C36A***L539 | 58TN*B070C14**12 | 32800 | 17 | 8.1 | 30800 | 24600 | 79.87% | 1.98 | 0 | 11 |  |  |  |  | R-410A | 2.7333 | Residential & Commercial | USHP | Ducted CEE Tier 1
214272316 | Central HP <5.4 tons | CARRIER | HRCU-A-CB (Split System: Heat Pump with Remote Outdoor Unit-Air-Source) | 25VNA837A*030* | ADP |  | PL36H210P299 | 59MN7C080C17**14 | 32800 | 17 | 8.5 | 31400 | 25000 | 79.62% | 1.98 | 0 | 11 |  |  |  |  | R-410A | 2.7333 | Residential & Commercial | USHP | Ducted CEE Tier 1
215319158 | Central HP <5.4 tons | AIRQUEST | HRCU-A-CB (Split System: Heat Pump with Remote Outdoor Unit-Air-Source) | D5CSHAH33AAK |  |  | D5FSAAH36XBK | 0 | 33000 | 16.7 | 10 | 35000 | 34000 | 97.14% | 2 | 0 | 11.7 |  |  |  |  | R-454B | 2.75 | Residential & Commercial | USHP | Ducted CEE Tier 1
212480263 | Central HP <5.4 tons | CARRIER | HRCU-A-CB (Split System: Heat Pump with Remote Outdoor Unit-Air-Source) | 38MURAQ30AB3* | ADP |  | C36A***L159 | 59SC2D100E21**20 | 30600 | 15.2 | 8.1 | 32600 | 26600 | 81.6% | 1.82 | 0 | 9 |  |  |  |  | R-410A | 2.55 | Residential & Commercial | USHP
212480162 | Central HP <5.4 tons | CARRIER | HRCU-A-CB (Split System: Heat Pump with Remote Outdoor Unit-Air-Source) | 38MURAQ24AB3* | ADP |  | PL36H175P159 | 59TP6B080V17**16 | 24200 | 16 | 8.1 | 24600 | 22600 | 91.87% | 1.9 | 0 | 10.5 |  |  |  |  | R-410A | 2.0167 | Residential & Commercial | USHP | Ducted CEE Tier 1
212975118 | Central HP <5.4 tons | HEIL | HRCU-A-CB (Split System: Heat Pump with Remote Outdoor Unit-Air-Source) | DLCURAH18ABK |  |  | EN(A,D)4X24L17** | *96VTN0401712B* | 17500 | 15.5 | 8.5 | 18600 | 19200 | 103.2% | 2.3 | 0 | 10.5 |  |  |  |  | R-410A | 1.4583 | Residential & Commercial | USHP | Ducted CEE Tier 1
214389905 | Central HP <5.4 tons | CARRIER | HRCU-A-CB (Split System: Heat Pump with Remote Outdoor Unit-Air-Source) | 25VNA436A*031* | ADP |  | H,PG9J936 | 58TN*B070C17**16 | 32400 | 19 | 8.5 | 36400 | 28200 | 77.47% | 1.98 | 0 | 12 |  |  |  |  | R-410A | 2.7 | Residential & Commercial | USHP | Ducted CEE Tier 1
214389906 | Central HP <5.4 tons | CARRIER | HRCU-A-CB (Split System: Heat Pump with Remote Outdoor Unit-Air-Source) | 25VNA436A*031* | ADP |  | H,PG53936 | 58TN*B070C17**16 | 33400 | 20 | 9 | 34400 | 26600 | 77.33% | 2.02 | 0 | 12 |  |  |  |  | R-410A | 2.7833 | Residential & Commercial | USHP | Ducted CEE Tier 1
214271647 | Central HP <5.4 tons | CARRIER | HRCU-A-CB (Split System: Heat Pump with Remote Outdoor Unit-Air-Source) | 25VNA436A*031* | ADP |  | PL36H175P159 | 58TN*B070C14**12 | 32800 | 19 | 9 | 35400 | 27600 | 77.97% | 2.02 | 0 | 11.7 |  |  |  |  | R-410A | 2.7333 | Residential & Commercial | USHP | Ducted CEE Tier 1
212980196 | Central HP <5.4 tons | HEIL | HRCU-A-CB (Split System: Heat Pump with Remote Outdoor Unit-Air-Source) | DLCURAH30ABK |  |  | EA*4X37L21A* | *80MS(N,L)0902116A* | 30600 | 15.2 | 8.1 | 33200 | 26400 | 79.52% | 1.86 | 0 | 9 |  |  |  |  | R-410A | 2.55 | Residential & Commercial | USHP
216488046 | Central HP <5.4 tons | CHAMPION HEATING AND COOLING | HRCU-A-CB (Split System: Heat Pump with Remote Outdoor Unit-Air-Source) | HH836E2S11 | ADP |  | A36VDA*+TXV | Z8ES080C20SMPS1 | 35000 | 19 | 8.5 | 31200 | 26600 | 85.26% | 2 | 0 | 11 |  |  |  |  | R-454B | 2.9167 | Residential & Commercial | USHP | Ducted CEE Tier 1
214624742 | Central HP <5.4 tons | CARRIER | HRCU-A-CB (Split System: Heat Pump with Remote Outdoor Unit-Air-Source) | 38MURAQ24AB3* | ADP |  | A36VCA+TXV | 58SU*B040M17**12 | 23600 | 17 | 8.5 | 24200 | 22800 | 94.21% | 1.94 | 0 | 10 |  |  |  |  | R-410A | 1.9667 | Residential & Commercial | USHP | Ducted CEE Tier 1
214624789 | Central HP <5.4 tons | CARRIER | HRCU-A-CB (Split System: Heat Pump with Remote Outdoor Unit-Air-Source) | 38MURAQ24AB3* | ADP |  | PL36H175P159 | 58SU*B060M17**16 | 23600 | 17 | 8.5 | 24000 | 23600 | 98.33% | 2 | 0 | 10.5 |  |  |  |  | R-410A | 1.9667 | Residential & Commercial | USHP | Ducted CEE Tier 1
214624791 | Central HP <5.4 tons | CARRIER | HRCU-A-CB (Split System: Heat Pump with Remote Outdoor Unit-Air-Source) | 38MURAQ24AB3* | ADP |  | V,C36H175P159 | 58SU*B060M17**16 | 23600 | 17 | 8.5 | 24000 | 23600 | 98.33% | 2 | 0 | 10.5 |  |  |  |  | R-410A | 1.9667 | Residential & Commercial | USHP | Ducted CEE Tier 1
214624858 | Central HP <5.4 tons | CARRIER | HRCU-A-CB (Split System: Heat Pump with Remote Outdoor Unit-Air-Source) | 38MURAQ30AB3* | ADP |  | C36A***L159 | 58SU*B060M17**16 | 29800 | 15.2 | 8.1 | 32200 | 27000 | 83.85% | 1.8 | 0 | 9 |  |  |  |  | R-410A | 2.4833 | Residential & Commercial | USHP
216980836 | Central HP <5.4 tons | InfinityLiving | HRCU-A-CB (Split System: Heat Pump with Remote Outdoor Unit-Air-Source) | EZ-60-EHPB |  |  | EZ-60-AHB | 0 | 54000 | 15.2 | 8.4 | 54000 | 38000 | 70.37% | 1.8 | 0 | 8.6 |  |  |  |  | R-454B | 4.5 | Residential & Commercial | USHP
215319139 | Central HP <5.4 tons | AIRQUEST | HRCU-A-CB (Split System: Heat Pump with Remote Outdoor Unit-Air-Source) | D5CUHAH18AAK |  |  | D5FUAAH18XAK | 0 | 18000 | 19 | 9.8 | 19000 | 18000 | 94.74% | 2 | 0 | 12.5 |  |  |  |  | R-454B | 1.5 | Residential & Commercial | USHP | Ducted CEE Tier 1
214272336 | Central HP <5.4 tons | CARRIER | HRCU-A-CB (Split System: Heat Pump with Remote Outdoor Unit-Air-Source) | 25VNA837A*030* | ADP |  | V,C36H175P459 | 59TN6C080C17**14 | 32800 | 17 | 8.5 | 31400 | 25000 | 79.62% | 1.98 | 0 | 11 |  |  |  |  | R-410A | 2.7333 | Residential & Commercial | USHP | Ducted CEE Tier 1
213352707 | Central HP <5.4 tons | CARRIER | HRCU-A-CB (Split System: Heat Pump with Remote Outdoor Unit-Air-Source) | 38MURAQ24AB3* | ADP |  | C24A***L039 | 59TP6C080V17**16 | 23200 | 16 | 8.5 | 25400 | 25200 | 99.21% | 2.14 | 0 | 9.5 |  |  |  |  | R-410A | 1.9333 | Residential & Commercial | USHP
214826088 | Central HP <5.4 tons | CHAMPION HEATING AND COOLING | HRCU-A-CB (Split System: Heat Pump with Remote Outdoor Unit-Air-Source) | HH836E2S11 | ADP |  | H,YG80*36+TXV+AEFE4B* | 0 | 34000 | 19 | 9 | 30800 | 24800 | 80.52% | 2.1 | 0 | 11.7 |  |  |  |  | R-454B | 2.8333 | Residential & Commercial | USHP | Ducted CEE Tier 1
214271709 | Central HP <5.4 tons | CARRIER | HRCU-A-CB (Split System: Heat Pump with Remote Outdoor Unit-Air-Source) | 25VNA436A*031* | ADP |  | C36A***L159 | 58TN*B090C21**20 | 33000 | 20 | 9 | 34800 | 27200 | 78.16% | 2.06 | 0 | 12.5 |  |  |  |  | R-410A | 2.75 | Residential & Commercial | USHP | Ducted CEE Tier 1
213146411 | Central HP <5.4 tons | BRYANT HEATING AND COOLING SYSTEMS | HRCU-A-CB (Split System: Heat Pump with Remote Outdoor Unit-Air-Source) | 38MURAQ30AB3* | ADP |  | V,C36H175P159+AEFE4B* | 0 | 31200 | 15.2 | 8.5 | 33800 | 26400 | 78.11% | 1.86 | 0 | 9 |  |  |  |  | R-410A | 2.6 | Residential & Commercial | USHP
213352716 | Central HP <5.4 tons | CARRIER | HRCU-A-CB (Split System: Heat Pump with Remote Outdoor Unit-Air-Source) | 38MURAQ30AB3* | ADP |  | C36A***L139 | 59TP6C100V21**20 | 29800 | 15.2 | 8.5 | 32600 | 27200 | 83.44% | 1.8 | 0 | 8.5 |  |  |  |  | R-410A | 2.4833 | Residential & Commercial | USHP
214271663 | Central HP <5.4 tons | CARRIER | HRCU-A-CB (Split System: Heat Pump with Remote Outdoor Unit-Air-Source) | 25VNA436A*031* | ADP |  | V,C36H175P149 | 58TN*B070C17**16 | 32400 | 19 | 8.5 | 36400 | 28200 | 77.47% | 1.98 | 0 | 12 |  |  |  |  | R-410A | 2.7 | Residential & Commercial | USHP | Ducted CEE Tier 1
214271679 | Central HP <5.4 tons | CARRIER | HRCU-A-CB (Split System: Heat Pump with Remote Outdoor Unit-Air-Source) | 25VNA436A*031* | ADP |  | V,C36H175P459 | 58TN*B070C17**16 | 33200 | 20 | 9 | 34400 | 26600 | 77.33% | 2.02 | 0 | 12 |  |  |  |  | R-410A | 2.7667 | Residential & Commercial | USHP | Ducted CEE Tier 1
215939637 | Central HP <5.4 tons | AIRQUEST | HRCU-A-CB (Split System: Heat Pump with Remote Outdoor Unit-Air-Source) | H5H3V36*K*AAA* |  |  | EA*5X36M17A*+WALLCON | *97CTN0801716A* | 32000 | 19 | 9.5 | 35600 | 27400 | 76.97% | 1.98 | 0 | 10.5 |  |  |  |  | R-454B | 2.6667 | Residential & Commercial | USHP | Ducted CEE Tier 1
215940737 | Central HP <5.4 tons | AIRQUEST | HRCU-A-CB (Split System: Heat Pump with Remote Outdoor Unit-Air-Source) | H5H3V36*K*AAA* |  |  | EVD5X48M24A*+WALLCON | *97CTN0802120A* | 35000 | 21 | 8.5 | 38500 | 28400 | 73.77% | 2.04 | 0 | 12 |  |  |  |  | R-454B | 2.9167 | Residential & Commercial | USHP | Ducted CEE Tier 1
214630464 | Central HP <5.4 tons | CARRIER | HRCU-A-CB (Split System: Heat Pump with Remote Outdoor Unit-Air-Source) | 25VNA837A*030* | ADP |  | PL36H210P299 | 59CU5A100C21**22 | 32400 | 18 | 8.1 | 30600 | 24200 | 79.08% | 1.98 | 0 | 11.7 |  |  |  |  | R-410A | 2.7 | Residential & Commercial | USHP | Ducted CEE Tier 1
210474617 | Central HP <5.4 tons | AIRQUEST | HRCU-A-CB (Split System: Heat Pump with Remote Outdoor Unit-Air-Source) | HVH825GKA3* |  |  | EHD4X48AAL+WALLCON | *96CTN1002122A* | 24200 | 16 | 8.1 | 21200 | 16700 | 78.77% | 2.04 | 0 | 11 |  |  |  |  | R-410A | 2.0167 | Residential & Commercial | USHP | Ducted CEE Tier 1
214862836 | Central HP <5.4 tons | CHAMPION HEATING AND COOLING | HRCU-A-CB (Split System: Heat Pump with Remote Outdoor Unit-Air-Source) | HH836E2S11 | ADP |  | H,YG80*36+TXV | Z8ES080C16SMPS1 | 34000 | 19 | 8.5 | 30200 | 25000 | 82.78% | 2 | 0 | 11 |  |  |  |  | R-454B | 2.8333 | Residential & Commercial | USHP | Ducted CEE Tier 1
212977635 | Central HP <5.4 tons | BRYANT HEATING AND COOLING SYSTEMS | HRCU-A-CB (Split System: Heat Pump with Remote Outdoor Unit-Air-Source) | 38MURAQ24AB3* |  |  | CAP**3717AL* | 8(0,1)*SB36045M14*** | 24200 | 17 | 8.5 | 25200 | 22000 | 87.3% | 1.84 | 0 | 10 |  |  |  |  | R-410A | 2.0167 | Residential & Commercial | USHP | Ducted CEE Tier 1
216623794 | Central HP <5.4 tons | Capella | HRCU-A-C (Split System: Heat Pump with Remote Outdoor Unit with No Indoor Fan --Air Source) | CCB1-H30A-O |  |  | CACB1-H36A1424-I | 0 | 30000 | 15.3 | 9.3 | 32000 | 30400 | 95% | 1.78 | 0 | 10 |  |  |  |  | R-454B | 2.5 | Residential & Commercial | USHP | Ducted CEE Tier 1
212479919 | Central HP <5.4 tons | CARRIER | HRCU-A-CB (Split System: Heat Pump with Remote Outdoor Unit-Air-Source) | 38MURAQ24AB3* | ADP |  | A36VCA+TXV | 58SP*A070V17**16 | 24000 | 17 | 8.5 | 24400 | 22400 | 91.8% | 1.9 | 0 | 10 |  |  |  |  | R-410A | 2 | Residential & Commercial | USHP | Ducted CEE Tier 1
212479937 | Central HP <5.4 tons | CARRIER | HRCU-A-CB (Split System: Heat Pump with Remote Outdoor Unit-Air-Source) | 38MURAQ24AB3* | ADP |  | V,C36H175P139 | 58SP*A070V17**16 | 23800 | 17 | 8.5 | 24400 | 22400 | 91.8% | 1.9 | 0 | 10 |  |  |  |  | R-410A | 1.9833 | Residential & Commercial | USHP | Ducted CEE Tier 1
212479972 | Central HP <5.4 tons | CARRIER | HRCU-A-CB (Split System: Heat Pump with Remote Outdoor Unit-Air-Source) | 38MURAQ24AB3* | ADP |  | C36A***L129 | 58TP*A070V17**16 | 23600 | 17 | 8.1 | 24600 | 22600 | 91.87% | 1.9 | 0 | 10 |  |  |  |  | R-410A | 1.9667 | Residential & Commercial | USHP | Ducted CEE Tier 1
212479988 | Central HP <5.4 tons | CARRIER | HRCU-A-CB (Split System: Heat Pump with Remote Outdoor Unit-Air-Source) | 38MURAQ24AB3* | ADP |  | V,C36H175P139 | 58TP*A070V17**16 | 24000 | 17 | 8.1 | 24600 | 22600 | 91.87% | 1.9 | 0 | 10.5 |  |  |  |  | R-410A | 2 | Residential & Commercial | USHP | Ducted CEE Tier 1
212480020 | Central HP <5.4 tons | CARRIER | HRCU-A-CB (Split System: Heat Pump with Remote Outdoor Unit-Air-Source) | 38MURAQ24AB3* | ADP |  | A36VCA+TXV | 59SC2D060E17**14 | 24600 | 17 | 8.5 | 24600 | 21800 | 88.62% | 1.86 | 0 | 10 |  |  |  |  | R-410A | 2.05 | Residential & Commercial | USHP | Ducted CEE Tier 1
212480119 | Central HP <5.4 tons | CARRIER | HRCU-A-CB (Split System: Heat Pump with Remote Outdoor Unit-Air-Source) | 38MURAQ24AB3* | ADP |  | A36VCA+TXV | 59SU5A060E17**16 | 24400 | 17 | 8.5 | 24600 | 22000 | 89.43% | 1.86 | 0 | 10 |  |  |  |  | R-410A | 2.0333 | Residential & Commercial | USHP | Ducted CEE Tier 1
215434434 | Central HP <5.4 tons | GOODMAN | HRCU-A-CB (Split System: Heat Pump with Remote Outdoor Unit-Air-Source) | GZV7SA4810A* |  |  | CA*EA6030*3A* | G*VM971005CNA* | 45500 | 16.2 | 8.8 | 47000 | 33600 | 71.49% | 2 | 0 | 10 |  |  |  |  | R-32 | 3.7917 | Residential & Commercial | USHP | Ducted CEE Tier 1
215319145 | Central HP <5.4 tons | AIRQUEST | HRCU-A-CB (Split System: Heat Pump with Remote Outdoor Unit-Air-Source) | D5CUHAH60AAK |  |  | D5FUAAH60XAK | 0 | 54000 | 16 | 9 | 56000 | 52000 | 92.86% | 1.8 | 0 | 10 |  |  |  |  | R-454B | 4.5 | Residential & Commercial | USHP | Ducted CEE Tier 1
215319160 | Central HP <5.4 tons | AIRQUEST | HRCU-A-CB (Split System: Heat Pump with Remote Outdoor Unit-Air-Source) | D5CSRAH24AAK |  |  | D5FSAAH24XBK | 0 | 24000 | 19.8 | 9 | 25000 | 18000 | 72% | 2.2 | 0 | 11.7 |  |  |  |  | R-454B | 2 | Residential & Commercial | USHP | Ducted CEE Tier 1
212980941 | Central HP <5.4 tons | HEIL | HRCU-A-CB (Split System: Heat Pump with Remote Outdoor Unit-Air-Source) | DLCURAH30ABK |  |  | EA*4X42L24A* | *80MS(N,L)1102120A* | 30400 | 15.2 | 8.1 | 34400 | 27400 | 79.65% | 1.82 | 0 | 9 |  |  |  |  | R-410A | 2.5333 | Residential & Commercial | USHP
212982127 | Central HP <5.4 tons | HEIL | HRCU-A-CB (Split System: Heat Pump with Remote Outdoor Unit-Air-Source) | DLCURAH30ABK |  |  | EA*4X36L21A* | *80MSU0401712A* | 29800 | 15.2 | 8.5 | 33800 | 27800 | 82.25% | 1.76 | 0 | 9 |  |  |  |  | R-410A | 2.4833 | Residential & Commercial | USHP
215941177 | Central HP <5.4 tons | AIRQUEST | HRCU-A-CB (Split System: Heat Pump with Remote Outdoor Unit-Air-Source) | H5H3V48*K*AAA* |  |  | ESH5X48M12A*+WALLCON | *97CTN0802120A* | 44000 | 20 | 9 | 48500 | 36600 | 75.46% | 1.8 | 0 | 10.5 |  |  |  |  | R-454B | 3.6667 | Residential & Commercial | USHP | Ducted CEE Tier 1
215941527 | Central HP <5.4 tons | AIRQUEST | HRCU-A-CB (Split System: Heat Pump with Remote Outdoor Unit-Air-Source) | H5H3V48*K*AAA* |  |  | EVD5X48M21A*+WALLCON | *96CTN0802120B* | 44500 | 19.5 | 8.1 | 52000 | 38500 | 74.04% | 1.9 | 0 | 10.5 |  |  |  |  | R-454B | 3.7083 | Residential & Commercial | USHP | Ducted CEE Tier 1
212973702 | Central HP <5.4 tons | CARRIER | HRCU-A-CB (Split System: Heat Pump with Remote Outdoor Unit-Air-Source) | 38MURAQ18AB3* |  |  | CNPV*3017AL* | 59SP6B080V17**16 | 17500 | 16 | 8.1 | 18000 | 18700 | 103.9% | 2.24 | 0 | 11 |  |  |  |  | R-410A | 1.4583 | Residential & Commercial | USHP | Ducted CEE Tier 1
212974638 | Central HP <5.4 tons | CARRIER | HRCU-A-CB (Split System: Heat Pump with Remote Outdoor Unit-Air-Source) | 38MURAQ18AB3* |  |  | CAP**2417AL* | 59TP6C040V14**10 | 17200 | 16.5 | 8.5 | 18200 | 19400 | 106.6% | 2.34 | 0 | 10 |  |  |  |  | R-410A | 1.4333 | Residential & Commercial | USHP | Ducted CEE Tier 1
216620278 | Central HP <5.4 tons | AIRQUEST | HRCU-A-CB (Split System: Heat Pump with Remote Outdoor Unit-Air-Source) | DLCURAH60ABK |  |  | 40MUAAQ60XA3 | 0 | 55000 | 15.3 | 9.4 | 59000 | 48500 | 82.2% | 1.91 | 9 | 8.8 |  |  |  |  | R-410A | 4.5833 | Residential & Commercial | USHP
212601811 | Central HP <5.4 tons | CARRIER | HRCU-A-CB (Split System: Heat Pump with Remote Outdoor Unit-Air-Source) | 38MURAQ24AB3* | ADP |  | C24A***L039 | 59TP6B040V17**12 | 22400 | 15.2 | 8.5 | 24200 | 23800 | 98.35% | 2 | 0 | 9.5 |  |  |  |  | R-410A | 1.8667 | Residential & Commercial | USHP
213796806 | Central HP <5.4 tons | CARRIER | HRCU-A-CB (Split System: Heat Pump with Remote Outdoor Unit-Air-Source) | 38MURAQ24AB3* | ADP |  | V,C36H***P429+CBPE3A* | 0 | 23600 | 16 | 8.7 | 24800 | 22600 | 91.13% | 1.86 | 0 | 10 |  |  |  |  | R-410A | 1.9667 | Residential & Commercial | USHP | Ducted CEE Tier 1
213352705 | Central HP <5.4 tons | CARRIER | HRCU-A-CB (Split System: Heat Pump with Remote Outdoor Unit-Air-Source) | 38MURAQ24AB3* | ADP |  | C24A***L039 | 59TP6C060V17**16 | 22800 | 16 | 8.5 | 25200 | 25000 | 99.21% | 2.12 | 0 | 9.5 |  |  |  |  | R-410A | 1.9 | Residential & Commercial | USHP
213352706 | Central HP <5.4 tons | CARRIER | HRCU-A-CB (Split System: Heat Pump with Remote Outdoor Unit-Air-Source) | 38MURAQ24AB3* | ADP |  | C36A***L139 | 59TP6C060V17**16 | 23200 | 16 | 8.5 | 25200 | 25000 | 99.21% | 2.12 | 0 | 10 |  |  |  |  | R-410A | 1.9333 | Residential & Commercial | USHP | Ducted CEE Tier 1
213372192 | Central HP <5.4 tons | AIRQUEST | HRCU-A-C (Split System: Heat Pump with Remote Outdoor Unit with No Indoor Fan --Air Source) | DLCURAH36ABK |  |  | DLFULAH36XBX + CI | 0 | 35000 | 15.5 | 8.6 | 38000 | 31600 | 83.16% | 1.85 | 0 | 10 |  |  |  |  | R-410A | 2.9167 | Residential & Commercial | USHP | Ducted CEE Tier 1
216620274 | Central HP <5.4 tons | AIRQUEST | HRCU-A-CB (Split System: Heat Pump with Remote Outdoor Unit-Air-Source) | DLCURAH36ABK |  |  | 40MUAAQ36XA3 | 0 | 36000 | 16 | 9.5 | 40000 | 34400 | 86% | 1.97 | 10.5 | 10 |  |  |  |  | R-410A | 3 | Residential & Commercial | USHP | Ducted CEE Tier 1
215434313 | Central HP <5.4 tons | GOODMAN | HRCU-A-CB (Split System: Heat Pump with Remote Outdoor Unit-Air-Source) | GZV7SA4210A* |  |  | CA*EA6030*3A* | G*VS960805CUA* | 40500 | 16.5 | 8.8 | 41000 | 31000 | 75.61% | 2 | 0 | 10 |  |  |  |  | R-32 | 3.375 | Residential & Commercial | USHP | Ducted CEE Tier 1
214810560 | Central HP <5.4 tons | InfinityLiving | HRCU-A-CB (Split System: Heat Pump with Remote Outdoor Unit-Air-Source) | EZ-60-HP |  |  | EZ-60-AH | 0 | 55000 | 15.3 | 9.4 | 59000 | 48500 | 82.2% | 1.91 | 9 | 8.8 |  |  |  |  | R-410A | 4.5833 | Residential & Commercial | USHP
212479806 | Central HP <5.4 tons | CARRIER | HRCU-A-CB (Split System: Heat Pump with Remote Outdoor Unit-Air-Source) | 38MURAQ18AB3* | ADP |  | A36VCA+TXV | 58SU*A040E17**12 | 18600 | 16 | 9 | 17400 | 17800 | 102.3% | 2.22 | 0 | 11 |  |  |  |  | R-410A | 1.55 | Residential & Commercial | USHP | Ducted CEE Tier 1
212479817 | Central HP <5.4 tons | CARRIER | HRCU-A-CB (Split System: Heat Pump with Remote Outdoor Unit-Air-Source) | 38MURAQ18AB3* | ADP |  | A24VBA+TXV | 59SC2D060E14**12 | 18100 | 16 | 8.5 | 17400 | 18200 | 104.6% | 2.24 | 0 | 11 |  |  |  |  | R-410A | 1.5083 | Residential & Commercial | USHP | Ducted CEE Tier 1
210692076 | Central HP <5.4 tons | AMERICAN STANDARD | HRCU-A-CB (Split System: Heat Pump with Remote Outdoor Unit-Air-Source) | 4A6V0X60A1 |  |  | 4PX*DU60BS3 | S8V2D120M5PCA | 54000 | 19 | 8.2 | 52000 | 39500 | 75.96% | 1.83 | 12 | 11.7 |  |  |  |  | R-410A | 4.5 | Residential & Commercial | USHP | Ducted CEE Tier 1
214627579 | Central HP <5.4 tons | CARRIER | HRCU-A-CB (Split System: Heat Pump with Remote Outdoor Unit-Air-Source) | 38MURAQ18AB3* | ADP |  | PL36H175P149 | 58TP*B070V14**12 | 17600 | 16 | 8.5 | 16900 | 18700 | 110.7% | 2.3 | 0 | 11 |  |  |  |  | R-410A | 1.4667 | Residential & Commercial | USHP | Ducted CEE Tier 1
214627581 | Central HP <5.4 tons | CARRIER | HRCU-A-CB (Split System: Heat Pump with Remote Outdoor Unit-Air-Source) | 38MURAQ18AB3* | ADP |  | PL36H175P159 | 58TP*B070V14**12 | 17600 | 16 | 8.5 | 16900 | 18700 | 110.7% | 2.3 | 0 | 11 |  |  |  |  | R-410A | 1.4667 | Residential & Commercial | USHP | Ducted CEE Tier 1
214627633 | Central HP <5.4 tons | CARRIER | HRCU-A-CB (Split System: Heat Pump with Remote Outdoor Unit-Air-Source) | 38MURAQ18AB3* | ADP |  | A24VBA+TXV | 59SC6A026M14**10 | 17000 | 20 | 8.1 | 16700 | 18800 | 112.6% | 2.3 | 0 | 10 |  |  |  |  | R-410A | 1.4167 | Residential & Commercial | USHP | Ducted CEE Tier 1
214627646 | Central HP <5.4 tons | CARRIER | HRCU-A-CB (Split System: Heat Pump with Remote Outdoor Unit-Air-Source) | 38MURAQ18AB3* | ADP |  | PL36H175P159 | 59SC6A026M14**10 | 17300 | 20 | 8.1 | 16700 | 18800 | 112.6% | 2.3 | 0 | 10.5 |  |  |  |  | R-410A | 1.4417 | Residential & Commercial | USHP | Ducted CEE Tier 1
214627713 | Central HP <5.4 tons | CARRIER | HRCU-A-CB (Split System: Heat Pump with Remote Outdoor Unit-Air-Source) | 38MURAQ18AB3* | ADP |  | C36A***L159 | 59SC6A040M17**12 | 17500 | 15.2 | 8.5 | 17100 | 18800 | 109.9% | 2.3 | 0 | 10.5 |  |  |  |  | R-410A | 1.4583 | Residential & Commercial | USHP | Ducted CEE Tier 1
214627747 | Central HP <5.4 tons | CARRIER | HRCU-A-CB (Split System: Heat Pump with Remote Outdoor Unit-Air-Source) | 38MURAQ18AB3* | ADP |  | PL36H210P299 | 59SC6A060M17**16 | 17700 | 16 | 8.5 | 16000 | 17400 | 108.7% | 2.14 | 0 | 10.5 |  |  |  |  | R-410A | 1.475 | Residential & Commercial | USHP | Ducted CEE Tier 1
214627831 | Central HP <5.4 tons | CARRIER | HRCU-A-CB (Split System: Heat Pump with Remote Outdoor Unit-Air-Source) | 38MURAQ18AB3* | ADP |  | V,C36H175P159 | 59SU5B060M17**16 | 17500 | 16 | 8.1 | 16500 | 18300 | 110.9% | 2.24 | 0 | 11 |  |  |  |  | R-410A | 1.4583 | Residential & Commercial | USHP | Ducted CEE Tier 1
215939607 | Central HP <5.4 tons | AIRQUEST | HRCU-A-CB (Split System: Heat Pump with Remote Outdoor Unit-Air-Source) | H5H3V36*K*AAA* |  |  | EA*5X36M17A*+WALLCON | *80CSU0401712B* | 32400 | 19.5 | 9.5 | 35000 | 26800 | 76.57% | 2 | 0 | 11 |  |  |  |  | R-454B | 2.7 | Residential & Commercial | USHP | Ducted CEE Tier 1
215939857 | Central HP <5.4 tons | AIRQUEST | HRCU-A-CB (Split System: Heat Pump with Remote Outdoor Unit-Air-Source) | H5H3V36*K*AAA* |  |  | EA*5X61M21A*+WALLCON | *97CTN0601716A* | 34000 | 19.5 | 9 | 35200 | 26800 | 76.14% | 1.94 | 0 | 11 |  |  |  |  | R-454B | 2.8333 | Residential & Commercial | USHP | Ducted CEE Tier 1
215940157 | Central HP <5.4 tons | AIRQUEST | HRCU-A-CB (Split System: Heat Pump with Remote Outdoor Unit-Air-Source) | H5H3V36*K*AAA* |  |  | ESH5X48M12A*+WALLCON | *97CTN1002122A* | 33800 | 19.5 | 9 | 34600 | 26400 | 76.3% | 1.92 | 0 | 11.7 |  |  |  |  | R-454B | 2.8167 | Residential & Commercial | USHP | Ducted CEE Tier 1
215940357 | Central HP <5.4 tons | AIRQUEST | HRCU-A-CB (Split System: Heat Pump with Remote Outdoor Unit-Air-Source) | H5H3V36*K*AAA* |  |  | EVM5X49M21A*+WALLCON | *97CTN0601716A* | 35200 | 21 | 8.5 | 38500 | 29400 | 76.36% | 2.02 | 0 | 11.7 |  |  |  |  | R-454B | 2.9333 | Residential & Commercial | USHP | Ducted CEE Tier 1
210473217 | Central HP <5.4 tons | HEIL | HRCU-A-CB (Split System: Heat Pump with Remote Outdoor Unit-Air-Source) | HVH825GKA3* |  |  | EA*4X43L21A*+WALLCON | *97CMN1002122A* | 24400 | 16.5 | 8.5 | 21200 | 16600 | 78.3% | 2.04 | 0 | 11 |  |  |  |  | R-410A | 2.0333 | Residential & Commercial | USHP | Ducted CEE Tier 1
210473426 | Central HP <5.4 tons | HEIL | HRCU-A-CB (Split System: Heat Pump with Remote Outdoor Unit-Air-Source) | HVH825GKA3* |  |  | EA*4X48L21A*+WALLCON | *97CMN0602120A* | 24000 | 16.5 | 8.1 | 21000 | 16600 | 79.05% | 2 | 0 | 11 |  |  |  |  | R-410A | 2 | Residential & Commercial | USHP | Ducted CEE Tier 1
210474505 | Central HP <5.4 tons | HEIL | HRCU-A-CB (Split System: Heat Pump with Remote Outdoor Unit-Air-Source) | HVH825GKA3* |  |  | EHD4X48AAL+WALLCON | *80CTL0451712A* | 24200 | 16 | 8.1 | 21400 | 16700 | 78.04% | 2 | 0 | 10.5 |  |  |  |  | R-410A | 2.0167 | Residential & Commercial | USHP | Ducted CEE Tier 1
212972768 | Central HP <5.4 tons | HEIL | HRCU-A-CB (Split System: Heat Pump with Remote Outdoor Unit-Air-Source) | DLCURAH18ABK |  |  | EN(A,D)4X30L17** | *96VSN0401410B* | 17400 | 16 | 8.1 | 18000 | 18700 | 103.9% | 2.24 | 0 | 10.5 |  |  |  |  | R-410A | 1.45 | Residential & Commercial | USHP | Ducted CEE Tier 1
214731017 | Central HP <5.4 tons | ARMSTRONG AIR | HRCU-A-CB (Split System: Heat Pump with Remote Outdoor Unit-Air-Source) | 4SHP18LX136P |  |  | 7ED24BX-0*+TDR | A97DF2E045B12 | 23800 | 18 | 8.5 | 24000 | 17300 | 72.08% | 2.22 | 0 | 12.3 |  |  |  |  | R-410A | 1.9833 | Residential & Commercial | USHP | Ducted CEE Tier 1
216488065 | Central HP <5.4 tons | CHAMPION HEATING AND COOLING | HRCU-A-CB (Split System: Heat Pump with Remote Outdoor Unit-Air-Source) | HH836E2S11 | ADP |  | A36VDA*+TXV | Z9ES100C16SMPS1 | 34600 | 17 | 8.5 | 31200 | 26600 | 85.26% | 2 | 0 | 11 |  |  |  |  | R-454B | 2.8833 | Residential & Commercial | USHP | Ducted CEE Tier 1
214624675 | Central HP <5.4 tons | CARRIER | HRCU-A-CB (Split System: Heat Pump with Remote Outdoor Unit-Air-Source) | 38MURAQ18AB3* | ADP |  | V,C36H175P139 | 58SU*B040M17**12 | 17400 | 16 | 8.5 | 16800 | 18500 | 110.1% | 2.28 | 0 | 10.5 |  |  |  |  | R-410A | 1.45 | Residential & Commercial | USHP | Ducted CEE Tier 1
213372193 | Central HP <5.4 tons | AIRQUEST | HRCU-A-C (Split System: Heat Pump with Remote Outdoor Unit with No Indoor Fan --Air Source) | DLCURAH36ABK |  |  | DLFULAH36XCX + CI | 0 | 35000 | 15.2 | 10 | 39000 | 32000 | 82.05% | 2 | 10.2 | 10 |  |  |  |  | R-410A | 2.9167 | Residential & Commercial | USHP | Ducted CEE Tier 1
211229107 | Central HP <5.4 tons | HEIL | HRCU-A-CB (Split System: Heat Pump with Remote Outdoor Unit-Air-Source) | DLCURAH36ABK |  |  | EA*4X48L21A* | *96VSN1002120A* | 36000 | 16 | 8.5 | 38500 | 34600 | 89.87% | 2.06 | 0 | 10 |  |  |  |  | R-410A | 3 | Residential & Commercial | USHP | Ducted CEE Tier 1
211229312 | Central HP <5.4 tons | HEIL | HRCU-A-CB (Split System: Heat Pump with Remote Outdoor Unit-Air-Source) | DLCURAH36ABK |  |  | EA*4X48L24A* | *80ES(N,L)1102420A* | 35800 | 16.5 | 8.5 | 37800 | 34600 | 91.53% | 2.06 | 0 | 10 |  |  |  |  | R-410A | 2.9833 | Residential & Commercial | USHP | Ducted CEE Tier 1
216623796 | Central HP <5.4 tons | Capella | HRCU-A-C (Split System: Heat Pump with Remote Outdoor Unit with No Indoor Fan --Air Source) | CCB1-H30A-O |  |  | CACB1-H36A2124-I | 0 | 29000 | 16 | 9.5 | 32000 | 32000 | 100% | 1.85 | 0 | 10 |  |  |  |  | R-454B | 2.4167 | Residential & Commercial | USHP | Ducted CEE Tier 1
216977312 | Central HP <5.4 tons | BRYANT HEATING AND COOLING SYSTEMS | HRCU-A-CB (Split System: Heat Pump with Remote Outdoor Unit-Air-Source) | 37MUHAQ24AA3 | ADP |  | C36A***L13*+TXV | 83*SB36040M17*** | 22000 | 16 | 8.5 | 19400 | 18700 | 96.39% | 1.94 | 0 | 10.5 |  |  |  |  | R-454B | 1.8333 | Residential & Commercial | USHP | Ducted CEE Tier 1
207826612 | Central HP <5.4 tons | AIRQUEST | HRCU-A-CB (Split System: Heat Pump with Remote Outdoor Unit-Air-Source) | DLCSRBH24AAK |  |  | DLFSABH24XBK | 0 | 23000 | 18.4 | 9.3 | 26000 | 21200 | 81.54% | 1.9 | 12.5 | 11.7 |  |  |  |  | R-410A | 1.9167 | Residential & Commercial | USHP | Ducted CEE Tier 1
215319146 | Central HP <5.4 tons | AIRQUEST | HRCU-A-CB (Split System: Heat Pump with Remote Outdoor Unit-Air-Source) | D5CUHAH60AAK |  |  | D5FUHAH60XAK | 0 | 54000 | 17.5 | 9.5 | 55000 | 54000 | 98.18% | 1.9 | 0 | 12 |  |  |  |  | R-454B | 4.5 | Residential & Commercial | USHP | Ducted CEE Tier 1
213779101 | Central HP <5.4 tons | DAY & NIGHT | HRCU-A-CB (Split System: Heat Pump with Remote Outdoor Unit-Air-Source) | CVH837GKA** |  |  | EA*4X42L21A*+WALLCON | *80CTL1102120B* | 31800 | 17 | 8.1 | 32800 | 24200 | 73.78% | 1.88 | 0 | 11 |  |  |  |  | R-410A | 2.65 | Residential & Commercial | USHP | Ducted CEE Tier 1
215434199 | Central HP <5.4 tons | GOODMAN | HRCU-A-CB (Split System: Heat Pump with Remote Outdoor Unit-Air-Source) | GZV7SA3610A* |  |  | CA*EA4830*3A* | G*VT961205DNA* | 34800 | 18.5 | 8.5 | 35000 | 28400 | 81.14% | 2 | 0 | 10.5 |  |  |  |  | R-32 | 2.9 | Residential & Commercial | USHP | Ducted CEE Tier 1
215434216 | Central HP <5.4 tons | GOODMAN | HRCU-A-CB (Split System: Heat Pump with Remote Outdoor Unit-Air-Source) | GZV7SA3610A* |  |  | CA*EA6030*3A* | G*VS960805CUA* | 35000 | 18 | 8.5 | 35000 | 28400 | 81.14% | 2 | 0 | 10.5 |  |  |  |  | R-32 | 2.9167 | Residential & Commercial | USHP | Ducted CEE Tier 1
216487361 | Central HP <5.4 tons | BRYANT HEATING AND COOLING SYSTEMS | HRCU-A-CB (Split System: Heat Pump with Remote Outdoor Unit-Air-Source) | 290VAN024**AA* | ADP |  | CE(P,V)2414G31*+TXV | 987MC42060C17*** | 22600 | 17 | 9 | 22600 | 16300 | 72.12% | 1.98 | 0 | 9.5 |  |  |  |  | R-454B | 1.8833 | Residential & Commercial | USHP
216487445 | Central HP <5.4 tons | BRYANT HEATING AND COOLING SYSTEMS | HRCU-A-CB (Split System: Heat Pump with Remote Outdoor Unit-Air-Source) | 290VAN048**AA* | ADP |  | CE(P,V)6021G48*+TXV | 88*TB36045C17*** | 43500 | 17 | 9 | 47000 | 34600 | 73.62% | 2.02 | 0 | 9 |  |  |  |  | R-454B | 3.625 | Residential & Commercial | USHP
216487460 | Central HP <5.4 tons | BRYANT HEATING AND COOLING SYSTEMS | HRCU-A-CB (Split System: Heat Pump with Remote Outdoor Unit-Air-Source) | 290VAN048**AA* | ADP |  | CE(P,V)4821G1K*+TXV | 88*TB36070C14*** | 44500 | 16 | 8.5 | 47500 | 33800 | 71.16% | 1.94 | 0 | 9 |  |  |  |  | R-454B | 3.7083 | Residential & Commercial | USHP
216487462 | Central HP <5.4 tons | BRYANT HEATING AND COOLING SYSTEMS | HRCU-A-CB (Split System: Heat Pump with Remote Outdoor Unit-Air-Source) | 290VAN048**AA* | ADP |  | CE(P,V)6021G48*+TXV | 88*TB48070C17*** | 44000 | 17 | 9 | 47000 | 34000 | 72.34% | 2.04 | 0 | 9.5 |  |  |  |  | R-454B | 3.6667 | Residential & Commercial | USHP
216727301 | Central HP <5.4 tons | LEVIOR | HRCU-A-CB (Split System: Heat Pump with Remote Outdoor Unit-Air-Source) | LHPCR454-48BT/18SR |  |  | LHPHR454-48BT/18SR | 0 | 47000 | 18 | 8.5 | 47000 | 33000 | 70.21% | 1.8 | 0 | 9 |  |  |  |  | R-454B | 3.9167 | Residential & Commercial | USHP
214627544 | Central HP <5.4 tons | CARRIER | HRCU-A-CB (Split System: Heat Pump with Remote Outdoor Unit-Air-Source) | 38MURAQ18AB3* | ADP |  | C36A***L129 | 58S(B,C)*B070M14**12 | 17400 | 16 | 8.5 | 16900 | 19300 | 114.2% | 2.38 | 0 | 10.5 |  |  |  |  | R-410A | 1.45 | Residential & Commercial | USHP | Ducted CEE Tier 1
214862298 | Central HP <5.4 tons | BRYANT HEATING AND COOLING SYSTEMS | HRCU-A-CB (Split System: Heat Pump with Remote Outdoor Unit-Air-Source) | 288BNV025*0**C* | ADP |  | H,CD13936 | 987MC42060C17*** | 23400 | 16 | 8.1 | 20000 | 16300 | 81.5% | 1.94 | 0 | 11 |  |  |  |  | R-410A | 1.95 | Residential & Commercial | USHP | Ducted CEE Tier 1
214862316 | Central HP <5.4 tons | BRYANT HEATING AND COOLING SYSTEMS | HRCU-A-CB (Split System: Heat Pump with Remote Outdoor Unit-Air-Source) | 288BNV025*0**C* | ADP |  | H,CD13936 | 987MC60060C21*** | 23400 | 16 | 8.1 | 20000 | 16300 | 81.5% | 1.94 | 0 | 11 |  |  |  |  | R-410A | 1.95 | Residential & Commercial | USHP | Ducted CEE Tier 1
214862317 | Central HP <5.4 tons | BRYANT HEATING AND COOLING SYSTEMS | HRCU-A-CB (Split System: Heat Pump with Remote Outdoor Unit-Air-Source) | 288BNV025*0**C* | ADP |  | H,PG48936 | 987MC60060C21*** | 24000 | 16 | 8.1 | 19800 | 16300 | 82.32% | 2 | 0 | 11 |  |  |  |  | R-410A | 2 | Residential & Commercial | USHP | Ducted CEE Tier 1
214862333 | Central HP <5.4 tons | BRYANT HEATING AND COOLING SYSTEMS | HRCU-A-CB (Split System: Heat Pump with Remote Outdoor Unit-Air-Source) | 288BNV025*0**C* | ADP |  | H,CD16936 | 987MC66100C21*** | 23800 | 17 | 8.1 | 19600 | 16200 | 82.65% | 2.02 | 0 | 11 |  |  |  |  | R-410A | 1.9833 | Residential & Commercial | USHP | Ducted CEE Tier 1
216997067 | Central HP <5.4 tons | CARRIER | HRCU-A-CB (Split System: Heat Pump with Remote Outdoor Unit-Air-Source) | 27VNA048A*030* | ADP |  | H,PG48*60+TXV | 59MN7C080C17**14 | 44000 | 17 | 9 | 47000 | 34200 | 72.77% | 2.04 | 0 | 9 |  |  |  |  | R-454B | 3.6667 | Residential & Commercial | USHP
216997068 | Central HP <5.4 tons | CARRIER | HRCU-A-CB (Split System: Heat Pump with Remote Outdoor Unit-Air-Source) | 27VNA048A*030* | ADP |  | H,PG35*48+TXV | 59MN7C080C21**20 | 44000 | 17 | 9 | 46500 | 33800 | 72.69% | 2.06 | 0 | 9.5 |  |  |  |  | R-454B | 3.6667 | Residential & Commercial | USHP
215935755 | Central HP <5.4 tons | BRYANT HEATING AND COOLING SYSTEMS | HRCU-A-CB (Split System: Heat Pump with Remote Outdoor Unit-Air-Source) | 293VAN036**AA* |  |  | CVAVA3621XMA*+UI | 986TD42060C17*** | 34000 | 20.5 | 8.1 | 38000 | 27000 | 71.05% | 1.95 | 0 | 11 |  |  |  |  | R-454B | 2.8333 | Residential & Commercial | USHP | Ducted CEE Tier 1
215323734 | Central HP <5.4 tons | AIRQUEST | HRCU-A-CB (Split System: Heat Pump with Remote Outdoor Unit-Air-Source) | D5CUHAH36AAK |  |  | D5FUHAH36XAK | 0 | 36000 | 18 | 10 | 37000 | 37400 | 101.1% | 1.9 | 0 | 12 |  |  |  |  | R-454B | 3 | Residential & Commercial | USHP | Ducted CEE Tier 1
212480169 | Central HP <5.4 tons | CARRIER | HRCU-A-CB (Split System: Heat Pump with Remote Outdoor Unit-Air-Source) | 38MURAQ24AB3* | ADP |  | C36A***L159 | 59TP6B080V17**16 | 24200 | 16 | 8.1 | 24600 | 22600 | 91.87% | 1.9 | 0 | 10.5 |  |  |  |  | R-410A | 2.0167 | Residential & Commercial | USHP | Ducted CEE Tier 1
214385646 | Central HP <5.4 tons | COMFORTMAKER | HRCU-A-CB (Split System: Heat Pump with Remote Outdoor Unit-Air-Source) | DLCURAH18ABK | ADP |  | H,YE21924 | *80MSU0401712A* | 16500 | 16 | 8.5 | 17000 | 19000 | 111.8% | 2.34 | 0 | 9.5 |  |  |  |  | R-410A | 1.375 | Residential & Commercial | USHP
216984592 | Central HP <5.4 tons | BRYANT HEATING AND COOLING SYSTEMS | HRCU-A-CB (Split System: Heat Pump with Remote Outdoor Unit-Air-Source) | 291VAN054**AA* | ADP |  | C48A***L18*+TXV | 987TA66100C21*** | 49000 | 19 | 10.5 | 50500 | 53000 | 105% | 1.96 | 0 | 11 |  |  |  |  | R-454B | 4.0833 | Residential & Commercial | USHP | Ducted CEE Tier 1
207436275 | Central HP <5.4 tons | LENNOX | HRCU-A-CB (Split System: Heat Pump with Remote Outdoor Unit-Air-Source) | SL25XPV-036-230A** |  |  | C35-48C+TDR+TXV | SL280UH080NV60C* | 34000 | 21.4 | 8.8 | 35400 | 27400 | 77.4% | 1.82 | 14.5 | 13.5 |  |  |  |  | R-410A | 2.8333 | Residential & Commercial | USHP | Ducted CEE Tier 1
207436290 | Central HP <5.4 tons | LENNOX | HRCU-A-CB (Split System: Heat Pump with Remote Outdoor Unit-Air-Source) | SL25XPV-036-230A** |  |  | C35-50/60C+TDR+TXV | EL296UH110XV48C* | 33600 | 22 | 8.7 | 34400 | 26800 | 77.91% | 1.82 | 14 | 13.3 |  |  |  |  | R-410A | 2.8 | Residential & Commercial | USHP | Ducted CEE Tier 1
216487997 | Central HP <5.4 tons | CHAMPION HEATING AND COOLING | HRCU-A-CB (Split System: Heat Pump with Remote Outdoor Unit-Air-Source) | HH824E2S11 | ADP |  | A36VBA*+TXV | TM9Y060B12MP11 | 22400 | 17 | 9.15 | 21200 | 18000 | 84.91% | 1.94 | 0 | 11.5 |  |  |  |  | R-454B | 1.8667 | Residential & Commercial | USHP | Ducted CEE Tier 1
211229382 | Central HP <5.4 tons | HEIL | HRCU-A-CB (Split System: Heat Pump with Remote Outdoor Unit-Air-Source) | DLCURAH36ABK |  |  | EA*4X48L24A* | *80ESU0802120A | 37600 | 15.5 | 8.5 | 39500 | 35000 | 88.61% | 2.14 | 0 | 10 |  |  |  |  | R-410A | 3.1333 | Residential & Commercial | USHP | Ducted CEE Tier 1
211229616 | Central HP <5.4 tons | HEIL | HRCU-A-CB (Split System: Heat Pump with Remote Outdoor Unit-Air-Source) | DLCURAH36ABK |  |  | EA*4X48L24A* | *96VTN1002122A* | 36000 | 16.5 | 8.5 | 37800 | 34600 | 91.53% | 2.06 | 0 | 10 |  |  |  |  | R-410A | 3 | Residential & Commercial | USHP | Ducted CEE Tier 1
211229914 | Central HP <5.4 tons | HEIL | HRCU-A-CB (Split System: Heat Pump with Remote Outdoor Unit-Air-Source) | DLCURAH36ABK |  |  | EN(A,D,W)4X48L21** | *80ES(N,L)0701712A* | 36200 | 15.5 | 8.1 | 38500 | 35000 | 90.91% | 2.02 | 0 | 10 |  |  |  |  | R-410A | 3.0167 | Residential & Commercial | USHP | Ducted CEE Tier 1
211229950 | Central HP <5.4 tons | HEIL | HRCU-A-CB (Split System: Heat Pump with Remote Outdoor Unit-Air-Source) | DLCURAH36ABK |  |  | EN(A,D,W)4X48L21** | *80ES(N,L)0902116A* | 36400 | 16 | 8.1 | 38500 | 34800 | 90.39% | 2.04 | 0 | 10.5 |  |  |  |  | R-410A | 3.0333 | Residential & Commercial | USHP | Ducted CEE Tier 1
213779151 | Central HP <5.4 tons | DAY & NIGHT | HRCU-A-CB (Split System: Heat Pump with Remote Outdoor Unit-Air-Source) | CVH837GKA** |  |  | EA*4X42L21A*+WALLCON | *96CTN0601714B* | 31600 | 16.5 | 8.1 | 33200 | 24600 | 74.1% | 1.86 | 0 | 10.5 |  |  |  |  | R-410A | 2.6333 | Residential & Commercial | USHP | Ducted CEE Tier 1
212978682 | Central HP <5.4 tons | HEIL | HRCU-A-CB (Split System: Heat Pump with Remote Outdoor Unit-Air-Source) | DLCURAH24ABK |  |  | EA*4X37L17A* | *80MS(N,L)0701712A* | 24200 | 17.5 | 8.5 | 25200 | 22000 | 87.3% | 1.84 | 0 | 10 |  |  |  |  | R-410A | 2.0167 | Residential & Commercial | USHP | Ducted CEE Tier 1
214862394 | Central HP <5.4 tons | BRYANT HEATING AND COOLING SYSTEMS | HRCU-A-CB (Split System: Heat Pump with Remote Outdoor Unit-Air-Source) | 288BNV037*0**B* | ADP |  | H,PE9J936 | 987MC42080C17*** | 32000 | 17 | 8.1 | 31600 | 24600 | 77.85% | 1.9 | 0 | 11 |  |  |  |  | R-410A | 2.6667 | Residential & Commercial | USHP | Ducted CEE Tier 1
214862396 | Central HP <5.4 tons | BRYANT HEATING AND COOLING SYSTEMS | HRCU-A-CB (Split System: Heat Pump with Remote Outdoor Unit-Air-Source) | 288BNV037*0**B* | ADP |  | H,PG81936 | 987MC42080C17*** | 32200 | 17 | 8.1 | 31400 | 24600 | 78.34% | 1.94 | 0 | 11.5 |  |  |  |  | R-410A | 2.6833 | Residential & Commercial | USHP | Ducted CEE Tier 1
214862330 | Central HP <5.4 tons | BRYANT HEATING AND COOLING SYSTEMS | HRCU-A-CB (Split System: Heat Pump with Remote Outdoor Unit-Air-Source) | 288BNV025*0**C* | ADP |  | H,PG81936 | 987MC60080C21*** | 24000 | 17 | 8.1 | 19600 | 16200 | 82.65% | 2.02 | 0 | 11.5 |  |  |  |  | R-410A | 2 | Residential & Commercial | USHP | Ducted CEE Tier 1
214862339 | Central HP <5.4 tons | BRYANT HEATING AND COOLING SYSTEMS | HRCU-A-CB (Split System: Heat Pump with Remote Outdoor Unit-Air-Source) | 288BNV025*0**C* | ADP |  | H,PG81936 | 987MC66100C21*** | 24000 | 17 | 8.1 | 19600 | 16200 | 82.65% | 2.02 | 0 | 11.5 |  |  |  |  | R-410A | 2 | Residential & Commercial | USHP | Ducted CEE Tier 1
212498428 | Central HP <5.4 tons | CARRIER | HRCU-A-CB (Split System: Heat Pump with Remote Outdoor Unit-Air-Source) | 38MURAQ18AB3* | ADP |  | CP1903A+TXV+TD | 0 | 17400 | 15.2 | 8.7 | 17000 | 19400 | 114.1% | 2.32 | 0 | 10.5 |  |  |  |  | R-410A | 1.45 | Residential & Commercial | USHP | Ducted CEE Tier 1
216487680 | Central HP <5.4 tons | BRYANT HEATING AND COOLING SYSTEMS | HRCU-A-CB (Split System: Heat Pump with Remote Outdoor Unit-Air-Source) | 293VAN048**AA* | ADP |  | CE(P,V)4817G1K*+TXV | 88*TB60110C21*** | 44000 | 21 | 9.5 | 46000 | 36000 | 78.26% | 1.92 | 0 | 11 |  |  |  |  | R-454B | 3.6667 | Residential & Commercial | USHP | Ducted CEE Tier 1
216487363 | Central HP <5.4 tons | BRYANT HEATING AND COOLING SYSTEMS | HRCU-A-CB (Split System: Heat Pump with Remote Outdoor Unit-Air-Source) | 290VAN024**AA* | ADP |  | CE(P,V)2417G31*+TXV | 987MC42060C17*** | 22600 | 17 | 9 | 22600 | 16300 | 72.12% | 1.98 | 0 | 9.5 |  |  |  |  | R-454B | 1.8833 | Residential & Commercial | USHP
216487378 | Central HP <5.4 tons | BRYANT HEATING AND COOLING SYSTEMS | HRCU-A-CB (Split System: Heat Pump with Remote Outdoor Unit-Air-Source) | 290VAN024**AA* | ADP |  | CE(P,V)2417G31*+TXV | 987MC60060C21*** | 21800 | 16 | 8.7 | 22200 | 16000 | 72.07% | 1.96 | 0 | 9.5 |  |  |  |  | R-454B | 1.8167 | Residential & Commercial | USHP
216487561 | Central HP <5.4 tons | BRYANT HEATING AND COOLING SYSTEMS | HRCU-A-CB (Split System: Heat Pump with Remote Outdoor Unit-Air-Source) | 290VAN060**AA* | ADP |  | CE(P,V)6024G48*+TXV | 88*TB60110C21*** | 55500 | 19 | 9 | 57500 | 41000 | 71.3% | 2.02 | 0 | 8.5 |  |  |  |  | R-454B | 4.625 | Residential & Commercial | USHP
216487579 | Central HP <5.4 tons | BRYANT HEATING AND COOLING SYSTEMS | HRCU-A-CB (Split System: Heat Pump with Remote Outdoor Unit-Air-Source) | 293VAN036**AA* | ADP |  | CE(P,V)3614G34*+TXV | 88*TB36045C17*** | 32200 | 19 | 9 | 34200 | 27200 | 79.53% | 1.88 | 0 | 10.5 |  |  |  |  | R-454B | 2.6833 | Residential & Commercial | USHP | Ducted CEE Tier 1
216487511 | Central HP <5.4 tons | BRYANT HEATING AND COOLING SYSTEMS | HRCU-A-CB (Split System: Heat Pump with Remote Outdoor Unit-Air-Source) | 290VAN048**AA* | ADP |  | CE(P,V)6021G48*+TXV | 987MC42080C17*** | 44000 | 17 | 9 | 47000 | 34200 | 72.77% | 2.04 | 0 | 9 |  |  |  |  | R-454B | 3.6667 | Residential & Commercial | USHP
213386479 | Central HP <5.4 tons | ECO-AIR | HRCU-A-C (Split System: Heat Pump with Remote Outdoor Unit with No Indoor Fan --Air Source) | MOD30-24HFN1-MW |  |  | MVBM-24A18T3N1 | 0 | 24000 | 16.1 | 9.8 | 25000 | 20000 | 80% | 2 | 0 | 10.7 |  |  |  |  | R-410A | 2 | Residential & Commercial | USHP | Ducted CEE Tier 1
214862366 | Central HP <5.4 tons | BRYANT HEATING AND COOLING SYSTEMS | HRCU-A-CB (Split System: Heat Pump with Remote Outdoor Unit-Air-Source) | 288BNV037*0**A* | ADP |  | H,PG81936 | 987MC60060C21*** | 32200 | 17 | 8.1 | 31400 | 24600 | 78.34% | 1.94 | 0 | 11.5 |  |  |  |  | R-410A | 2.6833 | Residential & Commercial | USHP | Ducted CEE Tier 1
214862399 | Central HP <5.4 tons | BRYANT HEATING AND COOLING SYSTEMS | HRCU-A-CB (Split System: Heat Pump with Remote Outdoor Unit-Air-Source) | 288BNV037*0**B* | ADP |  | H,PG48936 | 987MC60060C21*** | 32200 | 17 | 8.1 | 31400 | 24600 | 78.34% | 1.94 | 0 | 11.5 |  |  |  |  | R-410A | 2.6833 | Residential & Commercial | USHP | Ducted CEE Tier 1
214862400 | Central HP <5.4 tons | BRYANT HEATING AND COOLING SYSTEMS | HRCU-A-CB (Split System: Heat Pump with Remote Outdoor Unit-Air-Source) | 288BNV037*0**B* | ADP |  | H,PE9J936 | 987MC60060C21*** | 31600 | 17 | 8.1 | 31400 | 24600 | 78.34% | 1.94 | 0 | 11 |  |  |  |  | R-410A | 2.6333 | Residential & Commercial | USHP | Ducted CEE Tier 1
216487988 | Central HP <5.4 tons | CHAMPION HEATING AND COOLING | HRCU-A-CB (Split System: Heat Pump with Remote Outdoor Unit-Air-Source) | HH824E2S11 | ADP |  | A36VBA*+TXV | TM9V040A10MP12 | 22400 | 16 | 8.7 | 21200 | 17400 | 82.08% | 1.94 | 0 | 11.5 |  |  |  |  | R-454B | 1.8667 | Residential & Commercial | USHP | Ducted CEE Tier 1
215319140 | Central HP <5.4 tons | AIRQUEST | HRCU-A-CB (Split System: Heat Pump with Remote Outdoor Unit-Air-Source) | D5CUHAH24AAK |  |  | D5FUAAH24XAK | 0 | 23000 | 18.4 | 10 | 24000 | 21600 | 90% | 1.87 | 0 | 11.7 |  |  |  |  | R-454B | 1.9167 | Residential & Commercial | USHP | Ducted CEE Tier 1
212977779 | Central HP <5.4 tons | BRYANT HEATING AND COOLING SYSTEMS | HRCU-A-CB (Split System: Heat Pump with Remote Outdoor Unit-Air-Source) | 38MURAQ18AB3* |  |  | CNPV*1814AL* | 8(0,1)*SB36045M14*** | 17200 | 16 | 8.5 | 18400 | 19800 | 107.6% | 2.4 | 0 | 10.5 |  |  |  |  | R-410A | 1.4333 | Residential & Commercial | USHP | Ducted CEE Tier 1
215434317 | Central HP <5.4 tons | GOODMAN | HRCU-A-CB (Split System: Heat Pump with Remote Outdoor Unit-Air-Source) | GZV7SA4210A* |  |  | CA*EA6030*3A* | G*VT801005C*A* | 40500 | 17 | 8.8 | 41000 | 31000 | 75.61% | 2 | 0 | 10 |  |  |  |  | R-32 | 3.375 | Residential & Commercial | USHP | Ducted CEE Tier 1
214627541 | Central HP <5.4 tons | CARRIER | HRCU-A-CB (Split System: Heat Pump with Remote Outdoor Unit-Air-Source) | 38MURAQ18AB3* | ADP |  | V,C36H***P039 | 58S(B,C)*B070M14**12 | 16900 | 16 | 8.5 | 16900 | 18700 | 110.7% | 2.3 | 0 | 10.5 |  |  |  |  | R-410A | 1.4083 | Residential & Commercial | USHP | Ducted CEE Tier 1
216027666 | Central HP <5.4 tons | Capella | HRCU-A-CB (Split System: Heat Pump with Remote Outdoor Unit-Air-Source) | CCB1-H60A-O |  |  | CAHB1-H60A-I | 0 | 54000 | 16 | 9 | 56000 | 52000 | 92.86% | 1.8 | 0 | 10 |  |  |  |  | R-454B | 4.5 | Residential & Commercial | USHP | Ducted CEE Tier 1
216723036 | Central HP <5.4 tons | CHAMPION HEATING AND COOLING | HRCU-A-CB (Split System: Heat Pump with Remote Outdoor Unit-Air-Source) | HH824E2S11 | ADP |  | SK3*25+TXV | 0 | 23000 | 19 | 9.35 | 22400 | 16600 | 74.11% | 2.08 | 0 | 12 |  |  |  |  | R-454B | 1.9167 | Residential & Commercial | USHP | Ducted CEE Tier 1
209852133 | Central HP <5.4 tons | AIRQUEST | HRCU-A-CB (Split System: Heat Pump with Remote Outdoor Unit-Air-Source) | DLCURAH24AAK |  |  | DLFUAAH24XAK | 0 | 24000 | 17 | 9.2 | 26000 | 19400 | 74.62% | 2.1 | 11.3 | 10.5 |  |  |  |  | R-410A | 2 | Residential & Commercial | USHP | Ducted CEE Tier 1
215429197 | Central HP <5.4 tons | GOODMAN | HRCU-A-CB (Split System: Heat Pump with Remote Outdoor Unit-Air-Source) | GZV7SA3610A* |  |  | AHVE48DP1300A* | 0 | 35000 | 19 | 8.8 | 35000 | 29000 | 82.86% | 2 | 0 | 10.5 |  |  |  |  | R-32 | 2.9167 | Residential & Commercial | USHP | Ducted CEE Tier 1
212979900 | Central HP <5.4 tons | HEIL | HRCU-A-CB (Split System: Heat Pump with Remote Outdoor Unit-Air-Source) | DLCURAH24ABK |  |  | EN(A,D)4X24L17** | *80MS(N,L)0901714A* | 23400 | 16.5 | 8.5 | 27000 | 24400 | 90.37% | 2.02 | 0 | 10 |  |  |  |  | R-410A | 1.95 | Residential & Commercial | USHP | Ducted CEE Tier 1
214595910 | Central HP <5.4 tons | PAYNE | HRCU-A-C (Split System: Heat Pump with Remote Outdoor Unit with No Indoor Fan --Air Source) | 38MURAQ30AB3 | ADP |  | H,PG7J936+TD | 0 | 29400 | 15.2 | 9.35 | 31200 | 26600 | 85.26% | 1.8 | 0 | 10 |  |  |  |  | R-410A | 2.45 | Residential & Commercial | USHP | Ducted CEE Tier 1
214279679 | Central HP <5.4 tons | WESTINGHOUSE | HRCU-A-C (Split System: Heat Pump with Remote Outdoor Unit with No Indoor Fan --Air Source) | WHM36SZA21S | ADP |  | H,RE1K(1,2)36+TXV+TD | 0 | 29600 | 15.2 | 9.4 | 28400 | 23800 | 83.8% | 2.08 | 0 | 11 |  |  |  |  | R-410A | 2.4667 | Residential & Commercial | USHP | Ducted CEE Tier 1
216997226 | Central HP <5.4 tons | CARRIER | HRCU-A-CB (Split System: Heat Pump with Remote Outdoor Unit-Air-Source) | 27VNA360A*030* | ADP |  | H,PG48*60+TXV | 59MN7C080C21**20 | 55500 | 18 | 8.1 | 58500 | 45500 | 77.78% | 1.95 | 0 | 11 |  |  |  |  | R-454B | 4.625 | Residential & Commercial | USHP | Ducted CEE Tier 1
216487646 | Central HP <5.4 tons | BRYANT HEATING AND COOLING SYSTEMS | HRCU-A-CB (Split System: Heat Pump with Remote Outdoor Unit-Air-Source) | 293VAN048**AA* | ADP |  | CE(P,V)6024G48*+TXV | 88*TB48070C17*** | 43500 | 20 | 9 | 47000 | 37000 | 78.72% | 2 | 0 | 10.5 |  |  |  |  | R-454B | 3.625 | Residential & Commercial | USHP | Ducted CEE Tier 1
214862348 | Central HP <5.4 tons | BRYANT HEATING AND COOLING SYSTEMS | HRCU-A-CB (Split System: Heat Pump with Remote Outdoor Unit-Air-Source) | 288BNV025*0**C* | ADP |  | H,PG81936 | 987MC66120C24*** | 24000 | 17 | 8.1 | 19600 | 16200 | 82.65% | 2 | 0 | 11 |  |  |  |  | R-410A | 2 | Residential & Commercial | USHP | Ducted CEE Tier 1
215864130 | Central HP <5.4 tons | Cooper&Hunter | HRCU-A-CB (Split System: Heat Pump with Remote Outdoor Unit-Air-Source) | CH-RHP60LCU-230VO |  |  | CH-RS60LCAHU | 0 | 54000 | 15.2 | 9.2 | 59000 | 53000 | 89.83% | 2 | 0 | 10 |  |  |  |  | R-454B | 4.5 | Residential & Commercial | USHP | Ducted CEE Tier 1
212975112 | Central HP <5.4 tons | BRYANT HEATING AND COOLING SYSTEMS | HRCU-A-CB (Split System: Heat Pump with Remote Outdoor Unit-Air-Source) | 38MURAQ18AB3* |  |  | CNPV*2417AL* | 926TC36040V17*** | 17500 | 15.5 | 8.5 | 18600 | 19200 | 103.2% | 2.3 | 0 | 10.5 |  |  |  |  | R-410A | 1.4583 | Residential & Commercial | USHP | Ducted CEE Tier 1
216620269 | Central HP <5.4 tons | AIRQUEST | HRCU-A-CB (Split System: Heat Pump with Remote Outdoor Unit-Air-Source) | DLCURAH24AAK |  |  | 40MUAAQ24XA3 | 0 | 24000 | 17 | 9.2 | 26000 | 19400 | 74.62% | 2.1 | 11.3 | 10.5 |  |  |  |  | R-410A | 2 | Residential & Commercial | USHP | Ducted CEE Tier 1
215937480 | Central HP <5.4 tons | DAY & NIGHT | HRCU-A-CB (Split System: Heat Pump with Remote Outdoor Unit-Air-Source) | C5H3V48*K*AAA* |  |  | EVM5X60M24A*+WALLCON | *80CTL1102120B* | 45500 | 21 | 8.1 | 52500 | 38000 | 72.38% | 1.95 | 0 | 11.5 |  |  |  |  | R-454B | 3.7917 | Residential & Commercial | USHP | Ducted CEE Tier 1
215387239 | Central HP <5.4 tons | ACIQ | HRCU-A-CB (Split System: Heat Pump with Remote Outdoor Unit-Air-Source) | ACIQ-36-HP32 |  |  | ACIQ-36-AH32 | 0 | 34000 | 18 | 10 | 34000 | 34000 | 100% | 2 | 0 | 12 |  |  |  |  | R-32 | 2.8333 | Residential & Commercial | USHP | Ducted CEE Tier 1
212979948 | Central HP <5.4 tons | HEIL | HRCU-A-CB (Split System: Heat Pump with Remote Outdoor Unit-Air-Source) | DLCURAH18ABK |  |  | EA*4X19L17A* | *80MS(N,L)0901714A* | 18000 | 16.5 | 8.5 | 18000 | 17800 | 98.89% | 2.14 | 0 | 10.5 |  |  |  |  | R-410A | 1.5 | Residential & Commercial | USHP | Ducted CEE Tier 1
215940677 | Central HP <5.4 tons | AIRQUEST | HRCU-A-CB (Split System: Heat Pump with Remote Outdoor Unit-Air-Source) | H5H3V36*K*AAA* |  |  | EVD5X42M21A*+WALLCON | *97CTN1002122A* | 34400 | 21 | 8.5 | 38500 | 28000 | 72.73% | 2.06 | 0 | 12 |  |  |  |  | R-454B | 2.8667 | Residential & Commercial | USHP | Ducted CEE Tier 1
215940707 | Central HP <5.4 tons | AIRQUEST | HRCU-A-CB (Split System: Heat Pump with Remote Outdoor Unit-Air-Source) | H5H3V36*K*AAA* |  |  | EVD5X42M24A*+WALLCON | *97CTN1002122A* | 35600 | 22 | 8.5 | 38000 | 28400 | 74.74% | 2.04 | 0 | 12.5 |  |  |  |  | R-454B | 2.9667 | Residential & Commercial | USHP | Ducted CEE Tier 1
212978748 | Central HP <5.4 tons | HEIL | HRCU-A-CB (Split System: Heat Pump with Remote Outdoor Unit-Air-Source) | DLCURAH18ABK |  |  | EA*4X19L17A* | *80MS(N,L)0701712A* | 18000 | 17 | 8.5 | 17900 | 17800 | 99.44% | 2.16 | 0 | 11 |  |  |  |  | R-410A | 1.5 | Residential & Commercial | USHP | Ducted CEE Tier 1
216683461 | Central HP <5.4 tons | AIRQUEST | HRCU-A-CB (Split System: Heat Pump with Remote Outdoor Unit-Air-Source) | DLCURAH18ABK |  |  | EHD4X30AAL | *97VTN1202422A* | 17700 | 15.5 | 8.5 | 18200 | 18000 | 98.9% | 1.94 | 0 | 10.5 |  |  |  |  | R-410A | 1.475 | Residential & Commercial | USHP | Ducted CEE Tier 1
216487660 | Central HP <5.4 tons | BRYANT HEATING AND COOLING SYSTEMS | HRCU-A-CB (Split System: Heat Pump with Remote Outdoor Unit-Air-Source) | 293VAN048**AA* | ADP |  | CE(P,V)6021G48*+TXV | 88*TB60070C21*** | 44500 | 21 | 9.5 | 46500 | 36200 | 77.85% | 2 | 0 | 11 |  |  |  |  | R-454B | 3.7083 | Residential & Commercial | USHP | Ducted CEE Tier 1
216487664 | Central HP <5.4 tons | BRYANT HEATING AND COOLING SYSTEMS | HRCU-A-CB (Split System: Heat Pump with Remote Outdoor Unit-Air-Source) | 293VAN048**AA* | ADP |  | CE(P,V)4817G1K*+TXV | 88*TB60070C21*** | 43500 | 21 | 9.5 | 46500 | 36200 | 77.85% | 2 | 0 | 10.5 |  |  |  |  | R-454B | 3.625 | Residential & Commercial | USHP | Ducted CEE Tier 1
216487678 | Central HP <5.4 tons | BRYANT HEATING AND COOLING SYSTEMS | HRCU-A-CB (Split System: Heat Pump with Remote Outdoor Unit-Air-Source) | 293VAN048**AA* | ADP |  | CE(P,V)6024G48*+TXV | 88*TB60110C21*** | 45000 | 21 | 9.5 | 46000 | 35800 | 77.83% | 2 | 0 | 11 |  |  |  |  | R-454B | 3.75 | Residential & Commercial | USHP | Ducted CEE Tier 1
216487694 | Central HP <5.4 tons | BRYANT HEATING AND COOLING SYSTEMS | HRCU-A-CB (Split System: Heat Pump with Remote Outdoor Unit-Air-Source) | 293VAN048**AA* | ADP |  | CE(P,V)6024G48*+TXV | 987MC42080C17*** | 43000 | 20 | 9.5 | 47000 | 36200 | 77.02% | 2 | 0 | 10.5 |  |  |  |  | R-454B | 3.5833 | Residential & Commercial | USHP | Ducted CEE Tier 1
216487729 | Central HP <5.4 tons | BRYANT HEATING AND COOLING SYSTEMS | HRCU-A-CB (Split System: Heat Pump with Remote Outdoor Unit-Air-Source) | 293VAN048**AA* | ADP |  | CE(P,V)4817G1K*+TXV | 987MC66120C24*** | 44000 | 20 | 9 | 46500 | 36200 | 77.85% | 1.82 | 0 | 10.5 |  |  |  |  | R-454B | 3.6667 | Residential & Commercial | USHP | Ducted CEE Tier 1
216487879 | Central HP <5.4 tons | BRYANT HEATING AND COOLING SYSTEMS | HRCU-A-CB (Split System: Heat Pump with Remote Outdoor Unit-Air-Source) | 290VAN048**AA* | ADP |  | CE(P,V)4817G1K*+TXV | 986TD66100C21*** | 43500 | 18 | 9 | 45500 | 33200 | 72.97% | 2.06 | 0 | 9.5 |  |  |  |  | R-454B | 3.625 | Residential & Commercial | USHP
215940787 | Central HP <5.4 tons | AIRQUEST | HRCU-A-CB (Split System: Heat Pump with Remote Outdoor Unit-Air-Source) | H5H3V36*K*AAA* |  |  | EVD5X49M24A*+WALLCON | *97CTN1002122A* | 35400 | 22 | 8.5 | 38000 | 28400 | 74.74% | 2.04 | 0 | 12.5 |  |  |  |  | R-454B | 2.95 | Residential & Commercial | USHP | Ducted CEE Tier 1
215940807 | Central HP <5.4 tons | AIRQUEST | HRCU-A-CB (Split System: Heat Pump with Remote Outdoor Unit-Air-Source) | H5H3V36*K*AAA* |  |  | EVD5X60M21A*+WALLCON | *96CTN0802120B* | 35600 | 21.5 | 8.5 | 38000 | 28600 | 75.26% | 2.02 | 0 | 12 |  |  |  |  | R-454B | 2.9667 | Residential & Commercial | USHP | Ducted CEE Tier 1
215939667 | Central HP <5.4 tons | AIRQUEST | HRCU-A-CB (Split System: Heat Pump with Remote Outdoor Unit-Air-Source) | H5H3V36*K*AAA* |  |  | EA*5X42M21A*+WALLCON | *80CSU0601716B* | 32800 | 20 | 9.5 | 34800 | 26600 | 76.44% | 2 | 0 | 11.5 |  |  |  |  | R-454B | 2.7333 | Residential & Commercial | USHP | Ducted CEE Tier 1
215939787 | Central HP <5.4 tons | AIRQUEST | HRCU-A-CB (Split System: Heat Pump with Remote Outdoor Unit-Air-Source) | H5H3V36*K*AAA* |  |  | EA*5X60M24A*+WALLCON | *96CTN0802120B* | 34000 | 20 | 9.5 | 34200 | 26000 | 76.02% | 2.06 | 0 | 11.7 |  |  |  |  | R-454B | 2.8333 | Residential & Commercial | USHP | Ducted CEE Tier 1
215939937 | Central HP <5.4 tons | AIRQUEST | HRCU-A-CB (Split System: Heat Pump with Remote Outdoor Unit-Air-Source) | H5H3V36*K*AAA* |  |  | ESH5X36M12A*+WALLCON | *96CTN0802120B* | 33200 | 19 | 9 | 35000 | 26800 | 76.57% | 1.92 | 0 | 11 |  |  |  |  | R-454B | 2.7667 | Residential & Commercial | USHP | Ducted CEE Tier 1
215939987 | Central HP <5.4 tons | AIRQUEST | HRCU-A-CB (Split System: Heat Pump with Remote Outdoor Unit-Air-Source) | H5H3V36*K*AAA* |  |  | ESH5X36M12A*+WALLCON | *97CTN0802120A* | 33200 | 19 | 9 | 35000 | 26800 | 76.57% | 1.92 | 0 | 11 |  |  |  |  | R-454B | 2.7667 | Residential & Commercial | USHP | Ducted CEE Tier 1
215940837 | Central HP <5.4 tons | AIRQUEST | HRCU-A-CB (Split System: Heat Pump with Remote Outdoor Unit-Air-Source) | H5H3V36*K*AAA* |  |  | EVD5X60M21A*+WALLCON | *97CTN0601716A* | 35200 | 21 | 8.5 | 38500 | 29200 | 75.84% | 2 | 0 | 11.7 |  |  |  |  | R-454B | 2.9333 | Residential & Commercial | USHP | Ducted CEE Tier 1
213076037 | Central HP <5.4 tons | HEIL | HRCU-A-CB (Split System: Heat Pump with Remote Outdoor Unit-Air-Source) | DLCURAH30ABK |  |  | EA*4X42L21A* | *95MSU1002120A* | 29800 | 15.2 | 8.1 | 38500 | 27600 | 71.69% | 1.78 | 0 | 9 |  |  |  |  | R-410A | 2.4833 | Residential & Commercial | USHP
215865109 | Central HP <5.4 tons | TRANE | HRCU-A-CB (Split System: Heat Pump with Remote Outdoor Unit-Air-Source) | 5TWV8X48A1 |  |  | 5TXCD008AS3+P0V0D000M50SD+LRP | 0 | 46000 | 18.1 | 8.5 | 45500 | 34800 | 76.48% | 2.2 | 0 | 11 |  |  |  |  | R-454B | 3.8333 | Residential & Commercial | USHP | Ducted CEE Tier 1
216733112 | Central HP <5.4 tons | DAY & NIGHT | HRCU-A-CB (Split System: Heat Pump with Remote Outdoor Unit-Air-Source) | D5CUHAH24AAK |  |  | EA*5X24M17A* | *97VTN0801716A* | 22200 | 16 | 8.5 | 21200 | 19200 | 90.57% | 1.96 | 0 | 10.5 |  |  |  |  | R-454B | 1.85 | Residential & Commercial | USHP | Ducted CEE Tier 1
216733221 | Central HP <5.4 tons | DAY & NIGHT | HRCU-A-CB (Split System: Heat Pump with Remote Outdoor Unit-Air-Source) | D5CUHAH24AAK |  |  | EA*5X25M17A* | *80VSL0451412B* | 22800 | 16.5 | 8.5 | 20600 | 18400 | 89.32% | 1.98 | 0 | 11 |  |  |  |  | R-454B | 1.9 | Residential & Commercial | USHP | Ducted CEE Tier 1
216733239 | Central HP <5.4 tons | DAY & NIGHT | HRCU-A-CB (Split System: Heat Pump with Remote Outdoor Unit-Air-Source) | D5CUHAH24AAK |  |  | EA*5X25M17A* | *80VSL0701716B* | 22800 | 16.5 | 8.5 | 20600 | 18400 | 89.32% | 1.98 | 0 | 11 |  |  |  |  | R-454B | 1.9 | Residential & Commercial | USHP | Ducted CEE Tier 1
216733248 | Central HP <5.4 tons | DAY & NIGHT | HRCU-A-CB (Split System: Heat Pump with Remote Outdoor Unit-Air-Source) | D5CUHAH24AAK |  |  | EA*5X25M17A* | *80VSL0901716B* | 23200 | 16.5 | 8.5 | 20800 | 18500 | 88.94% | 1.96 | 0 | 11 |  |  |  |  | R-454B | 1.9333 | Residential & Commercial | USHP | Ducted CEE Tier 1
216733464 | Central HP <5.4 tons | DAY & NIGHT | HRCU-A-CB (Split System: Heat Pump with Remote Outdoor Unit-Air-Source) | D5CUHAH24AAK |  |  | EA*5X25M17A* | *96MSN0801716A* | 23000 | 16 | 8.5 | 20800 | 18500 | 88.94% | 1.98 | 0 | 11 |  |  |  |  | R-454B | 1.9167 | Residential & Commercial | USHP | Ducted CEE Tier 1
215935610 | Central HP <5.4 tons | DAY & NIGHT | HRCU-A-CB (Split System: Heat Pump with Remote Outdoor Unit-Air-Source) | C5H3V36*K*AAA* |  |  | EVD5X36M21A*+WALLCON | *80CSU1002120A* | 34400 | 20.5 | 8.5 | 38500 | 28200 | 73.25% | 2.04 | 0 | 11.7 |  |  |  |  | R-454B | 2.8667 | Residential & Commercial | USHP | Ducted CEE Tier 1
215935410 | Central HP <5.4 tons | DAY & NIGHT | HRCU-A-CB (Split System: Heat Pump with Remote Outdoor Unit-Air-Source) | C5H3V36*K*AAA* |  |  | EVM5X60M24A*+WALLCON | *97CMN0802120B* | 35400 | 21.5 | 8.5 | 38000 | 28400 | 74.74% | 2.04 | 0 | 12.5 |  |  |  |  | R-454B | 2.95 | Residential & Commercial | USHP | Ducted CEE Tier 1
216487613 | Central HP <5.4 tons | BRYANT HEATING AND COOLING SYSTEMS | HRCU-A-CB (Split System: Heat Pump with Remote Outdoor Unit-Air-Source) | 293VAN036**AA* | ADP |  | CE(P,V)3614G34*+TXV | 987MC42080C17*** | 32400 | 19 | 9.5 | 33800 | 26800 | 79.29% | 2 | 0 | 11 |  |  |  |  | R-454B | 2.7 | Residential & Commercial | USHP | Ducted CEE Tier 1
216623798 | Central HP <5.4 tons | Capella | HRCU-A-C (Split System: Heat Pump with Remote Outdoor Unit with No Indoor Fan --Air Source) | CCB1-H36A-O |  |  | CACB1-H36A2124-I | 0 | 36000 | 15.8 | 9.4 | 38000 | 36000 | 94.74% | 1.9 | 0 | 10.7 |  |  |  |  | R-454B | 3 | Residential & Commercial | USHP | Ducted CEE Tier 1
214301911 | Central HP <5.4 tons | CHAMPION HEATING AND COOLING | HRCU-A-CB (Split System: Heat Pump with Remote Outdoor Unit-Air-Source) | HMH72B341 | ADP |  | H,YE7J(1,2)36+TXV | Z8ET100C16LMPS1 | 32400 | 17 | 8.5 | 30400 | 22400 | 73.68% | 2.02 | 0 | 9.5 |  |  |  |  | R-410A | 2.7 | Residential & Commercial | USHP
215319154 | Central HP <5.4 tons | AIRQUEST | HRCU-A-CB (Split System: Heat Pump with Remote Outdoor Unit-Air-Source) | D5CUHAH30AAK |  |  | D5FUHAH36XAK | 0 | 30000 | 17.2 | 10.8 | 33000 | 33200 | 100.6% | 1.97 | 0 | 12.1 |  |  |  |  | R-454B | 2.5 | Residential & Commercial | USHP | Ducted CEE Tier 1
216091297 | Central HP <5.4 tons | AIRQUEST | HRCU-A-CB (Split System: Heat Pump with Remote Outdoor Unit-Air-Source) | DLCSRBH18AAK |  |  | 40MBABQ18XB3 | 0 | 18000 | 17.6 | 9.6 | 19000 | 17000 | 89.47% | 2 | 12.5 | 11.7 |  |  |  |  | R-410A | 1.5 | Residential & Commercial | USHP | Ducted CEE Tier 1
212577449 | Central HP <5.4 tons | CARRIER | HRCU-A-CB (Split System: Heat Pump with Remote Outdoor Unit-Air-Source) | 25VNA848A*031* | ADP |  | C60A***L199 | 58TN*A090C21**20 | 45500 | 17 | 8.5 | 43500 | 32200 | 74.02% | 2.24 | 0 | 10 |  |  |  |  | R-410A | 3.7917 | Residential & Commercial | USHP | Ducted CEE Tier 1
212975470 | Central HP <5.4 tons | HEIL | HRCU-A-CB (Split System: Heat Pump with Remote Outdoor Unit-Air-Source) | DLCURAH18ABK |  |  | EN(A,D)4X24L17** | *96VTN0601412B* | 17500 | 16 | 8.5 | 18500 | 19200 | 103.8% | 2.3 | 0 | 10.5 |  |  |  |  | R-410A | 1.4583 | Residential & Commercial | USHP | Ducted CEE Tier 1
213081459 | Central HP <5.4 tons | ECO-AIR | HRCU-A-CB (Split System: Heat Pump with Remote Outdoor Unit-Air-Source) | MOE30U-55HFN1-M |  |  | MVC-60HWFN1-M | 0 | 55000 | 15.3 | 9.4 | 59000 | 48500 | 82.2% | 1.91 | 9 | 8.8 |  |  |  |  | R-410A | 4.5833 | Residential & Commercial | USHP
216984589 | Central HP <5.4 tons | BRYANT HEATING AND COOLING SYSTEMS | HRCU-A-CB (Split System: Heat Pump with Remote Outdoor Unit-Air-Source) | 291VAN054**AA* | ADP |  | C60A***L16*+TXV | 987TA66100C21*** | 48000 | 19 | 10.5 | 50500 | 53000 | 105% | 1.96 | 0 | 10.5 |  |  |  |  | R-454B | 4 | Residential & Commercial | USHP | Ducted CEE Tier 1
216487898 | Central HP <5.4 tons | BRYANT HEATING AND COOLING SYSTEMS | HRCU-A-CB (Split System: Heat Pump with Remote Outdoor Unit-Air-Source) | 291VAN054**AA* | ADP |  | CE(P,V)6021G48*+TXV | 986TD42080C17*** | 48000 | 18 | 9 | 48500 | 49500 | 102.1% | 1.96 | 0 | 12 |  |  |  |  | R-454B | 4 | Residential & Commercial | USHP | Ducted CEE Tier 1
216487894 | Central HP <5.4 tons | BRYANT HEATING AND COOLING SYSTEMS | HRCU-A-CB (Split System: Heat Pump with Remote Outdoor Unit-Air-Source) | 290VAN060**AA* | ADP |  | CE(P,V)6024G48*+TXV | 986TD66100C21*** | 55000 | 18 | 8.5 | 57500 | 41000 | 71.3% | 1.9 | 0 | 9 |  |  |  |  | R-454B | 4.5833 | Residential & Commercial | USHP
216620270 | Central HP <5.4 tons | AIRQUEST | HRCU-A-CB (Split System: Heat Pump with Remote Outdoor Unit-Air-Source) | DLCURAH24ABK |  |  | 40MUAAQ24XA3 | 0 | 24000 | 17.4 | 10 | 24000 | 22600 | 94.17% | 1.91 | 12.5 | 11.7 |  |  |  |  | R-410A | 2 | Residential & Commercial | USHP | Ducted CEE Tier 1
207436495 | Central HP <5.4 tons | LENNOX | HRCU-A-CB (Split System: Heat Pump with Remote Outdoor Unit-Air-Source) | SL25XPV-036-230A** |  |  | CX35-50/60C+TDR | EL296UH090XV48C* | 33600 | 22.2 | 8.7 | 34400 | 26800 | 77.91% | 1.82 | 14 | 13.3 |  |  |  |  | R-410A | 2.8 | Residential & Commercial | USHP | Ducted CEE Tier 1
216997238 | Central HP <5.4 tons | CARRIER | HRCU-A-CB (Split System: Heat Pump with Remote Outdoor Unit-Air-Source) | 27VNA024A*030* | ADP |  | H,PG7J*36+TXV | 59TN7A060C17**16 | 23000 | 16 | 9 | 22400 | 16400 | 73.21% | 1.86 | 0 | 10 |  |  |  |  | R-454B | 1.9167 | Residential & Commercial | USHP | Ducted CEE Tier 1
214862361 | Central HP <5.4 tons | BRYANT HEATING AND COOLING SYSTEMS | HRCU-A-CB (Split System: Heat Pump with Remote Outdoor Unit-Air-Source) | 288BNV037*0**A* | ADP |  | H,PG35936 | 987MC60060C21*** | 31600 | 17 | 8.1 | 31400 | 24600 | 78.34% | 1.94 | 0 | 11 |  |  |  |  | R-410A | 2.6333 | Residential & Commercial | USHP | Ducted CEE Tier 1
214627556 | Central HP <5.4 tons | CARRIER | HRCU-A-CB (Split System: Heat Pump with Remote Outdoor Unit-Air-Source) | 38MURAQ18AB3* | ADP |  | V,C36H175P149 | 58S(B,C)*B070M17**12 | 17400 | 16 | 8.5 | 16800 | 18800 | 111.9% | 2.32 | 0 | 11 |  |  |  |  | R-410A | 1.45 | Residential & Commercial | USHP | Ducted CEE Tier 1
214627557 | Central HP <5.4 tons | CARRIER | HRCU-A-CB (Split System: Heat Pump with Remote Outdoor Unit-Air-Source) | 38MURAQ18AB3* | ADP |  | PL36H175P159 | 58S(B,C)*B070M17**12 | 17400 | 16 | 8.5 | 16800 | 18800 | 111.9% | 2.32 | 0 | 11 |  |  |  |  | R-410A | 1.45 | Residential & Commercial | USHP | Ducted CEE Tier 1
214627558 | Central HP <5.4 tons | CARRIER | HRCU-A-CB (Split System: Heat Pump with Remote Outdoor Unit-Air-Source) | 38MURAQ18AB3* | ADP |  | V,C36H175P159 | 58S(B,C)*B070M17**12 | 17400 | 16 | 8.5 | 16800 | 18800 | 111.9% | 2.32 | 0 | 11 |  |  |  |  | R-410A | 1.45 | Residential & Commercial | USHP | Ducted CEE Tier 1
214627655 | Central HP <5.4 tons | CARRIER | HRCU-A-CB (Split System: Heat Pump with Remote Outdoor Unit-Air-Source) | 38MURAQ18AB3* | ADP |  | PL36H***P449 | 59SC6A026M14**10 | 17300 | 20 | 8.1 | 16700 | 18800 | 112.6% | 2.3 | 0 | 10.5 |  |  |  |  | R-410A | 1.4417 | Residential & Commercial | USHP | Ducted CEE Tier 1
214627741 | Central HP <5.4 tons | CARRIER | HRCU-A-CB (Split System: Heat Pump with Remote Outdoor Unit-Air-Source) | 38MURAQ18AB3* | ADP |  | V,C36H***P219 | 59SC6A060M14**12 | 17400 | 16 | 8.5 | 17000 | 19400 | 114.1% | 2.38 | 0 | 10.5 |  |  |  |  | R-410A | 1.45 | Residential & Commercial | USHP | Ducted CEE Tier 1
214627758 | Central HP <5.4 tons | CARRIER | HRCU-A-CB (Split System: Heat Pump with Remote Outdoor Unit-Air-Source) | 38MURAQ18AB3* | ADP |  | PL36H175P149 | 59SC6A060M17**16 | 17200 | 16 | 8.5 | 16500 | 19000 | 115.2% | 2.32 | 0 | 10.5 |  |  |  |  | R-410A | 1.4333 | Residential & Commercial | USHP | Ducted CEE Tier 1
214627772 | Central HP <5.4 tons | CARRIER | HRCU-A-CB (Split System: Heat Pump with Remote Outdoor Unit-Air-Source) | 38MURAQ18AB3* | ADP |  | C36A***L159 | 59SC6A060M17**16 | 17300 | 16 | 8.5 | 16400 | 18300 | 111.6% | 2.24 | 0 | 10.5 |  |  |  |  | R-410A | 1.4417 | Residential & Commercial | USHP | Ducted CEE Tier 1
214627823 | Central HP <5.4 tons | CARRIER | HRCU-A-CB (Split System: Heat Pump with Remote Outdoor Unit-Air-Source) | 38MURAQ18AB3* | ADP |  | PL36H175P149 | 59SU5B060M17**16 | 17300 | 16 | 8.5 | 16600 | 19000 | 114.5% | 2.34 | 0 | 10.5 |  |  |  |  | R-410A | 1.4417 | Residential & Commercial | USHP | Ducted CEE Tier 1
209852135 | Central HP <5.4 tons | AIRQUEST | HRCU-A-CB (Split System: Heat Pump with Remote Outdoor Unit-Air-Source) | DLCURAH18ABK |  |  | DLFUAAH18XAK | 0 | 18000 | 18 | 9.3 | 19000 | 16500 | 86.84% | 2.04 | 12.5 | 12.4 |  |  |  |  | R-410A | 1.5 | Residential & Commercial | USHP | Ducted CEE Tier 1
216785653 | Central HP <5.4 tons | LUXAIRE | HRCU-A-CB (Split System: Heat Pump with Remote Outdoor Unit-Air-Source) | HH836E2S11 |  |  | CTF48C5CFS1 | Z8ES100C20LMPS1 | 34400 | 19 | 9 | 32000 | 25400 | 79.38% | 2 | 0 | 11 |  |  |  |  | R-454B | 2.8667 | Residential & Commercial | USHP | Ducted CEE Tier 1
212980475 | Central HP <5.4 tons | CARRIER | HRCU-A-CB (Split System: Heat Pump with Remote Outdoor Unit-Air-Source) | 38MURAQ36AB3* |  |  | CAP**4821AL* | 58S(B,C)*B090M21**20 | 35800 | 16.5 | 8.5 | 37800 | 34600 | 91.53% | 2.02 | 0 | 10 |  |  |  |  | R-410A | 2.9833 | Residential & Commercial | USHP | Ducted CEE Tier 1
214389888 | Central HP <5.4 tons | CARRIER | HRCU-A-CB (Split System: Heat Pump with Remote Outdoor Unit-Air-Source) | 25VNA424A*031* | ADP |  | H,PG24936 | 58TN*B110C21**20 | 22600 | 20 | 10.5 | 25000 | 19300 | 77.2% | 2.48 | 0 | 12.5 |  |  |  |  | R-410A | 1.8833 | Residential & Commercial | USHP | Ducted CEE Tier 1
215936660 | Central HP <5.4 tons | DAY & NIGHT | HRCU-A-CB (Split System: Heat Pump with Remote Outdoor Unit-Air-Source) | C5H3V36*K*AAA* |  |  | EVD5X60M21A*+WALLCON | *95CSU0802120B* | 35600 | 21.5 | 8.5 | 38000 | 28600 | 75.26% | 2.04 | 0 | 12 |  |  |  |  | R-454B | 2.9667 | Residential & Commercial | USHP | Ducted CEE Tier 1
212975812 | Central HP <5.4 tons | BRYANT HEATING AND COOLING SYSTEMS | HRCU-A-CB (Split System: Heat Pump with Remote Outdoor Unit-Air-Source) | 38MURAQ18AB3* |  |  | CAP**3017AL* | 926TC48080V17*** | 17400 | 16 | 8.5 | 18000 | 18700 | 103.9% | 2.26 | 0 | 10.5 |  |  |  |  | R-410A | 1.45 | Residential & Commercial | USHP | Ducted CEE Tier 1
215936810 | Central HP <5.4 tons | DAY & NIGHT | HRCU-A-CB (Split System: Heat Pump with Remote Outdoor Unit-Air-Source) | C5H3V36*K*AAA* |  |  | EVD5X60M24A*+WALLCON | *97CMN0602120B* | 35200 | 21 | 8.5 | 38500 | 28800 | 74.81% | 2.02 | 0 | 12 |  |  |  |  | R-454B | 2.9333 | Residential & Commercial | USHP | Ducted CEE Tier 1
215936860 | Central HP <5.4 tons | DAY & NIGHT | HRCU-A-CB (Split System: Heat Pump with Remote Outdoor Unit-Air-Source) | C5H3V36*K*AAA* |  |  | EVD5X60M24A*+WALLCON | *96CTN1202422B* | 35600 | 22 | 8.5 | 38000 | 28400 | 74.74% | 2.04 | 0 | 12.5 |  |  |  |  | R-454B | 2.9667 | Residential & Commercial | USHP | Ducted CEE Tier 1
214862384 | Central HP <5.4 tons | BRYANT HEATING AND COOLING SYSTEMS | HRCU-A-CB (Split System: Heat Pump with Remote Outdoor Unit-Air-Source) | 288BNV037*0**A* | ADP |  | H,PG81936 | 987MC66120C24*** | 31800 | 18 | 8.1 | 30600 | 24400 | 79.74% | 1.98 | 0 | 11 |  |  |  |  | R-410A | 2.65 | Residential & Commercial | USHP | Ducted CEE Tier 1
216732740 | Central HP <5.4 tons | DAY & NIGHT | HRCU-A-CB (Split System: Heat Pump with Remote Outdoor Unit-Air-Source) | D5CUHAH24AAK |  |  | EA*5X24M17A* | *80VSL0701716B* | 22000 | 16 | 8.5 | 21000 | 19100 | 90.95% | 1.96 | 0 | 10.5 |  |  |  |  | R-454B | 1.8333 | Residential & Commercial | USHP | Ducted CEE Tier 1
214437584 | Central HP <5.4 tons | AIRTEMP | HRCU-A-C (Split System: Heat Pump with Remote Outdoor Unit with No Indoor Fan --Air Source) | GXH48-60MSK4DH | ADP |  | H,NE88960+TD | 0 | 50500 | 15.2 | 8.5 | 51000 | 36800 | 72.16% | 1.8 | 0 | 9.5 |  |  |  |  | R-410A | 4.2083 | Residential & Commercial | USHP
216989095 | Central HP <5.4 tons | BRYANT HEATING AND COOLING SYSTEMS | HRCU-A-CB (Split System: Heat Pump with Remote Outdoor Unit-Air-Source) | 37MURAQ24AA3 | ADP |  | A24VBA*+TXV | 82*SB36070V14*** | 23400 | 15.2 | 9 | 23200 | 19200 | 82.76% | 1.98 | 0 | 9.5 |  |  |  |  | R-454B | 1.95 | Residential & Commercial | USHP
214570667 | Central HP <5.4 tons | TEMPSTAR | HRCU-A-CB (Split System: Heat Pump with Remote Outdoor Unit-Air-Source) | TVH825GKA3* |  |  | EA*4X43L21A*+WALLCON | *96CTN0802120B* | 24400 | 17 | 8.5 | 21200 | 16600 | 78.3% | 2.04 | 0 | 11 |  |  |  |  | R-410A | 2.0333 | Residential & Commercial | USHP | Ducted CEE Tier 1
214571117 | Central HP <5.4 tons | TEMPSTAR | HRCU-A-CB (Split System: Heat Pump with Remote Outdoor Unit-Air-Source) | TVH825GKA3* |  |  | EN(A,D)4X36L21**+WALLCON | *95CSU1002122B* | 23400 | 16.5 | 8.1 | 21600 | 16700 | 77.31% | 1.92 | 0 | 11 |  |  |  |  | R-410A | 1.95 | Residential & Commercial | USHP | Ducted CEE Tier 1
216487312 | Central HP <5.4 tons | BRYANT HEATING AND COOLING SYSTEMS | HRCU-A-CB (Split System: Heat Pump with Remote Outdoor Unit-Air-Source) | 290VAN024**AA* | ADP |  | CE(P,V)3614G34*+TXV | 88*TB36070C14*** | 23200 | 17 | 9 | 22600 | 16200 | 71.68% | 1.98 | 0 | 10 |  |  |  |  | R-454B | 1.9333 | Residential & Commercial | USHP | Ducted CEE Tier 1
216487628 | Central HP <5.4 tons | BRYANT HEATING AND COOLING SYSTEMS | HRCU-A-CB (Split System: Heat Pump with Remote Outdoor Unit-Air-Source) | 293VAN036**AA* | ADP |  | CE(P,V)3614G34*+TXV | 987MC66120C24*** | 32200 | 20 | 9.5 | 32600 | 25600 | 78.53% | 2.06 | 0 | 11 |  |  |  |  | R-454B | 2.6833 | Residential & Commercial | USHP | Ducted CEE Tier 1
216487630 | Central HP <5.4 tons | BRYANT HEATING AND COOLING SYSTEMS | HRCU-A-CB (Split System: Heat Pump with Remote Outdoor Unit-Air-Source) | 293VAN036**AA* | ADP |  | CE(P,V)3617G34*+TXV | 987MC66120C24*** | 32200 | 20 | 9.5 | 32600 | 25600 | 78.53% | 2.06 | 0 | 11 |  |  |  |  | R-454B | 2.6833 | Residential & Commercial | USHP | Ducted CEE Tier 1
216487948 | Central HP <5.4 tons | BRYANT HEATING AND COOLING SYSTEMS | HRCU-A-CB (Split System: Heat Pump with Remote Outdoor Unit-Air-Source) | 293VAN036**AA* | ADP |  | CE(P,V)3617G34*+TXV | 986TD66120C24*** | 32200 | 20 | 9.5 | 32400 | 25600 | 79.01% | 2.06 | 0 | 11 |  |  |  |  | R-454B | 2.6833 | Residential & Commercial | USHP | Ducted CEE Tier 1
212980258 | Central HP <5.4 tons | AIRQUEST | HRCU-A-CB (Split System: Heat Pump with Remote Outdoor Unit-Air-Source) | DLCURAH24ABK |  |  | EA*4X36L21A* | *80MS(N,L)0902116A* | 23400 | 17.5 | 8.5 | 26000 | 24400 | 93.85% | 2.04 | 0 | 10 |  |  |  |  | R-410A | 1.95 | Residential & Commercial | USHP | Ducted CEE Tier 1
212981727 | Central HP <5.4 tons | AIRQUEST | HRCU-A-CB (Split System: Heat Pump with Remote Outdoor Unit-Air-Source) | DLCURAH24ABK |  |  | EA*4X36L17A* | *80MSU1002120A* | 23400 | 17 | 8.5 | 26000 | 24400 | 93.85% | 2.02 | 0 | 10 |  |  |  |  | R-410A | 1.95 | Residential & Commercial | USHP | Ducted CEE Tier 1
212981847 | Central HP <5.4 tons | AIRQUEST | HRCU-A-CB (Split System: Heat Pump with Remote Outdoor Unit-Air-Source) | DLCURAH18ABK |  |  | EA*4X25L17A* | *80MSU1002120A* | 17800 | 16 | 8.1 | 17800 | 17800 | 100% | 2.14 | 0 | 10.5 |  |  |  |  | R-410A | 1.4833 | Residential & Commercial | USHP | Ducted CEE Tier 1
214624920 | Central HP <5.4 tons | CARRIER | HRCU-A-CB (Split System: Heat Pump with Remote Outdoor Unit-Air-Source) | 38MURAQ36AB3* | ADP |  | PL36H210P299 | 58SU*B080M21**20 | 35800 | 17 | 8.1 | 36400 | 34400 | 94.51% | 2.04 | 0 | 10.5 |  |  |  |  | R-410A | 2.9833 | Residential & Commercial | USHP | Ducted CEE Tier 1
215319165 | Central HP <5.4 tons | AIRQUEST | HRCU-A-CB (Split System: Heat Pump with Remote Outdoor Unit-Air-Source) | D5CLRAH48AAK |  |  | D5FLAAH48XAK | 0 | 48000 | 17.8 | 10 | 50000 | 35200 | 70.4% | 1.9 | 0 | 10 |  |  |  |  | R-454B | 4 | Residential & Commercial | USHP | Ducted CEE Tier 1
215937100 | Central HP <5.4 tons | DAY & NIGHT | HRCU-A-CB (Split System: Heat Pump with Remote Outdoor Unit-Air-Source) | C5H3V48*K*AAA* |  |  | EVM5X48M21A*+WALLCON | *97CMN1002122B* | 44500 | 20 | 8.1 | 52000 | 38500 | 74.04% | 2 | 0 | 11 |  |  |  |  | R-454B | 3.7083 | Residential & Commercial | USHP | Ducted CEE Tier 1
215937750 | Central HP <5.4 tons | DAY & NIGHT | HRCU-A-CB (Split System: Heat Pump with Remote Outdoor Unit-Air-Source) | C5H3V48*K*AAA* |  |  | EVD5X48M21A*+WALLCON | *80CTL0901716B* | 43500 | 20 | 8.1 | 52500 | 37600 | 71.62% | 2 | 0 | 11.5 |  |  |  |  | R-454B | 3.625 | Residential & Commercial | USHP | Ducted CEE Tier 1
215938020 | Central HP <5.4 tons | DAY & NIGHT | HRCU-A-CB (Split System: Heat Pump with Remote Outdoor Unit-Air-Source) | C5H3V48*K*AAA* |  |  | EVD5X49M24A*+WALLCON | *80CTL0902120B* | 45500 | 21 | 8.1 | 52500 | 38000 | 72.38% | 1.95 | 0 | 11.5 |  |  |  |  | R-454B | 3.7917 | Residential & Commercial | USHP | Ducted CEE Tier 1
215941227 | Central HP <5.4 tons | AIRQUEST | HRCU-A-CB (Split System: Heat Pump with Remote Outdoor Unit-Air-Source) | H5H3V48*K*AAA* |  |  | ESH5X60M12A*+WALLCON | *97CTN0801716A* | 44000 | 19.5 | 9 | 49000 | 37400 | 76.33% | 1.8 | 0 | 10.5 |  |  |  |  | R-454B | 3.6667 | Residential & Commercial | USHP | Ducted CEE Tier 1
215941477 | Central HP <5.4 tons | AIRQUEST | HRCU-A-CB (Split System: Heat Pump with Remote Outdoor Unit-Air-Source) | H5H3V48*K*AAA* |  |  | EVM5X60M24A*+WALLCON | *97CTN1202422A* | 45500 | 20.5 | 8.1 | 52500 | 38000 | 72.38% | 1.95 | 0 | 11.5 |  |  |  |  | R-454B | 3.7917 | Residential & Commercial | USHP | Ducted CEE Tier 1
216027665 | Central HP <5.4 tons | Capella | HRCU-A-CB (Split System: Heat Pump with Remote Outdoor Unit-Air-Source) | CCB1-H48A-O |  |  | CAHB1-H48A-I | 0 | 48000 | 16.5 | 9.5 | 50000 | 46000 | 92% | 1.9 | 0 | 10.5 |  |  |  |  | R-454B | 4 | Residential & Commercial | USHP | Ducted CEE Tier 1
215434454 | Central HP <5.4 tons | GOODMAN | HRCU-A-CB (Split System: Heat Pump with Remote Outdoor Unit-Air-Source) | GZV7SA4810A* |  |  | CHPEA6030*3A* | G*VT800805C*A* | 45500 | 16.5 | 8.5 | 46500 | 33600 | 72.26% | 2 | 0 | 10 |  |  |  |  | R-32 | 3.7917 | Residential & Commercial | USHP | Ducted CEE Tier 1
216620272 | Central HP <5.4 tons | AIRQUEST | HRCU-A-CB (Split System: Heat Pump with Remote Outdoor Unit-Air-Source) | DLCURAH30ABK |  |  | 40MUAAQ30XA3 | 0 | 30000 | 16.2 | 8.9 | 33000 | 24000 | 72.73% | 1.8 | 11 | 10 |  |  |  |  | R-410A | 2.5 | Residential & Commercial | USHP | Ducted CEE Tier 1
212498519 | Central HP <5.4 tons | CARRIER | HRCU-A-CB (Split System: Heat Pump with Remote Outdoor Unit-Air-Source) | 38MURAQ30AB3* | ADP |  | CE2903C+TXV | 0 | 29400 | 15.2 | 8.15 | 33200 | 27000 | 81.33% | 1.76 | 0 | 8.5 |  |  |  |  | R-410A | 2.45 | Residential & Commercial | USHP
214385657 | Central HP <5.4 tons | COMFORTMAKER | HRCU-A-CB (Split System: Heat Pump with Remote Outdoor Unit-Air-Source) | DLCURAH30ABK | ADP |  | H,YA10936 | *80MSU0601716A* | 28600 | 15.2 | 8.1 | 32600 | 27200 | 83.44% | 1.8 | 0 | 8.5 |  |  |  |  | R-410A | 2.3833 | Residential & Commercial | USHP
212983513 | Central HP <5.4 tons | HEIL | HRCU-A-CB (Split System: Heat Pump with Remote Outdoor Unit-Air-Source) | DLCURAH24ABK |  |  | EA*4X24L14A* | *92MSN0601412A* | 23600 | 16.5 | 8.5 | 27000 | 25600 | 94.81% | 2.14 | 0 | 10 |  |  |  |  | R-410A | 1.9667 | Residential & Commercial | USHP | Ducted CEE Tier 1
213738507 | Central HP <5.4 tons | DAY & NIGHT | HRCU-A-CB (Split System: Heat Pump with Remote Outdoor Unit-Air-Source) | DLCURAH36ABK | ADP |  | PL36H175P159 | *80VSL0451412B* | 35200 | 16 | 8.1 | 36800 | 34600 | 94.02% | 1.94 | 0 | 10 |  |  |  |  | R-410A | 2.9333 | Residential & Commercial | USHP | Ducted CEE Tier 1
210474527 | Central HP <5.4 tons | HEIL | HRCU-A-CB (Split System: Heat Pump with Remote Outdoor Unit-Air-Source) | HVH825GKA3* |  |  | EHD4X48AAL+WALLCON | *80CTL1352422A* | 24200 | 16 | 8.1 | 21200 | 16600 | 78.3% | 2.02 | 0 | 11 |  |  |  |  | R-410A | 2.0167 | Residential & Commercial | USHP | Ducted CEE Tier 1
212985936 | Central HP <5.4 tons | AIRQUEST | HRCU-A-CB (Split System: Heat Pump with Remote Outdoor Unit-Air-Source) | DLCURAH18ABK |  |  | EN(A,D)4X18L14** | *96MSN0261410A* | 17300 | 15.5 | 8.5 | 18600 | 19800 | 106.5% | 2.38 | 0 | 10.5 |  |  |  |  | R-410A | 1.4417 | Residential & Commercial | USHP | Ducted CEE Tier 1
214862412 | Central HP <5.4 tons | BRYANT HEATING AND COOLING SYSTEMS | HRCU-A-CB (Split System: Heat Pump with Remote Outdoor Unit-Air-Source) | 288BNV037*0**B* | ADP |  | H,PE9J936 | 987MC66100C21*** | 30800 | 18 | 8.1 | 30600 | 24200 | 79.08% | 1.98 | 0 | 11 |  |  |  |  | R-410A | 2.5667 | Residential & Commercial | USHP | Ducted CEE Tier 1
213386502 | Central HP <5.4 tons | AC PRO.COM | HRCU-A-CB (Split System: Heat Pump with Remote Outdoor Unit-Air-Source) | AOX430U-18HFN1-M |  |  | AVBL-18HWFN1-MH3 | 0 | 18000 | 17 | 9.5 | 19000 | 18000 | 94.74% | 2 | 0 | 12.4 |  |  |  |  | R-410A | 1.5 | Residential & Commercial | USHP | Ducted CEE Tier 1
215728038 | Central HP <5.4 tons | CHAMPION HEATING AND COOLING | HRCU-A-CB (Split System: Heat Pump with Remote Outdoor Unit-Air-Source) | HH824E2S11 | ADP |  | H,YE7J(1,2)36+TXV | Z9ES040A10SMPS1 | 22400 | 17 | 8.3 | 21400 | 17400 | 81.31% | 1.96 | 0 | 11.5 |  |  |  |  | R-454B | 1.8667 | Residential & Commercial | USHP | Ducted CEE Tier 1
214862377 | Central HP <5.4 tons | BRYANT HEATING AND COOLING SYSTEMS | HRCU-A-CB (Split System: Heat Pump with Remote Outdoor Unit-Air-Source) | 288BNV037*0**A* | ADP |  | H,PG83936 | 987MC66100C21*** | 32400 | 18 | 8.1 | 30600 | 24200 | 79.08% | 1.98 | 0 | 11.7 |  |  |  |  | R-410A | 2.7 | Residential & Commercial | USHP | Ducted CEE Tier 1
214862379 | Central HP <5.4 tons | BRYANT HEATING AND COOLING SYSTEMS | HRCU-A-CB (Split System: Heat Pump with Remote Outdoor Unit-Air-Source) | 288BNV037*0**A* | ADP |  | H,PG35936 | 987MC66120C24*** | 31000 | 18 | 8.1 | 30600 | 24400 | 79.74% | 1.98 | 0 | 11 |  |  |  |  | R-410A | 2.5833 | Residential & Commercial | USHP | Ducted CEE Tier 1
210025750 | Central HP <5.4 tons | AIRQUEST | HRCU-A-CB (Split System: Heat Pump with Remote Outdoor Unit-Air-Source) | DLCURAH60ABK |  |  | DLFUAAH60XAK | 0 | 55000 | 15.3 | 9.4 | 59000 | 48500 | 82.2% | 1.91 | 9 | 8.8 |  |  |  |  | R-410A | 4.5833 | Residential & Commercial | USHP
216738036 | Central HP <5.4 tons | TEMPSTAR | HRCU-A-CB (Split System: Heat Pump with Remote Outdoor Unit-Air-Source) | D5CUHAH24AAK |  |  | ESH5X36M12A* | *80MS(N,L)0701712A* | 22600 | 16 | 8.1 | 20600 | 18400 | 89.32% | 1.85 | 0 | 10.5 |  |  |  |  | R-454B | 1.8833 | Residential & Commercial | USHP | Ducted CEE Tier 1
216738077 | Central HP <5.4 tons | TEMPSTAR | HRCU-A-CB (Split System: Heat Pump with Remote Outdoor Unit-Air-Source) | D5CUHAH24AAK |  |  | ESH5X36M12A* | *80MS(N,L)0902116A* | 22800 | 16 | 8.1 | 20800 | 18600 | 89.42% | 1.85 | 0 | 11 |  |  |  |  | R-454B | 1.9 | Residential & Commercial | USHP | Ducted CEE Tier 1
215428296 | Central HP <5.4 tons | ECO AC | HRCU-A-C (Split System: Heat Pump with Remote Outdoor Unit with No Indoor Fan --Air Source) | EHI-O60KBA |  |  | EKCA48*I | 0 | 47000 | 15.2 | 8.5 | 48000 | 33600 | 70% | 1.8 | 0 | 10 |  |  |  |  | R-410A | 3.9167 | Residential & Commercial | USHP | Ducted CEE Tier 1
215937880 | Central HP <5.4 tons | DAY & NIGHT | HRCU-A-CB (Split System: Heat Pump with Remote Outdoor Unit-Air-Source) | C5H3V48*K*AAA* |  |  | EVD5X48M24A*+WALLCON | *80CTL0702120B* | 44500 | 20 | 8.1 | 52500 | 38500 | 73.33% | 1.9 | 0 | 11 |  |  |  |  | R-454B | 3.7083 | Residential & Commercial | USHP | Ducted CEE Tier 1
215938300 | Central HP <5.4 tons | DAY & NIGHT | HRCU-A-CB (Split System: Heat Pump with Remote Outdoor Unit-Air-Source) | C5H3V48*K*AAA* |  |  | EVD5X60M24A*+WALLCON | *80CTL0902120B* | 45500 | 21 | 8.1 | 52500 | 38000 | 72.38% | 1.95 | 0 | 11.5 |  |  |  |  | R-454B | 3.7917 | Residential & Commercial | USHP | Ducted CEE Tier 1
216732659 | Central HP <5.4 tons | DAY & NIGHT | HRCU-A-CB (Split System: Heat Pump with Remote Outdoor Unit-Air-Source) | D5CUHAH24AAK |  |  | EA*5X24M17A* | *80CSU0601716A* | 22600 | 16.5 | 8.5 | 21400 | 19400 | 90.65% | 1.94 | 0 | 10.5 |  |  |  |  | R-454B | 1.8833 | Residential & Commercial | USHP | Ducted CEE Tier 1
216732843 | Central HP <5.4 tons | DAY & NIGHT | HRCU-A-CB (Split System: Heat Pump with Remote Outdoor Unit-Air-Source) | D5CUHAH24AAK |  |  | EA*5X24M17A* | *95CSU0601716B* | 22000 | 16 | 8.5 | 21000 | 19100 | 90.95% | 1.96 | 0 | 10.5 |  |  |  |  | R-454B | 1.8333 | Residential & Commercial | USHP | Ducted CEE Tier 1
216733360 | Central HP <5.4 tons | DAY & NIGHT | HRCU-A-CB (Split System: Heat Pump with Remote Outdoor Unit-Air-Source) | D5CUHAH24AAK |  |  | EA*5X25M17A* | *97CMN0801714B* | 22800 | 16 | 8.5 | 20600 | 18400 | 89.32% | 1.96 | 0 | 11 |  |  |  |  | R-454B | 1.9 | Residential & Commercial | USHP | Ducted CEE Tier 1
216732759 | Central HP <5.4 tons | DAY & NIGHT | HRCU-A-CB (Split System: Heat Pump with Remote Outdoor Unit-Air-Source) | D5CUHAH24AAK |  |  | EA*5X24M17A* | *80MSU0401712A* | 22000 | 16.5 | 8.5 | 21000 | 19100 | 90.95% | 1.94 | 0 | 10.5 |  |  |  |  | R-454B | 1.8333 | Residential & Commercial | USHP | Ducted CEE Tier 1
216620268 | Central HP <5.4 tons | AIRQUEST | HRCU-A-CB (Split System: Heat Pump with Remote Outdoor Unit-Air-Source) | DLCURAH18ABK |  |  | 40MUAAQ18XA3 | 0 | 18000 | 18 | 9.3 | 19000 | 16500 | 86.84% | 2.04 | 12.5 | 12.4 |  |  |  |  | R-410A | 1.5 | Residential & Commercial | USHP | Ducted CEE Tier 1
216487944 | Central HP <5.4 tons | BRYANT HEATING AND COOLING SYSTEMS | HRCU-A-CB (Split System: Heat Pump with Remote Outdoor Unit-Air-Source) | 293VAN036**AA* | ADP |  | H,PG53*36+TXV | 986TD66100C21*** | 34000 | 20 | 9.5 | 32400 | 25400 | 78.4% | 2.06 | 0 | 12 |  |  |  |  | R-454B | 2.8333 | Residential & Commercial | USHP | Ducted CEE Tier 1
212974984 | Central HP <5.4 tons | HEIL | HRCU-A-CB (Split System: Heat Pump with Remote Outdoor Unit-Air-Source) | DLCURAH24ABK |  |  | EA*4X36L17A* | *96VTN0401410B* | 23400 | 16 | 8.5 | 26200 | 24200 | 92.37% | 2 | 0 | 10 |  |  |  |  | R-410A | 1.95 | Residential & Commercial | USHP | Ducted CEE Tier 1
214862378 | Central HP <5.4 tons | BRYANT HEATING AND COOLING SYSTEMS | HRCU-A-CB (Split System: Heat Pump with Remote Outdoor Unit-Air-Source) | 288BNV037*0**A* | ADP |  | H,PG81936 | 987MC66100C21*** | 31800 | 18 | 8.1 | 30600 | 24200 | 79.08% | 1.98 | 0 | 11.7 |  |  |  |  | R-410A | 2.65 | Residential & Commercial | USHP | Ducted CEE Tier 1
214776996 | Central HP <5.4 tons | AIREASE | HRCU-A-CB (Split System: Heat Pump with Remote Outdoor Unit-Air-Source) | 4SHP22LX124P-**A | ADP |  | V,A,D30H***D449+AEFE3A* | 0 | 23200 | 20 | 8.7 | 20600 | 15700 | 76.21% | 2.26 | 0 | 13.5 |  |  |  |  | R-410A | 1.9333 | Residential & Commercial | USHP | Ducted CEE Tier 1
212978693 | Central HP <5.4 tons | HEIL | HRCU-A-CB (Split System: Heat Pump with Remote Outdoor Unit-Air-Source) | DLCURAH24ABK |  |  | EA*4X37L21A* | *80MS(N,L)0701712A* | 24400 | 17.5 | 8.5 | 25200 | 21200 | 84.13% | 1.8 | 0 | 10.5 |  |  |  |  | R-410A | 2.0333 | Residential & Commercial | USHP | Ducted CEE Tier 1
213778901 | Central HP <5.4 tons | DAY & NIGHT | HRCU-A-CB (Split System: Heat Pump with Remote Outdoor Unit-Air-Source) | CVH837GKA** |  |  | EA*4X36L21A*+WALLCON | *97CMN1002122B* | 31600 | 17 | 8.1 | 32800 | 24200 | 73.78% | 1.86 | 0 | 11 |  |  |  |  | R-410A | 2.6333 | Residential & Commercial | USHP | Ducted CEE Tier 1
213779001 | Central HP <5.4 tons | DAY & NIGHT | HRCU-A-CB (Split System: Heat Pump with Remote Outdoor Unit-Air-Source) | CVH837GKA** |  |  | EA*4X37L21A*+WALLCON | *97CMN0601714B* | 32600 | 16.5 | 8.1 | 33200 | 25400 | 76.51% | 1.94 | 0 | 11 |  |  |  |  | R-410A | 2.7167 | Residential & Commercial | USHP | Ducted CEE Tier 1
216782820 | Central HP <5.4 tons | LUXAIRE | HRCU-A-CB (Split System: Heat Pump with Remote Outdoor Unit-Air-Source) | HH860E2S11 |  |  | CTM60C5CGS1 | Z8ES100C16LMPS1 | 44000 | 18 | 9 | 44000 | 33200 | 75.45% | 2 | 0 | 12 |  |  |  |  | R-454B | 3.6667 | Residential & Commercial | USHP | Ducted CEE Tier 1
216783889 | Central HP <5.4 tons | LUXAIRE | HRCU-A-CB (Split System: Heat Pump with Remote Outdoor Unit-Air-Source) | HH860E2S11 |  |  | CTF60D5CGS1 | Z8ES130D20LMPS1 | 45000 | 18 | 9 | 45000 | 33200 | 73.78% | 2 | 0 | 12 |  |  |  |  | R-454B | 3.75 | Residential & Commercial | USHP | Ducted CEE Tier 1
209852138 | Central HP <5.4 tons | AIRQUEST | HRCU-A-CB (Split System: Heat Pump with Remote Outdoor Unit-Air-Source) | DLCURAH48ABK |  |  | DLFUAAH48XAK | 0 | 47000 | 15.6 | 9.4 | 50000 | 46000 | 92% | 1.9 | 8.5 | 8.2 |  |  |  |  | R-410A | 3.9167 | Residential & Commercial | USHP
214389333 | Central HP <5.4 tons | THERMAL ZONE | HRCU-A-C (Split System: Heat Pump with Remote Outdoor Unit with No Indoor Fan --Air Source) | TZPLV302PA | ADP |  | H,GG33936+TD | 0 | 29400 | 15.2 | 9.35 | 31200 | 26600 | 85.26% | 1.8 | 0 | 10 |  |  |  |  | R-410A | 2.45 | Residential & Commercial | USHP | Ducted CEE Tier 1
212983663 | Central HP <5.4 tons | HEIL | HRCU-A-CB (Split System: Heat Pump with Remote Outdoor Unit-Air-Source) | DLCURAH18ABK |  |  | EA*4X25L17A* | *92MSN0601412A* | 17700 | 16.5 | 8.1 | 17700 | 17800 | 100.6% | 2.14 | 0 | 10.5 |  |  |  |  | R-410A | 1.475 | Residential & Commercial | USHP | Ducted CEE Tier 1
212969602 | Central HP <5.4 tons | HEIL | HRCU-A-CB (Split System: Heat Pump with Remote Outdoor Unit-Air-Source) | DLCURAH18ABK |  |  | EN(A,D)4X30L17** | *80VSL0451412B* | 17400 | 16.5 | 8.1 | 17900 | 18600 | 103.9% | 2.24 | 0 | 11 |  |  |  |  | R-410A | 1.45 | Residential & Commercial | USHP | Ducted CEE Tier 1
215940927 | Central HP <5.4 tons | AIRQUEST | HRCU-A-CB (Split System: Heat Pump with Remote Outdoor Unit-Air-Source) | H5H3V36*K*AAA* |  |  | EVD5X61M24A*+WALLCON | *97CTN1202422A* | 36000 | 22 | 8.5 | 37600 | 28400 | 75.53% | 2.04 | 0 | 12.5 |  |  |  |  | R-454B | 3 | Residential & Commercial | USHP | Ducted CEE Tier 1
215942463 | Central HP <5.4 tons | AIRQUEST | HRCU-A-CB (Split System: Heat Pump with Remote Outdoor Unit-Air-Source) | H5H3V36*K*AAA* |  |  | EVD5X60M21A*+WALLCON | *96CTN0601714B* | 35200 | 21 | 8.5 | 37400 | 28000 | 74.87% | 2 | 0 | 11.7 |  |  |  |  | R-454B | 2.9333 | Residential & Commercial | USHP | Ducted CEE Tier 1
212984448 | Central HP <5.4 tons | AIRQUEST | HRCU-A-CB (Split System: Heat Pump with Remote Outdoor Unit-Air-Source) | DLCURAH30ABK |  |  | EA*4X36L21A* | *92MSN0801716A* | 29600 | 15.2 | 8.1 | 34000 | 28000 | 82.35% | 1.78 | 0 | 9 |  |  |  |  | R-410A | 2.4667 | Residential & Commercial | USHP
212985002 | Central HP <5.4 tons | AIRQUEST | HRCU-A-CB (Split System: Heat Pump with Remote Outdoor Unit-Air-Source) | DLCURAH30ABK |  |  | EA*4X43L21A* | *92MSN0802120A* | 30600 | 15.5 | 8.5 | 33400 | 26400 | 79.04% | 1.86 | 0 | 9 |  |  |  |  | R-410A | 2.55 | Residential & Commercial | USHP
212985266 | Central HP <5.4 tons | AIRQUEST | HRCU-A-CB (Split System: Heat Pump with Remote Outdoor Unit-Air-Source) | DLCURAH30ABK |  |  | EA*4X37L21A* | *92MSN1002120A* | 30600 | 15.2 | 8.5 | 33400 | 26400 | 79.04% | 1.86 | 0 | 9 |  |  |  |  | R-410A | 2.55 | Residential & Commercial | USHP
216784753 | Central HP <5.4 tons | LUXAIRE | HRCU-A-CB (Split System: Heat Pump with Remote Outdoor Unit-Air-Source) | HH860E2S11 |  |  | CTF60C5CHS1 | Z8ES120C20LMPS1 | 53500 | 19 | 9 | 53500 | 38000 | 71.03% | 2 | 0 | 11.7 |  |  |  |  | R-454B | 4.4583 | Residential & Commercial | USHP | Ducted CEE Tier 1
216785469 | Central HP <5.4 tons | LUXAIRE | HRCU-A-CB (Split System: Heat Pump with Remote Outdoor Unit-Air-Source) | HH860E2S11 |  |  | CTF60C5CHS1 | Z8ES080C20LMPS1 | 54000 | 19 | 9 | 54000 | 39000 | 72.22% | 2 | 0 | 11.7 |  |  |  |  | R-454B | 4.5 | Residential & Commercial | USHP | Ducted CEE Tier 1
216782044 | Central HP <5.4 tons | LUXAIRE | HRCU-A-CB (Split System: Heat Pump with Remote Outdoor Unit-Air-Source) | HH860E2S11 |  |  | CTF60C5CGS1 | Z8ES080C20LMPS1 | 44000 | 18 | 9 | 44500 | 33400 | 75.06% | 2 | 0 | 12 |  |  |  |  | R-454B | 3.6667 | Residential & Commercial | USHP | Ducted CEE Tier 1
216782613 | Central HP <5.4 tons | LUXAIRE | HRCU-A-CB (Split System: Heat Pump with Remote Outdoor Unit-Air-Source) | HH860E2S11 |  |  | CTM60C5CHS1 | Z8ES100C20LMPS1 | 53500 | 19 | 9 | 53500 | 38500 | 71.96% | 2 | 0 | 12 |  |  |  |  | R-454B | 4.4583 | Residential & Commercial | USHP | Ducted CEE Tier 1
216782629 | Central HP <5.4 tons | LUXAIRE | HRCU-A-CB (Split System: Heat Pump with Remote Outdoor Unit-Air-Source) | HH860E2S11 |  |  | CTF60C5CGS1 | Z8ES120C16LMPS1 | 44000 | 18 | 9 | 43500 | 33000 | 75.86% | 2 | 0 | 12 |  |  |  |  | R-454B | 3.6667 | Residential & Commercial | USHP | Ducted CEE Tier 1
213780718 | Central HP <5.4 tons | AIRQUEST | HRCU-A-CB (Split System: Heat Pump with Remote Outdoor Unit-Air-Source) | HVH837GKA2* |  |  | EA*4X36L17A*+WALLCON | *96CTN0801714B* | 31400 | 16.5 | 8.1 | 33200 | 24400 | 73.49% | 1.82 | 0 | 10.5 |  |  |  |  | R-410A | 2.6167 | Residential & Commercial | USHP | Ducted CEE Tier 1
211240656 | Central HP <5.4 tons | HEIL | HRCU-A-CB (Split System: Heat Pump with Remote Outdoor Unit-Air-Source) | DLCURAH24ABK |  |  | EA*4X24L17A* | *80ES(N,L)0701712A* | 24000 | 16 | 8.5 | 27000 | 23600 | 87.41% | 1.94 | 0 | 10 |  |  |  |  | R-410A | 2 | Residential & Commercial | USHP | Ducted CEE Tier 1
211240691 | Central HP <5.4 tons | HEIL | HRCU-A-CB (Split System: Heat Pump with Remote Outdoor Unit-Air-Source) | DLCURAH24ABK |  |  | EA*4X24L17A* | *92ESN0601714A* | 24000 | 16.5 | 8.5 | 26800 | 23800 | 88.81% | 1.96 | 0 | 10 |  |  |  |  | R-410A | 2 | Residential & Commercial | USHP | Ducted CEE Tier 1
216997178 | Central HP <5.4 tons | CARRIER | HRCU-A-CB (Split System: Heat Pump with Remote Outdoor Unit-Air-Source) | 27VNA154A*030* | ADP |  | H,PG48*60+TXV | 58TN*B070C14**12 | 48000 | 17 | 9 | 48500 | 49500 | 102.1% | 1.96 | 0 | 11.7 |  |  |  |  | R-454B | 4 | Residential & Commercial | USHP | Ducted CEE Tier 1
216997203 | Central HP <5.4 tons | CARRIER | HRCU-A-CB (Split System: Heat Pump with Remote Outdoor Unit-Air-Source) | 27VNA348A*030* | ADP |  | H,PG48*60+TXV | 58TN*B110C21**20 | 45000 | 21 | 9.5 | 46000 | 35800 | 77.83% | 2 | 0 | 11 |  |  |  |  | R-454B | 3.75 | Residential & Commercial | USHP | Ducted CEE Tier 1
216997205 | Central HP <5.4 tons | CARRIER | HRCU-A-CB (Split System: Heat Pump with Remote Outdoor Unit-Air-Source) | 27VNA348A*030* | ADP |  | H,PG48*60+TXV | 59MN7C080C17**14 | 43000 | 20 | 9.5 | 47000 | 36200 | 77.02% | 2 | 0 | 10.5 |  |  |  |  | R-454B | 3.5833 | Residential & Commercial | USHP | Ducted CEE Tier 1
216027662 | Central HP <5.4 tons | Capella | HRCU-A-CB (Split System: Heat Pump with Remote Outdoor Unit-Air-Source) | CCB1-H24A-O |  |  | CAHB1-H24A-I | 0 | 23000 | 18.3 | 10 | 24000 | 21600 | 90% | 1.87 | 0 | 11.7 |  |  |  |  | R-454B | 1.9167 | Residential & Commercial | USHP | Ducted CEE Tier 1
214279611 | Central HP <5.4 tons | WESTINGHOUSE | HRCU-A-C (Split System: Heat Pump with Remote Outdoor Unit with No Indoor Fan --Air Source) | WHM36SZA21S | ADP |  | M36E35(1,2)+TXV+TD | 0 | 28200 | 15.2 | 9.4 | 28400 | 23800 | 83.8% | 2.08 | 0 | 11 |  |  |  |  | R-410A | 2.35 | Residential & Commercial | USHP | Ducted CEE Tier 1
216727302 | Central HP <5.4 tons | LEVIOR | HRCU-A-CB (Split System: Heat Pump with Remote Outdoor Unit-Air-Source) | LHPCR454-60BT/18SR |  |  | LHPHR454-60BT/18SR | 0 | 53000 | 17 | 8.2 | 53000 | 38000 | 71.7% | 1.8 | 0 | 8 |  |  |  |  | R-454B | 4.4167 | Residential & Commercial | USHP
211240757 | Central HP <5.4 tons | HEIL | HRCU-A-CB (Split System: Heat Pump with Remote Outdoor Unit-Air-Source) | DLCURAH24ABK |  |  | EA*4X24L17A* | *80ES(N,L)0701412A* | 24000 | 16.5 | 8.5 | 26800 | 23800 | 88.81% | 1.96 | 0 | 10 |  |  |  |  | R-410A | 2 | Residential & Commercial | USHP | Ducted CEE Tier 1
213781138 | Central HP <5.4 tons | AIRQUEST | HRCU-A-CB (Split System: Heat Pump with Remote Outdoor Unit-Air-Source) | HVH837GKA2* |  |  | EA*4X42L24A*+WALLCON | *96CTN1002122B* | 31800 | 17 | 8.1 | 33000 | 24200 | 73.33% | 1.88 | 0 | 11 |  |  |  |  | R-410A | 2.65 | Residential & Commercial | USHP | Ducted CEE Tier 1
213781218 | Central HP <5.4 tons | AIRQUEST | HRCU-A-CB (Split System: Heat Pump with Remote Outdoor Unit-Air-Source) | HVH837GKA2* |  |  | EA*4X43L21A*+WALLCON | *97CMN0601714B* | 32600 | 16.5 | 8.1 | 33000 | 25400 | 76.97% | 1.94 | 0 | 11 |  |  |  |  | R-410A | 2.7167 | Residential & Commercial | USHP | Ducted CEE Tier 1
213781038 | Central HP <5.4 tons | AIRQUEST | HRCU-A-CB (Split System: Heat Pump with Remote Outdoor Unit-Air-Source) | HVH837GKA2* |  |  | EA*4X42L21A*+WALLCON | *97CMN0801714B* | 31600 | 16.5 | 8.1 | 33400 | 24600 | 73.65% | 1.86 | 0 | 10.5 |  |  |  |  | R-410A | 2.6333 | Residential & Commercial | USHP | Ducted CEE Tier 1
213781588 | Central HP <5.4 tons | AIRQUEST | HRCU-A-CB (Split System: Heat Pump with Remote Outdoor Unit-Air-Source) | HVH837GKA2* |  |  | EA*4X61L21A*+WALLCON | *95CSU0601716B* | 33000 | 17 | 8.1 | 32200 | 25000 | 77.64% | 1.96 | 0 | 11 |  |  |  |  | R-410A | 2.75 | Residential & Commercial | USHP | Ducted CEE Tier 1
216783874 | Central HP <5.4 tons | LUXAIRE | HRCU-A-CB (Split System: Heat Pump with Remote Outdoor Unit-Air-Source) | HH824E2S11 |  |  | CTF30B5ACS1 | Z8ES080B12LMPS1 | 23000 | 18 | 9.5 | 23000 | 19100 | 83.04% | 2 | 0 | 12 |  |  |  |  | R-454B | 1.9167 | Residential & Commercial | USHP | Ducted CEE Tier 1
216784644 | Central HP <5.4 tons | LUXAIRE | HRCU-A-CB (Split System: Heat Pump with Remote Outdoor Unit-Air-Source) | HH824E2S11 |  |  | CTF30A5ADS1 | Z8ES060A12LMPS1 | 23000 | 18 | 9.5 | 23000 | 18000 | 78.26% | 2 | 0 | 12 |  |  |  |  | R-454B | 1.9167 | Residential & Commercial | USHP | Ducted CEE Tier 1
210473360 | Central HP <5.4 tons | HEIL | HRCU-A-CB (Split System: Heat Pump with Remote Outdoor Unit-Air-Source) | HVH825GKA3* |  |  | EA*4X48L21A*+WALLCON | *96CTN0801714A* | 24000 | 16.5 | 8.1 | 21000 | 16600 | 79.05% | 2 | 0 | 11 |  |  |  |  | R-410A | 2 | Residential & Commercial | USHP | Ducted CEE Tier 1
210473928 | Central HP <5.4 tons | HEIL | HRCU-A-CB (Split System: Heat Pump with Remote Outdoor Unit-Air-Source) | HVH825GKA3* |  |  | EN(A,D,W)4X48L21**+WALLCON | *80CSU0601716A* | 24200 | 17 | 8.1 | 21400 | 16600 | 77.57% | 2 | 0 | 11 |  |  |  |  | R-410A | 2.0167 | Residential & Commercial | USHP | Ducted CEE Tier 1
212983147 | Central HP <5.4 tons | HEIL | HRCU-A-CB (Split System: Heat Pump with Remote Outdoor Unit-Air-Source) | DLCURAH24ABK |  |  | EA*4X25L17A* | *92MSN0401712A* | 24000 | 16 | 8.1 | 25200 | 22000 | 87.3% | 1.82 | 0 | 10 |  |  |  |  | R-410A | 2 | Residential & Commercial | USHP | Ducted CEE Tier 1
212973068 | Central HP <5.4 tons | HEIL | HRCU-A-CB (Split System: Heat Pump with Remote Outdoor Unit-Air-Source) | DLCURAH18ABK |  |  | EN(A,D)4X30L17** | *96VSN0401712B* | 17300 | 16 | 8.1 | 17900 | 18600 | 103.9% | 2.22 | 0 | 10.5 |  |  |  |  | R-410A | 1.4417 | Residential & Commercial | USHP | Ducted CEE Tier 1
212973688 | Central HP <5.4 tons | HEIL | HRCU-A-CB (Split System: Heat Pump with Remote Outdoor Unit-Air-Source) | DLCURAH18ABK |  |  | EA*4X30L17A* | *96VSN0801716B* | 17400 | 16 | 8.5 | 18000 | 18700 | 103.9% | 2.26 | 0 | 10.5 |  |  |  |  | R-410A | 1.45 | Residential & Commercial | USHP | Ducted CEE Tier 1
214389893 | Central HP <5.4 tons | CARRIER | HRCU-A-CB (Split System: Heat Pump with Remote Outdoor Unit-Air-Source) | 25VNA424A*031* | ADP |  | H,PG24936 | 58TN*B135C24**22 | 22400 | 20 | 10.5 | 25000 | 19300 | 77.2% | 2.48 | 0 | 12.5 |  |  |  |  | R-410A | 1.8667 | Residential & Commercial | USHP | Ducted CEE Tier 1
213781518 | Central HP <5.4 tons | AIRQUEST | HRCU-A-CB (Split System: Heat Pump with Remote Outdoor Unit-Air-Source) | HVH837GKA2* |  |  | EA*4X60L24A*+WALLCON | *96CTN1002122B* | 32800 | 17.5 | 8.1 | 31800 | 24600 | 77.36% | 1.98 | 0 | 11.7 |  |  |  |  | R-410A | 2.7333 | Residential & Commercial | USHP | Ducted CEE Tier 1
216682991 | Central HP <5.4 tons | DAY & NIGHT | HRCU-A-CB (Split System: Heat Pump with Remote Outdoor Unit-Air-Source) | DLCURAH24ABK |  |  | EHD4X24AAL | *97VTN1002122A* | 23400 | 16 | 9 | 26000 | 23800 | 91.54% | 1.86 | 0 | 10 |  |  |  |  | R-410A | 1.95 | Residential & Commercial | USHP | Ducted CEE Tier 1
213781668 | Central HP <5.4 tons | AIRQUEST | HRCU-A-CB (Split System: Heat Pump with Remote Outdoor Unit-Air-Source) | HVH837GKA2* |  |  | EA*4X61L24A*+WALLCON | *80CTL1102120B* | 33200 | 17.5 | 8.5 | 32000 | 24800 | 77.5% | 2 | 0 | 11.5 |  |  |  |  | R-410A | 2.7667 | Residential & Commercial | USHP | Ducted CEE Tier 1
213781718 | Central HP <5.4 tons | AIRQUEST | HRCU-A-CB (Split System: Heat Pump with Remote Outdoor Unit-Air-Source) | HVH837GKA2* |  |  | EA*4X61L24A*+WALLCON | *96CTN1202422B* | 33200 | 17.5 | 8.5 | 32000 | 24800 | 77.5% | 2 | 0 | 11.7 |  |  |  |  | R-410A | 2.7667 | Residential & Commercial | USHP | Ducted CEE Tier 1
213780316 | Central HP <5.4 tons | BRYANT HEATING AND COOLING SYSTEMS | HRCU-A-CB (Split System: Heat Pump with Remote Outdoor Unit-Air-Source) | 288BNV037*0**A* |  |  | CSPH*6012AL*+UI | 88*TB48070C17*** | 32800 | 16.5 | 8.1 | 32400 | 25000 | 77.16% | 1.98 | 0 | 11 |  |  |  |  | R-410A | 2.7333 | Residential & Commercial | USHP | Ducted CEE Tier 1
216487343 | Central HP <5.4 tons | BRYANT HEATING AND COOLING SYSTEMS | HRCU-A-CB (Split System: Heat Pump with Remote Outdoor Unit-Air-Source) | 290VAN024**AA* | ADP |  | CE(P,V)3617G34*+TXV | 88*TB60090C21*** | 22600 | 17 | 9 | 22000 | 15900 | 72.27% | 2.02 | 0 | 9.5 |  |  |  |  | R-454B | 1.8833 | Residential & Commercial | USHP
216487795 | Central HP <5.4 tons | BRYANT HEATING AND COOLING SYSTEMS | HRCU-A-CB (Split System: Heat Pump with Remote Outdoor Unit-Air-Source) | 290VAN024**AA* | ADP |  | CE(P,V)3614G34*+TXV | 986TD42060C17*** | 23000 | 17 | 9 | 22400 | 16300 | 72.77% | 1.96 | 0 | 10 |  |  |  |  | R-454B | 1.9167 | Residential & Commercial | USHP | Ducted CEE Tier 1
213372189 | Central HP <5.4 tons | AIRQUEST | HRCU-A-C (Split System: Heat Pump with Remote Outdoor Unit with No Indoor Fan --Air Source) | DLCURAH24ABK |  |  | DLFULAH24XAX + CI | 0 | 24000 | 16.1 | 9.8 | 25000 | 20000 | 80% | 2 | 0 | 10.7 |  |  |  |  | R-410A | 2 | Residential & Commercial | USHP | Ducted CEE Tier 1
216487494 | Central HP <5.4 tons | BRYANT HEATING AND COOLING SYSTEMS | HRCU-A-CB (Split System: Heat Pump with Remote Outdoor Unit-Air-Source) | 290VAN048**AA* | ADP |  | CE(P,V)6021G48*+TXV | 88*TB60110C21*** | 45000 | 18 | 9 | 45500 | 33000 | 72.53% | 2.08 | 0 | 10 |  |  |  |  | R-454B | 3.75 | Residential & Commercial | USHP | Ducted CEE Tier 1
212980284 | Central HP <5.4 tons | HEIL | HRCU-A-CB (Split System: Heat Pump with Remote Outdoor Unit-Air-Source) | DLCURAH24ABK |  |  | EN(A,D)4X36L21** | *80MS(N,L)0902116A* | 23800 | 17 | 8.5 | 26400 | 24000 | 90.91% | 2 | 0 | 10.5 |  |  |  |  | R-410A | 1.9833 | Residential & Commercial | USHP | Ducted CEE Tier 1
216487713 | Central HP <5.4 tons | BRYANT HEATING AND COOLING SYSTEMS | HRCU-A-CB (Split System: Heat Pump with Remote Outdoor Unit-Air-Source) | 293VAN048**AA* | ADP |  | CE(P,V)4817G1K*+TXV | 987MC60080C21*** | 43500 | 20 | 9.5 | 46000 | 36200 | 78.7% | 2 | 0 | 10.5 |  |  |  |  | R-454B | 3.625 | Residential & Commercial | USHP | Ducted CEE Tier 1
211241092 | Central HP <5.4 tons | HEIL | HRCU-A-CB (Split System: Heat Pump with Remote Outdoor Unit-Air-Source) | DLCURAH24ABK |  |  | EA*4X25L17A* | *80ES(N,L)0701712A* | 25000 | 16.5 | 8.5 | 25800 | 21000 | 81.4% | 1.76 | 0 | 10.5 |  |  |  |  | R-410A | 2.0833 | Residential & Commercial | USHP | Ducted CEE Tier 1
211241242 | Central HP <5.4 tons | HEIL | HRCU-A-CB (Split System: Heat Pump with Remote Outdoor Unit-Air-Source) | DLCURAH24ABK |  |  | EA*4X30L14A* | *80VSL0451412A* | 24200 | 16 | 8.5 | 26400 | 23000 | 87.12% | 1.9 | 0 | 10 |  |  |  |  | R-410A | 2.0167 | Residential & Commercial | USHP | Ducted CEE Tier 1
211241994 | Central HP <5.4 tons | HEIL | HRCU-A-CB (Split System: Heat Pump with Remote Outdoor Unit-Air-Source) | DLCURAH24ABK |  |  | EA*4X36L17A* | *80VTL0701716A* | 24200 | 17 | 8.5 | 26000 | 22600 | 86.92% | 1.88 | 0 | 10 |  |  |  |  | R-410A | 2.0167 | Residential & Commercial | USHP | Ducted CEE Tier 1
211242078 | Central HP <5.4 tons | HEIL | HRCU-A-CB (Split System: Heat Pump with Remote Outdoor Unit-Air-Source) | DLCURAH24ABK |  |  | EA*4X36L17A* | *80ES(N,L)0451412A* | 24600 | 16 | 8.5 | 26600 | 22200 | 83.46% | 1.82 | 0 | 10 |  |  |  |  | R-410A | 2.05 | Residential & Commercial | USHP | Ducted CEE Tier 1
211242279 | Central HP <5.4 tons | HEIL | HRCU-A-CB (Split System: Heat Pump with Remote Outdoor Unit-Air-Source) | DLCURAH24ABK |  |  | EA*4X36L21A* | *96VSN0601714A* | 23600 | 16.5 | 8.5 | 25600 | 23600 | 92.19% | 1.96 | 0 | 10 |  |  |  |  | R-410A | 1.9667 | Residential & Commercial | USHP | Ducted CEE Tier 1
216682304 | Central HP <5.4 tons | DAY & NIGHT | HRCU-A-CB (Split System: Heat Pump with Remote Outdoor Unit-Air-Source) | DLCURAH24ABK |  |  | EA*4X36L21A* | *97VTN1002120A* | 23600 | 17 | 9 | 25600 | 23200 | 90.62% | 1.82 | 0 | 10 |  |  |  |  | R-410A | 1.9667 | Residential & Commercial | USHP | Ducted CEE Tier 1
211242578 | Central HP <5.4 tons | HEIL | HRCU-A-CB (Split System: Heat Pump with Remote Outdoor Unit-Air-Source) | DLCURAH24ABK |  |  | EA*4X36L21A* | *80ES(N,L)0702116A* | 24400 | 17 | 8.5 | 26200 | 22400 | 85.5% | 1.86 | 0 | 10 |  |  |  |  | R-410A | 2.0333 | Residential & Commercial | USHP | Ducted CEE Tier 1
211242681 | Central HP <5.4 tons | HEIL | HRCU-A-CB (Split System: Heat Pump with Remote Outdoor Unit-Air-Source) | DLCURAH24ABK |  |  | EA*4X36L21A* | *95ESN0801716A* | 24800 | 15.5 | 8.5 | 26800 | 22000 | 82.09% | 1.8 | 0 | 10 |  |  |  |  | R-410A | 2.0667 | Residential & Commercial | USHP | Ducted CEE Tier 1
210472832 | Central HP <5.4 tons | HEIL | HRCU-A-CB (Split System: Heat Pump with Remote Outdoor Unit-Air-Source) | HVH825GKA3* |  |  | EA*4X42L21A*+WALLCON | *95CSU1002122A* | 23800 | 16.5 | 8.1 | 21400 | 16600 | 77.57% | 1.96 | 0 | 11 |  |  |  |  | R-410A | 1.9833 | Residential & Commercial | USHP | Ducted CEE Tier 1
210472843 | Central HP <5.4 tons | HEIL | HRCU-A-CB (Split System: Heat Pump with Remote Outdoor Unit-Air-Source) | HVH825GKA3* |  |  | EA*4X42L21A*+WALLCON | *80CSU0401712A* | 23800 | 17 | 8.1 | 21400 | 16600 | 77.57% | 1.96 | 0 | 11 |  |  |  |  | R-410A | 1.9833 | Residential & Commercial | USHP | Ducted CEE Tier 1
210473107 | Central HP <5.4 tons | HEIL | HRCU-A-CB (Split System: Heat Pump with Remote Outdoor Unit-Air-Source) | HVH825GKA3* |  |  | EA*4X43L21A*+WALLCON | *95CSU1002122A* | 24400 | 17 | 8.5 | 21200 | 16600 | 78.3% | 2.04 | 0 | 11 |  |  |  |  | R-410A | 2.0333 | Residential & Commercial | USHP | Ducted CEE Tier 1
210473250 | Central HP <5.4 tons | HEIL | HRCU-A-CB (Split System: Heat Pump with Remote Outdoor Unit-Air-Source) | HVH825GKA3* |  |  | EA*4X43L21A*+WALLCON | *97CMN0602120A* | 24400 | 16.5 | 8.1 | 21200 | 16700 | 78.77% | 2.02 | 0 | 11 |  |  |  |  | R-410A | 2.0333 | Residential & Commercial | USHP | Ducted CEE Tier 1
212973868 | Central HP <5.4 tons | HEIL | HRCU-A-CB (Split System: Heat Pump with Remote Outdoor Unit-Air-Source) | DLCURAH24ABK |  |  | EA*4X36L21A* | *96VSN0801716B* | 23600 | 17 | 8.5 | 26200 | 24000 | 91.6% | 2 | 0 | 10 |  |  |  |  | R-410A | 1.9667 | Residential & Commercial | USHP | Ducted CEE Tier 1
213781148 | Central HP <5.4 tons | AIRQUEST | HRCU-A-CB (Split System: Heat Pump with Remote Outdoor Unit-Air-Source) | HVH837GKA2* |  |  | EA*4X42L24A*+WALLCON | *96CTN1202422B* | 31800 | 17 | 8.1 | 33000 | 24200 | 73.33% | 1.88 | 0 | 11 |  |  |  |  | R-410A | 2.65 | Residential & Commercial | USHP | Ducted CEE Tier 1
212986180 | Central HP <5.4 tons | COMFORTMAKER | HRCU-A-CB (Split System: Heat Pump with Remote Outdoor Unit-Air-Source) | DLCURAH24ABK |  |  | EA*4X30L17A* | *96MSN0401410A* | 23400 | 16 | 8.5 | 26400 | 24600 | 93.18% | 2.04 | 0 | 10 |  |  |  |  | R-410A | 1.95 | Residential & Commercial | USHP | Ducted CEE Tier 1
213146427 | Central HP <5.4 tons | BRYANT HEATING AND COOLING SYSTEMS | HRCU-A-CB (Split System: Heat Pump with Remote Outdoor Unit-Air-Source) | 38MURAQ36AB3* | ADP |  | PL36H***P449+AEFE3A* | 0 | 36000 | 16 | 8.1 | 38000 | 35000 | 92.11% | 1.82 | 0 | 10 |  |  |  |  | R-410A | 3 | Residential & Commercial | USHP | Ducted CEE Tier 1
211385828 | Central HP <5.4 tons | COLEMAN | HRCU-A-CB (Split System: Heat Pump with Remote Outdoor Unit-Air-Source) | HMH72B341 |  |  | XAFC48FXXN1+TXV | TM8E080C16MP11 | 33400 | 17 | 8.5 | 32200 | 23400 | 72.67% | 2.06 | 0 | 9.5 |  |  |  |  | R-410A | 2.7833 | Residential & Commercial | USHP
211385851 | Central HP <5.4 tons | COLEMAN | HRCU-A-CB (Split System: Heat Pump with Remote Outdoor Unit-Air-Source) | HMH72B341 |  |  | XAFC48FBCN1 | TM8E080C16MP11 | 33400 | 17 | 8.5 | 32200 | 23400 | 72.67% | 2.06 | 0 | 9.5 |  |  |  |  | R-410A | 2.7833 | Residential & Commercial | USHP
211386680 | Central HP <5.4 tons | COLEMAN | HRCU-A-CB (Split System: Heat Pump with Remote Outdoor Unit-Air-Source) | HMH72B341 |  |  | XAHC36DXXN1+TXV | TM9Y100C20MP11 | 34000 | 15.5 | 8.1 | 34000 | 24400 | 71.76% | 2.06 | 0 | 9.5 |  |  |  |  | R-410A | 2.8333 | Residential & Commercial | USHP
216487560 | Central HP <5.4 tons | BRYANT HEATING AND COOLING SYSTEMS | HRCU-A-CB (Split System: Heat Pump with Remote Outdoor Unit-Air-Source) | 290VAN060**AA* | ADP |  | CE(P,V)6021G48*+TXV | 88*TB60110C21*** | 55500 | 19 | 9 | 57500 | 41000 | 71.3% | 2.02 | 0 | 8.5 |  |  |  |  | R-454B | 4.625 | Residential & Commercial | USHP
216487594 | Central HP <5.4 tons | BRYANT HEATING AND COOLING SYSTEMS | HRCU-A-CB (Split System: Heat Pump with Remote Outdoor Unit-Air-Source) | 293VAN036**AA* | ADP |  | CE(P,V)3614G34*+TXV | 88*TB60070C21*** | 32800 | 20 | 9.5 | 33000 | 26000 | 78.79% | 2.04 | 0 | 11 |  |  |  |  | R-454B | 2.7333 | Residential & Commercial | USHP | Ducted CEE Tier 1
215941147 | Central HP <5.4 tons | AIRQUEST | HRCU-A-CB (Split System: Heat Pump with Remote Outdoor Unit-Air-Source) | H5H3V48*K*AAA* |  |  | ESH5X48M12A*+WALLCON | *80CSU0401712B* | 44000 | 20 | 9 | 48500 | 36600 | 75.46% | 1.82 | 0 | 11 |  |  |  |  | R-454B | 3.6667 | Residential & Commercial | USHP | Ducted CEE Tier 1
216487861 | Central HP <5.4 tons | BRYANT HEATING AND COOLING SYSTEMS | HRCU-A-CB (Split System: Heat Pump with Remote Outdoor Unit-Air-Source) | 290VAN048**AA* | ADP |  | CE(P,V)6021G48*+TXV | 986TD42080C17*** | 44000 | 17 | 9 | 47000 | 33600 | 71.49% | 2.04 | 0 | 9.5 |  |  |  |  | R-454B | 3.6667 | Residential & Commercial | USHP
216487863 | Central HP <5.4 tons | BRYANT HEATING AND COOLING SYSTEMS | HRCU-A-CB (Split System: Heat Pump with Remote Outdoor Unit-Air-Source) | 290VAN048**AA* | ADP |  | CE(P,V)6024G48*+TXV | 986TD42080C17*** | 44000 | 17 | 9 | 47000 | 33600 | 71.49% | 2.04 | 0 | 9.5 |  |  |  |  | R-454B | 3.6667 | Residential & Commercial | USHP
215319151 | Central HP <5.4 tons | AIRQUEST | HRCU-A-CB (Split System: Heat Pump with Remote Outdoor Unit-Air-Source) | D5CURAH48AAK |  |  | D5FUAAH48XAK | 0 | 48000 | 16 | 8.5 | 48000 | 38000 | 79.17% | 1.85 | 0 | 10 |  |  |  |  | R-454B | 4 | Residential & Commercial | USHP | Ducted CEE Tier 1
213738354 | Central HP <5.4 tons | DAY & NIGHT | HRCU-A-CB (Split System: Heat Pump with Remote Outdoor Unit-Air-Source) | DLCURAH30ABK | ADP |  | FG82936 | *80MS(N,L)0701712A* | 30200 | 15.2 | 8.1 | 32200 | 26600 | 82.61% | 1.82 | 0 | 9 |  |  |  |  | R-410A | 2.5167 | Residential & Commercial | USHP
215935810 | Central HP <5.4 tons | DAY & NIGHT | HRCU-A-CB (Split System: Heat Pump with Remote Outdoor Unit-Air-Source) | C5H3V36*K*AAA* |  |  | EVD5X38M17A*+WALLCON | *80CSU0401712A* | 35400 | 22 | 8.5 | 38500 | 28800 | 74.81% | 2.04 | 0 | 12 |  |  |  |  | R-454B | 2.95 | Residential & Commercial | USHP | Ducted CEE Tier 1
215939647 | Central HP <5.4 tons | AIRQUEST | HRCU-A-CB (Split System: Heat Pump with Remote Outdoor Unit-Air-Source) | H5H3V36*K*AAA* |  |  | EA*5X42M21A*+WALLCON | *96CTN0802120B* | 32600 | 19.5 | 9.5 | 34800 | 26800 | 77.01% | 2.02 | 0 | 11.7 |  |  |  |  | R-454B | 2.7167 | Residential & Commercial | USHP | Ducted CEE Tier 1
215939897 | Central HP <5.4 tons | AIRQUEST | HRCU-A-CB (Split System: Heat Pump with Remote Outdoor Unit-Air-Source) | H5H3V36*K*AAA* |  |  | EA*5X61M24A*+WALLCON | *96CTN0802120B* | 34400 | 20.5 | 9.5 | 34400 | 26000 | 75.58% | 2.06 | 0 | 12 |  |  |  |  | R-454B | 2.8667 | Residential & Commercial | USHP | Ducted CEE Tier 1
212394522 | Central HP <5.4 tons | COLEMAN | HRCU-A-CB (Split System: Heat Pump with Remote Outdoor Unit-Air-Source) | HMH72B341 | ADP |  | H,YE33936 | TM9V100C16MP12 | 33200 | 17 | 8.5 | 32400 | 22800 | 70.37% | 2.06 | 0 | 10 |  |  |  |  | R-410A | 2.7667 | Residential & Commercial | USHP | Ducted CEE Tier 1
216487911 | Central HP <5.4 tons | BRYANT HEATING AND COOLING SYSTEMS | HRCU-A-CB (Split System: Heat Pump with Remote Outdoor Unit-Air-Source) | 291VAN054**AA* | ADP |  | CE(P,V)6024G48*+TXV | 986TD66100C21*** | 49000 | 19 | 10.5 | 50500 | 53000 | 105% | 1.96 | 0 | 11 |  |  |  |  | R-454B | 4.0833 | Residential & Commercial | USHP | Ducted CEE Tier 1
215940377 | Central HP <5.4 tons | AIRQUEST | HRCU-A-CB (Split System: Heat Pump with Remote Outdoor Unit-Air-Source) | H5H3V36*K*AAA* |  |  | EVM5X49M21A*+WALLCON | *97CTN0802120A* | 35600 | 21.5 | 8.5 | 38000 | 28600 | 75.26% | 2.04 | 0 | 12 |  |  |  |  | R-454B | 2.9667 | Residential & Commercial | USHP | Ducted CEE Tier 1
211227857 | Central HP <5.4 tons | TEMPSTAR | HRCU-A-CB (Split System: Heat Pump with Remote Outdoor Unit-Air-Source) | DLCURAH36ABK |  |  | EA*4X42L24A* | *80ES(N,L)1552420A* | 36400 | 15.5 | 8.1 | 39500 | 35200 | 89.11% | 1.94 | 0 | 10 |  |  |  |  | R-410A | 3.0333 | Residential & Commercial | USHP | Ducted CEE Tier 1
213077727 | Central HP <5.4 tons | HEIL | HRCU-A-CB (Split System: Heat Pump with Remote Outdoor Unit-Air-Source) | DLCURAH36ABK |  |  | EA*4X42L21A* | *96VTN1002122B* | 35400 | 16.5 | 8.1 | 38500 | 35000 | 90.91% | 1.88 | 0 | 10 |  |  |  |  | R-410A | 2.95 | Residential & Commercial | USHP | Ducted CEE Tier 1
212380514 | Central HP <5.4 tons | CARRIER | HRCU-A-CB (Split System: Heat Pump with Remote Outdoor Unit-Air-Source) | 25VNA424A*031* | ADP |  | C36A***L139 | 58TN*A045C17**12 | 23200 | 20 | 8.1 | 25000 | 19600 | 78.4% | 2.42 | 0 | 13 |  |  |  |  | R-410A | 1.9333 | Residential & Commercial | USHP | Ducted CEE Tier 1
212380515 | Central HP <5.4 tons | CARRIER | HRCU-A-CB (Split System: Heat Pump with Remote Outdoor Unit-Air-Source) | 25VNA424A*031* | ADP |  | PL36H175P149 | 58TN*A045C17**12 | 23400 | 20 | 8.1 | 25000 | 19600 | 78.4% | 2.42 | 0 | 13 |  |  |  |  | R-410A | 1.95 | Residential & Commercial | USHP | Ducted CEE Tier 1
216727299 | Central HP <5.4 tons | LEVIOR | HRCU-A-CB (Split System: Heat Pump with Remote Outdoor Unit-Air-Source) | LHPCR454-24BT/18SR |  |  | LHPHR454-24BT/18SR | 0 | 24000 | 18 | 9 | 24000 | 18000 | 75% | 1.8 | 0 | 10 |  |  |  |  | R-454B | 2 | Residential & Commercial | USHP | Ducted CEE Tier 1
213780028 | Central HP <5.4 tons | AIRQUEST | HRCU-A-CB (Split System: Heat Pump with Remote Outdoor Unit-Air-Source) | HVH837GKA** |  |  | EHD4X42AAL+WALLCON | *80CTL1102120B* | 32600 | 16.5 | 8.1 | 32800 | 24600 | 75% | 1.94 | 0 | 11 |  |  |  |  | R-410A | 2.7167 | Residential & Commercial | USHP | Ducted CEE Tier 1
213780128 | Central HP <5.4 tons | AIRQUEST | HRCU-A-CB (Split System: Heat Pump with Remote Outdoor Unit-Air-Source) | HVH837GKA** |  |  | EHD4X42AAL+WALLCON | *96CTN1202422B* | 32600 | 16.5 | 8.1 | 33000 | 24600 | 74.55% | 1.94 | 0 | 11 |  |  |  |  | R-410A | 2.7167 | Residential & Commercial | USHP | Ducted CEE Tier 1
213780148 | Central HP <5.4 tons | AIRQUEST | HRCU-A-CB (Split System: Heat Pump with Remote Outdoor Unit-Air-Source) | HVH837GKA** |  |  | EHD4X48AAL+WALLCON | *80CTL0701412B* | 32600 | 16.5 | 8.1 | 33200 | 25000 | 75.3% | 1.94 | 0 | 11 |  |  |  |  | R-410A | 2.7167 | Residential & Commercial | USHP | Ducted CEE Tier 1
213780228 | Central HP <5.4 tons | AIRQUEST | HRCU-A-CB (Split System: Heat Pump with Remote Outdoor Unit-Air-Source) | HVH837GKA** |  |  | EHD4X48AAL+WALLCON | *97CMN0801714B* | 32400 | 16.5 | 8.1 | 33000 | 25000 | 75.76% | 1.94 | 0 | 11 |  |  |  |  | R-410A | 2.7 | Residential & Commercial | USHP | Ducted CEE Tier 1
215488066 | Central HP <5.4 tons | GOODMAN | HRCU-A-CB (Split System: Heat Pump with Remote Outdoor Unit-Air-Source) | GZV7SA3610A* |  |  | CA*EA6030*3A* | G*VC800804C*A* | 35000 | 18.5 | 8.5 | 35000 | 28400 | 81.14% | 2 | 0 | 10.5 |  |  |  |  | R-32 | 2.9167 | Residential & Commercial | USHP | Ducted CEE Tier 1
209852136 | Central HP <5.4 tons | AIRQUEST | HRCU-A-CB (Split System: Heat Pump with Remote Outdoor Unit-Air-Source) | DLCURAH24ABK |  |  | DLFUAAH24XAK | 0 | 24000 | 17.4 | 10 | 24000 | 22600 | 94.17% | 1.91 | 12.5 | 11.7 |  |  |  |  | R-410A | 2 | Residential & Commercial | USHP | Ducted CEE Tier 1
215434436 | Central HP <5.4 tons | GOODMAN | HRCU-A-CB (Split System: Heat Pump with Remote Outdoor Unit-Air-Source) | GZV7SA4810A* |  |  | CA*EA6030*3A* | G*VT961005DNA* | 45500 | 16.5 | 8.8 | 47000 | 33600 | 71.49% | 2 | 0 | 10 |  |  |  |  | R-32 | 3.7917 | Residential & Commercial | USHP | Ducted CEE Tier 1
212982615 | Central HP <5.4 tons | AIRQUEST | HRCU-A-CB (Split System: Heat Pump with Remote Outdoor Unit-Air-Source) | DLCURAH30ABK |  |  | EA*4X36L21A* | *80MSU0601716A* | 29600 | 15.2 | 8.1 | 34000 | 27800 | 81.76% | 1.78 | 0 | 9 |  |  |  |  | R-410A | 2.4667 | Residential & Commercial | USHP
212981111 | Central HP <5.4 tons | AIRQUEST | HRCU-A-CB (Split System: Heat Pump with Remote Outdoor Unit-Air-Source) | DLCURAH30ABK |  |  | EA*4X42L24A* | *80MS(N,L)1102420A* | 30000 | 15.5 | 8.1 | 34200 | 27600 | 80.7% | 1.8 | 0 | 9 |  |  |  |  | R-410A | 2.5 | Residential & Commercial | USHP
214809271 | Central HP <5.4 tons | LUXAIRE | HRCU-A-CB (Split System: Heat Pump with Remote Outdoor Unit-Air-Source) | HH860E2S11 |  |  | CTU60C5XGS1+TXV | Z9ES080C16SMPS1 | 44500 | 18 | 9 | 46000 | 33800 | 73.48% | 2 | 0 | 11.7 |  |  |  |  | R-454B | 3.7083 | Residential & Commercial | USHP | Ducted CEE Tier 1
215434332 | Central HP <5.4 tons | GOODMAN | HRCU-A-CB (Split System: Heat Pump with Remote Outdoor Unit-Air-Source) | GZV7SA4210A* |  |  | CHPEA4830*3A* | G*VT961005CNA* | 40500 | 16.5 | 8.6 | 41000 | 31000 | 75.61% | 2 | 0 | 10 |  |  |  |  | R-32 | 3.375 | Residential & Commercial | USHP | Ducted CEE Tier 1
215488079 | Central HP <5.4 tons | GOODMAN | HRCU-A-CB (Split System: Heat Pump with Remote Outdoor Unit-Air-Source) | GZV7SA4210A* |  |  | CA*EA6030*3A* | G*VM971205DNB* | 40500 | 17 | 8.8 | 41000 | 31000 | 75.61% | 2 | 0 | 10 |  |  |  |  | R-32 | 3.375 | Residential & Commercial | USHP | Ducted CEE Tier 1
215940397 | Central HP <5.4 tons | AIRQUEST | HRCU-A-CB (Split System: Heat Pump with Remote Outdoor Unit-Air-Source) | H5H3V36*K*AAA* |  |  | EVM5X60M21A*+WALLCON | *96CTN0802120B* | 35600 | 21.5 | 8.5 | 38000 | 28600 | 75.26% | 2.04 | 0 | 12 |  |  |  |  | R-454B | 2.9667 | Residential & Commercial | USHP | Ducted CEE Tier 1
215940697 | Central HP <5.4 tons | AIRQUEST | HRCU-A-CB (Split System: Heat Pump with Remote Outdoor Unit-Air-Source) | H5H3V36*K*AAA* |  |  | EVD5X42M24A*+WALLCON | *97CTN0802120A* | 35400 | 21.5 | 8.5 | 38000 | 28600 | 75.26% | 2.04 | 0 | 12 |  |  |  |  | R-454B | 2.95 | Residential & Commercial | USHP | Ducted CEE Tier 1
216487897 | Central HP <5.4 tons | BRYANT HEATING AND COOLING SYSTEMS | HRCU-A-CB (Split System: Heat Pump with Remote Outdoor Unit-Air-Source) | 290VAN060**AA* | ADP |  | CE(P,V)6024G48*+TXV | 986TD66120C24*** | 55000 | 18 | 9 | 57000 | 41000 | 71.93% | 2.02 | 0 | 9 |  |  |  |  | R-454B | 4.5833 | Residential & Commercial | USHP
216487946 | Central HP <5.4 tons | BRYANT HEATING AND COOLING SYSTEMS | HRCU-A-CB (Split System: Heat Pump with Remote Outdoor Unit-Air-Source) | 293VAN036**AA* | ADP |  | CE(P,V)3614G34*+TXV | 986TD66120C24*** | 32200 | 20 | 9.5 | 32400 | 25600 | 79.01% | 2.06 | 0 | 11 |  |  |  |  | R-454B | 2.6833 | Residential & Commercial | USHP | Ducted CEE Tier 1
212981001 | Central HP <5.4 tons | HEIL | HRCU-A-CB (Split System: Heat Pump with Remote Outdoor Unit-Air-Source) | DLCURAH24ABK |  |  | EA*4X37L21A* | *80MS(N,L)1102120A* | 24800 | 17.5 | 8.5 | 25600 | 21200 | 82.81% | 1.8 | 0 | 10.5 |  |  |  |  | R-410A | 2.0667 | Residential & Commercial | USHP | Ducted CEE Tier 1
212981719 | Central HP <5.4 tons | HEIL | HRCU-A-CB (Split System: Heat Pump with Remote Outdoor Unit-Air-Source) | DLCURAH24ABK |  |  | EA*4X30L17A* | *80MSU1002120A* | 23800 | 16.5 | 8.5 | 26200 | 23600 | 90.08% | 1.96 | 0 | 10 |  |  |  |  | R-410A | 1.9833 | Residential & Commercial | USHP | Ducted CEE Tier 1
215939677 | Central HP <5.4 tons | AIRQUEST | HRCU-A-CB (Split System: Heat Pump with Remote Outdoor Unit-Air-Source) | H5H3V36*K*AAA* |  |  | EA*5X42M21A*+WALLCON | *97CTN0601716A* | 32400 | 19 | 9 | 35600 | 27400 | 76.97% | 1.88 | 0 | 10.5 |  |  |  |  | R-454B | 2.7 | Residential & Commercial | USHP | Ducted CEE Tier 1
215940077 | Central HP <5.4 tons | AIRQUEST | HRCU-A-CB (Split System: Heat Pump with Remote Outdoor Unit-Air-Source) | H5H3V36*K*AAA* |  |  | ESH5X42M12A*+WALLCON | *97CTN1002122A* | 33600 | 19 | 9 | 34600 | 26600 | 76.88% | 1.94 | 0 | 11.5 |  |  |  |  | R-454B | 2.8 | Residential & Commercial | USHP | Ducted CEE Tier 1
215940327 | Central HP <5.4 tons | AIRQUEST | HRCU-A-CB (Split System: Heat Pump with Remote Outdoor Unit-Air-Source) | H5H3V36*K*AAA* |  |  | EVM5X49M21A*+WALLCON | *96CTN0802120B* | 35600 | 21.5 | 8.5 | 38000 | 28600 | 75.26% | 2.04 | 0 | 12 |  |  |  |  | R-454B | 2.9667 | Residential & Commercial | USHP | Ducted CEE Tier 1
215940897 | Central HP <5.4 tons | AIRQUEST | HRCU-A-CB (Split System: Heat Pump with Remote Outdoor Unit-Air-Source) | H5H3V36*K*AAA* |  |  | EVD5X60M24A*+WALLCON | *97CTN1002122A* | 35600 | 22 | 8.5 | 38000 | 28400 | 74.74% | 2.04 | 0 | 12.5 |  |  |  |  | R-454B | 2.9667 | Residential & Commercial | USHP | Ducted CEE Tier 1
212980703 | Central HP <5.4 tons | HEIL | HRCU-A-CB (Split System: Heat Pump with Remote Outdoor Unit-Air-Source) | DLCURAH30ABK |  |  | EA*4X42L24A* | *80MS(N,L)0902420A* | 30200 | 15.2 | 8.1 | 34400 | 27400 | 79.65% | 1.8 | 0 | 9 |  |  |  |  | R-410A | 2.5167 | Residential & Commercial | USHP
212980917 | Central HP <5.4 tons | HEIL | HRCU-A-CB (Split System: Heat Pump with Remote Outdoor Unit-Air-Source) | DLCURAH30ABK |  |  | EA*4X37L21A* | *80MS(N,L)1102120A* | 30800 | 15.2 | 8.5 | 33400 | 26200 | 78.44% | 1.86 | 0 | 9 |  |  |  |  | R-410A | 2.5667 | Residential & Commercial | USHP
213781948 | Central HP <5.4 tons | AIRQUEST | HRCU-A-CB (Split System: Heat Pump with Remote Outdoor Unit-Air-Source) | HVH837GKA2* |  |  | EHD4X42AAL+WALLCON | *80CTL1352422B* | 32600 | 16.5 | 8.1 | 33000 | 24600 | 74.55% | 1.96 | 0 | 11 |  |  |  |  | R-410A | 2.7167 | Residential & Commercial | USHP | Ducted CEE Tier 1
213782198 | Central HP <5.4 tons | AIRQUEST | HRCU-A-CB (Split System: Heat Pump with Remote Outdoor Unit-Air-Source) | HVH837GKA2* |  |  | EHD4X48AAL+WALLCON | *96CTN1202422B* | 32600 | 16.5 | 8.1 | 33000 | 24800 | 75.15% | 1.96 | 0 | 11 |  |  |  |  | R-410A | 2.7167 | Residential & Commercial | USHP | Ducted CEE Tier 1
213372190 | Central HP <5.4 tons | AIRQUEST | HRCU-A-C (Split System: Heat Pump with Remote Outdoor Unit with No Indoor Fan --Air Source) | DLCURAH24ABK |  |  | DLFULAH24XBX + CI | 0 | 24000 | 16.5 | 9.5 | 25000 | 20000 | 80% | 1.95 | 11 | 10.7 |  |  |  |  | R-410A | 2 | Residential & Commercial | USHP | Ducted CEE Tier 1
213081460 | Central HP <5.4 tons | ECO-AIR | HRCU-A-CB (Split System: Heat Pump with Remote Outdoor Unit-Air-Source) | MOD30-24HFN1-MW |  |  | MVBE-24HWFN1-MM3E | 0 | 24000 | 17.5 | 10.5 | 26000 | 24000 | 92.31% | 2 | 0 | 11.7 |  |  |  |  | R-410A | 2 | Residential & Commercial | USHP | Ducted CEE Tier 1
214442004 | Central HP <5.4 tons | BRYANT HEATING AND COOLING SYSTEMS | HRCU-A-CB (Split System: Heat Pump with Remote Outdoor Unit-Air-Source) | 288BNV037*0**A* | ADP |  | V,C36H***P439 | 88*TB36070C14*** | 32800 | 17 | 8.1 | 30800 | 24600 | 79.87% | 1.98 | 0 | 11 |  |  |  |  | R-410A | 2.7333 | Residential & Commercial | USHP | Ducted CEE Tier 1
212380516 | Central HP <5.4 tons | CARRIER | HRCU-A-CB (Split System: Heat Pump with Remote Outdoor Unit-Air-Source) | 25VNA424A*031* | ADP |  | V,C36H175P149 | 58TN*A045C17**12 | 23400 | 20 | 8.1 | 25000 | 19600 | 78.4% | 2.42 | 0 | 13 |  |  |  |  | R-410A | 1.95 | Residential & Commercial | USHP | Ducted CEE Tier 1
212380532 | Central HP <5.4 tons | CARRIER | HRCU-A-CB (Split System: Heat Pump with Remote Outdoor Unit-Air-Source) | 25VNA424A*031* | ADP |  | C36A***L539 | 58TN*A070C14**12 | 24200 | 21 | 8.5 | 24800 | 19300 | 77.82% | 2.54 | 0 | 13.5 |  |  |  |  | R-410A | 2.0167 | Residential & Commercial | USHP | Ducted CEE Tier 1
214271729 | Central HP <5.4 tons | CARRIER | HRCU-A-CB (Split System: Heat Pump with Remote Outdoor Unit-Air-Source) | 25VNA448A*031* | ADP |  | V,C48H175P159 | 58TN*B070C17**16 | 43500 | 20 | 9 | 44500 | 36200 | 81.35% | 2.3 | 0 | 10.5 |  |  |  |  | R-410A | 3.625 | Residential & Commercial | USHP | Ducted CEE Tier 1
216487953 | Central HP <5.4 tons | BRYANT HEATING AND COOLING SYSTEMS | HRCU-A-CB (Split System: Heat Pump with Remote Outdoor Unit-Air-Source) | 293VAN048**AA* | ADP |  | CE(P,V)6024G48*+TXV | 986TD42080C17*** | 42500 | 20 | 9 | 46500 | 34800 | 74.84% | 2 | 0 | 11 |  |  |  |  | R-454B | 3.5417 | Residential & Commercial | USHP | Ducted CEE Tier 1
210472821 | Central HP <5.4 tons | HEIL | HRCU-A-CB (Split System: Heat Pump with Remote Outdoor Unit-Air-Source) | HVH825GKA3* |  |  | EA*4X42L21A*+WALLCON | *95CSU0802120A* | 23800 | 16.5 | 8.1 | 21400 | 16600 | 77.57% | 1.96 | 0 | 11 |  |  |  |  | R-410A | 1.9833 | Residential & Commercial | USHP | Ducted CEE Tier 1
214862349 | Central HP <5.4 tons | BRYANT HEATING AND COOLING SYSTEMS | HRCU-A-CB (Split System: Heat Pump with Remote Outdoor Unit-Air-Source) | 288BNV037*0**A* | ADP |  | H,PG35936 | 987MC42060C17*** | 31200 | 18 | 8.1 | 31600 | 24200 | 76.58% | 1.84 | 0 | 10.5 |  |  |  |  | R-410A | 2.6 | Residential & Commercial | USHP | Ducted CEE Tier 1
214862383 | Central HP <5.4 tons | BRYANT HEATING AND COOLING SYSTEMS | HRCU-A-CB (Split System: Heat Pump with Remote Outdoor Unit-Air-Source) | 288BNV037*0**A* | ADP |  | H,PG83936 | 987MC66120C24*** | 32400 | 18 | 8.1 | 30600 | 24400 | 79.74% | 1.98 | 0 | 11.5 |  |  |  |  | R-410A | 2.7 | Residential & Commercial | USHP | Ducted CEE Tier 1
214862314 | Central HP <5.4 tons | BRYANT HEATING AND COOLING SYSTEMS | HRCU-A-CB (Split System: Heat Pump with Remote Outdoor Unit-Air-Source) | 288BNV025*0**C* | ADP |  | H,PG35936 | 987MC60060C21*** | 23600 | 16 | 8.1 | 20000 | 16300 | 81.5% | 1.94 | 0 | 11 |  |  |  |  | R-410A | 1.9667 | Residential & Commercial | USHP | Ducted CEE Tier 1
214862300 | Central HP <5.4 tons | BRYANT HEATING AND COOLING SYSTEMS | HRCU-A-CB (Split System: Heat Pump with Remote Outdoor Unit-Air-Source) | 288BNV025*0**C* | ADP |  | H,PE7J936 | 987MC42060C17*** | 23400 | 16 | 8.1 | 20000 | 16400 | 82% | 1.92 | 0 | 10.5 |  |  |  |  | R-410A | 1.95 | Residential & Commercial | USHP | Ducted CEE Tier 1
214630413 | Central HP <5.4 tons | CARRIER | HRCU-A-CB (Split System: Heat Pump with Remote Outdoor Unit-Air-Source) | 25VNA825A*032* | ADP |  | C36A***L159 | 59MN7C060C17**14 | 23600 | 16 | 8.1 | 20000 | 16300 | 81.5% | 1.94 | 0 | 11 |  |  |  |  | R-410A | 1.9667 | Residential & Commercial | USHP | Ducted CEE Tier 1
212985054 | Central HP <5.4 tons | COMFORTMAKER | HRCU-A-CB (Split System: Heat Pump with Remote Outdoor Unit-Air-Source) | DLCURAH24ABK |  |  | EN(A,D)4X36L21** | *92MSN0802120A* | 23400 | 17 | 8.5 | 26200 | 24800 | 94.66% | 2.08 | 0 | 10.5 |  |  |  |  | R-410A | 1.95 | Residential & Commercial | USHP | Ducted CEE Tier 1
212985340 | Central HP <5.4 tons | COMFORTMAKER | HRCU-A-CB (Split System: Heat Pump with Remote Outdoor Unit-Air-Source) | DLCURAH24ABK |  |  | EA*4X36L21A* | *92MSN1002120A* | 23800 | 17.5 | 8.5 | 26200 | 23600 | 90.08% | 1.96 | 0 | 10 |  |  |  |  | R-410A | 1.9833 | Residential & Commercial | USHP | Ducted CEE Tier 1
213781608 | Central HP <5.4 tons | AIRQUEST | HRCU-A-CB (Split System: Heat Pump with Remote Outdoor Unit-Air-Source) | HVH837GKA2* |  |  | EA*4X61L21A*+WALLCON | *97CMN0801714B* | 33000 | 17 | 8.1 | 32200 | 25000 | 77.64% | 1.96 | 0 | 11 |  |  |  |  | R-410A | 2.75 | Residential & Commercial | USHP | Ducted CEE Tier 1
213782058 | Central HP <5.4 tons | AIRQUEST | HRCU-A-CB (Split System: Heat Pump with Remote Outdoor Unit-Air-Source) | HVH837GKA2* |  |  | EHD4X48AAL+WALLCON | *80CTL0701412B* | 32600 | 16.5 | 8.1 | 33200 | 25000 | 75.3% | 1.94 | 0 | 11 |  |  |  |  | R-410A | 2.7167 | Residential & Commercial | USHP | Ducted CEE Tier 1
213782228 | Central HP <5.4 tons | AIRQUEST | HRCU-A-CB (Split System: Heat Pump with Remote Outdoor Unit-Air-Source) | HVH837GKA2* |  |  | EHD4X60AAL+WALLCON | *80CTL0701716B* | 32800 | 16.5 | 8.1 | 32400 | 25000 | 77.16% | 1.98 | 0 | 11 |  |  |  |  | R-410A | 2.7333 | Residential & Commercial | USHP | Ducted CEE Tier 1
213781318 | Central HP <5.4 tons | AIRQUEST | HRCU-A-CB (Split System: Heat Pump with Remote Outdoor Unit-Air-Source) | HVH837GKA2* |  |  | EA*4X48L21A*+WALLCON | *80CTL1102120B* | 32400 | 17 | 8.1 | 32400 | 24800 | 76.54% | 1.98 | 0 | 11 |  |  |  |  | R-410A | 2.7 | Residential & Commercial | USHP | Ducted CEE Tier 1
213781468 | Central HP <5.4 tons | AIRQUEST | HRCU-A-CB (Split System: Heat Pump with Remote Outdoor Unit-Air-Source) | HVH837GKA2* |  |  | EA*4X60L24A*+WALLCON | *80CTL0902120B* | 32800 | 17.5 | 8.1 | 31800 | 24600 | 77.36% | 1.98 | 0 | 11.5 |  |  |  |  | R-410A | 2.7333 | Residential & Commercial | USHP | Ducted CEE Tier 1
213771061 | Central HP <5.4 tons | DAY & NIGHT | HRCU-A-CB (Split System: Heat Pump with Remote Outdoor Unit-Air-Source) | CVH825GKA2* |  |  | EA*4X37L17A*+WALLCON | *80CTL0901716B* | 24200 | 16.5 | 8.1 | 21400 | 16700 | 78.04% | 2 | 0 | 11 |  |  |  |  | R-410A | 2.0167 | Residential & Commercial | USHP | Ducted CEE Tier 1
213771181 | Central HP <5.4 tons | DAY & NIGHT | HRCU-A-CB (Split System: Heat Pump with Remote Outdoor Unit-Air-Source) | CVH825GKA2* |  |  | EA*4X37L21A*+WALLCON | *95CSU0601716B* | 24400 | 16.5 | 8.1 | 21400 | 16700 | 78.04% | 2.02 | 0 | 10.5 |  |  |  |  | R-410A | 2.0333 | Residential & Commercial | USHP | Ducted CEE Tier 1
212989062 | Central HP <5.4 tons | COMFORTMAKER | HRCU-A-CB (Split System: Heat Pump with Remote Outdoor Unit-Air-Source) | DLCURAH30ABK |  |  | EA*4X43L21A* | *95MSU0601716A* | 30600 | 15.2 | 8.5 | 33600 | 26400 | 78.57% | 1.86 | 0 | 9 |  |  |  |  | R-410A | 2.55 | Residential & Commercial | USHP
214279682 | Central HP <5.4 tons | WESTINGHOUSE | HRCU-A-C (Split System: Heat Pump with Remote Outdoor Unit with No Indoor Fan --Air Source) | WHM48SZA21S | ADP |  | H,RE84948+TD | 0 | 41500 | 15.2 | 8.55 | 40000 | 34200 | 85.5% | 1.94 | 0 | 11 |  |  |  |  | R-410A | 3.4583 | Residential & Commercial | USHP | Ducted CEE Tier 1
216779043 | Central HP <5.4 tons | BRYANT HEATING AND COOLING SYSTEMS | HRCU-A-CB (Split System: Heat Pump with Remote Outdoor Unit-Air-Source) | 38MURAQ30AB3* | ADP |  | H,PG1K936 | 927TA48060V17*** | 33200 | 16 | 10 | 36400 | 37600 | 103.3% | 2.22 | 0 | 11 |  |  |  |  | R-410A | 2.7667 | Residential & Commercial | USHP | Ducted CEE Tier 1
214385385 | Central HP <5.4 tons | COMFORTMAKER | HRCU-A-CB (Split System: Heat Pump with Remote Outdoor Unit-Air-Source) | DLCURAH30ABK | ADP |  | H,YE35936 | *80MSU0401712A* | 29800 | 15.2 | 8.1 | 32200 | 27200 | 84.47% | 1.8 | 0 | 9 |  |  |  |  | R-410A | 2.4833 | Residential & Commercial | USHP
215319161 | Central HP <5.4 tons | AIRQUEST | HRCU-A-CB (Split System: Heat Pump with Remote Outdoor Unit-Air-Source) | D5CLHAH36AAK |  |  | D5FLAAH36XAK | 0 | 36000 | 17.3 | 9.5 | 38000 | 38000 | 100% | 2.06 | 0 | 11.7 |  |  |  |  | R-454B | 3 | Residential & Commercial | USHP | Ducted CEE Tier 1
213782248 | Central HP <5.4 tons | AIRQUEST | HRCU-A-CB (Split System: Heat Pump with Remote Outdoor Unit-Air-Source) | HVH837GKA2* |  |  | EHD4X60AAL+WALLCON | *80CTL0902120B* | 33000 | 16.5 | 8.1 | 32200 | 24800 | 77.02% | 2 | 0 | 11.5 |  |  |  |  | R-410A | 2.75 | Residential & Commercial | USHP | Ducted CEE Tier 1
213782348 | Central HP <5.4 tons | AIRQUEST | HRCU-A-CB (Split System: Heat Pump with Remote Outdoor Unit-Air-Source) | HVH837GKA2* |  |  | EHD4X60AAL+WALLCON | *96CTN1002122B* | 33000 | 16.5 | 8.1 | 32200 | 24800 | 77.02% | 2 | 0 | 11.5 |  |  |  |  | R-410A | 2.75 | Residential & Commercial | USHP | Ducted CEE Tier 1
214239559 | Central HP <5.4 tons | DAY & NIGHT | HRCU-A-CB (Split System: Heat Pump with Remote Outdoor Unit-Air-Source) | CVH837GKA** |  |  | EN(A,D)4X36L21**+WALLCON | *80CTL1102120B* | 31400 | 16.5 | 8.1 | 33000 | 24000 | 72.73% | 1.82 | 0 | 11 |  |  |  |  | R-410A | 2.6167 | Residential & Commercial | USHP | Ducted CEE Tier 1
214239859 | Central HP <5.4 tons | DAY & NIGHT | HRCU-A-CB (Split System: Heat Pump with Remote Outdoor Unit-Air-Source) | CVH837GKA** |  |  | EN(A,D,W)4X48L21**+WALLCON | *80CTL0701716B* | 32200 | 17 | 8.1 | 32800 | 24800 | 75.61% | 1.94 | 0 | 11.5 |  |  |  |  | R-410A | 2.6833 | Residential & Commercial | USHP | Ducted CEE Tier 1
216487814 | Central HP <5.4 tons | BRYANT HEATING AND COOLING SYSTEMS | HRCU-A-CB (Split System: Heat Pump with Remote Outdoor Unit-Air-Source) | 290VAN024**AA* | ADP |  | CE(P,V)3617G34*+TXV | 986TD66100C21*** | 22600 | 17 | 9 | 22000 | 15900 | 72.27% | 2.02 | 0 | 9.5 |  |  |  |  | R-454B | 1.8833 | Residential & Commercial | USHP
215933310 | Central HP <5.4 tons | DAY & NIGHT | HRCU-A-CB (Split System: Heat Pump with Remote Outdoor Unit-Air-Source) | C5H3V36*K*AAA* |  |  | ESH5X42M12A*+WALLCON | *80CTL0701412B* | 33400 | 19 | 9 | 35200 | 27000 | 76.7% | 1.92 | 0 | 11 |  |  |  |  | R-454B | 2.7833 | Residential & Commercial | USHP | Ducted CEE Tier 1
215933410 | Central HP <5.4 tons | DAY & NIGHT | HRCU-A-CB (Split System: Heat Pump with Remote Outdoor Unit-Air-Source) | C5H3V36*K*AAA* |  |  | ESH5X42M12A*+WALLCON | *97CMN0602120B* | 33400 | 18.5 | 9 | 35200 | 27000 | 76.7% | 1.92 | 0 | 11 |  |  |  |  | R-454B | 2.7833 | Residential & Commercial | USHP | Ducted CEE Tier 1
215933510 | Central HP <5.4 tons | DAY & NIGHT | HRCU-A-CB (Split System: Heat Pump with Remote Outdoor Unit-Air-Source) | C5H3V36*K*AAA* |  |  | ESH5X48M12A*+WALLCON | *80CSU0401712A* | 33600 | 19.5 | 9 | 35000 | 26600 | 76% | 1.92 | 0 | 11.5 |  |  |  |  | R-454B | 2.8 | Residential & Commercial | USHP | Ducted CEE Tier 1
215933760 | Central HP <5.4 tons | DAY & NIGHT | HRCU-A-CB (Split System: Heat Pump with Remote Outdoor Unit-Air-Source) | C5H3V36*K*AAA* |  |  | ESH5X60M12A*+WALLCON | *80CTL0701412B* | 34000 | 19.5 | 9 | 34800 | 26400 | 75.86% | 1.92 | 0 | 11 |  |  |  |  | R-454B | 2.8333 | Residential & Commercial | USHP | Ducted CEE Tier 1
215933810 | Central HP <5.4 tons | DAY & NIGHT | HRCU-A-CB (Split System: Heat Pump with Remote Outdoor Unit-Air-Source) | C5H3V36*K*AAA* |  |  | ESH5X60M12A*+WALLCON | *80CTL1102120B* | 34200 | 19.5 | 9 | 34400 | 26000 | 75.58% | 1.96 | 0 | 11.7 |  |  |  |  | R-454B | 2.85 | Residential & Commercial | USHP | Ducted CEE Tier 1
215936560 | Central HP <5.4 tons | DAY & NIGHT | HRCU-A-CB (Split System: Heat Pump with Remote Outdoor Unit-Air-Source) | C5H3V36*K*AAA* |  |  | EVD5X60M21A*+WALLCON | *80CSU0401712A* | 35600 | 22 | 8.5 | 38000 | 28800 | 75.79% | 2.02 | 0 | 12 |  |  |  |  | R-454B | 2.9667 | Residential & Commercial | USHP | Ducted CEE Tier 1
213738402 | Central HP <5.4 tons | DAY & NIGHT | HRCU-A-CB (Split System: Heat Pump with Remote Outdoor Unit-Air-Source) | DLCURAH30ABK | ADP |  | PL36H210P179 | *92MSN0601714A* | 29800 | 15.2 | 8.1 | 31800 | 26000 | 81.76% | 1.84 | 0 | 8.5 |  |  |  |  | R-410A | 2.4833 | Residential & Commercial | USHP
213738404 | Central HP <5.4 tons | DAY & NIGHT | HRCU-A-CB (Split System: Heat Pump with Remote Outdoor Unit-Air-Source) | DLCURAH30ABK | ADP |  | FG81936 | *92MSN0601714A* | 29400 | 15.2 | 8.1 | 31800 | 26000 | 81.76% | 1.84 | 0 | 8.5 |  |  |  |  | R-410A | 2.45 | Residential & Commercial | USHP
215319150 | Central HP <5.4 tons | AIRQUEST | HRCU-A-CB (Split System: Heat Pump with Remote Outdoor Unit-Air-Source) | D5CURAH36AAK |  |  | D5FUAAH36XAK | 0 | 36000 | 16.2 | 8.7 | 36000 | 27000 | 75% | 2 | 0 | 10 |  |  |  |  | R-454B | 3 | Residential & Commercial | USHP | Ducted CEE Tier 1
214442021 | Central HP <5.4 tons | BRYANT HEATING AND COOLING SYSTEMS | HRCU-A-CB (Split System: Heat Pump with Remote Outdoor Unit-Air-Source) | 288BNV037*0**B* | ADP |  | V,C36H***P439 | 88*TB36070C14*** | 32800 | 17 | 8.1 | 30800 | 24600 | 79.87% | 1.98 | 0 | 11 |  |  |  |  | R-410A | 2.7333 | Residential & Commercial | USHP | Ducted CEE Tier 1
214442023 | Central HP <5.4 tons | BRYANT HEATING AND COOLING SYSTEMS | HRCU-A-CB (Split System: Heat Pump with Remote Outdoor Unit-Air-Source) | 288BNV037*0**B* | ADP |  | V,C36H175P459 | 88*TB48070C17*** | 32400 | 17 | 8.5 | 30600 | 24600 | 80.39% | 1.98 | 0 | 11.5 |  |  |  |  | R-410A | 2.7 | Residential & Commercial | USHP | Ducted CEE Tier 1
213781308 | Central HP <5.4 tons | AIRQUEST | HRCU-A-CB (Split System: Heat Pump with Remote Outdoor Unit-Air-Source) | HVH837GKA2* |  |  | EA*4X48L21A*+WALLCON | *80CTL0902120B* | 32200 | 17 | 8.1 | 32600 | 24800 | 76.07% | 1.98 | 0 | 11 |  |  |  |  | R-410A | 2.6833 | Residential & Commercial | USHP | Ducted CEE Tier 1
213781658 | Central HP <5.4 tons | AIRQUEST | HRCU-A-CB (Split System: Heat Pump with Remote Outdoor Unit-Air-Source) | HVH837GKA2* |  |  | EA*4X61L24A*+WALLCON | *80CTL0902120B* | 33200 | 17.5 | 8.5 | 32000 | 24800 | 77.5% | 2 | 0 | 11.7 |  |  |  |  | R-410A | 2.7667 | Residential & Commercial | USHP | Ducted CEE Tier 1
213782028 | Central HP <5.4 tons | AIRQUEST | HRCU-A-CB (Split System: Heat Pump with Remote Outdoor Unit-Air-Source) | HVH837GKA2* |  |  | EHD4X42AAL+WALLCON | *96CTN1002122B* | 32600 | 16.5 | 8.1 | 33000 | 24600 | 74.55% | 1.94 | 0 | 11 |  |  |  |  | R-410A | 2.7167 | Residential & Commercial | USHP | Ducted CEE Tier 1
215488103 | Central HP <5.4 tons | GOODMAN | HRCU-A-CB (Split System: Heat Pump with Remote Outdoor Unit-Air-Source) | GZV7SA4210A* |  |  | CHPEA6030*3A* | G*VC801005C*A* | 40500 | 17 | 8.6 | 41000 | 31000 | 75.61% | 2 | 0 | 10 |  |  |  |  | R-32 | 3.375 | Residential & Commercial | USHP | Ducted CEE Tier 1
212441635 | Central HP <5.4 tons | CHAMPION HEATING AND COOLING | HRCU-A-CB (Split System: Heat Pump with Remote Outdoor Unit-Air-Source) | HMH72B341 | ADP |  | H,YE8J936 | TM9E080B12MP12 | 32800 | 17 | 8.5 | 32400 | 23000 | 70.99% | 2.02 | 0 | 9.5 |  |  |  |  | R-410A | 2.7333 | Residential & Commercial | USHP
212441662 | Central HP <5.4 tons | CHAMPION HEATING AND COOLING | HRCU-A-CB (Split System: Heat Pump with Remote Outdoor Unit-Air-Source) | HMH72B341 | ADP |  | H,YE8J936 | TM9Y060B12MP11 | 32600 | 17 | 8.5 | 32400 | 23400 | 72.22% | 2 | 0 | 9.5 |  |  |  |  | R-410A | 2.7167 | Residential & Commercial | USHP
212987526 | Central HP <5.4 tons | HEIL | HRCU-A-CB (Split System: Heat Pump with Remote Outdoor Unit-Air-Source) | DLCURAH18ABK |  |  | EA*4X25L17A* | *96MSN0801716A* | 18200 | 16.5 | 8.5 | 18100 | 17600 | 97.24% | 2.14 | 0 | 11 |  |  |  |  | R-410A | 1.5167 | Residential & Commercial | USHP | Ducted CEE Tier 1
213078088 | Central HP <5.4 tons | HEIL | HRCU-A-CB (Split System: Heat Pump with Remote Outdoor Unit-Air-Source) | DLCURAH36ABK |  |  | EA*4X42L21A* | *80MS(N,L)0701716A* | 35000 | 16 | 8.1 | 38500 | 35000 | 90.91% | 1.88 | 0 | 9.5 |  |  |  |  | R-410A | 2.9167 | Residential & Commercial | USHP
213078040 | Central HP <5.4 tons | HEIL | HRCU-A-CB (Split System: Heat Pump with Remote Outdoor Unit-Air-Source) | DLCURAH36ABK |  |  | EA*4X36L17A* | *80MS(N,L)0701716A* | 35200 | 15.5 | 8.1 | 39000 | 35200 | 90.26% | 1.84 | 0 | 9.5 |  |  |  |  | R-410A | 2.9333 | Residential & Commercial | USHP
213146401 | Central HP <5.4 tons | BRYANT HEATING AND COOLING SYSTEMS | HRCU-A-CB (Split System: Heat Pump with Remote Outdoor Unit-Air-Source) | 38MURAQ24AB3* | ADP |  | PL36H***P449+AEFE3A* | 0 | 24200 | 18 | 9 | 25000 | 22600 | 90.4% | 1.92 | 0 | 10.5 |  |  |  |  | R-410A | 2.0167 | Residential & Commercial | USHP | Ducted CEE Tier 1
212989280 | Central HP <5.4 tons | HEIL | HRCU-A-CB (Split System: Heat Pump with Remote Outdoor Unit-Air-Source) | DLCURAH18ABK |  |  | EA*4X24L17A* | *95MSU0601716A* | 17300 | 16.5 | 8.5 | 18200 | 19400 | 106.6% | 2.34 | 0 | 10.5 |  |  |  |  | R-410A | 1.4417 | Residential & Commercial | USHP | Ducted CEE Tier 1
213146410 | Central HP <5.4 tons | BRYANT HEATING AND COOLING SYSTEMS | HRCU-A-CB (Split System: Heat Pump with Remote Outdoor Unit-Air-Source) | 38MURAQ30AB3* | ADP |  | PL36H175P159+AEFE4B* | 0 | 31200 | 15.2 | 8.5 | 33800 | 26400 | 78.11% | 1.86 | 0 | 9 |  |  |  |  | R-410A | 2.6 | Residential & Commercial | USHP
216453255 | Central HP <5.4 tons | TRANE | HRCU-A-CB (Split System: Heat Pump with Remote Outdoor Unit-Air-Source) | 5TWV0X60A1 |  |  | 5TXCC007AS3 | S8V2C100M5PDB | 51500 | 18.2 | 9 | 54500 | 38500 | 70.64% | 2 | 0 | 10 |  |  |  |  | R-454B | 4.2917 | Residential & Commercial | USHP | Ducted CEE Tier 1
214279628 | Central HP <5.4 tons | WESTINGHOUSE | HRCU-A-C (Split System: Heat Pump with Remote Outdoor Unit with No Indoor Fan --Air Source) | WHM48SZA21S | ADP |  | M48E49(1,2)+TXV+TD | 0 | 39500 | 15.2 | 8.55 | 40000 | 34200 | 85.5% | 1.94 | 0 | 11 |  |  |  |  | R-410A | 3.2917 | Residential & Commercial | USHP | Ducted CEE Tier 1
207436155 | Central HP <5.4 tons | LENNOX | HRCU-A-CB (Split System: Heat Pump with Remote Outdoor Unit-Air-Source) | SL25XPV-024-230A** |  |  | C35-36B+TDR+TXV | SL297UH060NV36B* | 22200 | 22.2 | 9.2 | 21600 | 20400 | 94.44% | 1.82 | 15 | 14.3 |  |  |  |  | R-410A | 1.85 | Residential & Commercial | USHP | Ducted CEE Tier 1
207436238 | Central HP <5.4 tons | LENNOX | HRCU-A-CB (Split System: Heat Pump with Remote Outdoor Unit-Air-Source) | SL25XPV-024-230A** |  |  | CX35-36B+TDR | SL297UH060NV36B* | 22200 | 22.2 | 9.2 | 21600 | 20400 | 94.44% | 1.82 | 15 | 14.3 |  |  |  |  | R-410A | 1.85 | Residential & Commercial | USHP | Ducted CEE Tier 1
213352708 | Central HP <5.4 tons | CARRIER | HRCU-A-CB (Split System: Heat Pump with Remote Outdoor Unit-Air-Source) | 38MURAQ24AB3* | ADP |  | C36A***L139 | 59TP6C080V17**16 | 23200 | 17 | 8.5 | 24600 | 23600 | 95.93% | 2 | 0 | 9.5 |  |  |  |  | R-410A | 1.9333 | Residential & Commercial | USHP
216997187 | Central HP <5.4 tons | CARRIER | HRCU-A-CB (Split System: Heat Pump with Remote Outdoor Unit-Air-Source) | 27VNA154A*030* | ADP |  | H,PG48*60+TXV | 59MN7C100C21**22 | 49000 | 19 | 10.5 | 50500 | 53000 | 105% | 1.96 | 0 | 11 |  |  |  |  | R-454B | 4.0833 | Residential & Commercial | USHP | Ducted CEE Tier 1
215281543 | Central HP <5.4 tons | BRYANT HEATING AND COOLING SYSTEMS | HRCU-A-CB (Split System: Heat Pump with Remote Outdoor Unit-Air-Source) | 38MURAQ30AB3* | ADP |  | H,PG7J936 | 916SA60100M21*** | 29600 | 15.2 | 8.5 | 32400 | 27000 | 83.33% | 1.8 | 0 | 8.5 |  |  |  |  | R-410A | 2.4667 | Residential & Commercial | USHP
211241712 | Central HP <5.4 tons | HEIL | HRCU-A-CB (Split System: Heat Pump with Remote Outdoor Unit-Air-Source) | DLCURAH24ABK |  |  | EA*4X30L17A* | *92ESN0801716A* | 24200 | 17 | 8.5 | 26400 | 22800 | 86.36% | 1.9 | 0 | 10 |  |  |  |  | R-410A | 2.0167 | Residential & Commercial | USHP | Ducted CEE Tier 1
211241745 | Central HP <5.4 tons | HEIL | HRCU-A-CB (Split System: Heat Pump with Remote Outdoor Unit-Air-Source) | DLCURAH24ABK |  |  | EA*4X30L17A* | *92ESN0401410A* | 24000 | 15.2 | 8.5 | 26600 | 23000 | 86.47% | 1.86 | 0 | 9.5 |  |  |  |  | R-410A | 2 | Residential & Commercial | USHP
216682088 | Central HP <5.4 tons | DAY & NIGHT | HRCU-A-CB (Split System: Heat Pump with Remote Outdoor Unit-Air-Source) | DLCURAH30ABK |  |  | EA*4X42L21A* | *97VTN1002120A* | 30000 | 15.2 | 8.5 | 34000 | 27000 | 79.41% | 1.75 | 0 | 9 |  |  |  |  | R-410A | 2.5 | Residential & Commercial | USHP
216997083 | Central HP <5.4 tons | CARRIER | HRCU-A-CB (Split System: Heat Pump with Remote Outdoor Unit-Air-Source) | 27VNA048A*030* | ADP |  | H,PG48*60+TXV | 59TN7A100C21**22 | 45000 | 18 | 9 | 45500 | 33200 | 72.97% | 2.06 | 0 | 10 |  |  |  |  | R-454B | 3.75 | Residential & Commercial | USHP | Ducted CEE Tier 1
216732943 | Central HP <5.4 tons | DAY & NIGHT | HRCU-A-CB (Split System: Heat Pump with Remote Outdoor Unit-Air-Source) | D5CUHAH24AAK |  |  | EA*5X24M17A* | *96MSN0801716A* | 22200 | 15.5 | 8.5 | 21200 | 19200 | 90.57% | 1.96 | 0 | 10.5 |  |  |  |  | R-454B | 1.85 | Residential & Commercial | USHP | Ducted CEE Tier 1
213078622 | Central HP <5.4 tons | HEIL | HRCU-A-CB (Split System: Heat Pump with Remote Outdoor Unit-Air-Source) | DLCURAH36ABK |  |  | EA*4X37L21A* | *80MS(N,L)1102120A* | 36600 | 16.5 | 8.5 | 38000 | 34800 | 91.58% | 2.06 | 0 | 10 |  |  |  |  | R-410A | 3.05 | Residential & Commercial | USHP | Ducted CEE Tier 1
213079392 | Central HP <5.4 tons | HEIL | HRCU-A-CB (Split System: Heat Pump with Remote Outdoor Unit-Air-Source) | DLCURAH36ABK |  |  | EA*4X36L21A* | *92MSN0601714A* | 35000 | 16 | 8.1 | 38500 | 35200 | 91.43% | 1.82 | 0 | 9.5 |  |  |  |  | R-410A | 2.9167 | Residential & Commercial | USHP
216487393 | Central HP <5.4 tons | BRYANT HEATING AND COOLING SYSTEMS | HRCU-A-CB (Split System: Heat Pump with Remote Outdoor Unit-Air-Source) | 290VAN036**AA* | ADP |  | CE(P,V)3617G34*+TXV | 88*TB36045C17*** | 32800 | 17 | 9 | 33600 | 25000 | 74.4% | 1.88 | 0 | 9 |  |  |  |  | R-454B | 2.7333 | Residential & Commercial | USHP
213386478 | Central HP <5.4 tons | ECO-AIR | HRCU-A-C (Split System: Heat Pump with Remote Outdoor Unit with No Indoor Fan --Air Source) | MOD30-20HFN1-MW |  |  | MVBM-24A18T3N1 | 0 | 20000 | 16.3 | 10.2 | 25000 | 20000 | 80% | 2 | 0 | 11.7 |  |  |  |  | R-410A | 1.6667 | Residential & Commercial | USHP | Ducted CEE Tier 1
216487745 | Central HP <5.4 tons | BRYANT HEATING AND COOLING SYSTEMS | HRCU-A-CB (Split System: Heat Pump with Remote Outdoor Unit-Air-Source) | 293VAN060**AA* | ADP |  | CE(P,V)6021G48*+TXV | 88*TB66135C24*** | 55500 | 19 | 8.5 | 58500 | 45500 | 77.78% | 2.04 | 0 | 11.5 |  |  |  |  | R-454B | 4.625 | Residential & Commercial | USHP | Ducted CEE Tier 1
215934960 | Central HP <5.4 tons | DAY & NIGHT | HRCU-A-CB (Split System: Heat Pump with Remote Outdoor Unit-Air-Source) | C5H3V36*K*AAA* |  |  | EVM5X48M21A*+WALLCON | *97CMN0601714B* | 34400 | 20.5 | 8.5 | 38000 | 27600 | 72.63% | 2.08 | 0 | 11 |  |  |  |  | R-454B | 2.8667 | Residential & Commercial | USHP | Ducted CEE Tier 1
215935010 | Central HP <5.4 tons | DAY & NIGHT | HRCU-A-CB (Split System: Heat Pump with Remote Outdoor Unit-Air-Source) | C5H3V36*K*AAA* |  |  | EVM5X49M21A*+WALLCON | *80CTL0701716B* | 35400 | 21.5 | 8.5 | 38500 | 29000 | 75.32% | 2.02 | 0 | 12 |  |  |  |  | R-454B | 2.95 | Residential & Commercial | USHP | Ducted CEE Tier 1
216980834 | Central HP <5.4 tons | InfinityLiving | HRCU-A-CB (Split System: Heat Pump with Remote Outdoor Unit-Air-Source) | EZ-36-EHPB |  |  | EZ-36-AHB | 0 | 36000 | 16.2 | 8.7 | 36000 | 27000 | 75% | 2 | 0 | 10 |  |  |  |  | R-454B | 3 | Residential & Commercial | USHP | Ducted CEE Tier 1
212978484 | Central HP <5.4 tons | HEIL | HRCU-A-CB (Split System: Heat Pump with Remote Outdoor Unit-Air-Source) | DLCURAH36ABK |  |  | EA*4X48L21A* | *80MS(N,L)0701712A* | 35400 | 16.5 | 8.1 | 37800 | 34600 | 91.53% | 2 | 0 | 10 |  |  |  |  | R-410A | 2.95 | Residential & Commercial | USHP | Ducted CEE Tier 1
212985786 | Central HP <5.4 tons | AIRQUEST | HRCU-A-CB (Split System: Heat Pump with Remote Outdoor Unit-Air-Source) | DLCURAH24ABK |  |  | EA*4X30L14A* | *96MSN0261410A* | 23400 | 16.5 | 8.5 | 26400 | 24600 | 93.18% | 2.04 | 0 | 10 |  |  |  |  | R-410A | 1.95 | Residential & Commercial | USHP | Ducted CEE Tier 1
213780648 | Central HP <5.4 tons | AIRQUEST | HRCU-A-CB (Split System: Heat Pump with Remote Outdoor Unit-Air-Source) | HVH837GKA2* |  |  | EA*4X36L17A*+WALLCON | *80CTL0701412B* | 31400 | 16.5 | 8.1 | 33400 | 24400 | 73.05% | 1.82 | 0 | 10.5 |  |  |  |  | R-410A | 2.6167 | Residential & Commercial | USHP | Ducted CEE Tier 1
213738516 | Central HP <5.4 tons | DAY & NIGHT | HRCU-A-CB (Split System: Heat Pump with Remote Outdoor Unit-Air-Source) | DLCURAH36ABK | ADP |  | PL36H175P159 | *80VTL0451412B* | 35200 | 16 | 8.1 | 36800 | 34600 | 94.02% | 1.94 | 0 | 10 |  |  |  |  | R-410A | 2.9333 | Residential & Commercial | USHP | Ducted CEE Tier 1
213738534 | Central HP <5.4 tons | DAY & NIGHT | HRCU-A-CB (Split System: Heat Pump with Remote Outdoor Unit-Air-Source) | DLCURAH36ABK | ADP |  | FG33936 | *92MSN0601714A* | 35000 | 16 | 8.1 | 36800 | 34800 | 94.57% | 1.82 | 0 | 9.5 |  |  |  |  | R-410A | 2.9167 | Residential & Commercial | USHP
210471245 | Central HP <5.4 tons | HEIL | HRCU-A-CB (Split System: Heat Pump with Remote Outdoor Unit-Air-Source) | HVH837GKA2* |  |  | EHD4X60AAL+WALLCON | *97CMN1002122A* | 33000 | 17 | 8.1 | 32200 | 24800 | 77.02% | 2.02 | 0 | 11.5 |  |  |  |  | R-410A | 2.75 | Residential & Commercial | USHP | Ducted CEE Tier 1
215488080 | Central HP <5.4 tons | GOODMAN | HRCU-A-CB (Split System: Heat Pump with Remote Outdoor Unit-Air-Source) | GZV7SA4210A* |  |  | CA*EA6030*3A* | G*VC800804C*A* | 40500 | 17 | 8.8 | 41000 | 31000 | 75.61% | 2 | 0 | 10 |  |  |  |  | R-32 | 3.375 | Residential & Commercial | USHP | Ducted CEE Tier 1
210470147 | Central HP <5.4 tons | HEIL | HRCU-A-CB (Split System: Heat Pump with Remote Outdoor Unit-Air-Source) | HVH837GKA2* |  |  | EA*4X42L21A*+WALLCON | *80CSU0401712A* | 31800 | 17 | 8.1 | 33200 | 24400 | 73.49% | 1.88 | 0 | 11 |  |  |  |  | R-410A | 2.65 | Residential & Commercial | USHP | Ducted CEE Tier 1
210470365 | Central HP <5.4 tons | HEIL | HRCU-A-CB (Split System: Heat Pump with Remote Outdoor Unit-Air-Source) | HVH837GKA2* |  |  | EA*4X60L24A*+WALLCON | *97CMN0602120A* | 32600 | 17 | 8.1 | 32200 | 25000 | 77.64% | 1.96 | 0 | 11.5 |  |  |  |  | R-410A | 2.7167 | Residential & Commercial | USHP | Ducted CEE Tier 1
210470497 | Central HP <5.4 tons | HEIL | HRCU-A-CB (Split System: Heat Pump with Remote Outdoor Unit-Air-Source) | HVH837GKA2* |  |  | EA*4X61L21A*+WALLCON | *80CTL0901716A* | 33200 | 18 | 8.5 | 32000 | 24800 | 77.5% | 2 | 0 | 12 |  |  |  |  | R-410A | 2.7667 | Residential & Commercial | USHP | Ducted CEE Tier 1
210470530 | Central HP <5.4 tons | HEIL | HRCU-A-CB (Split System: Heat Pump with Remote Outdoor Unit-Air-Source) | HVH837GKA2* |  |  | EA*4X61L24A*+WALLCON | *95CSU1002122A* | 33200 | 18 | 8.5 | 32000 | 24800 | 77.5% | 2.02 | 0 | 11.5 |  |  |  |  | R-410A | 2.7667 | Residential & Commercial | USHP | Ducted CEE Tier 1
213771331 | Central HP <5.4 tons | DAY & NIGHT | HRCU-A-CB (Split System: Heat Pump with Remote Outdoor Unit-Air-Source) | CVH825GKA2* |  |  | EA*4X42L21A*+WALLCON | *97CMN1002122B* | 23800 | 16.5 | 8.1 | 21400 | 16600 | 77.57% | 1.96 | 0 | 11 |  |  |  |  | R-410A | 1.9833 | Residential & Commercial | USHP | Ducted CEE Tier 1
216997094 | Central HP <5.4 tons | CARRIER | HRCU-A-CB (Split System: Heat Pump with Remote Outdoor Unit-Air-Source) | 27VNA060A*030* | ADP |  | H,PG48*60+TXV | 59TN7A100C21**22 | 55000 | 18 | 9 | 57500 | 41000 | 71.3% | 1.9 | 0 | 9 |  |  |  |  | R-454B | 4.5833 | Residential & Commercial | USHP
211228645 | Central HP <5.4 tons | TEMPSTAR | HRCU-A-CB (Split System: Heat Pump with Remote Outdoor Unit-Air-Source) | DLCURAH36ABK |  |  | EA*4X43L21A* | *96VTN0802120A* | 37000 | 15.5 | 8.5 | 38500 | 35000 | 90.91% | 2.1 | 0 | 10 |  |  |  |  | R-410A | 3.0833 | Residential & Commercial | USHP | Ducted CEE Tier 1
211228806 | Central HP <5.4 tons | TEMPSTAR | HRCU-A-CB (Split System: Heat Pump with Remote Outdoor Unit-Air-Source) | DLCURAH36ABK |  |  | EA*4X48L21A* | *80ES(N,L)0902120A* | 36400 | 16 | 8.5 | 38500 | 34800 | 90.39% | 2.08 | 0 | 10 |  |  |  |  | R-410A | 3.0333 | Residential & Commercial | USHP | Ducted CEE Tier 1
216997060 | Central HP <5.4 tons | CARRIER | HRCU-A-CB (Split System: Heat Pump with Remote Outdoor Unit-Air-Source) | 27VNA048A*030* | ADP |  | H,PG35*48+TXV | 58TN*B070C17**16 | 44000 | 17 | 9 | 47000 | 34000 | 72.34% | 2.04 | 0 | 9.5 |  |  |  |  | R-454B | 3.6667 | Residential & Commercial | USHP
209852142 | Central HP <5.4 tons | AIRQUEST | HRCU-A-CB (Split System: Heat Pump with Remote Outdoor Unit-Air-Source) | DLCURAH36ABK |  |  | DLFUAAH36XAK | 0 | 36000 | 16 | 9.5 | 40000 | 34400 | 86% | 1.97 | 10.5 | 10 |  |  |  |  | R-410A | 3 | Residential & Commercial | USHP | Ducted CEE Tier 1
213078403 | Central HP <5.4 tons | COMFORTMAKER | HRCU-A-CB (Split System: Heat Pump with Remote Outdoor Unit-Air-Source) | DLCURAH36ABK |  |  | EA*4X37L21A* | *80MS(N,L)0902116A* | 36400 | 16.5 | 8.5 | 38000 | 34800 | 91.58% | 2.06 | 0 | 10 |  |  |  |  | R-410A | 3.0333 | Residential & Commercial | USHP | Ducted CEE Tier 1
213774571 | Central HP <5.4 tons | DAY & NIGHT | HRCU-A-CB (Split System: Heat Pump with Remote Outdoor Unit-Air-Source) | CVH825GKA3* |  |  | EHD4X48AAL+WALLCON | *80CTL0701412B* | 24400 | 16.5 | 8.1 | 21200 | 16600 | 78.3% | 2 | 0 | 10.5 |  |  |  |  | R-410A | 2.0333 | Residential & Commercial | USHP | Ducted CEE Tier 1
211229465 | Central HP <5.4 tons | HEIL | HRCU-A-CB (Split System: Heat Pump with Remote Outdoor Unit-Air-Source) | DLCURAH36ABK |  |  | EA*4X48L24A* | *92ESN1002122A* | 37400 | 15.5 | 8.5 | 38500 | 35000 | 90.91% | 2.12 | 0 | 10 |  |  |  |  | R-410A | 3.1167 | Residential & Commercial | USHP | Ducted CEE Tier 1
211230210 | Central HP <5.4 tons | HEIL | HRCU-A-CB (Split System: Heat Pump with Remote Outdoor Unit-Air-Source) | DLCURAH36ABK |  |  | EN(A,D,W)4X48L21** | *95ESN1002122A* | 37600 | 15.5 | 8.5 | 39500 | 35000 | 88.61% | 2.08 | 0 | 10.5 |  |  |  |  | R-410A | 3.1333 | Residential & Commercial | USHP | Ducted CEE Tier 1
211230644 | Central HP <5.4 tons | HEIL | HRCU-A-CB (Split System: Heat Pump with Remote Outdoor Unit-Air-Source) | DLCURAH36ABK |  |  | EN(A,D)4X48L24** | *95ESN0802120A* | 36800 | 15.5 | 8.1 | 39500 | 35000 | 88.61% | 2.06 | 0 | 10.5 |  |  |  |  | R-410A | 3.0667 | Residential & Commercial | USHP | Ducted CEE Tier 1
216487443 | Central HP <5.4 tons | BRYANT HEATING AND COOLING SYSTEMS | HRCU-A-CB (Split System: Heat Pump with Remote Outdoor Unit-Air-Source) | 290VAN036**AA* | ADP |  | CE(P,V)3617G34*+TXV | 987MC66120C24*** | 32600 | 18 | 9 | 32600 | 24400 | 74.85% | 1.9 | 0 | 9.5 |  |  |  |  | R-454B | 2.7167 | Residential & Commercial | USHP
212980482 | Central HP <5.4 tons | HEIL | HRCU-A-CB (Split System: Heat Pump with Remote Outdoor Unit-Air-Source) | DLCURAH36ABK |  |  | EA*4X48L21A* | *80MS(N,L)0902120A* | 35800 | 16.5 | 8.5 | 37800 | 34600 | 91.53% | 2.02 | 0 | 10 |  |  |  |  | R-410A | 2.9833 | Residential & Commercial | USHP | Ducted CEE Tier 1
216487828 | Central HP <5.4 tons | BRYANT HEATING AND COOLING SYSTEMS | HRCU-A-CB (Split System: Heat Pump with Remote Outdoor Unit-Air-Source) | 290VAN036**AA* | ADP |  | H,PG53*36+TXV | 986TD30040C14*** | 32600 | 16 | 8.5 | 34600 | 25200 | 72.83% | 1.76 | 0 | 9.5 |  |  |  |  | R-454B | 2.7167 | Residential & Commercial | USHP
216487980 | Central HP <5.4 tons | BRYANT HEATING AND COOLING SYSTEMS | HRCU-A-CB (Split System: Heat Pump with Remote Outdoor Unit-Air-Source) | 293VAN060**AA* | ADP |  | CE(P,V)6021G48*+TXV | 986TD66100C21*** | 55500 | 18 | 8.5 | 58500 | 46000 | 78.63% | 2.02 | 0 | 11 |  |  |  |  | R-454B | 4.625 | Residential & Commercial | USHP | Ducted CEE Tier 1
216785454 | Central HP <5.4 tons | LUXAIRE | HRCU-A-CB (Split System: Heat Pump with Remote Outdoor Unit-Air-Source) | HH860E2S11 |  |  | CTF60C5CHS1 | Z8ES100C20LMPS1 | 53500 | 19 | 9 | 53500 | 38000 | 71.03% | 2 | 0 | 12 |  |  |  |  | R-454B | 4.4583 | Residential & Commercial | USHP | Ducted CEE Tier 1
216785485 | Central HP <5.4 tons | LUXAIRE | HRCU-A-CB (Split System: Heat Pump with Remote Outdoor Unit-Air-Source) | HH860E2S11 |  |  | CTM60C5CGS1 | Z8ES100C20LMPS1 | 44500 | 18 | 9 | 44500 | 33400 | 75.06% | 2 | 0 | 12 |  |  |  |  | R-454B | 3.7083 | Residential & Commercial | USHP | Ducted CEE Tier 1
216782512 | Central HP <5.4 tons | LUXAIRE | HRCU-A-CB (Split System: Heat Pump with Remote Outdoor Unit-Air-Source) | HH860E2S11 |  |  | CTF60C5CGS1 | Z8ES080C16LMPS1 | 44500 | 18 | 9 | 44500 | 33400 | 75.06% | 2 | 0 | 12 |  |  |  |  | R-454B | 3.7083 | Residential & Commercial | USHP | Ducted CEE Tier 1
216782527 | Central HP <5.4 tons | LUXAIRE | HRCU-A-CB (Split System: Heat Pump with Remote Outdoor Unit-Air-Source) | HH860E2S11 |  |  | CTU60C5XGS1+TXV | Z8ES080C16LMPS1 | 44500 | 18 | 9 | 44500 | 33400 | 75.06% | 2 | 0 | 12 |  |  |  |  | R-454B | 3.7083 | Residential & Commercial | USHP | Ducted CEE Tier 1
216783532 | Central HP <5.4 tons | LUXAIRE | HRCU-A-CB (Split System: Heat Pump with Remote Outdoor Unit-Air-Source) | HH860E2S11 |  |  | CTF60C5CGS1 | Z8ES100C20LMPS1 | 44500 | 18 | 9 | 44500 | 33400 | 75.06% | 2 | 0 | 12 |  |  |  |  | R-454B | 3.7083 | Residential & Commercial | USHP | Ducted CEE Tier 1
215319157 | Central HP <5.4 tons | AIRQUEST | HRCU-A-CB (Split System: Heat Pump with Remote Outdoor Unit-Air-Source) | D5CSHAH24AAK |  |  | D5FSAAH24XBK | 0 | 23000 | 18.8 | 10 | 26000 | 23600 | 90.77% | 2.16 | 0 | 12 |  |  |  |  | R-454B | 1.9167 | Residential & Commercial | USHP | Ducted CEE Tier 1
211227304 | Central HP <5.4 tons | TEMPSTAR | HRCU-A-CB (Split System: Heat Pump with Remote Outdoor Unit-Air-Source) | DLCURAH36ABK |  |  | EA*4X42L21A* | *80ES(N,L)0701712A* | 35600 | 15.2 | 8.1 | 39500 | 35200 | 89.11% | 1.88 | 0 | 9.5 |  |  |  |  | R-410A | 2.9667 | Residential & Commercial | USHP
211227489 | Central HP <5.4 tons | TEMPSTAR | HRCU-A-CB (Split System: Heat Pump with Remote Outdoor Unit-Air-Source) | DLCURAH36ABK |  |  | EA*4X42L21A* | *80VTL1102122A* | 36200 | 15.5 | 8.1 | 39500 | 35200 | 89.11% | 1.92 | 0 | 10 |  |  |  |  | R-410A | 3.0167 | Residential & Commercial | USHP | Ducted CEE Tier 1
213077041 | Central HP <5.4 tons | HEIL | HRCU-A-CB (Split System: Heat Pump with Remote Outdoor Unit-Air-Source) | DLCURAH36ABK |  |  | EA*4X36L21A* | *96VSN0802120B* | 34800 | 16 | 8.1 | 38500 | 35200 | 91.43% | 1.82 | 0 | 9.5 |  |  |  |  | R-410A | 2.9 | Residential & Commercial | USHP
213077191 | Central HP <5.4 tons | HEIL | HRCU-A-CB (Split System: Heat Pump with Remote Outdoor Unit-Air-Source) | DLCURAH36ABK |  |  | EA*4X48L24A* | *96VSN1002120B* | 35800 | 16 | 8.5 | 38000 | 34800 | 91.58% | 2.02 | 0 | 10 |  |  |  |  | R-410A | 2.9833 | Residential & Commercial | USHP | Ducted CEE Tier 1
213077339 | Central HP <5.4 tons | HEIL | HRCU-A-CB (Split System: Heat Pump with Remote Outdoor Unit-Air-Source) | DLCURAH36ABK |  |  | EA*4X36L17A* | *96VTN0801716B* | 35200 | 15.2 | 8.1 | 39000 | 35400 | 90.77% | 1.82 | 0 | 9.5 |  |  |  |  | R-410A | 2.9333 | Residential & Commercial | USHP
213738454 | Central HP <5.4 tons | DAY & NIGHT | HRCU-A-CB (Split System: Heat Pump with Remote Outdoor Unit-Air-Source) | DLCURAH36ABK | ADP |  | PL36H175P789 | *80MS(N,L)0451412A* | 35800 | 15.2 | 8.5 | 36800 | 34800 | 94.57% | 2 | 0 | 10 |  |  |  |  | R-410A | 2.9833 | Residential & Commercial | USHP | Ducted CEE Tier 1
214572487 | Central HP <5.4 tons | TEMPSTAR | HRCU-A-CB (Split System: Heat Pump with Remote Outdoor Unit-Air-Source) | TVH837GKA** |  |  | EA*4X36L21A*+WALLCON | *95CSU0802120B* | 31400 | 17 | 8.1 | 33000 | 24200 | 73.33% | 1.86 | 0 | 11 |  |  |  |  | R-410A | 2.6167 | Residential & Commercial | USHP | Ducted CEE Tier 1
214572707 | Central HP <5.4 tons | TEMPSTAR | HRCU-A-CB (Split System: Heat Pump with Remote Outdoor Unit-Air-Source) | TVH837GKA** |  |  | EA*4X42L24A*+WALLCON | *96CTN0802120B* | 31800 | 17.5 | 8.5 | 32800 | 24400 | 74.39% | 1.9 | 0 | 11 |  |  |  |  | R-410A | 2.65 | Residential & Commercial | USHP | Ducted CEE Tier 1
216997064 | Central HP <5.4 tons | CARRIER | HRCU-A-CB (Split System: Heat Pump with Remote Outdoor Unit-Air-Source) | 27VNA048A*030* | ADP |  | H,PG35*48+TXV | 58TN*B110C21**20 | 44500 | 18 | 9 | 46500 | 33600 | 72.26% | 2.06 | 0 | 9.5 |  |  |  |  | R-454B | 3.7083 | Residential & Commercial | USHP
216997069 | Central HP <5.4 tons | CARRIER | HRCU-A-CB (Split System: Heat Pump with Remote Outdoor Unit-Air-Source) | 27VNA048A*030* | ADP |  | H,PG48*60+TXV | 59MN7C080C21**20 | 45000 | 18 | 9 | 45500 | 33200 | 72.97% | 2.06 | 0 | 10 |  |  |  |  | R-454B | 3.75 | Residential & Commercial | USHP | Ducted CEE Tier 1
216997080 | Central HP <5.4 tons | CARRIER | HRCU-A-CB (Split System: Heat Pump with Remote Outdoor Unit-Air-Source) | 27VNA048A*030* | ADP |  | H,PG35*48+TXV | 59TN7A080C21**20 | 44000 | 17 | 9 | 46500 | 33800 | 72.69% | 2.06 | 0 | 9.5 |  |  |  |  | R-454B | 3.6667 | Residential & Commercial | USHP
213079442 | Central HP <5.4 tons | HEIL | HRCU-A-CB (Split System: Heat Pump with Remote Outdoor Unit-Air-Source) | DLCURAH36ABK |  |  | EA*4X43L21A* | *92MSN0601714A* | 36600 | 16 | 8.5 | 38500 | 35000 | 90.91% | 2.06 | 0 | 10 |  |  |  |  | R-410A | 3.05 | Residential & Commercial | USHP | Ducted CEE Tier 1
213079610 | Central HP <5.4 tons | HEIL | HRCU-A-CB (Split System: Heat Pump with Remote Outdoor Unit-Air-Source) | DLCURAH36ABK |  |  | END4X42L17** | *92MSN0801716A* | 35600 | 16 | 8.1 | 38500 | 35000 | 90.91% | 1.94 | 0 | 10 |  |  |  |  | R-410A | 2.9667 | Residential & Commercial | USHP | Ducted CEE Tier 1
216723037 | Central HP <5.4 tons | CHAMPION HEATING AND COOLING | HRCU-A-CB (Split System: Heat Pump with Remote Outdoor Unit-Air-Source) | HH836E2S11 | ADP |  | SL6*37+TXV | 0 | 32400 | 18 | 8.9 | 29800 | 24800 | 83.22% | 1.98 | 0 | 11 |  |  |  |  | R-454B | 2.7 | Residential & Commercial | USHP | Ducted CEE Tier 1
215319155 | Central HP <5.4 tons | AIRQUEST | HRCU-A-CB (Split System: Heat Pump with Remote Outdoor Unit-Air-Source) | D5CUHAH48AAK |  |  | D5FUHAH60XAK | 0 | 48000 | 17.5 | 9.5 | 48000 | 48000 | 100% | 2 | 0 | 12 |  |  |  |  | R-454B | 4 | Residential & Commercial | USHP | Ducted CEE Tier 1
216997230 | Central HP <5.4 tons | CARRIER | HRCU-A-CB (Split System: Heat Pump with Remote Outdoor Unit-Air-Source) | 27VNA024A*030* | ADP |  | H,PG7J*36+TXV | 58TN*B070C14**12 | 23200 | 17 | 9 | 22000 | 16200 | 73.64% | 1.98 | 0 | 10 |  |  |  |  | R-454B | 1.9333 | Residential & Commercial | USHP | Ducted CEE Tier 1
216733931 | Central HP <5.4 tons | TEMPSTAR | HRCU-A-CB (Split System: Heat Pump with Remote Outdoor Unit-Air-Source) | D5CUHAH24AAK |  |  | EA*5X30M17A* | *80MSU0401712A* | 22200 | 16.5 | 8.5 | 20800 | 18800 | 90.38% | 1.96 | 0 | 10.5 |  |  |  |  | R-454B | 1.85 | Residential & Commercial | USHP | Ducted CEE Tier 1
215932780 | Central HP <5.4 tons | DAY & NIGHT | HRCU-A-CB (Split System: Heat Pump with Remote Outdoor Unit-Air-Source) | C5H3V36*K*AAA* |  |  | EA*5X61M21A*+WALLCON | *97CMN0601714B* | 34000 | 19.5 | 9 | 33800 | 25800 | 76.33% | 1.94 | 0 | 11 |  |  |  |  | R-454B | 2.8333 | Residential & Commercial | USHP | Ducted CEE Tier 1
215932930 | Central HP <5.4 tons | DAY & NIGHT | HRCU-A-CB (Split System: Heat Pump with Remote Outdoor Unit-Air-Source) | C5H3V36*K*AAA* |  |  | EA*5X61M24A*+WALLCON | *97CMN1002122B* | 34400 | 20.5 | 9.5 | 34200 | 26000 | 76.02% | 2.08 | 0 | 12 |  |  |  |  | R-454B | 2.8667 | Residential & Commercial | USHP | Ducted CEE Tier 1
215933030 | Central HP <5.4 tons | DAY & NIGHT | HRCU-A-CB (Split System: Heat Pump with Remote Outdoor Unit-Air-Source) | C5H3V36*K*AAA* |  |  | ESH5X36M12A*+WALLCON | *80CSU0401712A* | 33200 | 19 | 9 | 35000 | 27000 | 77.14% | 1.9 | 0 | 11 |  |  |  |  | R-454B | 2.7667 | Residential & Commercial | USHP | Ducted CEE Tier 1
215319162 | Central HP <5.4 tons | AIRQUEST | HRCU-A-CB (Split System: Heat Pump with Remote Outdoor Unit-Air-Source) | D5CLHAH48AAK |  |  | D5FLAAH48XAK | 0 | 48000 | 17 | 10.2 | 50000 | 46000 | 92% | 2 | 0 | 10.1 |  |  |  |  | R-454B | 4 | Residential & Commercial | USHP | Ducted CEE Tier 1
213080010 | Central HP <5.4 tons | HEIL | HRCU-A-CB (Split System: Heat Pump with Remote Outdoor Unit-Air-Source) | DLCURAH36ABK |  |  | EA*4X36L21A* | *96MSN0801716A* | 35200 | 15.5 | 8.1 | 39000 | 35400 | 90.77% | 1.84 | 0 | 9.5 |  |  |  |  | R-410A | 2.9333 | Residential & Commercial | USHP
213080046 | Central HP <5.4 tons | HEIL | HRCU-A-CB (Split System: Heat Pump with Remote Outdoor Unit-Air-Source) | DLCURAH36ABK |  |  | EA*4X42L21A* | *96MSN0801716A* | 35400 | 15.5 | 8.1 | 38500 | 35200 | 91.43% | 1.88 | 0 | 9.5 |  |  |  |  | R-410A | 2.95 | Residential & Commercial | USHP
216733942 | Central HP <5.4 tons | TEMPSTAR | HRCU-A-CB (Split System: Heat Pump with Remote Outdoor Unit-Air-Source) | D5CUHAH24AAK |  |  | EA*5X30M17A* | *80MSU0601716A* | 22200 | 16.5 | 8.1 | 20800 | 18700 | 89.9% | 1.85 | 0 | 10.5 |  |  |  |  | R-454B | 1.85 | Residential & Commercial | USHP | Ducted CEE Tier 1
216733822 | Central HP <5.4 tons | TEMPSTAR | HRCU-A-CB (Split System: Heat Pump with Remote Outdoor Unit-Air-Source) | D5CUHAH24AAK |  |  | EA*5X30M17A* | *80CSU0601716A* | 22800 | 17 | 8.5 | 21200 | 19000 | 89.62% | 1.94 | 0 | 10.5 |  |  |  |  | R-454B | 1.9 | Residential & Commercial | USHP | Ducted CEE Tier 1
213080771 | Central HP <5.4 tons | HEIL | HRCU-A-CB (Split System: Heat Pump with Remote Outdoor Unit-Air-Source) | DLCURAH36ABK |  |  | EN(A,D,W)4X48L21** | *95MSU0601716A* | 35600 | 16 | 8.1 | 38500 | 35000 | 90.91% | 1.98 | 0 | 10 |  |  |  |  | R-410A | 2.9667 | Residential & Commercial | USHP | Ducted CEE Tier 1
211227395 | Central HP <5.4 tons | TEMPSTAR | HRCU-A-CB (Split System: Heat Pump with Remote Outdoor Unit-Air-Source) | DLCURAH36ABK |  |  | EA*4X42L21A* | *80VSL0701716A* | 35200 | 16 | 8.1 | 38500 | 35000 | 90.91% | 1.86 | 0 | 9.5 |  |  |  |  | R-410A | 2.9333 | Residential & Commercial | USHP
211227479 | Central HP <5.4 tons | TEMPSTAR | HRCU-A-CB (Split System: Heat Pump with Remote Outdoor Unit-Air-Source) | DLCURAH36ABK |  |  | EA*4X42L21A* | *80VTL0902120A* | 35000 | 16 | 8.1 | 38500 | 35000 | 90.91% | 1.86 | 0 | 9.5 |  |  |  |  | R-410A | 2.9167 | Residential & Commercial | USHP
216679954 | Central HP <5.4 tons | AIRQUEST | HRCU-A-CB (Split System: Heat Pump with Remote Outdoor Unit-Air-Source) | DLCURAH36ABK |  |  | END4X42L17** | *97VTN0801716A* | 35600 | 15.2 | 8.5 | 39000 | 34600 | 88.72% | 1.8 | 0 | 10 |  |  |  |  | R-410A | 2.9667 | Residential & Commercial | USHP | Ducted CEE Tier 1
211228829 | Central HP <5.4 tons | TEMPSTAR | HRCU-A-CB (Split System: Heat Pump with Remote Outdoor Unit-Air-Source) | DLCURAH36ABK |  |  | EA*4X48L21A* | *80VSL0451716A* | 35600 | 15.5 | 8.1 | 38500 | 34800 | 90.39% | 2.04 | 0 | 9.5 |  |  |  |  | R-410A | 2.9667 | Residential & Commercial | USHP
214241631 | Central HP <5.4 tons | DAY & NIGHT | HRCU-A-CB (Split System: Heat Pump with Remote Outdoor Unit-Air-Source) | CVH825GKA3* |  |  | EN(A,D)4X24L17**+WALLCON | *96CTN0601714B* | 23200 | 15.5 | 8.1 | 22200 | 16900 | 76.13% | 1.9 | 0 | 10.5 |  |  |  |  | R-410A | 1.9333 | Residential & Commercial | USHP | Ducted CEE Tier 1
214241731 | Central HP <5.4 tons | DAY & NIGHT | HRCU-A-CB (Split System: Heat Pump with Remote Outdoor Unit-Air-Source) | CVH825GKA3* |  |  | EN(A,D)4X30L17**+WALLCON | *97CMN0801714B* | 23400 | 16.5 | 8.1 | 21600 | 16700 | 77.31% | 1.9 | 0 | 10.5 |  |  |  |  | R-410A | 1.95 | Residential & Commercial | USHP | Ducted CEE Tier 1
214241851 | Central HP <5.4 tons | DAY & NIGHT | HRCU-A-CB (Split System: Heat Pump with Remote Outdoor Unit-Air-Source) | CVH825GKA3* |  |  | EN(A,D,W)4X36L17**+WALLCON | *96CTN0601714B* | 23400 | 16 | 8.1 | 21600 | 16800 | 77.78% | 1.9 | 0 | 10.5 |  |  |  |  | R-410A | 1.95 | Residential & Commercial | USHP | Ducted CEE Tier 1
214239159 | Central HP <5.4 tons | DAY & NIGHT | HRCU-A-CB (Split System: Heat Pump with Remote Outdoor Unit-Air-Source) | CVH837GKA2* |  |  | EN(A,D,W)4X42L21**+WALLCON | *96CTN1002122B* | 31800 | 16.5 | 8.1 | 33000 | 24400 | 73.94% | 1.88 | 0 | 11 |  |  |  |  | R-410A | 2.65 | Residential & Commercial | USHP | Ducted CEE Tier 1
212498506 | Central HP <5.4 tons | CARRIER | HRCU-A-CB (Split System: Heat Pump with Remote Outdoor Unit-Air-Source) | 38MURAQ18AB3* | ADP |  | CE2301C+TXV | 0 | 17400 | 17 | 8.6 | 17000 | 19300 | 113.5% | 2.3 | 0 | 10.5 |  |  |  |  | R-410A | 1.45 | Residential & Commercial | USHP | Ducted CEE Tier 1
211229012 | Central HP <5.4 tons | TEMPSTAR | HRCU-A-CB (Split System: Heat Pump with Remote Outdoor Unit-Air-Source) | DLCURAH36ABK |  |  | EA*4X48L21A* | *92ESN1002122A* | 37400 | 15.2 | 8.5 | 38500 | 35000 | 90.91% | 2.12 | 0 | 10 |  |  |  |  | R-410A | 3.1167 | Residential & Commercial | USHP | Ducted CEE Tier 1
213076274 | Central HP <5.4 tons | COMFORTMAKER | HRCU-A-CB (Split System: Heat Pump with Remote Outdoor Unit-Air-Source) | DLCURAH36ABK |  |  | EA*4X42L24A* | *95MSU1002122A* | 35600 | 16.5 | 8.1 | 38500 | 35000 | 90.91% | 1.9 | 0 | 10 |  |  |  |  | R-410A | 2.9667 | Residential & Commercial | USHP | Ducted CEE Tier 1
216681824 | Central HP <5.4 tons | DAY & NIGHT | HRCU-A-CB (Split System: Heat Pump with Remote Outdoor Unit-Air-Source) | DLCURAH36ABK |  |  | EA*4X48L24A* | *97VTN1002120A* | 35800 | 16.5 | 9 | 38000 | 34200 | 90% | 1.96 | 0 | 10 |  |  |  |  | R-410A | 2.9833 | Residential & Commercial | USHP | Ducted CEE Tier 1
216974399 | Central HP <5.4 tons | BRYANT HEATING AND COOLING SYSTEMS | HRCU-A-CB (Split System: Heat Pump with Remote Outdoor Unit-Air-Source) | 290VAN048**AA* | ADP |  | V,C48H175P38*+TXV | 83*CA48060C17*** | 44000 | 17 | 9 | 46500 | 33800 | 72.69% | 2.04 | 0 | 9.5 |  |  |  |  | R-454B | 3.6667 | Residential & Commercial | USHP
216974415 | Central HP <5.4 tons | BRYANT HEATING AND COOLING SYSTEMS | HRCU-A-CB (Split System: Heat Pump with Remote Outdoor Unit-Air-Source) | 290VAN048**AA* | ADP |  | C60A***L18*+TXV | 83*CA60080C21*** | 45000 | 18 | 9 | 45000 | 33000 | 73.33% | 2.08 | 0 | 10 |  |  |  |  | R-454B | 3.75 | Residential & Commercial | USHP | Ducted CEE Tier 1
216727300 | Central HP <5.4 tons | LEVIOR | HRCU-A-CB (Split System: Heat Pump with Remote Outdoor Unit-Air-Source) | LHPCR454-36BT/18SR |  |  | LHPHR454-36BT/18SR | 0 | 34000 | 19 | 9 | 36000 | 26000 | 72.22% | 1.9 | 0 | 10 |  |  |  |  | R-454B | 2.8333 | Residential & Commercial | USHP | Ducted CEE Tier 1
214441923 | Central HP <5.4 tons | BRYANT HEATING AND COOLING SYSTEMS | HRCU-A-CB (Split System: Heat Pump with Remote Outdoor Unit-Air-Source) | 284ANV048*0**B* | ADP |  | V,C60H210P299 | 987MC66100C21*** | 44000 | 21 | 9 | 44500 | 36000 | 80.9% | 2.18 | 0 | 12 |  |  |  |  | R-410A | 3.6667 | Residential & Commercial | USHP | Ducted CEE Tier 1
216974426 | Central HP <5.4 tons | BRYANT HEATING AND COOLING SYSTEMS | HRCU-A-CB (Split System: Heat Pump with Remote Outdoor Unit-Air-Source) | 290VAN048**AA* | ADP |  | PL60H210P17*+TXV | 83*CA60100C21*** | 45000 | 17 | 9 | 45500 | 33200 | 72.97% | 2.06 | 0 | 10 |  |  |  |  | R-454B | 3.75 | Residential & Commercial | USHP | Ducted CEE Tier 1
216974440 | Central HP <5.4 tons | BRYANT HEATING AND COOLING SYSTEMS | HRCU-A-CB (Split System: Heat Pump with Remote Outdoor Unit-Air-Source) | 290VAN048**AA* | ADP |  | PL60H210P17*+TXV | 83*CB48060C17*** | 44000 | 17 | 9 | 46500 | 33800 | 72.69% | 2.04 | 0 | 9.5 |  |  |  |  | R-454B | 3.6667 | Residential & Commercial | USHP
216974442 | Central HP <5.4 tons | BRYANT HEATING AND COOLING SYSTEMS | HRCU-A-CB (Split System: Heat Pump with Remote Outdoor Unit-Air-Source) | 290VAN048**AA* | ADP |  | C48A***L53*+TXV | 83*CB48060C17*** | 44000 | 17 | 9 | 46500 | 33800 | 72.69% | 2.04 | 0 | 9.5 |  |  |  |  | R-454B | 3.6667 | Residential & Commercial | USHP
216974449 | Central HP <5.4 tons | BRYANT HEATING AND COOLING SYSTEMS | HRCU-A-CB (Split System: Heat Pump with Remote Outdoor Unit-Air-Source) | 290VAN048**AA* | ADP |  | V,C48H210P16*+TXV | 83*CB60080C21*** | 44500 | 18 | 9 | 45000 | 33000 | 73.33% | 2.06 | 0 | 9 |  |  |  |  | R-454B | 3.7083 | Residential & Commercial | USHP
216974460 | Central HP <5.4 tons | BRYANT HEATING AND COOLING SYSTEMS | HRCU-A-CB (Split System: Heat Pump with Remote Outdoor Unit-Air-Source) | 290VAN048**AA* | ADP |  | C48A***L15*+TXV | 83*CB60100C21*** | 44000 | 17 | 9 | 46500 | 33600 | 72.26% | 2.04 | 0 | 9.5 |  |  |  |  | R-454B | 3.6667 | Residential & Commercial | USHP
216974467 | Central HP <5.4 tons | BRYANT HEATING AND COOLING SYSTEMS | HRCU-A-CB (Split System: Heat Pump with Remote Outdoor Unit-Air-Source) | 290VAN048**AA* | ADP |  | V,C60H210P17*+TXV | 83*CB60100C21*** | 45000 | 17 | 9 | 45500 | 33200 | 72.97% | 2.06 | 0 | 9.5 |  |  |  |  | R-454B | 3.75 | Residential & Commercial | USHP
216977314 | Central HP <5.4 tons | BRYANT HEATING AND COOLING SYSTEMS | HRCU-A-CB (Split System: Heat Pump with Remote Outdoor Unit-Air-Source) | 37MUHAQ24AA3 | ADP |  | V,C36H175P14*+TXV | 83*SB36040M17*** | 22400 | 16 | 8.5 | 19200 | 18300 | 95.31% | 1.96 | 0 | 11 |  |  |  |  | R-454B | 1.8667 | Residential & Commercial | USHP | Ducted CEE Tier 1
214389907 | Central HP <5.4 tons | CARRIER | HRCU-A-CB (Split System: Heat Pump with Remote Outdoor Unit-Air-Source) | 25VNA436A*031* | ADP |  | H,PG34936 | 58TN*B090C17**16 | 32600 | 20 | 9 | 35000 | 27200 | 77.71% | 2.04 | 0 | 12 |  |  |  |  | R-410A | 2.7167 | Residential & Commercial | USHP | Ducted CEE Tier 1
216783369 | Central HP <5.4 tons | LUXAIRE | HRCU-A-CB (Split System: Heat Pump with Remote Outdoor Unit-Air-Source) | HH836E2S11 |  |  | CTM48C5CFS1 | Z8ES080C16LMPS1 | 34400 | 19 | 9 | 32200 | 25400 | 78.88% | 2 | 0 | 11 |  |  |  |  | R-454B | 2.8667 | Residential & Commercial | USHP | Ducted CEE Tier 1
211230602 | Central HP <5.4 tons | HEIL | HRCU-A-CB (Split System: Heat Pump with Remote Outdoor Unit-Air-Source) | DLCURAH36ABK |  |  | EN(A,D)4X48L24** | *92ESN0802120A* | 35800 | 16.5 | 8.1 | 38500 | 34800 | 90.39% | 2.02 | 0 | 10.5 |  |  |  |  | R-410A | 2.9833 | Residential & Commercial | USHP | Ducted CEE Tier 1
211230675 | Central HP <5.4 tons | HEIL | HRCU-A-CB (Split System: Heat Pump with Remote Outdoor Unit-Air-Source) | DLCURAH36ABK |  |  | EN(A,D)4X48L24** | *95ESN1202422A* | 37400 | 15.5 | 8.1 | 39500 | 35000 | 88.61% | 2.08 | 0 | 10.5 |  |  |  |  | R-410A | 3.1167 | Residential & Commercial | USHP | Ducted CEE Tier 1
216763957 | Central HP <5.4 tons | TRANE | HRCU-A-CB (Split System: Heat Pump with Remote Outdoor Unit-Air-Source) | 5TWR7048A1 |  |  | 5PX*D010AS3 | S9V2D120U5VSB | 43500 | 17.1 | 9 | 43500 | 32000 | 73.56% | 2.2 | 0 | 12.5 |  |  |  |  | R-454B | 3.625 | Residential & Commercial | USHP | Ducted CEE Tier 1
211386819 | Central HP <5.4 tons | COLEMAN | HRCU-A-CB (Split System: Heat Pump with Remote Outdoor Unit-Air-Source) | HMH72B341 |  |  | XAHC30CXXN1+TXV | TM9Y080C16MP11 | 32400 | 17.5 | 8.1 | 33000 | 23200 | 70.3% | 2 | 0 | 9.5 |  |  |  |  | R-410A | 2.7 | Residential & Commercial | USHP
211386119 | Central HP <5.4 tons | COLEMAN | HRCU-A-CB (Split System: Heat Pump with Remote Outdoor Unit-Air-Source) | HMH72B341 |  |  | XAFD48FBCN1 | TL9E100C20UH11 | 34000 | 16 | 8.5 | 32400 | 23800 | 73.46% | 2.08 | 0 | 9.5 |  |  |  |  | R-410A | 2.8333 | Residential & Commercial | USHP
211386321 | Central HP <5.4 tons | COLEMAN | HRCU-A-CB (Split System: Heat Pump with Remote Outdoor Unit-Air-Source) | HMH72B341 |  |  | XAFC48FXXN1+TXV | TL9E060B12UH11 | 33200 | 17 | 8.1 | 32600 | 24000 | 73.62% | 2.02 | 0 | 9 |  |  |  |  | R-410A | 2.7667 | Residential & Commercial | USHP
216974342 | Central HP <5.4 tons | BRYANT HEATING AND COOLING SYSTEMS | HRCU-A-CB (Split System: Heat Pump with Remote Outdoor Unit-Air-Source) | 290VAN036**AA* | ADP |  | PL36H175P14*+TXV | 83*CA36040C17*** | 33200 | 18 | 9 | 33400 | 24600 | 73.65% | 1.88 | 0 | 9 |  |  |  |  | R-454B | 2.7667 | Residential & Commercial | USHP
216974351 | Central HP <5.4 tons | BRYANT HEATING AND COOLING SYSTEMS | HRCU-A-CB (Split System: Heat Pump with Remote Outdoor Unit-Air-Source) | 290VAN036**AA* | ADP |  | V,C36H175P45*+TXV | 83*CA36040C17*** | 34400 | 18 | 9 | 33600 | 24800 | 73.81% | 1.88 | 0 | 10 |  |  |  |  | R-454B | 2.8667 | Residential & Commercial | USHP | Ducted CEE Tier 1
216974699 | Central HP <5.4 tons | BRYANT HEATING AND COOLING SYSTEMS | HRCU-A-CB (Split System: Heat Pump with Remote Outdoor Unit-Air-Source) | 291VAN054**AA* | ADP |  | C48A***L16*+TXV | 83*CA60080C21*** | 48500 | 19 | 10.5 | 50000 | 52500 | 105% | 1.98 | 0 | 11 |  |  |  |  | R-454B | 4.0417 | Residential & Commercial | USHP | Ducted CEE Tier 1
216974701 | Central HP <5.4 tons | BRYANT HEATING AND COOLING SYSTEMS | HRCU-A-CB (Split System: Heat Pump with Remote Outdoor Unit-Air-Source) | 291VAN054**AA* | ADP |  | PL60H210P17*+TXV | 83*CA60080C21*** | 49500 | 19 | 10.5 | 50000 | 52500 | 105% | 1.98 | 0 | 11.5 |  |  |  |  | R-454B | 4.125 | Residential & Commercial | USHP | Ducted CEE Tier 1
216974719 | Central HP <5.4 tons | BRYANT HEATING AND COOLING SYSTEMS | HRCU-A-CB (Split System: Heat Pump with Remote Outdoor Unit-Air-Source) | 291VAN054**AA* | ADP |  | A60VHA*+TXV | 83*CB60080C21*** | 49500 | 19 | 10.5 | 50000 | 52000 | 104% | 1.98 | 0 | 12 |  |  |  |  | R-454B | 4.125 | Residential & Commercial | USHP | Ducted CEE Tier 1
216974357 | Central HP <5.4 tons | BRYANT HEATING AND COOLING SYSTEMS | HRCU-A-CB (Split System: Heat Pump with Remote Outdoor Unit-Air-Source) | 290VAN036**AA* | ADP |  | PL36H175P15*+TXV | 83*CA48060C17*** | 33800 | 18 | 9 | 33400 | 24800 | 74.25% | 1.88 | 0 | 9.5 |  |  |  |  | R-454B | 2.8167 | Residential & Commercial | USHP
216974377 | Central HP <5.4 tons | BRYANT HEATING AND COOLING SYSTEMS | HRCU-A-CB (Split System: Heat Pump with Remote Outdoor Unit-Air-Source) | 290VAN036**AA* | ADP |  | V,C36H175P45*+TXV | 83*CB36040C17*** | 34600 | 18 | 9 | 33600 | 24600 | 73.21% | 1.9 | 0 | 10 |  |  |  |  | R-454B | 2.8833 | Residential & Commercial | USHP | Ducted CEE Tier 1
216974434 | Central HP <5.4 tons | BRYANT HEATING AND COOLING SYSTEMS | HRCU-A-CB (Split System: Heat Pump with Remote Outdoor Unit-Air-Source) | 290VAN048**AA* | ADP |  | PL48H175P78*+TXV | 83*CB48060C17*** | 44000 | 17 | 9 | 46500 | 33800 | 72.69% | 2.04 | 0 | 9.5 |  |  |  |  | R-454B | 3.6667 | Residential & Commercial | USHP
216974452 | Central HP <5.4 tons | BRYANT HEATING AND COOLING SYSTEMS | HRCU-A-CB (Split System: Heat Pump with Remote Outdoor Unit-Air-Source) | 290VAN048**AA* | ADP |  | PL60H210P17*+TXV | 83*CB60080C21*** | 45500 | 18 | 9 | 45000 | 33000 | 73.33% | 2.06 | 0 | 9.5 |  |  |  |  | R-454B | 3.7917 | Residential & Commercial | USHP
213781918 | Central HP <5.4 tons | AIRQUEST | HRCU-A-CB (Split System: Heat Pump with Remote Outdoor Unit-Air-Source) | HVH837GKA2* |  |  | EHD4X42AAL+WALLCON | *80CTL0901716B* | 32200 | 16.5 | 8.1 | 33000 | 24800 | 75.15% | 1.94 | 0 | 11 |  |  |  |  | R-410A | 2.6833 | Residential & Commercial | USHP | Ducted CEE Tier 1
213782018 | Central HP <5.4 tons | AIRQUEST | HRCU-A-CB (Split System: Heat Pump with Remote Outdoor Unit-Air-Source) | HVH837GKA2* |  |  | EHD4X42AAL+WALLCON | *96CTN0801714B* | 32400 | 16 | 8.1 | 33000 | 24800 | 75.15% | 1.92 | 0 | 11 |  |  |  |  | R-410A | 2.7 | Residential & Commercial | USHP | Ducted CEE Tier 1
213782068 | Central HP <5.4 tons | AIRQUEST | HRCU-A-CB (Split System: Heat Pump with Remote Outdoor Unit-Air-Source) | HVH837GKA2* |  |  | EHD4X48AAL+WALLCON | *80CTL0701716B* | 32600 | 16.5 | 8.1 | 33200 | 25000 | 75.3% | 1.94 | 0 | 11 |  |  |  |  | R-410A | 2.7167 | Residential & Commercial | USHP | Ducted CEE Tier 1
211228922 | Central HP <5.4 tons | TEMPSTAR | HRCU-A-CB (Split System: Heat Pump with Remote Outdoor Unit-Air-Source) | DLCURAH36ABK |  |  | EA*4X48L21A* | *80VTL0902120A* | 35400 | 16 | 8.1 | 37800 | 34600 | 91.53% | 2.02 | 0 | 10 |  |  |  |  | R-410A | 2.95 | Residential & Commercial | USHP | Ducted CEE Tier 1
211229647 | Central HP <5.4 tons | TEMPSTAR | HRCU-A-CB (Split System: Heat Pump with Remote Outdoor Unit-Air-Source) | DLCURAH36ABK |  |  | EA*4X48L24A* | OLV154F20A | 37400 | 15.2 | 8.5 | 39000 | 35000 | 89.74% | 2.14 | 0 | 10 |  |  |  |  | R-410A | 3.1167 | Residential & Commercial | USHP | Ducted CEE Tier 1
216974733 | Central HP <5.4 tons | BRYANT HEATING AND COOLING SYSTEMS | HRCU-A-CB (Split System: Heat Pump with Remote Outdoor Unit-Air-Source) | 291VAN054**AA* | ADP |  | C60A***L16*+TXV | 83*CB60100C21*** | 48500 | 19 | 10.5 | 50500 | 52500 | 104% | 1.96 | 0 | 11 |  |  |  |  | R-454B | 4.0417 | Residential & Commercial | USHP | Ducted CEE Tier 1
211227903 | Central HP <5.4 tons | TEMPSTAR | HRCU-A-CB (Split System: Heat Pump with Remote Outdoor Unit-Air-Source) | DLCURAH36ABK |  |  | EA*4X42L24A* | *80ESU0802120A | 37000 | 15.5 | 8.5 | 40000 | 35200 | 88% | 1.96 | 0 | 10 |  |  |  |  | R-410A | 3.0833 | Residential & Commercial | USHP | Ducted CEE Tier 1
213079098 | Central HP <5.4 tons | COMFORTMAKER | HRCU-A-CB (Split System: Heat Pump with Remote Outdoor Unit-Air-Source) | DLCURAH36ABK |  |  | EA*4X37L21A* | *80MSU0601716A* | 36400 | 16.5 | 8.5 | 38000 | 34800 | 91.58% | 2.08 | 0 | 10 |  |  |  |  | R-410A | 3.0333 | Residential & Commercial | USHP | Ducted CEE Tier 1
216974459 | Central HP <5.4 tons | BRYANT HEATING AND COOLING SYSTEMS | HRCU-A-CB (Split System: Heat Pump with Remote Outdoor Unit-Air-Source) | 290VAN048**AA* | ADP |  | A60VHA*+TXV | 83*CB60100C21*** | 45000 | 18 | 9 | 45500 | 33200 | 72.97% | 2.08 | 0 | 9 |  |  |  |  | R-454B | 3.75 | Residential & Commercial | USHP
216974466 | Central HP <5.4 tons | BRYANT HEATING AND COOLING SYSTEMS | HRCU-A-CB (Split System: Heat Pump with Remote Outdoor Unit-Air-Source) | 290VAN048**AA* | ADP |  | PL60H210P17*+TXV | 83*CB60100C21*** | 45000 | 17 | 9 | 45500 | 33200 | 72.97% | 2.06 | 0 | 9.5 |  |  |  |  | R-454B | 3.75 | Residential & Commercial | USHP
212973652 | Central HP <5.4 tons | CARRIER | HRCU-A-CB (Split System: Heat Pump with Remote Outdoor Unit-Air-Source) | 38MURAQ18AB3* |  |  | CAP**1917AL* | 59SP6B080V17**16 | 17700 | 16.5 | 8.1 | 17700 | 17900 | 101.1% | 2.16 | 0 | 10.5 |  |  |  |  | R-410A | 1.475 | Residential & Commercial | USHP | Ducted CEE Tier 1
214385391 | Central HP <5.4 tons | COMFORTMAKER | HRCU-A-CB (Split System: Heat Pump with Remote Outdoor Unit-Air-Source) | DLCURAH36ABK | ADP |  | H,YE35936 | *95MSU0401712A* | 34600 | 15.2 | 8.5 | 36800 | 34600 | 94.02% | 2.04 | 0 | 9.5 |  |  |  |  | R-410A | 2.8833 | Residential & Commercial | USHP
213078436 | Central HP <5.4 tons | COMFORTMAKER | HRCU-A-CB (Split System: Heat Pump with Remote Outdoor Unit-Air-Source) | DLCURAH36ABK |  |  | EA*4X43L21A* | *80MS(N,L)0902116A* | 36400 | 16.5 | 8.5 | 38000 | 34800 | 91.58% | 2.06 | 0 | 10 |  |  |  |  | R-410A | 3.0333 | Residential & Commercial | USHP | Ducted CEE Tier 1
211230540 | Central HP <5.4 tons | HEIL | HRCU-A-CB (Split System: Heat Pump with Remote Outdoor Unit-Air-Source) | DLCURAH36ABK |  |  | EN(A,D)4X48L24** | *80ESU0802120A | 37400 | 15.5 | 8.5 | 39500 | 35000 | 88.61% | 2.1 | 0 | 10.5 |  |  |  |  | R-410A | 3.1167 | Residential & Commercial | USHP | Ducted CEE Tier 1
211230373 | Central HP <5.4 tons | HEIL | HRCU-A-CB (Split System: Heat Pump with Remote Outdoor Unit-Air-Source) | DLCURAH36ABK |  |  | EN(A,D,W)4X48L21** | OMV098J12* | 35800 | 15.5 | 8.1 | 38500 | 35000 | 90.91% | 2 | 0 | 10 |  |  |  |  | R-410A | 2.9833 | Residential & Commercial | USHP | Ducted CEE Tier 1
211230921 | Central HP <5.4 tons | HEIL | HRCU-A-CB (Split System: Heat Pump with Remote Outdoor Unit-Air-Source) | DLCURAH36ABK |  |  | FXM4X42**AL | 0 | 36000 | 16 | 8.1 | 38500 | 34800 | 90.39% | 1.94 | 0 | 10 |  |  |  |  | R-410A | 3 | Residential & Commercial | USHP | Ducted CEE Tier 1
211230069 | Central HP <5.4 tons | TEMPSTAR | HRCU-A-CB (Split System: Heat Pump with Remote Outdoor Unit-Air-Source) | DLCURAH36ABK |  |  | EN(A,D,W)4X48L21** | *80VTL0701716A* | 36000 | 16 | 8.1 | 38500 | 34800 | 90.39% | 2.02 | 0 | 10 |  |  |  |  | R-410A | 3 | Residential & Commercial | USHP | Ducted CEE Tier 1
211230170 | Central HP <5.4 tons | TEMPSTAR | HRCU-A-CB (Split System: Heat Pump with Remote Outdoor Unit-Air-Source) | DLCURAH36ABK |  |  | EN(A,D,W)4X48L21** | *95ESN0601714A* | 35600 | 15.5 | 8.1 | 38500 | 35000 | 90.91% | 2 | 0 | 10 |  |  |  |  | R-410A | 2.9667 | Residential & Commercial | USHP | Ducted CEE Tier 1
211230554 | Central HP <5.4 tons | TEMPSTAR | HRCU-A-CB (Split System: Heat Pump with Remote Outdoor Unit-Air-Source) | DLCURAH36ABK |  |  | EN(A,D)4X48L24** | *80ESU1002120A* | 36200 | 16 | 8.1 | 38500 | 34800 | 90.39% | 2.02 | 0 | 10 |  |  |  |  | R-410A | 3.0167 | Residential & Commercial | USHP | Ducted CEE Tier 1
211230689 | Central HP <5.4 tons | TEMPSTAR | HRCU-A-CB (Split System: Heat Pump with Remote Outdoor Unit-Air-Source) | DLCURAH36ABK |  |  | EN(A,D)4X48L24** | *95ESN1402422A* | 37400 | 15.2 | 8.1 | 40000 | 35200 | 88% | 2.08 | 0 | 10 |  |  |  |  | R-410A | 3.1167 | Residential & Commercial | USHP | Ducted CEE Tier 1
216783414 | Central HP <5.4 tons | LUXAIRE | HRCU-A-CB (Split System: Heat Pump with Remote Outdoor Unit-Air-Source) | HH836E2S11 |  |  | CTF36C5CDS1 | Z8ES080C20LMPS1 | 35000 | 19 | 8.5 | 32800 | 27000 | 82.32% | 2 | 0 | 11 |  |  |  |  | R-454B | 2.9167 | Residential & Commercial | USHP | Ducted CEE Tier 1
216974405 | Central HP <5.4 tons | BRYANT HEATING AND COOLING SYSTEMS | HRCU-A-CB (Split System: Heat Pump with Remote Outdoor Unit-Air-Source) | 290VAN048**AA* | ADP |  | A60VHA*+TXV | 83*CA60080C21*** | 45000 | 18 | 9 | 45000 | 33000 | 73.33% | 2.08 | 0 | 10 |  |  |  |  | R-454B | 3.75 | Residential & Commercial | USHP | Ducted CEE Tier 1
211387346 | Central HP <5.4 tons | COLEMAN | HRCU-A-CB (Split System: Heat Pump with Remote Outdoor Unit-Air-Source) | HMH72B341 |  |  | XAFC36DBCN1 | TP9C100C20MP13 | 34000 | 17.5 | 8.1 | 34000 | 24800 | 72.94% | 2.12 | 0 | 9.5 |  |  |  |  | R-410A | 2.8333 | Residential & Commercial | USHP
216763848 | Central HP <5.4 tons | TRANE | HRCU-A-CB (Split System: Heat Pump with Remote Outdoor Unit-Air-Source) | 5TWR7036A1 |  |  | 5TXCB006AS3 | *DHMB080CCV3 | 31400 | 16 | 8.7 | 31600 | 23600 | 74.68% | 2.1 | 0 | 11.5 |  |  |  |  | R-454B | 2.6167 | Residential & Commercial | USHP | Ducted CEE Tier 1
216763875 | Central HP <5.4 tons | TRANE | HRCU-A-CB (Split System: Heat Pump with Remote Outdoor Unit-Air-Source) | 5TWR7036A1 |  |  | 5TXCB006AS3 | S8X1B060M4PSC | 33600 | 17.1 | 9 | 32600 | 24200 | 74.23% | 2.1 | 0 | 12 |  |  |  |  | R-454B | 2.8 | Residential & Commercial | USHP | Ducted CEE Tier 1
216974424 | Central HP <5.4 tons | BRYANT HEATING AND COOLING SYSTEMS | HRCU-A-CB (Split System: Heat Pump with Remote Outdoor Unit-Air-Source) | 290VAN048**AA* | ADP |  | C48A***L16*+TXV | 83*CA60100C21*** | 44000 | 17 | 9 | 45500 | 33200 | 72.97% | 2.06 | 0 | 9.5 |  |  |  |  | R-454B | 3.6667 | Residential & Commercial | USHP
215319163 | Central HP <5.4 tons | AIRQUEST | HRCU-A-CB (Split System: Heat Pump with Remote Outdoor Unit-Air-Source) | D5CLHAH58AAK |  |  | D5FLAAH60XAK | 0 | 54000 | 15.4 | 9.2 | 59000 | 53000 | 89.83% | 2 | 0 | 10 |  |  |  |  | R-454B | 4.5 | Residential & Commercial | USHP | Ducted CEE Tier 1
216974435 | Central HP <5.4 tons | BRYANT HEATING AND COOLING SYSTEMS | HRCU-A-CB (Split System: Heat Pump with Remote Outdoor Unit-Air-Source) | 290VAN048**AA* | ADP |  | V,C48H175P78*+TXV | 83*CB48060C17*** | 44000 | 17 | 9 | 46500 | 33800 | 72.69% | 2.04 | 0 | 9.5 |  |  |  |  | R-454B | 3.6667 | Residential & Commercial | USHP
214421532 | Central HP <5.4 tons | LUXAIRE | HRCU-A-CB (Split System: Heat Pump with Remote Outdoor Unit-Air-Source) | HH860E2S11 |  |  | CTM60C5CGS1+JMET16CS2N1 | 0 | 45500 | 19 | 9.5 | 45500 | 34000 | 74.73% | 2 | 0 | 11.7 |  |  |  |  | R-454B | 3.7917 | Residential & Commercial | USHP | Ducted CEE Tier 1
211230327 | Central HP <5.4 tons | HEIL | HRCU-A-CB (Split System: Heat Pump with Remote Outdoor Unit-Air-Source) | DLCURAH36ABK |  |  | EN(A,D,W)4X48L21** | *96VTN0802120A* | 35600 | 16 | 8.1 | 38500 | 34800 | 90.39% | 2 | 0 | 10 |  |  |  |  | R-410A | 2.9667 | Residential & Commercial | USHP | Ducted CEE Tier 1
211230157 | Central HP <5.4 tons | HEIL | HRCU-A-CB (Split System: Heat Pump with Remote Outdoor Unit-Air-Source) | DLCURAH36ABK |  |  | EN(A,D,W)4X48L21** | *92ESN1002122A* | 37600 | 15.5 | 8.5 | 39500 | 35000 | 88.61% | 2.08 | 0 | 10.5 |  |  |  |  | R-410A | 3.1333 | Residential & Commercial | USHP | Ducted CEE Tier 1
216974707 | Central HP <5.4 tons | BRYANT HEATING AND COOLING SYSTEMS | HRCU-A-CB (Split System: Heat Pump with Remote Outdoor Unit-Air-Source) | 291VAN054**AA* | ADP |  | V,C60H210P29*+TXV | 83*CA60100C21*** | 48000 | 19 | 10.5 | 50500 | 53000 | 105% | 1.96 | 0 | 10.5 |  |  |  |  | R-454B | 4 | Residential & Commercial | USHP | Ducted CEE Tier 1
216974420 | Central HP <5.4 tons | BRYANT HEATING AND COOLING SYSTEMS | HRCU-A-CB (Split System: Heat Pump with Remote Outdoor Unit-Air-Source) | 290VAN048**AA* | ADP |  | C48A***L15*+TXV | 83*CA60100C21*** | 44000 | 17 | 9 | 46500 | 33800 | 72.69% | 2.06 | 0 | 9.5 |  |  |  |  | R-454B | 3.6667 | Residential & Commercial | USHP
216974720 | Central HP <5.4 tons | BRYANT HEATING AND COOLING SYSTEMS | HRCU-A-CB (Split System: Heat Pump with Remote Outdoor Unit-Air-Source) | 291VAN054**AA* | ADP |  | V,C48H210P16*+TXV | 83*CB60080C21*** | 48500 | 19 | 10.5 | 50000 | 52000 | 104% | 1.98 | 0 | 11.7 |  |  |  |  | R-454B | 4.0417 | Residential & Commercial | USHP | Ducted CEE Tier 1
216974723 | Central HP <5.4 tons | BRYANT HEATING AND COOLING SYSTEMS | HRCU-A-CB (Split System: Heat Pump with Remote Outdoor Unit-Air-Source) | 291VAN054**AA* | ADP |  | PL60H210P17*+TXV | 83*CB60080C21*** | 49500 | 19 | 10.5 | 50000 | 52000 | 104% | 1.98 | 0 | 12 |  |  |  |  | R-454B | 4.125 | Residential & Commercial | USHP | Ducted CEE Tier 1
216974737 | Central HP <5.4 tons | BRYANT HEATING AND COOLING SYSTEMS | HRCU-A-CB (Split System: Heat Pump with Remote Outdoor Unit-Air-Source) | 291VAN054**AA* | ADP |  | C60A***L18*+TXV | 83*CB60100C21*** | 49500 | 19 | 10.5 | 50500 | 52500 | 104% | 1.96 | 0 | 11.5 |  |  |  |  | R-454B | 4.125 | Residential & Commercial | USHP | Ducted CEE Tier 1
216764005 | Central HP <5.4 tons | TRANE | HRCU-A-CB (Split System: Heat Pump with Remote Outdoor Unit-Air-Source) | 5TWR7048A1 |  |  | 5TXCD008AS3 | *UHMC100CCV4 | 43500 | 17.1 | 9 | 45000 | 32800 | 72.89% | 2.2 | 0 | 11.7 |  |  |  |  | R-454B | 3.625 | Residential & Commercial | USHP | Ducted CEE Tier 1
216974367 | Central HP <5.4 tons | BRYANT HEATING AND COOLING SYSTEMS | HRCU-A-CB (Split System: Heat Pump with Remote Outdoor Unit-Air-Source) | 290VAN036**AA* | ADP |  | C36A***L13*+TXV | 83*CB36040C17*** | 33000 | 17 | 9 | 33400 | 24600 | 73.65% | 1.9 | 0 | 9.5 |  |  |  |  | R-454B | 2.75 | Residential & Commercial | USHP
216974892 | Central HP <5.4 tons | BRYANT HEATING AND COOLING SYSTEMS | HRCU-A-CB (Split System: Heat Pump with Remote Outdoor Unit-Air-Source) | 293VAN060**AA* | ADP |  | A60VHA*+TXV | 83*CA60100C21*** | 56000 | 19 | 8.5 | 58500 | 46000 | 78.63% | 2.02 | 0 | 10.5 |  |  |  |  | R-454B | 4.6667 | Residential & Commercial | USHP | Ducted CEE Tier 1
216974894 | Central HP <5.4 tons | BRYANT HEATING AND COOLING SYSTEMS | HRCU-A-CB (Split System: Heat Pump with Remote Outdoor Unit-Air-Source) | 293VAN060**AA* | ADP |  | PL60H210P17*+TXV | 83*CA60100C21*** | 55500 | 19 | 8.5 | 58500 | 46000 | 78.63% | 2.02 | 0 | 10.5 |  |  |  |  | R-454B | 4.625 | Residential & Commercial | USHP | Ducted CEE Tier 1
216974394 | Central HP <5.4 tons | BRYANT HEATING AND COOLING SYSTEMS | HRCU-A-CB (Split System: Heat Pump with Remote Outdoor Unit-Air-Source) | 290VAN048**AA* | ADP |  | PL48H175P78*+TXV | 83*CA48060C17*** | 44000 | 17 | 9 | 46500 | 33800 | 72.69% | 2.04 | 0 | 9.5 |  |  |  |  | R-454B | 3.6667 | Residential & Commercial | USHP
216974411 | Central HP <5.4 tons | BRYANT HEATING AND COOLING SYSTEMS | HRCU-A-CB (Split System: Heat Pump with Remote Outdoor Unit-Air-Source) | 290VAN048**AA* | ADP |  | C60A***L16*+TXV | 83*CA60080C21*** | 44500 | 18 | 9 | 46500 | 33600 | 72.26% | 2.06 | 0 | 9.5 |  |  |  |  | R-454B | 3.7083 | Residential & Commercial | USHP
216974447 | Central HP <5.4 tons | BRYANT HEATING AND COOLING SYSTEMS | HRCU-A-CB (Split System: Heat Pump with Remote Outdoor Unit-Air-Source) | 290VAN048**AA* | ADP |  | PL48H210P75*+TXV | 83*CB60080C21*** | 44500 | 17 | 9 | 46500 | 33400 | 71.83% | 2.06 | 0 | 9.5 |  |  |  |  | R-454B | 3.7083 | Residential & Commercial | USHP
216974461 | Central HP <5.4 tons | BRYANT HEATING AND COOLING SYSTEMS | HRCU-A-CB (Split System: Heat Pump with Remote Outdoor Unit-Air-Source) | 290VAN048**AA* | ADP |  | PL48H210P75*+TXV | 83*CB60100C21*** | 44000 | 17 | 9 | 46500 | 33600 | 72.26% | 2.04 | 0 | 9.5 |  |  |  |  | R-454B | 3.6667 | Residential & Commercial | USHP
216411169 | Central HP <5.4 tons | LUXAIRE | HRCU-A-CB (Split System: Heat Pump with Remote Outdoor Unit-Air-Source) | HH824E2S11 |  |  | CTF30A5ADS1 | Z9ET040A10SMPS1 | 23000 | 17 | 9 | 23000 | 17200 | 74.78% | 2 | 0 | 12 |  |  |  |  | R-454B | 1.9167 | Residential & Commercial | USHP | Ducted CEE Tier 1
216974728 | Central HP <5.4 tons | BRYANT HEATING AND COOLING SYSTEMS | HRCU-A-CB (Split System: Heat Pump with Remote Outdoor Unit-Air-Source) | 291VAN054**AA* | ADP |  | PL60H210P29*+TXV | 83*CB60100C21*** | 48500 | 19 | 10.5 | 50500 | 52500 | 104% | 1.96 | 0 | 11 |  |  |  |  | R-454B | 4.0417 | Residential & Commercial | USHP | Ducted CEE Tier 1
212975810 | Central HP <5.4 tons | CARRIER | HRCU-A-CB (Split System: Heat Pump with Remote Outdoor Unit-Air-Source) | 38MURAQ18AB3* |  |  | CAP**3017AL* | 59TP6C080V17**16 | 17400 | 16 | 8.5 | 18000 | 18700 | 103.9% | 2.26 | 0 | 10.5 |  |  |  |  | R-410A | 1.45 | Residential & Commercial | USHP | Ducted CEE Tier 1
216091314 | Central HP <5.4 tons | AIRQUEST | HRCU-A-CB (Split System: Heat Pump with Remote Outdoor Unit-Air-Source) | DLCSRBH24AAK |  |  | 40MBABQ24XB3 | 0 | 23000 | 18.4 | 9.3 | 26000 | 21200 | 81.54% | 1.9 | 12.5 | 11.7 |  |  |  |  | R-410A | 1.9167 | Residential & Commercial | USHP | Ducted CEE Tier 1
215434085 | Central HP <5.4 tons | GOODMAN | HRCU-A-CB (Split System: Heat Pump with Remote Outdoor Unit-Air-Source) | GZV7SA2410A* |  |  | CA*EA3022*3A* | G*VS960603BUA* | 23200 | 19 | 8.6 | 23200 | 17000 | 73.28% | 2 | 0 | 11 |  |  |  |  | R-32 | 1.9333 | Residential & Commercial | USHP | Ducted CEE Tier 1
215434099 | Central HP <5.4 tons | GOODMAN | HRCU-A-CB (Split System: Heat Pump with Remote Outdoor Unit-Air-Source) | GZV7SA2410A* |  |  | CA*EA3626*3A* | G*VM970804CNA* | 23200 | 19 | 8.6 | 23200 | 17000 | 73.28% | 2 | 0 | 11 |  |  |  |  | R-32 | 1.9333 | Residential & Commercial | USHP | Ducted CEE Tier 1
215434100 | Central HP <5.4 tons | GOODMAN | HRCU-A-CB (Split System: Heat Pump with Remote Outdoor Unit-Air-Source) | GZV7SA2410A* |  |  | CA*EA3626*3A* | G*VM971005CNA* | 23200 | 19 | 8.6 | 23200 | 17000 | 73.28% | 2 | 0 | 11 |  |  |  |  | R-32 | 1.9333 | Residential & Commercial | USHP | Ducted CEE Tier 1
215434117 | Central HP <5.4 tons | GOODMAN | HRCU-A-CB (Split System: Heat Pump with Remote Outdoor Unit-Air-Source) | GZV7SA2410A* |  |  | CHPEA3026*3A* | G*VM970803BNA* | 23200 | 19 | 8.6 | 23200 | 17000 | 73.28% | 2 | 0 | 11 |  |  |  |  | R-32 | 1.9333 | Residential & Commercial | USHP | Ducted CEE Tier 1
215434133 | Central HP <5.4 tons | GOODMAN | HRCU-A-CB (Split System: Heat Pump with Remote Outdoor Unit-Air-Source) | GZV7SA2410A* |  |  | CHPEA3026*3A* | G*VT960804CNA* | 23200 | 19 | 8.6 | 23200 | 17000 | 73.28% | 2 | 0 | 11 |  |  |  |  | R-32 | 1.9333 | Residential & Commercial | USHP | Ducted CEE Tier 1
215488014 | Central HP <5.4 tons | GOODMAN | HRCU-A-CB (Split System: Heat Pump with Remote Outdoor Unit-Air-Source) | GZV7SA2410A* |  |  | CA*EA3022*3A* | G*VC800803B*A* | 23200 | 19 | 8.6 | 23200 | 17000 | 73.28% | 2 | 0 | 11 |  |  |  |  | R-32 | 1.9333 | Residential & Commercial | USHP | Ducted CEE Tier 1
215488015 | Central HP <5.4 tons | GOODMAN | HRCU-A-CB (Split System: Heat Pump with Remote Outdoor Unit-Air-Source) | GZV7SA2410A* |  |  | CA*EA3022*3A* | G*VC800804C*A* | 23200 | 19 | 8.6 | 23200 | 17000 | 73.28% | 2 | 0 | 11 |  |  |  |  | R-32 | 1.9333 | Residential & Commercial | USHP | Ducted CEE Tier 1
215488046 | Central HP <5.4 tons | GOODMAN | HRCU-A-CB (Split System: Heat Pump with Remote Outdoor Unit-Air-Source) | GZV7SA2410A* |  |  | CHPEA3026*3A* | G*VC800805C*A* | 23200 | 19 | 8.6 | 23200 | 17000 | 73.28% | 2 | 0 | 11 |  |  |  |  | R-32 | 1.9333 | Residential & Commercial | USHP | Ducted CEE Tier 1
216761985 | Central HP <5.4 tons | BRYANT HEATING AND COOLING SYSTEMS | HRCU-A-CB (Split System: Heat Pump with Remote Outdoor Unit-Air-Source) | 38MURAQ36AB3* | ADP |  | H,PG7J936 | 927TA48080V17*** | 37600 | 17 | 10.5 | 43500 | 42500 | 97.7% | 2 | 0 | 11.5 |  |  |  |  | R-410A | 3.1333 | Residential & Commercial | USHP | Ducted CEE Tier 1
211228794 | Central HP <5.4 tons | TEMPSTAR | HRCU-A-CB (Split System: Heat Pump with Remote Outdoor Unit-Air-Source) | DLCURAH36ABK |  |  | EA*4X48L21A* | *80ES(N,L)0902116A* | 36200 | 16 | 8.5 | 38500 | 34600 | 89.87% | 2.08 | 0 | 10 |  |  |  |  | R-410A | 3.0167 | Residential & Commercial | USHP | Ducted CEE Tier 1
216440294 | Central HP <5.4 tons | TRANE | HRCU-A-CB (Split System: Heat Pump with Remote Outdoor Unit-Air-Source) | 5TWV0X48A1 |  |  | 5PX*D010AS3+P0V0D000M50SD+LRP | 0 | 45000 | 20.2 | 9.7 | 46000 | 32800 | 71.3% | 2.1 | 0 | 12 |  |  |  |  | R-454B | 3.75 | Residential & Commercial | USHP | Ducted CEE Tier 1
215935460 | Central HP <5.4 tons | DAY & NIGHT | HRCU-A-CB (Split System: Heat Pump with Remote Outdoor Unit-Air-Source) | C5H3V36*K*AAA* |  |  | EVM5X61M24A*+WALLCON | *80CTL0902120B* | 36000 | 22.5 | 8.5 | 37600 | 28200 | 75% | 2.06 | 0 | 12.5 |  |  |  |  | R-454B | 3 | Residential & Commercial | USHP | Ducted CEE Tier 1
215434122 | Central HP <5.4 tons | GOODMAN | HRCU-A-CB (Split System: Heat Pump with Remote Outdoor Unit-Air-Source) | GZV7SA2410A* |  |  | CHPEA3026*3A* | G*VS960603BUA* | 23200 | 19 | 8.6 | 23200 | 17000 | 73.28% | 2 | 0 | 11 |  |  |  |  | R-32 | 1.9333 | Residential & Commercial | USHP | Ducted CEE Tier 1
215643933 | Central HP <5.4 tons | BRYANT HEATING AND COOLING SYSTEMS | HRCU-A-CB (Split System: Heat Pump with Remote Outdoor Unit-Air-Source) | 38MURAQ24AB3* | ADP |  | C36A***L719 | 926TC36040V17*** | 23200 | 16 | 8.5 | 24600 | 23800 | 96.75% | 2 | 0 | 10 |  |  |  |  | R-410A | 1.9333 | Residential & Commercial | USHP | Ducted CEE Tier 1
216761982 | Central HP <5.4 tons | BRYANT HEATING AND COOLING SYSTEMS | HRCU-A-CB (Split System: Heat Pump with Remote Outdoor Unit-Air-Source) | 38MURAQ24AB3* | ADP |  | H,PG9J936 | 927TA60080V21*** | 26000 | 18 | 10.5 | 24400 | 31600 | 129.5% | 2.42 | 0 | 11.5 |  |  |  |  | R-410A | 2.1667 | Residential & Commercial | USHP | Ducted CEE Tier 1
216762699 | Central HP <5.4 tons | BRYANT HEATING AND COOLING SYSTEMS | HRCU-A-CB (Split System: Heat Pump with Remote Outdoor Unit-Air-Source) | 38MURAQ36AA3* | ADP |  | H,PG48936 | 927TA48080V17*** | 34600 | 15.2 | 9.5 | 34200 | 26400 | 77.19% | 2.24 | 0 | 10 |  |  |  |  | R-410A | 2.8833 | Residential & Commercial | USHP | Ducted CEE Tier 1
216440238 | Central HP <5.4 tons | TRANE | HRCU-A-CB (Split System: Heat Pump with Remote Outdoor Unit-Air-Source) | 5TWV0X48A1 |  |  | 5PX*C007AS3 | L8V1C100U5VSB+LRP | 44500 | 20 | 9.7 | 47500 | 34000 | 71.58% | 2.1 | 0 | 12 |  |  |  |  | R-454B | 3.7083 | Residential & Commercial | USHP | Ducted CEE Tier 1
216440252 | Central HP <5.4 tons | TRANE | HRCU-A-CB (Split System: Heat Pump with Remote Outdoor Unit-Air-Source) | 5TWV0X48A1 |  |  | 5PX*C009AS3 | S9V2C080U5VSB+LRP | 44500 | 20 | 9.7 | 46000 | 33000 | 71.74% | 2.1 | 0 | 12 |  |  |  |  | R-454B | 3.7083 | Residential & Commercial | USHP | Ducted CEE Tier 1
216440254 | Central HP <5.4 tons | TRANE | HRCU-A-CB (Split System: Heat Pump with Remote Outdoor Unit-Air-Source) | 5TWV0X48A1 |  |  | 5PX*C009AS3 | S9V2C080U5PSC+LRP | 44500 | 20 | 9.7 | 46000 | 33000 | 71.74% | 2.1 | 0 | 12 |  |  |  |  | R-454B | 3.7083 | Residential & Commercial | USHP | Ducted CEE Tier 1
216440134 | Central HP <5.4 tons | TRANE | HRCU-A-CB (Split System: Heat Pump with Remote Outdoor Unit-Air-Source) | 5TWV0X36A1 |  |  | 5TXCB004AS3 | L8V1A060U3VSB+LRP | 34000 | 18.6 | 9.7 | 31800 | 25000 | 78.62% | 2.1 | 0 | 11.7 |  |  |  |  | R-454B | 2.8333 | Residential & Commercial | USHP | Ducted CEE Tier 1
216440204 | Central HP <5.4 tons | TRANE | HRCU-A-CB (Split System: Heat Pump with Remote Outdoor Unit-Air-Source) | 5TWV0X36A1 |  |  | 5TXCC007AS3 | S9V2C080U5PSC+LRP | 34200 | 19.4 | 9.4 | 32600 | 24200 | 74.23% | 2.1 | 0 | 12.5 |  |  |  |  | R-454B | 2.85 | Residential & Commercial | USHP | Ducted CEE Tier 1
212384824 | Central HP <5.4 tons | CARRIER | HRCU-A-CB (Split System: Heat Pump with Remote Outdoor Unit-Air-Source) | 38MURAQ36AB3* |  |  | PF4MN*C42L* | 0 | 37000 | 16 | 8.1 | 39000 | 34800 | 89.23% | 2 | 0 | 10 |  |  |  |  | R-410A | 3.0833 | Residential & Commercial | USHP | Ducted CEE Tier 1
216783354 | Central HP <5.4 tons | LUXAIRE | HRCU-A-CB (Split System: Heat Pump with Remote Outdoor Unit-Air-Source) | HH836E2S11 |  |  | CTU48C5XFS1+TXV | Z8ES080C16LMPS1 | 34400 | 19 | 9 | 32200 | 25400 | 78.88% | 2 | 0 | 11 |  |  |  |  | R-454B | 2.8667 | Residential & Commercial | USHP | Ducted CEE Tier 1
211388320 | Central HP <5.4 tons | FRASER-JOHNSTON | HRCU-A-CB (Split System: Heat Pump with Remote Outdoor Unit-Air-Source) | HMH72B341 |  |  | XAFB36DXXN1+TXV | TP9C060B12MP13 | 33800 | 17 | 8.5 | 33400 | 23800 | 71.26% | 2.04 | 0 | 9.5 |  |  |  |  | R-410A | 2.8167 | Residential & Commercial | USHP
216681860 | Central HP <5.4 tons | DAY & NIGHT | HRCU-A-CB (Split System: Heat Pump with Remote Outdoor Unit-Air-Source) | DLCURAH36ABK |  |  | EHD4X48AAL | *97VTN1002120A* | 36200 | 16 | 8.5 | 38500 | 34400 | 89.35% | 1.82 | 0 | 10 |  |  |  |  | R-410A | 3.0167 | Residential & Commercial | USHP | Ducted CEE Tier 1
216974362 | Central HP <5.4 tons | BRYANT HEATING AND COOLING SYSTEMS | HRCU-A-CB (Split System: Heat Pump with Remote Outdoor Unit-Air-Source) | 290VAN036**AA* | ADP |  | V,C36H175P13*+TXV | 83*CA48060C17*** | 33000 | 18 | 9 | 33400 | 24800 | 74.25% | 1.88 | 0 | 9 |  |  |  |  | R-454B | 2.75 | Residential & Commercial | USHP
216974738 | Central HP <5.4 tons | BRYANT HEATING AND COOLING SYSTEMS | HRCU-A-CB (Split System: Heat Pump with Remote Outdoor Unit-Air-Source) | 291VAN054**AA* | ADP |  | C60A***L19*+TXV | 83*CB60100C21*** | 49500 | 19 | 10.5 | 50500 | 52500 | 104% | 1.96 | 0 | 11.5 |  |  |  |  | R-454B | 4.125 | Residential & Commercial | USHP | Ducted CEE Tier 1
211206914 | Central HP <5.4 tons | COLEMAN | HRCU-A-CB (Split System: Heat Pump with Remote Outdoor Unit-Air-Source) | HC20B4821 |  |  | XAMC48HE3N1+CC | TM9V100C20MP12 | 43500 | 19 | 9 | 44500 | 36400 | 81.8% | 2.14 | 0 | 11.7 |  |  |  |  | R-410A | 3.625 | Residential & Commercial | USHP | Ducted CEE Tier 1
216974471 | Central HP <5.4 tons | BRYANT HEATING AND COOLING SYSTEMS | HRCU-A-CB (Split System: Heat Pump with Remote Outdoor Unit-Air-Source) | 290VAN060**AA* | ADP |  | PL60H210P29*+TXV | 83*CA60080C21*** | 54000 | 18 | 9 | 57500 | 41000 | 71.3% | 2.02 | 0 | 8.5 |  |  |  |  | R-454B | 4.5 | Residential & Commercial | USHP
216974755 | Central HP <5.4 tons | BRYANT HEATING AND COOLING SYSTEMS | HRCU-A-CB (Split System: Heat Pump with Remote Outdoor Unit-Air-Source) | 293VAN036**AA* | ADP |  | PL36H175P14*+TXV | 83*CA48060C17*** | 32600 | 20 | 9.5 | 33200 | 26400 | 79.52% | 2 | 0 | 11 |  |  |  |  | R-454B | 2.7167 | Residential & Commercial | USHP | Ducted CEE Tier 1
216974787 | Central HP <5.4 tons | BRYANT HEATING AND COOLING SYSTEMS | HRCU-A-CB (Split System: Heat Pump with Remote Outdoor Unit-Air-Source) | 293VAN036**AA* | ADP |  | PL36H***P44*+TXV | 83*CB48060C17*** | 33400 | 20 | 9.5 | 32800 | 25800 | 78.66% | 2.04 | 0 | 11.7 |  |  |  |  | R-454B | 2.7833 | Residential & Commercial | USHP | Ducted CEE Tier 1
214239309 | Central HP <5.4 tons | DAY & NIGHT | HRCU-A-CB (Split System: Heat Pump with Remote Outdoor Unit-Air-Source) | CVH837GKA2* |  |  | EN(A,D)4X48L24**+WALLCON | *80CTL1352422B* | 32400 | 17 | 8.1 | 32600 | 24600 | 75.46% | 1.96 | 0 | 11.7 |  |  |  |  | R-410A | 2.7 | Residential & Commercial | USHP | Ducted CEE Tier 1
216974763 | Central HP <5.4 tons | BRYANT HEATING AND COOLING SYSTEMS | HRCU-A-CB (Split System: Heat Pump with Remote Outdoor Unit-Air-Source) | 293VAN036**AA* | ADP |  | C36A***L53*+TXV | 83*CA48060C17*** | 33800 | 20 | 9.5 | 32800 | 25600 | 78.05% | 2.06 | 0 | 11.5 |  |  |  |  | R-454B | 2.8167 | Residential & Commercial | USHP | Ducted CEE Tier 1
216974779 | Central HP <5.4 tons | BRYANT HEATING AND COOLING SYSTEMS | HRCU-A-CB (Split System: Heat Pump with Remote Outdoor Unit-Air-Source) | 293VAN036**AA* | ADP |  | A36VCA*+TXV | 83*CB48060C17*** | 32800 | 20 | 9.5 | 32800 | 25800 | 78.66% | 2.04 | 0 | 11.5 |  |  |  |  | R-454B | 2.7333 | Residential & Commercial | USHP | Ducted CEE Tier 1
211391089 | Central HP <5.4 tons | FRASER-JOHNSTON | HRCU-A-CB (Split System: Heat Pump with Remote Outdoor Unit-Air-Source) | HMH72B341 |  |  | XAUB36DXXN1+TXV | TMLV060A12MP12 | 34000 | 17.5 | 8.1 | 34000 | 24200 | 71.18% | 2.06 | 0 | 9.5 |  |  |  |  | R-410A | 2.8333 | Residential & Commercial | USHP
211391193 | Central HP <5.4 tons | FRASER-JOHNSTON | HRCU-A-CB (Split System: Heat Pump with Remote Outdoor Unit-Air-Source) | HMH72B341 |  |  | XAUB30CXXN1+TXV | TMLV060A12MP12 | 32800 | 17.5 | 8.1 | 33400 | 23400 | 70.06% | 2.02 | 0 | 9.5 |  |  |  |  | R-410A | 2.7333 | Residential & Commercial | USHP
210473895 | Central HP <5.4 tons | HEIL | HRCU-A-CB (Split System: Heat Pump with Remote Outdoor Unit-Air-Source) | HVH825GKA3* |  |  | EN(A,D,W)4X48L21**+WALLCON | *95CSU0802120A* | 24200 | 17 | 8.1 | 21200 | 16600 | 78.3% | 2.02 | 0 | 11.5 |  |  |  |  | R-410A | 2.0167 | Residential & Commercial | USHP | Ducted CEE Tier 1
210474093 | Central HP <5.4 tons | HEIL | HRCU-A-CB (Split System: Heat Pump with Remote Outdoor Unit-Air-Source) | HVH825GKA3* |  |  | EN(A,D)4X48L24**+WALLCON | *80CTL1352422A* | 24200 | 17 | 8.1 | 21400 | 16600 | 77.57% | 2.02 | 0 | 11.5 |  |  |  |  | R-410A | 2.0167 | Residential & Commercial | USHP | Ducted CEE Tier 1
211391700 | Central HP <5.4 tons | FRASER-JOHNSTON | HRCU-A-CB (Split System: Heat Pump with Remote Outdoor Unit-Air-Source) | HMH72B341 |  |  | XAHB36DBCN1 | TMLE100B12MP11 | 33200 | 17.5 | 8.1 | 33000 | 23400 | 70.91% | 2.02 | 0 | 9.5 |  |  |  |  | R-410A | 2.7667 | Residential & Commercial | USHP
211389864 | Central HP <5.4 tons | FRASER-JOHNSTON | HRCU-A-CB (Split System: Heat Pump with Remote Outdoor Unit-Air-Source) | HMH72B341 |  |  | XAFB36DBCN1 | TM8Y060A12MP11 | 33800 | 18 | 8.1 | 33400 | 23400 | 70.06% | 2.04 | 0 | 10 |  |  |  |  | R-410A | 2.8167 | Residential & Commercial | USHP | Ducted CEE Tier 1
210470065 | Central HP <5.4 tons | CARRIER | HRCU-A-CB (Split System: Heat Pump with Remote Outdoor Unit-Air-Source) | 25VNA837A*031* |  |  | CAP**3621AL*+UI | 59CU5A100C21**22 | 31600 | 17.5 | 8.1 | 33000 | 24200 | 73.33% | 1.86 | 0 | 11 |  |  |  |  | R-410A | 2.6333 | Residential & Commercial | USHP | Ducted CEE Tier 1
216440460 | Central HP <5.4 tons | TRANE | HRCU-A-CB (Split System: Heat Pump with Remote Outdoor Unit-Air-Source) | 5TWV0X60A1 |  |  | 5PX*D008AS3 | S9V2C100U5VSB+LRP | 52000 | 18.6 | 9 | 54500 | 38500 | 70.64% | 2 | 0 | 10 |  |  |  |  | R-454B | 4.3333 | Residential & Commercial | USHP | Ducted CEE Tier 1
216440480 | Central HP <5.4 tons | TRANE | HRCU-A-CB (Split System: Heat Pump with Remote Outdoor Unit-Air-Source) | 5TWV0X60A1 |  |  | 5PX*DD10AS3+P0V0C000M50SD+LRP | 0 | 52000 | 18.6 | 9 | 53500 | 37600 | 70.28% | 2 | 0 | 10.5 |  |  |  |  | R-454B | 4.3333 | Residential & Commercial | USHP | Ducted CEE Tier 1
216440494 | Central HP <5.4 tons | TRANE | HRCU-A-CB (Split System: Heat Pump with Remote Outdoor Unit-Air-Source) | 5TWV0X60A1 |  |  | 5TAMXD07AV51 | 0 | 52500 | 17 | 9 | 52500 | 37800 | 72% | 2 | 0 | 10 |  |  |  |  | R-454B | 4.375 | Residential & Commercial | USHP | Ducted CEE Tier 1
211386435 | Central HP <5.4 tons | FRASER-JOHNSTON | HRCU-A-CB (Split System: Heat Pump with Remote Outdoor Unit-Air-Source) | HMH72B341 |  |  | XAFC48FXXN1+TXV | TL8E100C20UH11 | 34000 | 16.5 | 8.5 | 32400 | 23800 | 73.46% | 2.1 | 0 | 9.5 |  |  |  |  | R-410A | 2.8333 | Residential & Commercial | USHP
216440312 | Central HP <5.4 tons | TRANE | HRCU-A-CB (Split System: Heat Pump with Remote Outdoor Unit-Air-Source) | 5TWV0X48A1 |  |  | 5PX*DD10AS3 | S9V2D120D5PSC+LRP | 43500 | 20 | 9.7 | 46000 | 32800 | 71.3% | 2.1 | 0 | 12 |  |  |  |  | R-454B | 3.625 | Residential & Commercial | USHP | Ducted CEE Tier 1
216440326 | Central HP <5.4 tons | TRANE | HRCU-A-CB (Split System: Heat Pump with Remote Outdoor Unit-Air-Source) | 5TWV0X48A1 |  |  | 5PX*DD10AS3 | S9V2C100D5PSC+LRP | 43500 | 20 | 9.4 | 46000 | 32800 | 71.3% | 2.1 | 0 | 12 |  |  |  |  | R-454B | 3.625 | Residential & Commercial | USHP | Ducted CEE Tier 1
216440344 | Central HP <5.4 tons | TRANE | HRCU-A-CB (Split System: Heat Pump with Remote Outdoor Unit-Air-Source) | 5TWV0X48A1 |  |  | 5TXCB006AS3 | S9V2B060U4PSC+LRP | 43500 | 19.2 | 9.4 | 46500 | 33600 | 72.26% | 2.1 | 0 | 11.7 |  |  |  |  | R-454B | 3.625 | Residential & Commercial | USHP | Ducted CEE Tier 1
210470242 | Central HP <5.4 tons | CARRIER | HRCU-A-CB (Split System: Heat Pump with Remote Outdoor Unit-Air-Source) | 25VNA837A*031* |  |  | CAP**6024AL*+UI | 59CU5A100C21**22 | 32800 | 18 | 8.5 | 31800 | 24800 | 77.99% | 2 | 0 | 11.5 |  |  |  |  | R-410A | 2.7333 | Residential & Commercial | USHP | Ducted CEE Tier 1
216997194 | Central HP <5.4 tons | CARRIER | HRCU-A-CB (Split System: Heat Pump with Remote Outdoor Unit-Air-Source) | 27VNA154A*030* | ADP |  | H,PG48*60+TXV | 59TN7A100C21**22 | 49000 | 19 | 10.5 | 50500 | 53000 | 105% | 1.96 | 0 | 11 |  |  |  |  | R-454B | 4.0833 | Residential & Commercial | USHP | Ducted CEE Tier 1
212979941 | Central HP <5.4 tons | CARRIER | HRCU-A-CB (Split System: Heat Pump with Remote Outdoor Unit-Air-Source) | 38MURAQ18AB3* |  |  | CAP**1917AL* | 58S(B,C)*B090M17**14 | 18000 | 16.5 | 8.5 | 18000 | 17800 | 98.89% | 2.14 | 0 | 10.5 |  |  |  |  | R-410A | 1.5 | Residential & Commercial | USHP | Ducted CEE Tier 1
213782258 | Central HP <5.4 tons | AIRQUEST | HRCU-A-CB (Split System: Heat Pump with Remote Outdoor Unit-Air-Source) | HVH837GKA2* |  |  | EHD4X60AAL+WALLCON | *80CTL1102120B* | 33000 | 16.5 | 8.1 | 32200 | 25400 | 78.88% | 2.04 | 0 | 11.5 |  |  |  |  | R-410A | 2.75 | Residential & Commercial | USHP | Ducted CEE Tier 1
213781988 | Central HP <5.4 tons | AIRQUEST | HRCU-A-CB (Split System: Heat Pump with Remote Outdoor Unit-Air-Source) | HVH837GKA2* |  |  | EHD4X42AAL+WALLCON | *97CMN1002122B* | 32600 | 16.5 | 8.1 | 33000 | 24600 | 74.55% | 1.94 | 0 | 11 |  |  |  |  | R-410A | 2.7167 | Residential & Commercial | USHP | Ducted CEE Tier 1
211241843 | Central HP <5.4 tons | HEIL | HRCU-A-CB (Split System: Heat Pump with Remote Outdoor Unit-Air-Source) | DLCURAH24ABK |  |  | EA*4X36L17A* | *96VSN0401410A* | 23400 | 16 | 8.5 | 25600 | 23800 | 92.97% | 1.96 | 0 | 10 |  |  |  |  | R-410A | 1.95 | Residential & Commercial | USHP | Ducted CEE Tier 1
216974340 | Central HP <5.4 tons | BRYANT HEATING AND COOLING SYSTEMS | HRCU-A-CB (Split System: Heat Pump with Remote Outdoor Unit-Air-Source) | 290VAN036**AA* | ADP |  | A36VCA*+TXV | 83*CA36040C17*** | 33200 | 18 | 9 | 33400 | 24600 | 73.65% | 1.88 | 0 | 9 |  |  |  |  | R-454B | 2.7667 | Residential & Commercial | USHP
216974392 | Central HP <5.4 tons | BRYANT HEATING AND COOLING SYSTEMS | HRCU-A-CB (Split System: Heat Pump with Remote Outdoor Unit-Air-Source) | 290VAN048**AA* | ADP |  | PL48H175P15*+TXV | 83*CA48060C17*** | 44000 | 17 | 9 | 46500 | 33800 | 72.69% | 2.04 | 0 | 9.5 |  |  |  |  | R-454B | 3.6667 | Residential & Commercial | USHP
214650193 | Central HP <5.4 tons | LUXAIRE | HRCU-A-CB (Split System: Heat Pump with Remote Outdoor Unit-Air-Source) | HH824E2S11 |  |  | CTU36B5XDS1+TXV | TPLC080B12MP13 | 23000 | 18 | 9 | 23000 | 18500 | 80.43% | 2 | 0 | 12 |  |  |  |  | R-454B | 1.9167 | Residential & Commercial | USHP | Ducted CEE Tier 1
214651063 | Central HP <5.4 tons | LUXAIRE | HRCU-A-CB (Split System: Heat Pump with Remote Outdoor Unit-Air-Source) | HH824E2S11 |  |  | CTU36B5XDS1+TXV | Z8ES080B12SMPS1 | 23000 | 19 | 9.5 | 23000 | 18600 | 80.87% | 2 | 0 | 12 |  |  |  |  | R-454B | 1.9167 | Residential & Commercial | USHP | Ducted CEE Tier 1
216761995 | Central HP <5.4 tons | BRYANT HEATING AND COOLING SYSTEMS | HRCU-A-CB (Split System: Heat Pump with Remote Outdoor Unit-Air-Source) | 38MURAQ36AB3* | ADP |  | H,PG1K936 | 927TA60100V21*** | 38500 | 18 | 11.5 | 42000 | 41500 | 98.81% | 2.32 | 0 | 11.5 |  |  |  |  | R-410A | 3.2083 | Residential & Commercial | USHP | Ducted CEE Tier 1
211230774 | Central HP <5.4 tons | HEIL | HRCU-A-CB (Split System: Heat Pump with Remote Outdoor Unit-Air-Source) | DLCURAH36ABK |  |  | EN(A,D)4X48L24** | *96VTN1002122A* | 36000 | 16.5 | 8.1 | 38500 | 34800 | 90.39% | 2.02 | 0 | 10.5 |  |  |  |  | R-410A | 3 | Residential & Commercial | USHP | Ducted CEE Tier 1
216974347 | Central HP <5.4 tons | BRYANT HEATING AND COOLING SYSTEMS | HRCU-A-CB (Split System: Heat Pump with Remote Outdoor Unit-Air-Source) | 290VAN036**AA* | ADP |  | C36A***L15*+TXV | 83*CA36040C17*** | 33600 | 18 | 9 | 33400 | 24600 | 73.65% | 1.88 | 0 | 9.5 |  |  |  |  | R-454B | 2.8 | Residential & Commercial | USHP
216974363 | Central HP <5.4 tons | BRYANT HEATING AND COOLING SYSTEMS | HRCU-A-CB (Split System: Heat Pump with Remote Outdoor Unit-Air-Source) | 290VAN036**AA* | ADP |  | C36A***L53*+TXV | 83*CA48060C17*** | 34400 | 18 | 9 | 33800 | 24800 | 73.37% | 1.9 | 0 | 9.5 |  |  |  |  | R-454B | 2.8667 | Residential & Commercial | USHP
216974379 | Central HP <5.4 tons | BRYANT HEATING AND COOLING SYSTEMS | HRCU-A-CB (Split System: Heat Pump with Remote Outdoor Unit-Air-Source) | 290VAN036**AA* | ADP |  | A36VCA*+TXV | 83*CB48060C17*** | 33200 | 18 | 9 | 33400 | 24600 | 73.65% | 1.9 | 0 | 9 |  |  |  |  | R-454B | 2.7667 | Residential & Commercial | USHP
216974376 | Central HP <5.4 tons | BRYANT HEATING AND COOLING SYSTEMS | HRCU-A-CB (Split System: Heat Pump with Remote Outdoor Unit-Air-Source) | 290VAN036**AA* | ADP |  | C36A***L53*+TXV | 83*CB36040C17*** | 34600 | 18 | 9 | 33600 | 24600 | 73.21% | 1.9 | 0 | 10 |  |  |  |  | R-454B | 2.8833 | Residential & Commercial | USHP | Ducted CEE Tier 1
216974383 | Central HP <5.4 tons | BRYANT HEATING AND COOLING SYSTEMS | HRCU-A-CB (Split System: Heat Pump with Remote Outdoor Unit-Air-Source) | 290VAN036**AA* | ADP |  | PL36H175P15*+TXV | 83*CB48060C17*** | 33800 | 18 | 9 | 33400 | 24600 | 73.65% | 1.9 | 0 | 9.5 |  |  |  |  | R-454B | 2.8167 | Residential & Commercial | USHP
216974385 | Central HP <5.4 tons | BRYANT HEATING AND COOLING SYSTEMS | HRCU-A-CB (Split System: Heat Pump with Remote Outdoor Unit-Air-Source) | 290VAN036**AA* | ADP |  | PL36H210P74*+TXV | 83*CB48060C17*** | 33200 | 18 | 9 | 33400 | 24600 | 73.65% | 1.9 | 0 | 9 |  |  |  |  | R-454B | 2.7667 | Residential & Commercial | USHP
215430836 | Central HP <5.4 tons | LUXAIRE | HRCU-A-CB (Split System: Heat Pump with Remote Outdoor Unit-Air-Source) | HH824E2S11 | ADP |  | H,YG80(1,2)36+TXV | Z8ES100B12SMPS1 | 23000 | 19 | 9.5 | 21400 | 17600 | 82.24% | 2 | 0 | 11.7 |  |  |  |  | R-454B | 1.9167 | Residential & Commercial | USHP | Ducted CEE Tier 1
216776008 | Central HP <5.4 tons | LUXAIRE | HRCU-A-CB (Split System: Heat Pump with Remote Outdoor Unit-Air-Source) | HH824E2S11 |  |  | CTM36B5ADS1 | Z8ES060A12SMPS1 | 23000 | 18 | 9.5 | 23000 | 18500 | 80.43% | 2 | 0 | 12 |  |  |  |  | R-454B | 1.9167 | Residential & Commercial | USHP | Ducted CEE Tier 1
216974726 | Central HP <5.4 tons | BRYANT HEATING AND COOLING SYSTEMS | HRCU-A-CB (Split System: Heat Pump with Remote Outdoor Unit-Air-Source) | 291VAN054**AA* | ADP |  | C60A***L18*+TXV | 83*CB60080C21*** | 49500 | 19 | 10.5 | 50000 | 52000 | 104% | 1.98 | 0 | 12 |  |  |  |  | R-454B | 4.125 | Residential & Commercial | USHP | Ducted CEE Tier 1
216974758 | Central HP <5.4 tons | BRYANT HEATING AND COOLING SYSTEMS | HRCU-A-CB (Split System: Heat Pump with Remote Outdoor Unit-Air-Source) | 293VAN036**AA* | ADP |  | V,C36H175P15*+TXV | 83*CA48060C17*** | 32600 | 20 | 9.5 | 33200 | 26400 | 79.52% | 2 | 0 | 11 |  |  |  |  | R-454B | 2.7167 | Residential & Commercial | USHP | Ducted CEE Tier 1
216974776 | Central HP <5.4 tons | BRYANT HEATING AND COOLING SYSTEMS | HRCU-A-CB (Split System: Heat Pump with Remote Outdoor Unit-Air-Source) | 293VAN036**AA* | ADP |  | C36A***L53*+TXV | 83*CB36040C17*** | 33800 | 20 | 9.5 | 32600 | 25600 | 78.53% | 2.06 | 0 | 11.7 |  |  |  |  | R-454B | 2.8167 | Residential & Commercial | USHP | Ducted CEE Tier 1
216782497 | Central HP <5.4 tons | LUXAIRE | HRCU-A-CB (Split System: Heat Pump with Remote Outdoor Unit-Air-Source) | HH824E2S11 |  |  | CTM30B5ACS1 | Z8ES100B12LMPS1 | 23000 | 18 | 9.5 | 23000 | 19400 | 84.35% | 2 | 0 | 12 |  |  |  |  | R-454B | 1.9167 | Residential & Commercial | USHP | Ducted CEE Tier 1
216974403 | Central HP <5.4 tons | BRYANT HEATING AND COOLING SYSTEMS | HRCU-A-CB (Split System: Heat Pump with Remote Outdoor Unit-Air-Source) | 290VAN048**AA* | ADP |  | PL60H210P29*+TXV | 83*CA60080C21*** | 44500 | 18 | 9 | 46500 | 33600 | 72.26% | 2.06 | 0 | 9.5 |  |  |  |  | R-454B | 3.7083 | Residential & Commercial | USHP
216974422 | Central HP <5.4 tons | BRYANT HEATING AND COOLING SYSTEMS | HRCU-A-CB (Split System: Heat Pump with Remote Outdoor Unit-Air-Source) | 290VAN048**AA* | ADP |  | V,C48H210P75*+TXV | 83*CA60100C21*** | 44000 | 17 | 9 | 46500 | 33800 | 72.69% | 2.06 | 0 | 9.5 |  |  |  |  | R-454B | 3.6667 | Residential & Commercial | USHP
216974436 | Central HP <5.4 tons | BRYANT HEATING AND COOLING SYSTEMS | HRCU-A-CB (Split System: Heat Pump with Remote Outdoor Unit-Air-Source) | 290VAN048**AA* | ADP |  | C48A***L15*+TXV | 83*CB48060C17*** | 44000 | 17 | 9 | 46500 | 33800 | 72.69% | 2.04 | 0 | 9.5 |  |  |  |  | R-454B | 3.6667 | Residential & Commercial | USHP
216974437 | Central HP <5.4 tons | BRYANT HEATING AND COOLING SYSTEMS | HRCU-A-CB (Split System: Heat Pump with Remote Outdoor Unit-Air-Source) | 290VAN048**AA* | ADP |  | PL48H210P75*+TXV | 83*CB48060C17*** | 44000 | 17 | 9 | 46500 | 33800 | 72.69% | 2.04 | 0 | 9.5 |  |  |  |  | R-454B | 3.6667 | Residential & Commercial | USHP
216974439 | Central HP <5.4 tons | BRYANT HEATING AND COOLING SYSTEMS | HRCU-A-CB (Split System: Heat Pump with Remote Outdoor Unit-Air-Source) | 290VAN048**AA* | ADP |  | V,C48H175P38*+TXV | 83*CB48060C17*** | 44000 | 17 | 9 | 46500 | 33800 | 72.69% | 2.04 | 0 | 9.5 |  |  |  |  | R-454B | 3.6667 | Residential & Commercial | USHP
211229656 | Central HP <5.4 tons | TEMPSTAR | HRCU-A-CB (Split System: Heat Pump with Remote Outdoor Unit-Air-Source) | DLCURAH36ABK |  |  | EA*4X48L24A* | OMV154L20A | 36800 | 16 | 8.5 | 38500 | 34800 | 90.39% | 2.1 | 0 | 10 |  |  |  |  | R-410A | 3.0667 | Residential & Commercial | USHP | Ducted CEE Tier 1
216974350 | Central HP <5.4 tons | BRYANT HEATING AND COOLING SYSTEMS | HRCU-A-CB (Split System: Heat Pump with Remote Outdoor Unit-Air-Source) | 290VAN036**AA* | ADP |  | C36A***L53*+TXV | 83*CA36040C17*** | 34400 | 18 | 9 | 33600 | 24800 | 73.81% | 1.88 | 0 | 10 |  |  |  |  | R-454B | 2.8667 | Residential & Commercial | USHP | Ducted CEE Tier 1
211396473 | Central HP <5.4 tons | FRASER-JOHNSTON | HRCU-A-CB (Split System: Heat Pump with Remote Outdoor Unit-Air-Source) | HMH72B341 |  |  | XAHD48FBCN1 | TM8Y120C20MP11 | 33800 | 16.5 | 8.5 | 32400 | 23800 | 73.46% | 2.06 | 0 | 9 |  |  |  |  | R-410A | 2.8167 | Residential & Commercial | USHP
211396071 | Central HP <5.4 tons | FRASER-JOHNSTON | HRCU-A-CB (Split System: Heat Pump with Remote Outdoor Unit-Air-Source) | HMH72B341 |  |  | XAHD48FBCN1 | TM9E080C16MP12 | 33600 | 16.5 | 8.1 | 32800 | 24200 | 73.78% | 2.04 | 0 | 9 |  |  |  |  | R-410A | 2.8 | Residential & Commercial | USHP
211396380 | Central HP <5.4 tons | FRASER-JOHNSTON | HRCU-A-CB (Split System: Heat Pump with Remote Outdoor Unit-Air-Source) | HMH72B341 |  |  | XAFC48FBCN1 | TM9E060B12MP12 | 33200 | 16.5 | 8.1 | 32600 | 24000 | 73.62% | 2.02 | 0 | 9 |  |  |  |  | R-410A | 2.7667 | Residential & Commercial | USHP
216974398 | Central HP <5.4 tons | BRYANT HEATING AND COOLING SYSTEMS | HRCU-A-CB (Split System: Heat Pump with Remote Outdoor Unit-Air-Source) | 290VAN048**AA* | ADP |  | C48A***L16*+TXV | 83*CA48060C17*** | 44000 | 17 | 9 | 46500 | 33800 | 72.69% | 2.04 | 0 | 9.5 |  |  |  |  | R-454B | 3.6667 | Residential & Commercial | USHP
211390702 | Central HP <5.4 tons | FRASER-JOHNSTON | HRCU-A-CB (Split System: Heat Pump with Remote Outdoor Unit-Air-Source) | HMH72B341 |  |  | XAFB36DXXN1+TXV | TM8V080B12MP12 | 33600 | 17 | 8.1 | 33600 | 23600 | 70.24% | 2.02 | 0 | 9.5 |  |  |  |  | R-410A | 2.8 | Residential & Commercial | USHP
211393842 | Central HP <5.4 tons | FRASER-JOHNSTON | HRCU-A-CB (Split System: Heat Pump with Remote Outdoor Unit-Air-Source) | HMH72B341 |  |  | XAFD48FBCN1 | TM9Y120D20MP11 | 34000 | 16.5 | 8.5 | 32400 | 23800 | 73.46% | 2.08 | 0 | 9.5 |  |  |  |  | R-410A | 2.8333 | Residential & Commercial | USHP
211240188 | Central HP <5.4 tons | CARRIER | HRCU-A-CB (Split System: Heat Pump with Remote Outdoor Unit-Air-Source) | 38MURAQ24AB3* |  |  | CNPV*3621AL* | 58TP*A110V21**22 | 23800 | 17 | 8.1 | 26000 | 23600 | 90.77% | 1.96 | 0 | 10.5 |  |  |  |  | R-410A | 1.9833 | Residential & Commercial | USHP | Ducted CEE Tier 1
216782483 | Central HP <5.4 tons | LUXAIRE | HRCU-A-CB (Split System: Heat Pump with Remote Outdoor Unit-Air-Source) | HH860E2S11 |  |  | CTM60D5CJS1 | Z8ES130D20LMPS1 | 53500 | 19 | 9 | 55000 | 39500 | 71.82% | 2 | 0 | 11 |  |  |  |  | R-454B | 4.4583 | Residential & Commercial | USHP | Ducted CEE Tier 1
216783978 | Central HP <5.4 tons | LUXAIRE | HRCU-A-CB (Split System: Heat Pump with Remote Outdoor Unit-Air-Source) | HH860E2S11 |  |  | CTM60C5CHS1 | Z8ES080C20LMPS1 | 54000 | 19 | 9 | 54000 | 39000 | 72.22% | 2 | 0 | 11.7 |  |  |  |  | R-454B | 4.5 | Residential & Commercial | USHP | Ducted CEE Tier 1
211386368 | Central HP <5.4 tons | COLEMAN | HRCU-A-CB (Split System: Heat Pump with Remote Outdoor Unit-Air-Source) | HMH72B341 |  |  | XAHD48FBCN1 | TL8E100C20UH11 | 33400 | 16 | 8.5 | 32000 | 23200 | 72.5% | 2.06 | 0 | 9.5 |  |  |  |  | R-410A | 2.7833 | Residential & Commercial | USHP
211387165 | Central HP <5.4 tons | COLEMAN | HRCU-A-CB (Split System: Heat Pump with Remote Outdoor Unit-Air-Source) | HMH72B341 |  |  | XAFC36DBCN1 | TM9Y060B12MP11 | 34000 | 17.5 | 8.1 | 34000 | 24200 | 71.18% | 2.04 | 0 | 9.5 |  |  |  |  | R-410A | 2.8333 | Residential & Commercial | USHP
211387583 | Central HP <5.4 tons | COLEMAN | HRCU-A-CB (Split System: Heat Pump with Remote Outdoor Unit-Air-Source) | HMH72B341 |  |  | XAHC36DBCN1 | TM9V080C16MP12 | 33400 | 17 | 8.1 | 33200 | 23400 | 70.48% | 2.04 | 0 | 9.5 |  |  |  |  | R-410A | 2.7833 | Residential & Commercial | USHP
211386020 | Central HP <5.4 tons | COLEMAN | HRCU-A-CB (Split System: Heat Pump with Remote Outdoor Unit-Air-Source) | HMH72B341 |  |  | XAFC48FBCN1 | TMLE080B12MP11 | 33400 | 17 | 8.5 | 32400 | 23800 | 73.46% | 2.04 | 0 | 9 |  |  |  |  | R-410A | 2.7833 | Residential & Commercial | USHP
213781498 | Central HP <5.4 tons | AIRQUEST | HRCU-A-CB (Split System: Heat Pump with Remote Outdoor Unit-Air-Source) | HVH837GKA2* |  |  | EA*4X60L24A*+WALLCON | *97CMN1002122B* | 32800 | 17.5 | 8.1 | 31800 | 24600 | 77.36% | 1.98 | 0 | 11.5 |  |  |  |  | R-410A | 2.7333 | Residential & Commercial | USHP | Ducted CEE Tier 1
216974454 | Central HP <5.4 tons | BRYANT HEATING AND COOLING SYSTEMS | HRCU-A-CB (Split System: Heat Pump with Remote Outdoor Unit-Air-Source) | 290VAN048**AA* | ADP |  | C48A***L18*+TXV | 83*CB60080C21*** | 45500 | 18 | 9 | 45000 | 33000 | 73.33% | 2.06 | 0 | 9.5 |  |  |  |  | R-454B | 3.7917 | Residential & Commercial | USHP
216974370 | Central HP <5.4 tons | BRYANT HEATING AND COOLING SYSTEMS | HRCU-A-CB (Split System: Heat Pump with Remote Outdoor Unit-Air-Source) | 290VAN036**AA* | ADP |  | PL36H175P15*+TXV | 83*CB36040C17*** | 34000 | 18 | 9 | 33400 | 24600 | 73.65% | 1.9 | 0 | 10 |  |  |  |  | R-454B | 2.8333 | Residential & Commercial | USHP | Ducted CEE Tier 1
216974889 | Central HP <5.4 tons | BRYANT HEATING AND COOLING SYSTEMS | HRCU-A-CB (Split System: Heat Pump with Remote Outdoor Unit-Air-Source) | 293VAN060**AA* | ADP |  | C60A***L19*+TXV | 83*CA60080C21*** | 56500 | 19 | 8.5 | 58500 | 45500 | 77.78% | 2.04 | 0 | 11.5 |  |  |  |  | R-454B | 4.7083 | Residential & Commercial | USHP | Ducted CEE Tier 1
216984617 | Central HP <5.4 tons | BRYANT HEATING AND COOLING SYSTEMS | HRCU-A-CB (Split System: Heat Pump with Remote Outdoor Unit-Air-Source) | 293VAN036**AA* | ADP |  | C36A***L15*+TXV | 987TA42080C17*** | 33000 | 19 | 9.5 | 33400 | 26400 | 79.04% | 2.02 | 0 | 11 |  |  |  |  | R-454B | 2.75 | Residential & Commercial | USHP | Ducted CEE Tier 1
216974486 | Central HP <5.4 tons | BRYANT HEATING AND COOLING SYSTEMS | HRCU-A-CB (Split System: Heat Pump with Remote Outdoor Unit-Air-Source) | 290VAN060**AA* | ADP |  | C60A***L19*+TXV | 83*CA60100C21*** | 55500 | 18 | 9 | 58000 | 41500 | 71.55% | 2 | 0 | 9 |  |  |  |  | R-454B | 4.625 | Residential & Commercial | USHP
213738469 | Central HP <5.4 tons | DAY & NIGHT | HRCU-A-CB (Split System: Heat Pump with Remote Outdoor Unit-Air-Source) | DLCURAH36ABK | ADP |  | PL36H210P299 | *80MS(N,L)0701712A* | 36200 | 16 | 8.5 | 36400 | 34400 | 94.51% | 2.04 | 0 | 10 |  |  |  |  | R-410A | 3.0167 | Residential & Commercial | USHP | Ducted CEE Tier 1
213738488 | Central HP <5.4 tons | DAY & NIGHT | HRCU-A-CB (Split System: Heat Pump with Remote Outdoor Unit-Air-Source) | DLCURAH36ABK | ADP |  | PL36H210P179 | *80MS(N,L)0901714A* | 36000 | 16 | 8.1 | 36800 | 34600 | 94.02% | 2 | 0 | 10.5 |  |  |  |  | R-410A | 3 | Residential & Commercial | USHP | Ducted CEE Tier 1
211396665 | Central HP <5.4 tons | FRASER-JOHNSTON | HRCU-A-CB (Split System: Heat Pump with Remote Outdoor Unit-Air-Source) | HMH72B341 |  |  | XAFC48FBCN1 | TM8Y120C20MP11 | 34000 | 16.5 | 8.5 | 33000 | 24200 | 73.33% | 2.1 | 0 | 9.5 |  |  |  |  | R-410A | 2.8333 | Residential & Commercial | USHP
211396849 | Central HP <5.4 tons | FRASER-JOHNSTON | HRCU-A-CB (Split System: Heat Pump with Remote Outdoor Unit-Air-Source) | HMH72B341 |  |  | XAFD48FXXN1+TXV | TM8Y080C16MP11 | 34000 | 17.5 | 8.5 | 33200 | 24400 | 73.49% | 2.08 | 0 | 9 |  |  |  |  | R-410A | 2.8333 | Residential & Commercial | USHP
214771872 | Central HP <5.4 tons | LUXAIRE | HRCU-A-C (Split System: Heat Pump with Remote Outdoor Unit with No Indoor Fan --Air Source) | HH824E2S11 | ADP |  | H,YG34*36+TXV+TD | 0 | 23000 | 15.2 | 8.5 | 21400 | 17000 | 79.44% | 2 | 0 | 11 |  |  |  |  | R-454B | 1.9167 | Residential & Commercial | USHP | Ducted CEE Tier 1
211386519 | Central HP <5.4 tons | FRASER-JOHNSTON | HRCU-A-CB (Split System: Heat Pump with Remote Outdoor Unit-Air-Source) | HMH72B341 |  |  | XAHC48FBCN1 | TL8E080C16UH11 | 33600 | 16.5 | 8.1 | 32600 | 24200 | 74.23% | 2.04 | 0 | 9 |  |  |  |  | R-410A | 2.8 | Residential & Commercial | USHP
216974458 | Central HP <5.4 tons | BRYANT HEATING AND COOLING SYSTEMS | HRCU-A-CB (Split System: Heat Pump with Remote Outdoor Unit-Air-Source) | 290VAN048**AA* | ADP |  | V,C60H210P29*+TXV | 83*CB60100C21*** | 44000 | 17 | 9 | 46500 | 33600 | 72.26% | 2.04 | 0 | 9.5 |  |  |  |  | R-454B | 3.6667 | Residential & Commercial | USHP
211389878 | Central HP <5.4 tons | FRASER-JOHNSTON | HRCU-A-CB (Split System: Heat Pump with Remote Outdoor Unit-Air-Source) | HMH72B341 |  |  | XAUB36DXXN1+TXV | TM8Y060A12MP11 | 33800 | 18 | 8.1 | 33400 | 23400 | 70.06% | 2.04 | 0 | 10 |  |  |  |  | R-410A | 2.8167 | Residential & Commercial | USHP | Ducted CEE Tier 1
216974427 | Central HP <5.4 tons | BRYANT HEATING AND COOLING SYSTEMS | HRCU-A-CB (Split System: Heat Pump with Remote Outdoor Unit-Air-Source) | 290VAN048**AA* | ADP |  | V,C60H210P17*+TXV | 83*CA60100C21*** | 45000 | 17 | 9 | 45500 | 33200 | 72.97% | 2.06 | 0 | 10 |  |  |  |  | R-454B | 3.75 | Residential & Commercial | USHP | Ducted CEE Tier 1
216761993 | Central HP <5.4 tons | BRYANT HEATING AND COOLING SYSTEMS | HRCU-A-CB (Split System: Heat Pump with Remote Outdoor Unit-Air-Source) | 38MURAQ36AB3* | ADP |  | H,PG7J936 | 927TA60100V21*** | 37600 | 18 | 11.5 | 43000 | 42000 | 97.67% | 2.14 | 0 | 11 |  |  |  |  | R-410A | 3.1333 | Residential & Commercial | USHP | Ducted CEE Tier 1
216974475 | Central HP <5.4 tons | BRYANT HEATING AND COOLING SYSTEMS | HRCU-A-CB (Split System: Heat Pump with Remote Outdoor Unit-Air-Source) | 290VAN060**AA* | ADP |  | PL60H210P17*+TXV | 83*CA60080C21*** | 55000 | 18 | 8.5 | 57000 | 41000 | 71.93% | 2.02 | 0 | 9 |  |  |  |  | R-454B | 4.5833 | Residential & Commercial | USHP
216974401 | Central HP <5.4 tons | BRYANT HEATING AND COOLING SYSTEMS | HRCU-A-CB (Split System: Heat Pump with Remote Outdoor Unit-Air-Source) | 290VAN048**AA* | ADP |  | C48A***L18*+TXV | 83*CA48060C17*** | 44000 | 17 | 9 | 46500 | 33800 | 72.69% | 2.04 | 0 | 9.5 |  |  |  |  | R-454B | 3.6667 | Residential & Commercial | USHP
216974417 | Central HP <5.4 tons | BRYANT HEATING AND COOLING SYSTEMS | HRCU-A-CB (Split System: Heat Pump with Remote Outdoor Unit-Air-Source) | 290VAN048**AA* | ADP |  | PL60H210P29*+TXV | 83*CA60100C21*** | 44500 | 17 | 9 | 46000 | 33400 | 72.61% | 2.06 | 0 | 9.5 |  |  |  |  | R-454B | 3.7083 | Residential & Commercial | USHP
216974465 | Central HP <5.4 tons | BRYANT HEATING AND COOLING SYSTEMS | HRCU-A-CB (Split System: Heat Pump with Remote Outdoor Unit-Air-Source) | 290VAN048**AA* | ADP |  | C60A***L16*+TXV | 83*CB60100C21*** | 44000 | 17 | 9 | 46500 | 33600 | 72.26% | 2.04 | 0 | 9.5 |  |  |  |  | R-454B | 3.6667 | Residential & Commercial | USHP
216761994 | Central HP <5.4 tons | BRYANT HEATING AND COOLING SYSTEMS | HRCU-A-CB (Split System: Heat Pump with Remote Outdoor Unit-Air-Source) | 38MURAQ36AB3* | ADP |  | H,PG9J936 | 927TA60100V21*** | 38000 | 18 | 11.5 | 43000 | 42000 | 97.67% | 2.14 | 0 | 11.5 |  |  |  |  | R-410A | 3.1667 | Residential & Commercial | USHP | Ducted CEE Tier 1
216974474 | Central HP <5.4 tons | BRYANT HEATING AND COOLING SYSTEMS | HRCU-A-CB (Split System: Heat Pump with Remote Outdoor Unit-Air-Source) | 290VAN060**AA* | ADP |  | C60A***L16*+TXV | 83*CA60080C21*** | 54000 | 18 | 8.9 | 57500 | 41000 | 71.3% | 2 | 0 | 8.5 |  |  |  |  | R-454B | 4.5 | Residential & Commercial | USHP
213146420 | Central HP <5.4 tons | BRYANT HEATING AND COOLING SYSTEMS | HRCU-A-CB (Split System: Heat Pump with Remote Outdoor Unit-Air-Source) | 38MURAQ36AB3* | ADP |  | C36A***L129+AEFE3A* | 0 | 35400 | 15.2 | 8.1 | 36800 | 34400 | 93.48% | 2 | 0 | 9.5 |  |  |  |  | R-410A | 2.95 | Residential & Commercial | USHP
213146424 | Central HP <5.4 tons | BRYANT HEATING AND COOLING SYSTEMS | HRCU-A-CB (Split System: Heat Pump with Remote Outdoor Unit-Air-Source) | 38MURAQ36AB3* | ADP |  | PL36H175P159+AEFE4B* | 0 | 37000 | 16 | 8.1 | 36800 | 34400 | 93.48% | 2 | 0 | 10 |  |  |  |  | R-410A | 3.0833 | Residential & Commercial | USHP | Ducted CEE Tier 1
216974395 | Central HP <5.4 tons | BRYANT HEATING AND COOLING SYSTEMS | HRCU-A-CB (Split System: Heat Pump with Remote Outdoor Unit-Air-Source) | 290VAN048**AA* | ADP |  | V,C48H175P78*+TXV | 83*CA48060C17*** | 44000 | 17 | 9 | 46500 | 33800 | 72.69% | 2.04 | 0 | 9.5 |  |  |  |  | R-454B | 3.6667 | Residential & Commercial | USHP
216974429 | Central HP <5.4 tons | BRYANT HEATING AND COOLING SYSTEMS | HRCU-A-CB (Split System: Heat Pump with Remote Outdoor Unit-Air-Source) | 290VAN048**AA* | ADP |  | C60A***L18*+TXV | 83*CA60100C21*** | 45000 | 17 | 9 | 45500 | 33200 | 72.97% | 2.06 | 0 | 10 |  |  |  |  | R-454B | 3.75 | Residential & Commercial | USHP | Ducted CEE Tier 1
216974448 | Central HP <5.4 tons | BRYANT HEATING AND COOLING SYSTEMS | HRCU-A-CB (Split System: Heat Pump with Remote Outdoor Unit-Air-Source) | 290VAN048**AA* | ADP |  | V,C48H210P75*+TXV | 83*CB60080C21*** | 44500 | 17 | 9 | 46500 | 33400 | 71.83% | 2.06 | 0 | 9.5 |  |  |  |  | R-454B | 3.7083 | Residential & Commercial | USHP
216974464 | Central HP <5.4 tons | BRYANT HEATING AND COOLING SYSTEMS | HRCU-A-CB (Split System: Heat Pump with Remote Outdoor Unit-Air-Source) | 290VAN048**AA* | ADP |  | C48A***L16*+TXV | 83*CB60100C21*** | 44000 | 17 | 9 | 46500 | 33600 | 72.26% | 2.04 | 0 | 9.5 |  |  |  |  | R-454B | 3.6667 | Residential & Commercial | USHP
216974487 | Central HP <5.4 tons | BRYANT HEATING AND COOLING SYSTEMS | HRCU-A-CB (Split System: Heat Pump with Remote Outdoor Unit-Air-Source) | 290VAN060**AA* | ADP |  | PL60H210P29*+TXV | 83*CB60080C21*** | 54500 | 18 | 8.5 | 56500 | 40500 | 71.68% | 2.04 | 0 | 8.5 |  |  |  |  | R-454B | 4.5417 | Residential & Commercial | USHP
216974770 | Central HP <5.4 tons | BRYANT HEATING AND COOLING SYSTEMS | HRCU-A-CB (Split System: Heat Pump with Remote Outdoor Unit-Air-Source) | 293VAN036**AA* | ADP |  | PL36H175P15*+TXV | 83*CB36040C17*** | 33400 | 20 | 9.5 | 32800 | 25800 | 78.66% | 2.04 | 0 | 11.7 |  |  |  |  | R-454B | 2.7833 | Residential & Commercial | USHP | Ducted CEE Tier 1
216974771 | Central HP <5.4 tons | BRYANT HEATING AND COOLING SYSTEMS | HRCU-A-CB (Split System: Heat Pump with Remote Outdoor Unit-Air-Source) | 293VAN036**AA* | ADP |  | V,C36H175P15*+TXV | 83*CB36040C17*** | 33400 | 20 | 9.5 | 32800 | 25800 | 78.66% | 2.04 | 0 | 11.7 |  |  |  |  | R-454B | 2.7833 | Residential & Commercial | USHP | Ducted CEE Tier 1
216761989 | Central HP <5.4 tons | BRYANT HEATING AND COOLING SYSTEMS | HRCU-A-CB (Split System: Heat Pump with Remote Outdoor Unit-Air-Source) | 38MURAQ36AB3* | ADP |  | H,PG7J936 | 927TA60080V21*** | 37000 | 18 | 11.5 | 43000 | 42000 | 97.67% | 2.12 | 0 | 11 |  |  |  |  | R-410A | 3.0833 | Residential & Commercial | USHP | Ducted CEE Tier 1
216974455 | Central HP <5.4 tons | BRYANT HEATING AND COOLING SYSTEMS | HRCU-A-CB (Split System: Heat Pump with Remote Outdoor Unit-Air-Source) | 290VAN048**AA* | ADP |  | C60A***L18*+TXV | 83*CB60080C21*** | 45500 | 18 | 9 | 45000 | 33000 | 73.33% | 2.06 | 0 | 9.5 |  |  |  |  | R-454B | 3.7917 | Residential & Commercial | USHP
216974469 | Central HP <5.4 tons | BRYANT HEATING AND COOLING SYSTEMS | HRCU-A-CB (Split System: Heat Pump with Remote Outdoor Unit-Air-Source) | 290VAN048**AA* | ADP |  | C60A***L18*+TXV | 83*CB60100C21*** | 45000 | 17 | 9 | 45500 | 33200 | 72.97% | 2.06 | 0 | 9.5 |  |  |  |  | R-454B | 3.75 | Residential & Commercial | USHP
216974423 | Central HP <5.4 tons | BRYANT HEATING AND COOLING SYSTEMS | HRCU-A-CB (Split System: Heat Pump with Remote Outdoor Unit-Air-Source) | 290VAN048**AA* | ADP |  | V,C48H210P16*+TXV | 83*CA60100C21*** | 44000 | 17 | 9 | 46500 | 33800 | 72.69% | 2.06 | 0 | 9.5 |  |  |  |  | R-454B | 3.6667 | Residential & Commercial | USHP
216974425 | Central HP <5.4 tons | BRYANT HEATING AND COOLING SYSTEMS | HRCU-A-CB (Split System: Heat Pump with Remote Outdoor Unit-Air-Source) | 290VAN048**AA* | ADP |  | C60A***L16*+TXV | 83*CA60100C21*** | 44000 | 17 | 9 | 45500 | 33200 | 72.97% | 2.06 | 0 | 9.5 |  |  |  |  | R-454B | 3.6667 | Residential & Commercial | USHP
216974700 | Central HP <5.4 tons | BRYANT HEATING AND COOLING SYSTEMS | HRCU-A-CB (Split System: Heat Pump with Remote Outdoor Unit-Air-Source) | 291VAN054**AA* | ADP |  | C60A***L16*+TXV | 83*CA60080C21*** | 48500 | 19 | 10.5 | 50000 | 52500 | 105% | 1.98 | 0 | 11 |  |  |  |  | R-454B | 4.0417 | Residential & Commercial | USHP | Ducted CEE Tier 1
216974702 | Central HP <5.4 tons | BRYANT HEATING AND COOLING SYSTEMS | HRCU-A-CB (Split System: Heat Pump with Remote Outdoor Unit-Air-Source) | 291VAN054**AA* | ADP |  | V,C60H210P17*+TXV | 83*CA60080C21*** | 49500 | 19 | 10.5 | 50000 | 52500 | 105% | 1.98 | 0 | 11.5 |  |  |  |  | R-454B | 4.125 | Residential & Commercial | USHP | Ducted CEE Tier 1
216974711 | Central HP <5.4 tons | BRYANT HEATING AND COOLING SYSTEMS | HRCU-A-CB (Split System: Heat Pump with Remote Outdoor Unit-Air-Source) | 291VAN054**AA* | ADP |  | C60A***L16*+TXV | 83*CA60100C21*** | 48000 | 19 | 10.5 | 50500 | 53000 | 105% | 1.96 | 0 | 10.5 |  |  |  |  | R-454B | 4 | Residential & Commercial | USHP | Ducted CEE Tier 1
216974375 | Central HP <5.4 tons | BRYANT HEATING AND COOLING SYSTEMS | HRCU-A-CB (Split System: Heat Pump with Remote Outdoor Unit-Air-Source) | 290VAN036**AA* | ADP |  | V,C36H175P13*+TXV | 83*CB36040C17*** | 33200 | 18 | 9 | 33400 | 24600 | 73.65% | 1.9 | 0 | 9.5 |  |  |  |  | R-454B | 2.7667 | Residential & Commercial | USHP
211386227 | Central HP <5.4 tons | COLEMAN | HRCU-A-CB (Split System: Heat Pump with Remote Outdoor Unit-Air-Source) | HMH72B341 |  |  | XAFD48FXXN1+TXV | TL9E080C16UH11 | 34000 | 16.5 | 8.5 | 32800 | 24200 | 73.78% | 2.08 | 0 | 9 |  |  |  |  | R-410A | 2.8333 | Residential & Commercial | USHP
211387522 | Central HP <5.4 tons | COLEMAN | HRCU-A-CB (Split System: Heat Pump with Remote Outdoor Unit-Air-Source) | HMH72B341 |  |  | XAFC36DXXN1+TXV | CP9C100C16MP13 | 34000 | 17.5 | 8.5 | 34000 | 24000 | 70.59% | 2.1 | 0 | 10 |  |  |  |  | R-410A | 2.8333 | Residential & Commercial | USHP | Ducted CEE Tier 1
216974361 | Central HP <5.4 tons | BRYANT HEATING AND COOLING SYSTEMS | HRCU-A-CB (Split System: Heat Pump with Remote Outdoor Unit-Air-Source) | 290VAN036**AA* | ADP |  | PL36H***P44*+TXV | 83*CA48060C17*** | 33800 | 18 | 9 | 33400 | 24800 | 74.25% | 1.88 | 0 | 9.5 |  |  |  |  | R-454B | 2.8167 | Residential & Commercial | USHP
216974896 | Central HP <5.4 tons | BRYANT HEATING AND COOLING SYSTEMS | HRCU-A-CB (Split System: Heat Pump with Remote Outdoor Unit-Air-Source) | 293VAN060**AA* | ADP |  | C60A***L18*+TXV | 83*CA60100C21*** | 55500 | 19 | 8.5 | 58500 | 46000 | 78.63% | 2.02 | 0 | 10.5 |  |  |  |  | R-454B | 4.625 | Residential & Commercial | USHP | Ducted CEE Tier 1
216974359 | Central HP <5.4 tons | BRYANT HEATING AND COOLING SYSTEMS | HRCU-A-CB (Split System: Heat Pump with Remote Outdoor Unit-Air-Source) | 290VAN036**AA* | ADP |  | PL36H210P74*+TXV | 83*CA48060C17*** | 33200 | 18 | 9 | 33400 | 24800 | 74.25% | 1.88 | 0 | 9 |  |  |  |  | R-454B | 2.7667 | Residential & Commercial | USHP
216974457 | Central HP <5.4 tons | BRYANT HEATING AND COOLING SYSTEMS | HRCU-A-CB (Split System: Heat Pump with Remote Outdoor Unit-Air-Source) | 290VAN048**AA* | ADP |  | PL60H210P29*+TXV | 83*CB60100C21*** | 44000 | 17 | 9 | 46500 | 33600 | 72.26% | 2.04 | 0 | 9.5 |  |  |  |  | R-454B | 3.6667 | Residential & Commercial | USHP
216974368 | Central HP <5.4 tons | BRYANT HEATING AND COOLING SYSTEMS | HRCU-A-CB (Split System: Heat Pump with Remote Outdoor Unit-Air-Source) | 290VAN036**AA* | ADP |  | PL36H175P14*+TXV | 83*CB36040C17*** | 33400 | 18 | 9 | 33400 | 24600 | 73.65% | 1.9 | 0 | 9.5 |  |  |  |  | R-454B | 2.7833 | Residential & Commercial | USHP
216974382 | Central HP <5.4 tons | BRYANT HEATING AND COOLING SYSTEMS | HRCU-A-CB (Split System: Heat Pump with Remote Outdoor Unit-Air-Source) | 290VAN036**AA* | ADP |  | V,C36H175P14*+TXV | 83*CB48060C17*** | 33200 | 18 | 9 | 33400 | 24600 | 73.65% | 1.9 | 0 | 9 |  |  |  |  | R-454B | 2.7667 | Residential & Commercial | USHP
216974493 | Central HP <5.4 tons | BRYANT HEATING AND COOLING SYSTEMS | HRCU-A-CB (Split System: Heat Pump with Remote Outdoor Unit-Air-Source) | 290VAN060**AA* | ADP |  | C60A***L18*+TXV | 83*CB60080C21*** | 55500 | 18 | 8.5 | 56500 | 40500 | 71.68% | 2.04 | 0 | 9 |  |  |  |  | R-454B | 4.625 | Residential & Commercial | USHP
216974500 | Central HP <5.4 tons | BRYANT HEATING AND COOLING SYSTEMS | HRCU-A-CB (Split System: Heat Pump with Remote Outdoor Unit-Air-Source) | 290VAN060**AA* | ADP |  | V,C60H210P17*+TXV | 83*CB60100C21*** | 55000 | 18 | 8.5 | 57000 | 41000 | 71.93% | 2.02 | 0 | 9 |  |  |  |  | R-454B | 4.5833 | Residential & Commercial | USHP
211388720 | Central HP <5.4 tons | FRASER-JOHNSTON | HRCU-A-CB (Split System: Heat Pump with Remote Outdoor Unit-Air-Source) | HMH72B341 |  |  | XAFC36DBCN1 | TM9E080C16MP12 | 34000 | 18 | 8.1 | 33600 | 23800 | 70.83% | 2.08 | 0 | 10 |  |  |  |  | R-410A | 2.8333 | Residential & Commercial | USHP | Ducted CEE Tier 1
216974414 | Central HP <5.4 tons | BRYANT HEATING AND COOLING SYSTEMS | HRCU-A-CB (Split System: Heat Pump with Remote Outdoor Unit-Air-Source) | 290VAN048**AA* | ADP |  | C48A***L18*+TXV | 83*CA60080C21*** | 45000 | 18 | 9 | 45000 | 33000 | 73.33% | 2.08 | 0 | 10 |  |  |  |  | R-454B | 3.75 | Residential & Commercial | USHP | Ducted CEE Tier 1
216974364 | Central HP <5.4 tons | BRYANT HEATING AND COOLING SYSTEMS | HRCU-A-CB (Split System: Heat Pump with Remote Outdoor Unit-Air-Source) | 290VAN036**AA* | ADP |  | V,C36H175P45*+TXV | 83*CA48060C17*** | 34400 | 18 | 9 | 33800 | 24800 | 73.37% | 1.9 | 0 | 9.5 |  |  |  |  | R-454B | 2.8667 | Residential & Commercial | USHP
216974378 | Central HP <5.4 tons | BRYANT HEATING AND COOLING SYSTEMS | HRCU-A-CB (Split System: Heat Pump with Remote Outdoor Unit-Air-Source) | 290VAN036**AA* | ADP |  | PL36H210P29*+TXV | 83*CB48060C17*** | 34600 | 18 | 9 | 33600 | 24600 | 73.21% | 1.9 | 0 | 10 |  |  |  |  | R-454B | 2.8833 | Residential & Commercial | USHP | Ducted CEE Tier 1
216974430 | Central HP <5.4 tons | BRYANT HEATING AND COOLING SYSTEMS | HRCU-A-CB (Split System: Heat Pump with Remote Outdoor Unit-Air-Source) | 290VAN048**AA* | ADP |  | C60A***L19*+TXV | 83*CA60100C21*** | 45000 | 18 | 9 | 46000 | 33400 | 72.61% | 2.08 | 0 | 9 |  |  |  |  | R-454B | 3.75 | Residential & Commercial | USHP
216974445 | Central HP <5.4 tons | BRYANT HEATING AND COOLING SYSTEMS | HRCU-A-CB (Split System: Heat Pump with Remote Outdoor Unit-Air-Source) | 290VAN048**AA* | ADP |  | A60VHA*+TXV | 83*CB60080C21*** | 45500 | 18 | 9 | 45000 | 33000 | 73.33% | 2.06 | 0 | 9.5 |  |  |  |  | R-454B | 3.7917 | Residential & Commercial | USHP
216974479 | Central HP <5.4 tons | BRYANT HEATING AND COOLING SYSTEMS | HRCU-A-CB (Split System: Heat Pump with Remote Outdoor Unit-Air-Source) | 290VAN060**AA* | ADP |  | PL60H210P29*+TXV | 83*CA60100C21*** | 54000 | 18 | 8.5 | 57500 | 41000 | 71.3% | 1.9 | 0 | 8 |  |  |  |  | R-454B | 4.5 | Residential & Commercial | USHP
214771881 | Central HP <5.4 tons | LUXAIRE | HRCU-A-C (Split System: Heat Pump with Remote Outdoor Unit with No Indoor Fan --Air Source) | HH860E2S11 | ADP |  | H,YG48*60+TXV+TD | 0 | 44500 | 15.2 | 8.5 | 44000 | 33800 | 76.82% | 2 | 0 | 11 |  |  |  |  | R-454B | 3.7083 | Residential & Commercial | USHP | Ducted CEE Tier 1
214391044 | Central HP <5.4 tons | DAY & NIGHT | HRCU-A-CB (Split System: Heat Pump with Remote Outdoor Unit-Air-Source) | DLCURAH24ABK | ADP |  | H,GE32936 | *96VTN0601716B* | 23400 | 16 | 9 | 24400 | 22800 | 93.44% | 1.92 | 0 | 10 |  |  |  |  | R-410A | 1.95 | Residential & Commercial | USHP | Ducted CEE Tier 1
213305978 | Central HP <5.4 tons | TEMPSTAR | HRCU-A-CB (Split System: Heat Pump with Remote Outdoor Unit-Air-Source) | DLCURAH24ABK | ADP |  | CE2403A+TXV | 0 | 23800 | 17 | 8.85 | 25600 | 25400 | 99.22% | 2.14 | 0 | 10 |  |  |  |  | R-410A | 1.9833 | Residential & Commercial | USHP | Ducted CEE Tier 1
214651079 | Central HP <5.4 tons | LUXAIRE | HRCU-A-CB (Split System: Heat Pump with Remote Outdoor Unit-Air-Source) | HH860E2S11 |  |  | CTU60D5XHS1+TXV | TM8E130D20MP11 | 54000 | 19 | 8.5 | 55000 | 38500 | 70% | 2 | 0 | 11.7 |  |  |  |  | R-454B | 4.5 | Residential & Commercial | USHP | Ducted CEE Tier 1
216681776 | Central HP <5.4 tons | DAY & NIGHT | HRCU-A-CB (Split System: Heat Pump with Remote Outdoor Unit-Air-Source) | DLCURAH36ABK |  |  | EA*4X37L21A* | *97VTN1002120A* | 36200 | 16.5 | 9 | 38000 | 34400 | 90.53% | 1.96 | 0 | 10 |  |  |  |  | R-410A | 3.0167 | Residential & Commercial | USHP | Ducted CEE Tier 1
216411137 | Central HP <5.4 tons | LUXAIRE | HRCU-A-CB (Split System: Heat Pump with Remote Outdoor Unit-Air-Source) | HMH72B341 |  |  | XAFC36DBCN1 | Z9ET080C16SMPS1 | 34800 | 17.5 | 8.5 | 35000 | 24600 | 70.29% | 2.04 | 0 | 9.5 |  |  |  |  | R-410A | 2.9 | Residential & Commercial | USHP
216675789 | Central HP <5.4 tons | DAY & NIGHT | HRCU-A-CB (Split System: Heat Pump with Remote Outdoor Unit-Air-Source) | D5CURAH24AAK |  |  | EA*5X30M14A* | *80MS(N,L)0701412A* | 23400 | 15.5 | 8.5 | 24000 | 19400 | 80.83% | 1.9 | 0 | 9.8 |  |  |  |  | R-454B | 1.95 | Residential & Commercial | USHP
211230867 | Central HP <5.4 tons | HEIL | HRCU-A-CB (Split System: Heat Pump with Remote Outdoor Unit-Air-Source) | DLCURAH36ABK |  |  | FM(C,U)4Z36**AL* | 0 | 36000 | 16.5 | 8.1 | 40000 | 35400 | 88.5% | 1.82 | 0 | 10 |  |  |  |  | R-410A | 3 | Residential & Commercial | USHP | Ducted CEE Tier 1
214862344 | Central HP <5.4 tons | BRYANT HEATING AND COOLING SYSTEMS | HRCU-A-CB (Split System: Heat Pump with Remote Outdoor Unit-Air-Source) | 288BNV025*0**C* | ADP |  | H,PG48936 | 987MC66120C24*** | 24200 | 17 | 8.1 | 19600 | 16200 | 82.65% | 2 | 0 | 11 |  |  |  |  | R-410A | 2.0167 | Residential & Commercial | USHP | Ducted CEE Tier 1
216763840 | Central HP <5.4 tons | TRANE | HRCU-A-CB (Split System: Heat Pump with Remote Outdoor Unit-Air-Source) | 5TWR7036A1 |  |  | 5TXCB006AS3 | S9V2B080D4PSC | 31400 | 16.5 | 8.7 | 31400 | 23600 | 75.16% | 2.1 | 0 | 11.5 |  |  |  |  | R-454B | 2.6167 | Residential & Commercial | USHP | Ducted CEE Tier 1
216974396 | Central HP <5.4 tons | BRYANT HEATING AND COOLING SYSTEMS | HRCU-A-CB (Split System: Heat Pump with Remote Outdoor Unit-Air-Source) | 290VAN048**AA* | ADP |  | C48A***L15*+TXV | 83*CA48060C17*** | 44000 | 17 | 9 | 46500 | 33800 | 72.69% | 2.04 | 0 | 9.5 |  |  |  |  | R-454B | 3.6667 | Residential & Commercial | USHP
213352695 | Central HP <5.4 tons | CARRIER | HRCU-A-CB (Split System: Heat Pump with Remote Outdoor Unit-Air-Source) | 38MURAQ18AB3* | ADP |  | C24A***L039 | 59TP6C060V17**16 | 17200 | 16 | 8.5 | 16800 | 19100 | 113.7% | 2.34 | 0 | 10 |  |  |  |  | R-410A | 1.4333 | Residential & Commercial | USHP | Ducted CEE Tier 1
216974352 | Central HP <5.4 tons | BRYANT HEATING AND COOLING SYSTEMS | HRCU-A-CB (Split System: Heat Pump with Remote Outdoor Unit-Air-Source) | 290VAN036**AA* | ADP |  | PL36H210P29*+TXV | 83*CA48060C17*** | 34400 | 18 | 9 | 33800 | 24800 | 73.37% | 1.9 | 0 | 9.5 |  |  |  |  | R-454B | 2.8667 | Residential & Commercial | USHP
216974369 | Central HP <5.4 tons | BRYANT HEATING AND COOLING SYSTEMS | HRCU-A-CB (Split System: Heat Pump with Remote Outdoor Unit-Air-Source) | 290VAN036**AA* | ADP |  | V,C36H175P14*+TXV | 83*CB36040C17*** | 33400 | 18 | 9 | 33400 | 24600 | 73.65% | 1.9 | 0 | 9.5 |  |  |  |  | R-454B | 2.7833 | Residential & Commercial | USHP
216974404 | Central HP <5.4 tons | BRYANT HEATING AND COOLING SYSTEMS | HRCU-A-CB (Split System: Heat Pump with Remote Outdoor Unit-Air-Source) | 290VAN048**AA* | ADP |  | V,C60H210P29*+TXV | 83*CA60080C21*** | 44500 | 18 | 9 | 46500 | 33600 | 72.26% | 2.06 | 0 | 9.5 |  |  |  |  | R-454B | 3.7083 | Residential & Commercial | USHP
216974384 | Central HP <5.4 tons | BRYANT HEATING AND COOLING SYSTEMS | HRCU-A-CB (Split System: Heat Pump with Remote Outdoor Unit-Air-Source) | 290VAN036**AA* | ADP |  | V,C36H175P15*+TXV | 83*CB48060C17*** | 33800 | 18 | 9 | 33400 | 24600 | 73.65% | 1.9 | 0 | 9.5 |  |  |  |  | R-454B | 2.8167 | Residential & Commercial | USHP
216974432 | Central HP <5.4 tons | BRYANT HEATING AND COOLING SYSTEMS | HRCU-A-CB (Split System: Heat Pump with Remote Outdoor Unit-Air-Source) | 290VAN048**AA* | ADP |  | PL48H175P15*+TXV | 83*CB48060C17*** | 44000 | 17 | 9 | 46500 | 33800 | 72.69% | 2.04 | 0 | 9.5 |  |  |  |  | R-454B | 3.6667 | Residential & Commercial | USHP
216974441 | Central HP <5.4 tons | BRYANT HEATING AND COOLING SYSTEMS | HRCU-A-CB (Split System: Heat Pump with Remote Outdoor Unit-Air-Source) | 290VAN048**AA* | ADP |  | C48A***L18*+TXV | 83*CB48060C17*** | 44000 | 17 | 9 | 46500 | 33800 | 72.69% | 2.04 | 0 | 9.5 |  |  |  |  | R-454B | 3.6667 | Residential & Commercial | USHP
216974741 | Central HP <5.4 tons | BRYANT HEATING AND COOLING SYSTEMS | HRCU-A-CB (Split System: Heat Pump with Remote Outdoor Unit-Air-Source) | 293VAN036**AA* | ADP |  | C36A***L13*+TXV | 83*CA36040C17*** | 32600 | 20 | 9.5 | 33400 | 26400 | 79.04% | 2 | 0 | 11 |  |  |  |  | R-454B | 2.7167 | Residential & Commercial | USHP | Ducted CEE Tier 1
216974761 | Central HP <5.4 tons | BRYANT HEATING AND COOLING SYSTEMS | HRCU-A-CB (Split System: Heat Pump with Remote Outdoor Unit-Air-Source) | 293VAN036**AA* | ADP |  | PL36H***P44*+TXV | 83*CA48060C17*** | 32600 | 20 | 9.5 | 33200 | 26400 | 79.52% | 2 | 0 | 11 |  |  |  |  | R-454B | 2.7167 | Residential & Commercial | USHP | Ducted CEE Tier 1
214272369 | Central HP <5.4 tons | CARRIER | HRCU-A-CB (Split System: Heat Pump with Remote Outdoor Unit-Air-Source) | 25VNA837A*031* | ADP |  | V,C36H175P459 | 59MN7C080C17**14 | 32800 | 17 | 8.5 | 31400 | 25000 | 79.62% | 1.98 | 0 | 11 |  |  |  |  | R-410A | 2.7333 | Residential & Commercial | USHP | Ducted CEE Tier 1
216762702 | Central HP <5.4 tons | BRYANT HEATING AND COOLING SYSTEMS | HRCU-A-CB (Split System: Heat Pump with Remote Outdoor Unit-Air-Source) | 38MURAQ36AA3* | ADP |  | H,PG48936 | 927TA60080V21*** | 34600 | 16 | 9.5 | 34000 | 26200 | 77.06% | 2.24 | 0 | 10 |  |  |  |  | R-410A | 2.8833 | Residential & Commercial | USHP | Ducted CEE Tier 1
216974496 | Central HP <5.4 tons | BRYANT HEATING AND COOLING SYSTEMS | HRCU-A-CB (Split System: Heat Pump with Remote Outdoor Unit-Air-Source) | 290VAN060**AA* | ADP |  | V,C60H210P29*+TXV | 83*CB60100C21*** | 54000 | 18 | 8.5 | 57000 | 41000 | 71.93% | 2.02 | 0 | 8.5 |  |  |  |  | R-454B | 4.5 | Residential & Commercial | USHP
216974748 | Central HP <5.4 tons | BRYANT HEATING AND COOLING SYSTEMS | HRCU-A-CB (Split System: Heat Pump with Remote Outdoor Unit-Air-Source) | 293VAN036**AA* | ADP |  | PL36H***P44*+TXV | 83*CA36040C17*** | 33400 | 20 | 9.5 | 33000 | 26000 | 78.79% | 2.04 | 0 | 11.5 |  |  |  |  | R-454B | 2.7833 | Residential & Commercial | USHP | Ducted CEE Tier 1
216974712 | Central HP <5.4 tons | BRYANT HEATING AND COOLING SYSTEMS | HRCU-A-CB (Split System: Heat Pump with Remote Outdoor Unit-Air-Source) | 291VAN054**AA* | ADP |  | PL60H210P17*+TXV | 83*CA60100C21*** | 49000 | 19 | 10.5 | 50500 | 53000 | 105% | 1.96 | 0 | 11 |  |  |  |  | R-454B | 4.0833 | Residential & Commercial | USHP | Ducted CEE Tier 1
216974715 | Central HP <5.4 tons | BRYANT HEATING AND COOLING SYSTEMS | HRCU-A-CB (Split System: Heat Pump with Remote Outdoor Unit-Air-Source) | 291VAN054**AA* | ADP |  | C60A***L18*+TXV | 83*CA60100C21*** | 49000 | 19 | 10.5 | 50500 | 53000 | 105% | 1.96 | 0 | 11 |  |  |  |  | R-454B | 4.0833 | Residential & Commercial | USHP | Ducted CEE Tier 1
216974885 | Central HP <5.4 tons | BRYANT HEATING AND COOLING SYSTEMS | HRCU-A-CB (Split System: Heat Pump with Remote Outdoor Unit-Air-Source) | 293VAN060**AA* | ADP |  | C60A***L16*+TXV | 83*CA60080C21*** | 55000 | 19 | 8.5 | 58500 | 45000 | 76.92% | 2.06 | 0 | 11 |  |  |  |  | R-454B | 4.5833 | Residential & Commercial | USHP | Ducted CEE Tier 1
216440528 | Central HP <5.4 tons | TRANE | HRCU-A-CB (Split System: Heat Pump with Remote Outdoor Unit-Air-Source) | 5TWV0X60A1 |  |  | 5TXCD008AS3 | S9V2C080U5PSC+LRP | 52000 | 18.4 | 9 | 54500 | 38500 | 70.64% | 2 | 0 | 10 |  |  |  |  | R-454B | 4.3333 | Residential & Commercial | USHP | Ducted CEE Tier 1
216974792 | Central HP <5.4 tons | BRYANT HEATING AND COOLING SYSTEMS | HRCU-A-CB (Split System: Heat Pump with Remote Outdoor Unit-Air-Source) | 293VAN048**AA* | ADP |  | V,C60H210P29*+TXV | 83*CA60100C21*** | 44000 | 21 | 9.5 | 46500 | 36000 | 77.42% | 2 | 0 | 10.5 |  |  |  |  | R-454B | 3.6667 | Residential & Commercial | USHP | Ducted CEE Tier 1
216974406 | Central HP <5.4 tons | BRYANT HEATING AND COOLING SYSTEMS | HRCU-A-CB (Split System: Heat Pump with Remote Outdoor Unit-Air-Source) | 290VAN048**AA* | ADP |  | C48A***L15*+TXV | 83*CA60080C21*** | 44500 | 18 | 9 | 46500 | 33600 | 72.26% | 2.06 | 0 | 9.5 |  |  |  |  | R-454B | 3.7083 | Residential & Commercial | USHP
216487936 | Central HP <5.4 tons | BRYANT HEATING AND COOLING SYSTEMS | HRCU-A-CB (Split System: Heat Pump with Remote Outdoor Unit-Air-Source) | 293VAN036**AA* | ADP |  | CE(P,V)3617G34*+TXV | 986TD60080C21*** | 32800 | 20 | 9.5 | 33000 | 26000 | 78.79% | 2.04 | 0 | 11 |  |  |  |  | R-454B | 2.7333 | Residential & Commercial | USHP | Ducted CEE Tier 1
216974472 | Central HP <5.4 tons | BRYANT HEATING AND COOLING SYSTEMS | HRCU-A-CB (Split System: Heat Pump with Remote Outdoor Unit-Air-Source) | 290VAN060**AA* | ADP |  | V,C60H210P29*+TXV | 83*CA60080C21*** | 54000 | 18 | 9 | 57500 | 41000 | 71.3% | 2.02 | 0 | 8.5 |  |  |  |  | R-454B | 4.5 | Residential & Commercial | USHP
216974421 | Central HP <5.4 tons | BRYANT HEATING AND COOLING SYSTEMS | HRCU-A-CB (Split System: Heat Pump with Remote Outdoor Unit-Air-Source) | 290VAN048**AA* | ADP |  | PL48H210P75*+TXV | 83*CA60100C21*** | 44000 | 17 | 9 | 46500 | 33800 | 72.69% | 2.06 | 0 | 9.5 |  |  |  |  | R-454B | 3.6667 | Residential & Commercial | USHP
216974489 | Central HP <5.4 tons | BRYANT HEATING AND COOLING SYSTEMS | HRCU-A-CB (Split System: Heat Pump with Remote Outdoor Unit-Air-Source) | 290VAN060**AA* | ADP |  | A60VHA*+TXV | 83*CB60080C21*** | 56000 | 18 | 8.5 | 57500 | 40500 | 70.43% | 2.04 | 0 | 9 |  |  |  |  | R-454B | 4.6667 | Residential & Commercial | USHP
216974740 | Central HP <5.4 tons | BRYANT HEATING AND COOLING SYSTEMS | HRCU-A-CB (Split System: Heat Pump with Remote Outdoor Unit-Air-Source) | 293VAN036**AA* | ADP |  | A36VCA*+TXV | 83*CA36040C17*** | 32800 | 20 | 9.5 | 33000 | 26000 | 78.79% | 2.04 | 0 | 11 |  |  |  |  | R-454B | 2.7333 | Residential & Commercial | USHP | Ducted CEE Tier 1
216974757 | Central HP <5.4 tons | BRYANT HEATING AND COOLING SYSTEMS | HRCU-A-CB (Split System: Heat Pump with Remote Outdoor Unit-Air-Source) | 293VAN036**AA* | ADP |  | PL36H175P15*+TXV | 83*CA48060C17*** | 32600 | 20 | 9.5 | 33200 | 26400 | 79.52% | 2 | 0 | 11 |  |  |  |  | R-454B | 2.7167 | Residential & Commercial | USHP | Ducted CEE Tier 1
216974789 | Central HP <5.4 tons | BRYANT HEATING AND COOLING SYSTEMS | HRCU-A-CB (Split System: Heat Pump with Remote Outdoor Unit-Air-Source) | 293VAN036**AA* | ADP |  | C36A***L53*+TXV | 83*CB48060C17*** | 33800 | 20 | 9.5 | 32800 | 25600 | 78.05% | 2.06 | 0 | 11.7 |  |  |  |  | R-454B | 2.8167 | Residential & Commercial | USHP | Ducted CEE Tier 1
216974371 | Central HP <5.4 tons | BRYANT HEATING AND COOLING SYSTEMS | HRCU-A-CB (Split System: Heat Pump with Remote Outdoor Unit-Air-Source) | 290VAN036**AA* | ADP |  | V,C36H175P15*+TXV | 83*CB36040C17*** | 34000 | 18 | 9 | 33400 | 24600 | 73.65% | 1.9 | 0 | 10 |  |  |  |  | R-454B | 2.8333 | Residential & Commercial | USHP | Ducted CEE Tier 1
216974387 | Central HP <5.4 tons | BRYANT HEATING AND COOLING SYSTEMS | HRCU-A-CB (Split System: Heat Pump with Remote Outdoor Unit-Air-Source) | 290VAN036**AA* | ADP |  | PL36H***P44*+TXV | 83*CB48060C17*** | 33800 | 18 | 9 | 33400 | 24600 | 73.65% | 1.9 | 0 | 9.5 |  |  |  |  | R-454B | 2.8167 | Residential & Commercial | USHP
210474461 | Central HP <5.4 tons | HEIL | HRCU-A-CB (Split System: Heat Pump with Remote Outdoor Unit-Air-Source) | HVH825GKA3* |  |  | EHD4X48AAL+WALLCON | *95CSU1002122A* | 24200 | 16.5 | 8.1 | 21200 | 16600 | 78.3% | 2.02 | 0 | 11 |  |  |  |  | R-410A | 2.0167 | Residential & Commercial | USHP | Ducted CEE Tier 1
216761975 | Central HP <5.4 tons | BRYANT HEATING AND COOLING SYSTEMS | HRCU-A-CB (Split System: Heat Pump with Remote Outdoor Unit-Air-Source) | 38MURAQ24AB3* | ADP |  | H,PG1K936 | 927TA48060V17*** | 25400 | 18 | 10 | 24400 | 32800 | 134.4% | 2.5 | 0 | 11.5 |  |  |  |  | R-410A | 2.1167 | Residential & Commercial | USHP | Ducted CEE Tier 1
215430818 | Central HP <5.4 tons | LUXAIRE | HRCU-A-CB (Split System: Heat Pump with Remote Outdoor Unit-Air-Source) | HH824E2S11 | ADP |  | H,YG80(1,2)36+TXV | TM9E060B12MP12 | 23000 | 18 | 9 | 21400 | 17900 | 83.64% | 2 | 0 | 11.7 |  |  |  |  | R-454B | 1.9167 | Residential & Commercial | USHP | Ducted CEE Tier 1
215430827 | Central HP <5.4 tons | LUXAIRE | HRCU-A-CB (Split System: Heat Pump with Remote Outdoor Unit-Air-Source) | HH824E2S11 | ADP |  | H,YG80(1,2)36+TXV | TM9Y060B12MP11 | 23000 | 18 | 9 | 21400 | 17300 | 80.84% | 2 | 0 | 11.7 |  |  |  |  | R-454B | 1.9167 | Residential & Commercial | USHP | Ducted CEE Tier 1
214771879 | Central HP <5.4 tons | LUXAIRE | HRCU-A-C (Split System: Heat Pump with Remote Outdoor Unit with No Indoor Fan --Air Source) | HH836E2S11 | ADP |  | H,YG80*36+TXV+TD | 0 | 32800 | 15.2 | 8.1 | 29400 | 22200 | 75.51% | 2 | 0 | 11 |  |  |  |  | R-454B | 2.7333 | Residential & Commercial | USHP | Ducted CEE Tier 1
216974390 | Central HP <5.4 tons | BRYANT HEATING AND COOLING SYSTEMS | HRCU-A-CB (Split System: Heat Pump with Remote Outdoor Unit-Air-Source) | 290VAN036**AA* | ADP |  | V,C36H175P45*+TXV | 83*CB48060C17*** | 34600 | 18 | 9 | 33600 | 24600 | 73.21% | 1.9 | 0 | 10 |  |  |  |  | R-454B | 2.8833 | Residential & Commercial | USHP | Ducted CEE Tier 1
216974708 | Central HP <5.4 tons | BRYANT HEATING AND COOLING SYSTEMS | HRCU-A-CB (Split System: Heat Pump with Remote Outdoor Unit-Air-Source) | 291VAN054**AA* | ADP |  | A60VHA*+TXV | 83*CA60100C21*** | 49000 | 19 | 10.5 | 50500 | 53000 | 105% | 1.96 | 0 | 11 |  |  |  |  | R-454B | 4.0833 | Residential & Commercial | USHP | Ducted CEE Tier 1
216974710 | Central HP <5.4 tons | BRYANT HEATING AND COOLING SYSTEMS | HRCU-A-CB (Split System: Heat Pump with Remote Outdoor Unit-Air-Source) | 291VAN054**AA* | ADP |  | C48A***L16*+TXV | 83*CA60100C21*** | 48000 | 19 | 10.5 | 50500 | 53000 | 105% | 1.96 | 0 | 10.5 |  |  |  |  | R-454B | 4 | Residential & Commercial | USHP | Ducted CEE Tier 1
216974717 | Central HP <5.4 tons | BRYANT HEATING AND COOLING SYSTEMS | HRCU-A-CB (Split System: Heat Pump with Remote Outdoor Unit-Air-Source) | 291VAN054**AA* | ADP |  | PL60H210P29*+TXV | 83*CB60080C21*** | 48500 | 19 | 10.5 | 50000 | 52000 | 104% | 1.98 | 0 | 11.7 |  |  |  |  | R-454B | 4.0417 | Residential & Commercial | USHP | Ducted CEE Tier 1
216974349 | Central HP <5.4 tons | BRYANT HEATING AND COOLING SYSTEMS | HRCU-A-CB (Split System: Heat Pump with Remote Outdoor Unit-Air-Source) | 290VAN036**AA* | ADP |  | V,C36H175P13*+TXV | 83*CA36040C17*** | 33000 | 18 | 9 | 33400 | 24600 | 73.65% | 1.88 | 0 | 9 |  |  |  |  | R-454B | 2.75 | Residential & Commercial | USHP
216974358 | Central HP <5.4 tons | BRYANT HEATING AND COOLING SYSTEMS | HRCU-A-CB (Split System: Heat Pump with Remote Outdoor Unit-Air-Source) | 290VAN036**AA* | ADP |  | V,C36H175P15*+TXV | 83*CA48060C17*** | 33800 | 18 | 9 | 33400 | 24800 | 74.25% | 1.88 | 0 | 9.5 |  |  |  |  | R-454B | 2.8167 | Residential & Commercial | USHP
216494106 | Central HP <5.4 tons | BRYANT HEATING AND COOLING SYSTEMS | HRCU-A-CB (Split System: Heat Pump with Remote Outdoor Unit-Air-Source) | 290VAN024**AA* | ADP |  | CE(P,V)3621G34*+TXV | 88*TB60110C21*** | 22600 | 17 | 9 | 22000 | 15900 | 72.27% | 2.02 | 0 | 9.5 |  |  |  |  | R-454B | 1.8833 | Residential & Commercial | USHP
216487335 | Central HP <5.4 tons | BRYANT HEATING AND COOLING SYSTEMS | HRCU-A-CB (Split System: Heat Pump with Remote Outdoor Unit-Air-Source) | 290VAN024**AA* | ADP |  | CE(P,V)3614G34*+TXV | 88*TB60070C21*** | 22600 | 17 | 9 | 22000 | 15900 | 72.27% | 2.02 | 0 | 9.5 |  |  |  |  | R-454B | 1.8833 | Residential & Commercial | USHP
214728382 | Central HP <5.4 tons | LUXAIRE | HRCU-A-CB (Split System: Heat Pump with Remote Outdoor Unit-Air-Source) | HH836E2S11 |  |  | CTU36B5XDS1+TXV | LPLC080B12MP13 | 33000 | 17 | 8.5 | 31000 | 25200 | 81.29% | 2 | 0 | 11 |  |  |  |  | R-454B | 2.75 | Residential & Commercial | USHP | Ducted CEE Tier 1
213146395 | Central HP <5.4 tons | BRYANT HEATING AND COOLING SYSTEMS | HRCU-A-CB (Split System: Heat Pump with Remote Outdoor Unit-Air-Source) | 38MURAQ24AB3* | ADP |  | C36A***L139+AEFE3A* | 0 | 23800 | 18 | 8.75 | 25000 | 22600 | 90.4% | 1.88 | 0 | 10 |  |  |  |  | R-410A | 1.9833 | Residential & Commercial | USHP | Ducted CEE Tier 1
211394312 | Central HP <5.4 tons | FRASER-JOHNSTON | HRCU-A-CB (Split System: Heat Pump with Remote Outdoor Unit-Air-Source) | HMH72B341 |  |  | XAHD48FBCN1 | TP9C120D20MP13 | 33400 | 16.5 | 8.5 | 32000 | 23200 | 72.5% | 2.06 | 0 | 9.5 |  |  |  |  | R-410A | 2.7833 | Residential & Commercial | USHP
211394279 | Central HP <5.4 tons | FRASER-JOHNSTON | HRCU-A-CB (Split System: Heat Pump with Remote Outdoor Unit-Air-Source) | HMH72B341 |  |  | XAHD48FXXN1+TXV | TP9C120D20MP13 | 33400 | 16.5 | 8.5 | 32000 | 23200 | 72.5% | 2.06 | 0 | 9.5 |  |  |  |  | R-410A | 2.7833 | Residential & Commercial | USHP
213146396 | Central HP <5.4 tons | BRYANT HEATING AND COOLING SYSTEMS | HRCU-A-CB (Split System: Heat Pump with Remote Outdoor Unit-Air-Source) | 38MURAQ24AB3* | ADP |  | PL36H175P149+AEFE4B* | 0 | 24200 | 18 | 8.9 | 25000 | 22600 | 90.4% | 1.9 | 0 | 10.5 |  |  |  |  | R-410A | 2.0167 | Residential & Commercial | USHP | Ducted CEE Tier 1
214650947 | Central HP <5.4 tons | LUXAIRE | HRCU-A-CB (Split System: Heat Pump with Remote Outdoor Unit-Air-Source) | HH860E2S11 |  |  | CTU60D5XHS1+TXV | Z8ES130D20SMPS1 | 54000 | 19 | 9 | 53500 | 38500 | 71.96% | 2 | 0 | 12 |  |  |  |  | R-454B | 4.5 | Residential & Commercial | USHP | Ducted CEE Tier 1
215430665 | Central HP <5.4 tons | LUXAIRE | HRCU-A-CB (Split System: Heat Pump with Remote Outdoor Unit-Air-Source) | HH860E2S11 | ADP |  | H,YG48(1,2)60+TXV | TM9Y080C16MP11 | 44000 | 17 | 8.5 | 42500 | 33400 | 78.59% | 2 | 0 | 11 |  |  |  |  | R-454B | 3.6667 | Residential & Commercial | USHP | Ducted CEE Tier 1
215430667 | Central HP <5.4 tons | LUXAIRE | HRCU-A-CB (Split System: Heat Pump with Remote Outdoor Unit-Air-Source) | HH860E2S11 | ADP |  | H,YG48(1,2)60+TXV | TM9Y100C16MP11 | 44000 | 17 | 8.5 | 42500 | 33400 | 78.59% | 2 | 0 | 11 |  |  |  |  | R-454B | 3.6667 | Residential & Commercial | USHP | Ducted CEE Tier 1
215430680 | Central HP <5.4 tons | LUXAIRE | HRCU-A-CB (Split System: Heat Pump with Remote Outdoor Unit-Air-Source) | HH860E2S11 | ADP |  | H,YG48(1,2)60+TXV | Z8ES120C16SMPS1 | 44000 | 18 | 8.5 | 41500 | 32600 | 78.55% | 2 | 0 | 12 |  |  |  |  | R-454B | 3.6667 | Residential & Commercial | USHP | Ducted CEE Tier 1
215430683 | Central HP <5.4 tons | LUXAIRE | HRCU-A-CB (Split System: Heat Pump with Remote Outdoor Unit-Air-Source) | HH860E2S11 | ADP |  | H,YG48(1,2)60+TXV | Z8ES130D20SMPS1 | 45000 | 18 | 9 | 43000 | 33200 | 77.21% | 2 | 0 | 12 |  |  |  |  | R-454B | 3.75 | Residential & Commercial | USHP | Ducted CEE Tier 1
216620276 | Central HP <5.4 tons | AIRQUEST | HRCU-A-CB (Split System: Heat Pump with Remote Outdoor Unit-Air-Source) | DLCURAH48ABK |  |  | 40MUAAQ48XA3 | 0 | 47000 | 15.6 | 9.4 | 50000 | 46000 | 92% | 1.9 | 8.5 | 8.2 |  |  |  |  | R-410A | 3.9167 | Residential & Commercial | USHP
216974480 | Central HP <5.4 tons | BRYANT HEATING AND COOLING SYSTEMS | HRCU-A-CB (Split System: Heat Pump with Remote Outdoor Unit-Air-Source) | 290VAN060**AA* | ADP |  | V,C60H210P29*+TXV | 83*CA60100C21*** | 54000 | 18 | 8.5 | 57500 | 41000 | 71.3% | 1.9 | 0 | 8 |  |  |  |  | R-454B | 4.5 | Residential & Commercial | USHP
214862375 | Central HP <5.4 tons | BRYANT HEATING AND COOLING SYSTEMS | HRCU-A-CB (Split System: Heat Pump with Remote Outdoor Unit-Air-Source) | 288BNV037*0**A* | ADP |  | H,PG48936 | 987MC66100C21*** | 32000 | 18 | 8.1 | 30600 | 24200 | 79.08% | 1.98 | 0 | 11.7 |  |  |  |  | R-410A | 2.6667 | Residential & Commercial | USHP | Ducted CEE Tier 1
216737298 | Central HP <5.4 tons | TEMPSTAR | HRCU-A-CB (Split System: Heat Pump with Remote Outdoor Unit-Air-Source) | D5CUHAH24AAK |  |  | ESH5X30M12A* | *80CTL0901716B* | 22200 | 15.2 | 8.1 | 21000 | 18800 | 89.52% | 1.9 | 0 | 10.5 |  |  |  |  | R-454B | 1.85 | Residential & Commercial | USHP | Ducted CEE Tier 1
216974727 | Central HP <5.4 tons | BRYANT HEATING AND COOLING SYSTEMS | HRCU-A-CB (Split System: Heat Pump with Remote Outdoor Unit-Air-Source) | 291VAN054**AA* | ADP |  | C60A***L19*+TXV | 83*CB60080C21*** | 49500 | 19 | 10.5 | 50000 | 52000 | 104% | 1.98 | 0 | 12 |  |  |  |  | R-454B | 4.125 | Residential & Commercial | USHP | Ducted CEE Tier 1
216974736 | Central HP <5.4 tons | BRYANT HEATING AND COOLING SYSTEMS | HRCU-A-CB (Split System: Heat Pump with Remote Outdoor Unit-Air-Source) | 291VAN054**AA* | ADP |  | C48A***L18*+TXV | 83*CB60100C21*** | 49500 | 19 | 10.5 | 50500 | 52500 | 104% | 1.96 | 0 | 11.5 |  |  |  |  | R-454B | 4.125 | Residential & Commercial | USHP | Ducted CEE Tier 1
216738418 | Central HP <5.4 tons | TEMPSTAR | HRCU-A-CB (Split System: Heat Pump with Remote Outdoor Unit-Air-Source) | D5CUHAH24AAK |  |  | ESH5X36M12A* | *97CMN0801714B* | 22600 | 15.2 | 8.1 | 20600 | 18400 | 89.32% | 1.85 | 0 | 10.5 |  |  |  |  | R-454B | 1.8833 | Residential & Commercial | USHP | Ducted CEE Tier 1
216738579 | Central HP <5.4 tons | TEMPSTAR | HRCU-A-CB (Split System: Heat Pump with Remote Outdoor Unit-Air-Source) | D5CUHAH24AAK |  |  | ESH5X36M12A* | *96MSN0802120A* | 22800 | 15.5 | 8.1 | 20800 | 18500 | 88.94% | 1.85 | 0 | 10.5 |  |  |  |  | R-454B | 1.9 | Residential & Commercial | USHP | Ducted CEE Tier 1
216974884 | Central HP <5.4 tons | BRYANT HEATING AND COOLING SYSTEMS | HRCU-A-CB (Split System: Heat Pump with Remote Outdoor Unit-Air-Source) | 293VAN060**AA* | ADP |  | A60VHA*+TXV | 83*CA60080C21*** | 56000 | 19 | 8.5 | 58500 | 45000 | 76.92% | 2.06 | 0 | 11.5 |  |  |  |  | R-454B | 4.6667 | Residential & Commercial | USHP | Ducted CEE Tier 1
216487454 | Central HP <5.4 tons | BRYANT HEATING AND COOLING SYSTEMS | HRCU-A-CB (Split System: Heat Pump with Remote Outdoor Unit-Air-Source) | 290VAN048**AA* | ADP |  | CE(P,V)6021G48*+TXV | 88*TB36070C14*** | 45000 | 16 | 8.5 | 46500 | 33200 | 71.4% | 1.96 | 0 | 9 |  |  |  |  | R-454B | 3.75 | Residential & Commercial | USHP
216487353 | Central HP <5.4 tons | BRYANT HEATING AND COOLING SYSTEMS | HRCU-A-CB (Split System: Heat Pump with Remote Outdoor Unit-Air-Source) | 290VAN024**AA* | ADP |  | CE(P,V)2414G31*+TXV | 88*TB66135C24*** | 23000 | 15.2 | 8.5 | 23000 | 16400 | 71.3% | 1.86 | 0 | 9.5 |  |  |  |  | R-454B | 1.9167 | Residential & Commercial | USHP
216487385 | Central HP <5.4 tons | BRYANT HEATING AND COOLING SYSTEMS | HRCU-A-CB (Split System: Heat Pump with Remote Outdoor Unit-Air-Source) | 290VAN024**AA* | ADP |  | CE(P,V)2417G31*+TXV | 987MC66100C21*** | 21800 | 16 | 8.7 | 22000 | 15900 | 72.27% | 1.96 | 0 | 9.5 |  |  |  |  | R-454B | 1.8167 | Residential & Commercial | USHP
215488164 | Central HP <5.4 tons | GOODMAN | HRCU-A-CB (Split System: Heat Pump with Remote Outdoor Unit-Air-Source) | GZV6SA1810A* |  |  | CA*EA3022*3A* | G*VM970803BNB* | 17000 | 19 | 8.8 | 16800 | 13000 | 77.38% | 2.1 | 0 | 12 |  |  |  |  | R-32 | 1.4167 | Residential & Commercial | USHP | Ducted CEE Tier 1
216487552 | Central HP <5.4 tons | BRYANT HEATING AND COOLING SYSTEMS | HRCU-A-CB (Split System: Heat Pump with Remote Outdoor Unit-Air-Source) | 290VAN060**AA* | ADP |  | CE(P,V)6024G48*+TXV | 88*TB48070C17*** | 53000 | 17 | 8.5 | 56500 | 41000 | 72.57% | 1.92 | 0 | 8.5 |  |  |  |  | R-454B | 4.4167 | Residential & Commercial | USHP
216487603 | Central HP <5.4 tons | BRYANT HEATING AND COOLING SYSTEMS | HRCU-A-CB (Split System: Heat Pump with Remote Outdoor Unit-Air-Source) | 293VAN036**AA* | ADP |  | CE(P,V)3617G34*+TXV | 88*TB60110C21*** | 32800 | 20 | 9.5 | 32800 | 25800 | 78.66% | 2.04 | 0 | 11.5 |  |  |  |  | R-454B | 2.7333 | Residential & Commercial | USHP | Ducted CEE Tier 1
216487605 | Central HP <5.4 tons | BRYANT HEATING AND COOLING SYSTEMS | HRCU-A-CB (Split System: Heat Pump with Remote Outdoor Unit-Air-Source) | 293VAN036**AA* | ADP |  | CE(P,V)3614G34*+TXV | 88*TB66135C24*** | 32200 | 20 | 9.5 | 32400 | 25400 | 78.4% | 2.06 | 0 | 11 |  |  |  |  | R-454B | 2.6833 | Residential & Commercial | USHP | Ducted CEE Tier 1
216974794 | Central HP <5.4 tons | BRYANT HEATING AND COOLING SYSTEMS | HRCU-A-CB (Split System: Heat Pump with Remote Outdoor Unit-Air-Source) | 293VAN048**AA* | ADP |  | C48A***L15*+TXV | 83*CA60100C21*** | 43500 | 20 | 9.5 | 46000 | 36200 | 78.7% | 2 | 0 | 10.5 |  |  |  |  | R-454B | 3.625 | Residential & Commercial | USHP | Ducted CEE Tier 1
215938320 | Central HP <5.4 tons | DAY & NIGHT | HRCU-A-CB (Split System: Heat Pump with Remote Outdoor Unit-Air-Source) | C5H3V48*K*AAA* |  |  | EVD5X60M24A*+WALLCON | *80CTL1352422B* | 45500 | 21 | 8.1 | 52500 | 38000 | 72.38% | 1.95 | 0 | 11.5 |  |  |  |  | R-454B | 3.7917 | Residential & Commercial | USHP | Ducted CEE Tier 1
216683387 | Central HP <5.4 tons | DAY & NIGHT | HRCU-A-CB (Split System: Heat Pump with Remote Outdoor Unit-Air-Source) | DLCURAH24ABK |  |  | EHD4X24AAL | *97VTN1202422A* | 23800 | 16 | 9 | 26400 | 23400 | 88.64% | 1.8 | 0 | 10 |  |  |  |  | R-410A | 1.9833 | Residential & Commercial | USHP | Ducted CEE Tier 1
216974494 | Central HP <5.4 tons | BRYANT HEATING AND COOLING SYSTEMS | HRCU-A-CB (Split System: Heat Pump with Remote Outdoor Unit-Air-Source) | 290VAN060**AA* | ADP |  | C60A***L19*+TXV | 83*CB60080C21*** | 56000 | 18 | 8.5 | 57500 | 40500 | 70.43% | 2.04 | 0 | 9 |  |  |  |  | R-454B | 4.6667 | Residential & Commercial | USHP
211240353 | Central HP <5.4 tons | BRYANT HEATING AND COOLING SYSTEMS | HRCU-A-CB (Split System: Heat Pump with Remote Outdoor Unit-Air-Source) | 38MURAQ24AB3* |  |  | CAP**2414AL* | 8(0,1)*SA36070E14*** | 24000 | 16.5 | 8.5 | 26800 | 24000 | 89.55% | 1.98 | 0 | 10 |  |  |  |  | R-410A | 2 | Residential & Commercial | USHP | Ducted CEE Tier 1
211240428 | Central HP <5.4 tons | BRYANT HEATING AND COOLING SYSTEMS | HRCU-A-CB (Split System: Heat Pump with Remote Outdoor Unit-Air-Source) | 38MURAQ24AB3* |  |  | CAP**2417AL* | 935SA36040E17*** | 23400 | 16.5 | 8.5 | 26400 | 25200 | 95.45% | 2.1 | 0 | 10 |  |  |  |  | R-410A | 1.95 | Residential & Commercial | USHP | Ducted CEE Tier 1
211242863 | Central HP <5.4 tons | HEIL | HRCU-A-CB (Split System: Heat Pump with Remote Outdoor Unit-Air-Source) | DLCURAH24ABK |  |  | EA*4X37L17A* | *80VSL0451716A* | 24600 | 16.5 | 8.5 | 25600 | 21400 | 83.59% | 1.8 | 0 | 10 |  |  |  |  | R-410A | 2.05 | Residential & Commercial | USHP | Ducted CEE Tier 1
216760302 | Central HP <5.4 tons | Stelpro | HRCU-A-C (Split System: Heat Pump with Remote Outdoor Unit with No Indoor Fan --Air Source) | SDB1-H24A-O |  |  | SACB1-H24A1718-I | 0 | 24000 | 16 | 9.5 | 25000 | 21000 | 84% | 1.8 | 0 | 10 |  |  |  |  | R-454B | 2 | Residential & Commercial | USHP | Ducted CEE Tier 1
211243046 | Central HP <5.4 tons | HEIL | HRCU-A-CB (Split System: Heat Pump with Remote Outdoor Unit-Air-Source) | DLCURAH24ABK |  |  | EA*4X37L17A* | *80ES(N,L)0701712A* | 24800 | 16.5 | 8.5 | 25800 | 21400 | 82.95% | 1.78 | 0 | 10 |  |  |  |  | R-410A | 2.0667 | Residential & Commercial | USHP | Ducted CEE Tier 1
214389920 | Central HP <5.4 tons | CARRIER | HRCU-A-CB (Split System: Heat Pump with Remote Outdoor Unit-Air-Source) | 25VNA448A*031* | ADP |  | H,PG48960 | 58TN*B045C17**12 | 43000 | 20 | 9 | 45000 | 37200 | 82.67% | 2.26 | 0 | 10 |  |  |  |  | R-410A | 3.5833 | Residential & Commercial | USHP | Ducted CEE Tier 1
215941577 | Central HP <5.4 tons | AIRQUEST | HRCU-A-CB (Split System: Heat Pump with Remote Outdoor Unit-Air-Source) | H5H3V48*K*AAA* |  |  | EVD5X48M21A*+WALLCON | *97CTN1002122A* | 44500 | 20 | 8.1 | 52000 | 38500 | 74.04% | 2 | 0 | 11 |  |  |  |  | R-454B | 3.7083 | Residential & Commercial | USHP | Ducted CEE Tier 1
216989074 | Central HP <5.4 tons | BRYANT HEATING AND COOLING SYSTEMS | HRCU-A-CB (Split System: Heat Pump with Remote Outdoor Unit-Air-Source) | 37MURAQ24AA3 | ADP |  | A36VCA*+TXV | 8(0,1)*SB36070M17*** | 23600 | 15.2 | 9 | 23200 | 19200 | 82.76% | 2 | 0 | 9.5 |  |  |  |  | R-454B | 1.9667 | Residential & Commercial | USHP
216974413 | Central HP <5.4 tons | BRYANT HEATING AND COOLING SYSTEMS | HRCU-A-CB (Split System: Heat Pump with Remote Outdoor Unit-Air-Source) | 290VAN048**AA* | ADP |  | V,C60H210P17*+TXV | 83*CA60080C21*** | 45000 | 18 | 9 | 45000 | 33000 | 73.33% | 2.08 | 0 | 10 |  |  |  |  | R-454B | 3.75 | Residential & Commercial | USHP | Ducted CEE Tier 1
215935080 | Central HP <5.4 tons | DAY & NIGHT | HRCU-A-CB (Split System: Heat Pump with Remote Outdoor Unit-Air-Source) | C5H3V36*K*AAA* |  |  | EVM5X49M21A*+WALLCON | *95CSU1002122B* | 35600 | 22 | 8.5 | 38000 | 28400 | 74.74% | 2.04 | 0 | 12.5 |  |  |  |  | R-454B | 2.9667 | Residential & Commercial | USHP | Ducted CEE Tier 1
216974428 | Central HP <5.4 tons | BRYANT HEATING AND COOLING SYSTEMS | HRCU-A-CB (Split System: Heat Pump with Remote Outdoor Unit-Air-Source) | 290VAN048**AA* | ADP |  | C48A***L18*+TXV | 83*CA60100C21*** | 45000 | 17 | 9 | 45500 | 33200 | 72.97% | 2.06 | 0 | 10 |  |  |  |  | R-454B | 3.75 | Residential & Commercial | USHP | Ducted CEE Tier 1
216974431 | Central HP <5.4 tons | BRYANT HEATING AND COOLING SYSTEMS | HRCU-A-CB (Split System: Heat Pump with Remote Outdoor Unit-Air-Source) | 290VAN048**AA* | ADP |  | PL60H210P29*+TXV | 83*CB48060C17*** | 44000 | 17 | 9 | 46500 | 33800 | 72.69% | 2.04 | 0 | 9.5 |  |  |  |  | R-454B | 3.6667 | Residential & Commercial | USHP
216974481 | Central HP <5.4 tons | BRYANT HEATING AND COOLING SYSTEMS | HRCU-A-CB (Split System: Heat Pump with Remote Outdoor Unit-Air-Source) | 290VAN060**AA* | ADP |  | A60VHA*+TXV | 83*CA60100C21*** | 55500 | 18 | 9 | 58000 | 41500 | 71.55% | 2 | 0 | 9 |  |  |  |  | R-454B | 4.625 | Residential & Commercial | USHP
216974497 | Central HP <5.4 tons | BRYANT HEATING AND COOLING SYSTEMS | HRCU-A-CB (Split System: Heat Pump with Remote Outdoor Unit-Air-Source) | 290VAN060**AA* | ADP |  | A60VHA*+TXV | 83*CB60100C21*** | 56000 | 18 | 8.5 | 57500 | 41000 | 71.3% | 2.02 | 0 | 9 |  |  |  |  | R-454B | 4.6667 | Residential & Commercial | USHP
210470286 | Central HP <5.4 tons | CARRIER | HRCU-A-CB (Split System: Heat Pump with Remote Outdoor Unit-Air-Source) | 25VNA837A*031* |  |  | CAP**6024AL*+UI | 59TN6B120C24**22 | 32800 | 18 | 8.5 | 31800 | 24800 | 77.99% | 2 | 0 | 11.7 |  |  |  |  | R-410A | 2.7333 | Residential & Commercial | USHP | Ducted CEE Tier 1
214630495 | Central HP <5.4 tons | CARRIER | HRCU-A-CB (Split System: Heat Pump with Remote Outdoor Unit-Air-Source) | 25VNA837A*031* | ADP |  | PL36H175P159 | 58CU*A040C17**12 | 32000 | 17 | 8.1 | 31400 | 24400 | 77.71% | 1.96 | 0 | 11.5 |  |  |  |  | R-410A | 2.6667 | Residential & Commercial | USHP | Ducted CEE Tier 1
214630518 | Central HP <5.4 tons | CARRIER | HRCU-A-CB (Split System: Heat Pump with Remote Outdoor Unit-Air-Source) | 25VNA837A*031* | ADP |  | PL36H210P299 | 58CU*A100C21**20 | 32600 | 17 | 8.1 | 30400 | 24400 | 80.26% | 1.98 | 0 | 11.5 |  |  |  |  | R-410A | 2.7167 | Residential & Commercial | USHP | Ducted CEE Tier 1
216738654 | Central HP <5.4 tons | TEMPSTAR | HRCU-A-CB (Split System: Heat Pump with Remote Outdoor Unit-Air-Source) | D5CUHAH24AAK |  |  | ESH5X36M12A* | *96VSN0601716B* | 22600 | 16 | 8.1 | 20800 | 18500 | 88.94% | 1.85 | 0 | 11 |  |  |  |  | R-454B | 1.8833 | Residential & Commercial | USHP | Ducted CEE Tier 1
216738722 | Central HP <5.4 tons | TEMPSTAR | HRCU-A-CB (Split System: Heat Pump with Remote Outdoor Unit-Air-Source) | D5CUHAH24AAK |  |  | ESH5X36M12A* | *95MSU0802120A* | 22600 | 16 | 8.1 | 20800 | 18400 | 88.46% | 1.85 | 0 | 11 |  |  |  |  | R-454B | 1.8833 | Residential & Commercial | USHP | Ducted CEE Tier 1
216738879 | Central HP <5.4 tons | TEMPSTAR | HRCU-A-CB (Split System: Heat Pump with Remote Outdoor Unit-Air-Source) | D5CUHAH24AAK |  |  | ESH5X36M12A* | *96VTN1002122B* | 23000 | 15.5 | 8.1 | 21000 | 18600 | 88.57% | 1.85 | 0 | 11 |  |  |  |  | R-454B | 1.9167 | Residential & Commercial | USHP | Ducted CEE Tier 1
210472854 | Central HP <5.4 tons | HEIL | HRCU-A-CB (Split System: Heat Pump with Remote Outdoor Unit-Air-Source) | HVH825GKA3* |  |  | EA*4X42L21A*+WALLCON | *80CSU0601716A* | 23800 | 16.5 | 8.1 | 21400 | 16600 | 77.57% | 1.96 | 0 | 10.5 |  |  |  |  | R-410A | 1.9833 | Residential & Commercial | USHP | Ducted CEE Tier 1
210473371 | Central HP <5.4 tons | HEIL | HRCU-A-CB (Split System: Heat Pump with Remote Outdoor Unit-Air-Source) | HVH825GKA3* |  |  | EA*4X48L21A*+WALLCON | *97CMN0601714A* | 24000 | 16.5 | 8.1 | 21000 | 16700 | 79.52% | 2 | 0 | 11 |  |  |  |  | R-410A | 2 | Residential & Commercial | USHP | Ducted CEE Tier 1
210473404 | Central HP <5.4 tons | HEIL | HRCU-A-CB (Split System: Heat Pump with Remote Outdoor Unit-Air-Source) | HVH825GKA3* |  |  | EA*4X48L21A*+WALLCON | *96CTN1002122A* | 24000 | 16.5 | 8.1 | 21000 | 16500 | 78.57% | 2.02 | 0 | 11 |  |  |  |  | R-410A | 2 | Residential & Commercial | USHP | Ducted CEE Tier 1
210471300 | Central HP <5.4 tons | HEIL | HRCU-A-CB (Split System: Heat Pump with Remote Outdoor Unit-Air-Source) | HVH837GKA2* |  |  | EHD4X60AAL+WALLCON | *80CTL0901716A* | 33000 | 17.5 | 8.1 | 32200 | 24800 | 77.02% | 2.02 | 0 | 11.5 |  |  |  |  | R-410A | 2.75 | Residential & Commercial | USHP | Ducted CEE Tier 1
216737754 | Central HP <5.4 tons | AIRQUEST | HRCU-A-CB (Split System: Heat Pump with Remote Outdoor Unit-Air-Source) | D5CUHAH24AAK |  |  | ESH5X30M12A* | *96CTN0601714B* | 22400 | 16 | 8.1 | 21000 | 18900 | 90% | 1.85 | 0 | 10.5 |  |  |  |  | R-454B | 1.8667 | Residential & Commercial | USHP | Ducted CEE Tier 1
214630445 | Central HP <5.4 tons | CARRIER | HRCU-A-CB (Split System: Heat Pump with Remote Outdoor Unit-Air-Source) | 25VNA837A*030* | ADP |  | PL36H210P299 | 58CU*A040C17**12 | 32400 | 18 | 8.5 | 30400 | 24600 | 80.92% | 2 | 0 | 11 |  |  |  |  | R-410A | 2.7 | Residential & Commercial | USHP | Ducted CEE Tier 1
214630459 | Central HP <5.4 tons | CARRIER | HRCU-A-CB (Split System: Heat Pump with Remote Outdoor Unit-Air-Source) | 25VNA837A*030* | ADP |  | V,C36H175P459 | 58CU*A060C17**16 | 32400 | 18 | 8.5 | 30600 | 24600 | 80.39% | 1.98 | 0 | 11 |  |  |  |  | R-410A | 2.7 | Residential & Commercial | USHP | Ducted CEE Tier 1
216974389 | Central HP <5.4 tons | BRYANT HEATING AND COOLING SYSTEMS | HRCU-A-CB (Split System: Heat Pump with Remote Outdoor Unit-Air-Source) | 290VAN036**AA* | ADP |  | C36A***L53*+TXV | 83*CB48060C17*** | 34600 | 18 | 9 | 33600 | 24600 | 73.21% | 1.9 | 0 | 10 |  |  |  |  | R-454B | 2.8833 | Residential & Commercial | USHP | Ducted CEE Tier 1
216974888 | Central HP <5.4 tons | BRYANT HEATING AND COOLING SYSTEMS | HRCU-A-CB (Split System: Heat Pump with Remote Outdoor Unit-Air-Source) | 293VAN060**AA* | ADP |  | C60A***L18*+TXV | 83*CA60080C21*** | 56000 | 19 | 8.5 | 58500 | 45000 | 76.92% | 2.06 | 0 | 11.5 |  |  |  |  | R-454B | 4.6667 | Residential & Commercial | USHP | Ducted CEE Tier 1
213352696 | Central HP <5.4 tons | CARRIER | HRCU-A-CB (Split System: Heat Pump with Remote Outdoor Unit-Air-Source) | 38MURAQ18AB3* | ADP |  | C36A***L139 | 59TP6C060V17**16 | 17300 | 16 | 8.5 | 16800 | 19100 | 113.7% | 2.34 | 0 | 10.5 |  |  |  |  | R-410A | 1.4417 | Residential & Commercial | USHP | Ducted CEE Tier 1
215319152 | Central HP <5.4 tons | AIRQUEST | HRCU-A-CB (Split System: Heat Pump with Remote Outdoor Unit-Air-Source) | D5CURAH60AAK |  |  | D5FUAAH60XAK | 0 | 54000 | 15.2 | 8.4 | 54000 | 38000 | 70.37% | 1.8 | 0 | 8.7 |  |  |  |  | R-454B | 4.5 | Residential & Commercial | USHP
216974804 | Central HP <5.4 tons | BRYANT HEATING AND COOLING SYSTEMS | HRCU-A-CB (Split System: Heat Pump with Remote Outdoor Unit-Air-Source) | 293VAN048**AA* | ADP |  | C60A***L19*+TXV | 83*CA60100C21*** | 44500 | 21 | 9.5 | 46500 | 36000 | 77.42% | 2 | 0 | 11 |  |  |  |  | R-454B | 3.7083 | Residential & Commercial | USHP | Ducted CEE Tier 1
210472887 | Central HP <5.4 tons | HEIL | HRCU-A-CB (Split System: Heat Pump with Remote Outdoor Unit-Air-Source) | HVH825GKA3* |  |  | EA*4X42L21A*+WALLCON | *80CTL0701716A* | 23800 | 16.5 | 8.1 | 21400 | 16600 | 77.57% | 1.96 | 0 | 11 |  |  |  |  | R-410A | 1.9833 | Residential & Commercial | USHP | Ducted CEE Tier 1
211240819 | Central HP <5.4 tons | BRYANT HEATING AND COOLING SYSTEMS | HRCU-A-CB (Split System: Heat Pump with Remote Outdoor Unit-Air-Source) | 38MURAQ24AB3* |  |  | CAP**2517AL* | 926SA42060V17*** | 24800 | 16.5 | 8.5 | 25600 | 21200 | 82.81% | 1.78 | 0 | 10 |  |  |  |  | R-410A | 2.0667 | Residential & Commercial | USHP | Ducted CEE Tier 1
211241021 | Central HP <5.4 tons | BRYANT HEATING AND COOLING SYSTEMS | HRCU-A-CB (Split System: Heat Pump with Remote Outdoor Unit-Air-Source) | 38MURAQ24AB3* |  |  | CAP**2517AL* | 926TB30040V14*** | 24400 | 16 | 8.5 | 25600 | 21600 | 84.38% | 1.78 | 0 | 10 |  |  |  |  | R-410A | 2.0333 | Residential & Commercial | USHP | Ducted CEE Tier 1
211387877 | Central HP <5.4 tons | FRASER-JOHNSTON | HRCU-A-CB (Split System: Heat Pump with Remote Outdoor Unit-Air-Source) | HMH72B341 |  |  | XAFB36DXXN1+TXV | TM9V080B12MP12 | 33600 | 17.5 | 8.5 | 33400 | 23400 | 70.06% | 2.04 | 0 | 10 |  |  |  |  | R-410A | 2.8 | Residential & Commercial | USHP | Ducted CEE Tier 1
211243732 | Central HP <5.4 tons | HEIL | HRCU-A-CB (Split System: Heat Pump with Remote Outdoor Unit-Air-Source) | DLCURAH24ABK |  |  | EN(A,D)4X24L14** | *80VTL0451412A* | 23800 | 16 | 8.5 | 26800 | 23200 | 86.57% | 1.92 | 0 | 10 |  |  |  |  | R-410A | 1.9833 | Residential & Commercial | USHP | Ducted CEE Tier 1
211244116 | Central HP <5.4 tons | HEIL | HRCU-A-CB (Split System: Heat Pump with Remote Outdoor Unit-Air-Source) | DLCURAH24ABK |  |  | EN(A,D)4X24L17** | *80ES(N,L)0451712A* | 23600 | 16 | 8.5 | 26800 | 23600 | 88.06% | 1.94 | 0 | 10 |  |  |  |  | R-410A | 1.9667 | Residential & Commercial | USHP | Ducted CEE Tier 1
210473173 | Central HP <5.4 tons | HEIL | HRCU-A-CB (Split System: Heat Pump with Remote Outdoor Unit-Air-Source) | HVH825GKA3* |  |  | EA*4X43L21A*+WALLCON | *96CTN0601714A* | 24400 | 16.5 | 8.1 | 21200 | 16700 | 78.77% | 2.02 | 0 | 11 |  |  |  |  | R-410A | 2.0333 | Residential & Commercial | USHP | Ducted CEE Tier 1
215935290 | Central HP <5.4 tons | DAY & NIGHT | HRCU-A-CB (Split System: Heat Pump with Remote Outdoor Unit-Air-Source) | C5H3V36*K*AAA* |  |  | EVM5X60M21A*+WALLCON | *97CMN0802120B* | 35600 | 21.5 | 8.5 | 38000 | 28600 | 75.26% | 2.02 | 0 | 12 |  |  |  |  | R-454B | 2.9667 | Residential & Commercial | USHP | Ducted CEE Tier 1
214862301 | Central HP <5.4 tons | BRYANT HEATING AND COOLING SYSTEMS | HRCU-A-CB (Split System: Heat Pump with Remote Outdoor Unit-Air-Source) | 288BNV025*0**C* | ADP |  | H,PG9J936 | 987MC42060C17*** | 23600 | 16 | 8.1 | 20000 | 16300 | 81.5% | 1.94 | 0 | 11 |  |  |  |  | R-410A | 1.9667 | Residential & Commercial | USHP | Ducted CEE Tier 1
215430588 | Central HP <5.4 tons | LUXAIRE | HRCU-A-CB (Split System: Heat Pump with Remote Outdoor Unit-Air-Source) | HH836E2S11 | ADP |  | H,YG80(1,2)36+TXV | LP9C080C16MP13 | 33400 | 18 | 8.5 | 29800 | 25000 | 83.89% | 2 | 0 | 11 |  |  |  |  | R-454B | 2.7833 | Residential & Commercial | USHP | Ducted CEE Tier 1
216974704 | Central HP <5.4 tons | BRYANT HEATING AND COOLING SYSTEMS | HRCU-A-CB (Split System: Heat Pump with Remote Outdoor Unit-Air-Source) | 291VAN054**AA* | ADP |  | C60A***L18*+TXV | 83*CA60080C21*** | 49500 | 19 | 10.5 | 50000 | 52500 | 105% | 1.98 | 0 | 11.5 |  |  |  |  | R-454B | 4.125 | Residential & Commercial | USHP | Ducted CEE Tier 1
216487687 | Central HP <5.4 tons | BRYANT HEATING AND COOLING SYSTEMS | HRCU-A-CB (Split System: Heat Pump with Remote Outdoor Unit-Air-Source) | 293VAN048**AA* | ADP |  | CE(P,V)6024G48*+TXV | 88*TB66135C24*** | 45000 | 21 | 9.5 | 46000 | 35800 | 77.83% | 2 | 0 | 11.5 |  |  |  |  | R-454B | 3.75 | Residential & Commercial | USHP | Ducted CEE Tier 1
211261314 | Central HP <5.4 tons | TEMPSTAR | HRCU-A-CB (Split System: Heat Pump with Remote Outdoor Unit-Air-Source) | DLCURAH18ABK |  |  | EA*4X30L14A* | *80VTL0451412A* | 17800 | 16.5 | 8.5 | 18200 | 18500 | 101.6% | 2.22 | 0 | 10.5 |  |  |  |  | R-410A | 1.4833 | Residential & Commercial | USHP | Ducted CEE Tier 1
216760310 | Central HP <5.4 tons | Stelpro | HRCU-A-C (Split System: Heat Pump with Remote Outdoor Unit with No Indoor Fan --Air Source) | SDB1-H60A-O |  |  | SACB1-H60A2428-I | 0 | 47000 | 15.2 | 8.1 | 58000 | 43000 | 74.14% | 1.83 | 0 | 10 |  |  |  |  | R-454B | 3.9167 | Residential & Commercial | USHP | Ducted CEE Tier 1
211244519 | Central HP <5.4 tons | HEIL | HRCU-A-CB (Split System: Heat Pump with Remote Outdoor Unit-Air-Source) | DLCURAH24ABK |  |  | EN(A,D)4X30L17** | *80VSL0451716A* | 24200 | 16 | 8.1 | 26400 | 22800 | 86.36% | 1.88 | 0 | 10.5 |  |  |  |  | R-410A | 2.0167 | Residential & Commercial | USHP | Ducted CEE Tier 1
211387642 | Central HP <5.4 tons | COLEMAN | HRCU-A-CB (Split System: Heat Pump with Remote Outdoor Unit-Air-Source) | HMH72B341 |  |  | XAFC36DBCN1 | TM9V080C16MP12 | 34000 | 17.5 | 8.1 | 33800 | 23800 | 70.41% | 2.08 | 0 | 10 |  |  |  |  | R-410A | 2.8333 | Residential & Commercial | USHP | Ducted CEE Tier 1
211385990 | Central HP <5.4 tons | COLEMAN | HRCU-A-CB (Split System: Heat Pump with Remote Outdoor Unit-Air-Source) | HMH72B341 |  |  | XAFC48FBCN1 | TM8E080B12MP11 | 33400 | 17 | 8.5 | 32400 | 23800 | 73.46% | 2.04 | 0 | 9 |  |  |  |  | R-410A | 2.7833 | Residential & Commercial | USHP
211386458 | Central HP <5.4 tons | COLEMAN | HRCU-A-CB (Split System: Heat Pump with Remote Outdoor Unit-Air-Source) | HMH72B341 |  |  | XAUC48FXXN1+TXV | TL8E100C20UH11 | 34000 | 16.5 | 8.5 | 32400 | 23800 | 73.46% | 2.1 | 0 | 9.5 |  |  |  |  | R-410A | 2.8333 | Residential & Commercial | USHP
211386957 | Central HP <5.4 tons | COLEMAN | HRCU-A-CB (Split System: Heat Pump with Remote Outdoor Unit-Air-Source) | HMH72B341 |  |  | XAFC36DXXN1+TXV | TM9Y080B12MP11 | 34000 | 18 | 8.1 | 34000 | 24400 | 71.76% | 2.06 | 0 | 9.5 |  |  |  |  | R-410A | 2.8333 | Residential & Commercial | USHP
211387276 | Central HP <5.4 tons | COLEMAN | HRCU-A-CB (Split System: Heat Pump with Remote Outdoor Unit-Air-Source) | HMH72B341 |  |  | XAHC30CXXN1+TXV | TP9C100C20MP13 | 32800 | 17 | 8.1 | 33000 | 23200 | 70.3% | 2.02 | 0 | 9 |  |  |  |  | R-410A | 2.7333 | Residential & Commercial | USHP
216783517 | Central HP <5.4 tons | LUXAIRE | HRCU-A-CB (Split System: Heat Pump with Remote Outdoor Unit-Air-Source) | HH824E2S11 |  |  | CTM36B5ADS1 | Z8ES100B12LMPS1 | 23000 | 18 | 9.5 | 23000 | 18800 | 81.74% | 2 | 0 | 12 |  |  |  |  | R-454B | 1.9167 | Residential & Commercial | USHP | Ducted CEE Tier 1
215430811 | Central HP <5.4 tons | LUXAIRE | HRCU-A-CB (Split System: Heat Pump with Remote Outdoor Unit-Air-Source) | HH824E2S11 | ADP |  | H,YG80(1,2)36+TXV | LP9C080B12MP13 | 23000 | 18 | 9 | 21400 | 17300 | 80.84% | 2 | 0 | 12 |  |  |  |  | R-454B | 1.9167 | Residential & Commercial | USHP | Ducted CEE Tier 1
211387622 | Central HP <5.4 tons | COLEMAN | HRCU-A-CB (Split System: Heat Pump with Remote Outdoor Unit-Air-Source) | HMH72B341 |  |  | XAFC36DXXN1+TXV | TM9V080C16MP12 | 34000 | 17.5 | 8.1 | 33800 | 23800 | 70.41% | 2.08 | 0 | 10 |  |  |  |  | R-410A | 2.8333 | Residential & Commercial | USHP | Ducted CEE Tier 1
215430584 | Central HP <5.4 tons | LUXAIRE | HRCU-A-CB (Split System: Heat Pump with Remote Outdoor Unit-Air-Source) | HH836E2S11 | ADP |  | H,YG80(1,2)36+TXV | LP9C060B12MP13 | 32600 | 17 | 8.5 | 29000 | 24800 | 85.52% | 2 | 0 | 11 |  |  |  |  | R-454B | 2.7167 | Residential & Commercial | USHP | Ducted CEE Tier 1
213781568 | Central HP <5.4 tons | AIRQUEST | HRCU-A-CB (Split System: Heat Pump with Remote Outdoor Unit-Air-Source) | HVH837GKA2* |  |  | EA*4X61L21A*+WALLCON | *80CTL0902120B* | 33200 | 17.5 | 8.5 | 32000 | 24800 | 77.5% | 1.98 | 0 | 11.7 |  |  |  |  | R-410A | 2.7667 | Residential & Commercial | USHP | Ducted CEE Tier 1
213782318 | Central HP <5.4 tons | AIRQUEST | HRCU-A-CB (Split System: Heat Pump with Remote Outdoor Unit-Air-Source) | HVH837GKA2* |  |  | EHD4X60AAL+WALLCON | *97CMN1202422B* | 33000 | 16.5 | 8.1 | 32200 | 24800 | 77.02% | 2 | 0 | 11 |  |  |  |  | R-410A | 2.75 | Residential & Commercial | USHP | Ducted CEE Tier 1
216974462 | Central HP <5.4 tons | BRYANT HEATING AND COOLING SYSTEMS | HRCU-A-CB (Split System: Heat Pump with Remote Outdoor Unit-Air-Source) | 290VAN048**AA* | ADP |  | V,C48H210P75*+TXV | 83*CB60100C21*** | 44000 | 17 | 9 | 46500 | 33600 | 72.26% | 2.04 | 0 | 9.5 |  |  |  |  | R-454B | 3.6667 | Residential & Commercial | USHP
216410937 | Central HP <5.4 tons | LUXAIRE | HRCU-A-CB (Split System: Heat Pump with Remote Outdoor Unit-Air-Source) | HMH72B361 |  |  | XAFC36DBCN1 | Z9ET100C16SMPS1 | 35000 | 17.5 | 8.5 | 34600 | 24800 | 71.68% | 2.06 | 0 | 8.5 |  |  |  |  | R-410A | 2.9167 | Residential & Commercial | USHP
216974345 | Central HP <5.4 tons | BRYANT HEATING AND COOLING SYSTEMS | HRCU-A-CB (Split System: Heat Pump with Remote Outdoor Unit-Air-Source) | 290VAN036**AA* | ADP |  | V,C36H175P15*+TXV | 83*CA36040C17*** | 33800 | 18 | 9 | 33400 | 24600 | 73.65% | 1.88 | 0 | 9.5 |  |  |  |  | R-454B | 2.8167 | Residential & Commercial | USHP
214630520 | Central HP <5.4 tons | CARRIER | HRCU-A-CB (Split System: Heat Pump with Remote Outdoor Unit-Air-Source) | 25VNA837A*031* | ADP |  | PL36H210P299 | 59CU5A080C21**20 | 32400 | 18 | 8.1 | 30600 | 24200 | 79.08% | 1.98 | 0 | 11.7 |  |  |  |  | R-410A | 2.7 | Residential & Commercial | USHP | Ducted CEE Tier 1
215319142 | Central HP <5.4 tons | AIRQUEST | HRCU-A-CB (Split System: Heat Pump with Remote Outdoor Unit-Air-Source) | D5CUHAH30AAK |  |  | D5FUAAH30XAK | 0 | 30000 | 16.9 | 10 | 34000 | 32600 | 95.88% | 1.96 | 0 | 11.7 |  |  |  |  | R-454B | 2.5 | Residential & Commercial | USHP | Ducted CEE Tier 1
216761981 | Central HP <5.4 tons | BRYANT HEATING AND COOLING SYSTEMS | HRCU-A-CB (Split System: Heat Pump with Remote Outdoor Unit-Air-Source) | 38MURAQ24AB3* | ADP |  | H,PG7J936 | 927TA60080V21*** | 25600 | 18 | 10.5 | 24400 | 31600 | 129.5% | 2.42 | 0 | 11 |  |  |  |  | R-410A | 2.1333 | Residential & Commercial | USHP | Ducted CEE Tier 1
215430681 | Central HP <5.4 tons | LUXAIRE | HRCU-A-CB (Split System: Heat Pump with Remote Outdoor Unit-Air-Source) | HH860E2S11 | ADP |  | H,YG48(1,2)60+TXV | Z8ES120C20SMPS1 | 52500 | 18 | 8.5 | 51500 | 38000 | 73.79% | 2 | 0 | 11.7 |  |  |  |  | R-454B | 4.375 | Residential & Commercial | USHP | Ducted CEE Tier 1
215430831 | Central HP <5.4 tons | LUXAIRE | HRCU-A-CB (Split System: Heat Pump with Remote Outdoor Unit-Air-Source) | HH824E2S11 | ADP |  | H,YG80(1,2)36+TXV | Z8ES040A12SMPS1 | 23000 | 18 | 9.5 | 21400 | 17700 | 82.71% | 2 | 0 | 11.7 |  |  |  |  | R-454B | 1.9167 | Residential & Commercial | USHP | Ducted CEE Tier 1
216738041 | Central HP <5.4 tons | AIRQUEST | HRCU-A-CB (Split System: Heat Pump with Remote Outdoor Unit-Air-Source) | D5CUHAH24AAK |  |  | ESH5X36M12A* | *80MS(N,L)0701716A* | 22800 | 16 | 8.1 | 20800 | 18500 | 88.94% | 1.85 | 0 | 11 |  |  |  |  | R-454B | 1.9 | Residential & Commercial | USHP | Ducted CEE Tier 1
216737990 | Central HP <5.4 tons | AIRQUEST | HRCU-A-CB (Split System: Heat Pump with Remote Outdoor Unit-Air-Source) | D5CUHAH24AAK |  |  | ESH5X36M12A* | *80CSU1002120A* | 23400 | 16 | 8.5 | 21400 | 19000 | 88.79% | 1.94 | 0 | 10.5 |  |  |  |  | R-454B | 1.95 | Residential & Commercial | USHP | Ducted CEE Tier 1
216738072 | Central HP <5.4 tons | AIRQUEST | HRCU-A-CB (Split System: Heat Pump with Remote Outdoor Unit-Air-Source) | D5CUHAH24AAK |  |  | ESH5X36M12A* | *80MS(N,L)0902116A* | 22800 | 16 | 8.1 | 20800 | 18600 | 89.42% | 1.85 | 0 | 11 |  |  |  |  | R-454B | 1.9 | Residential & Commercial | USHP | Ducted CEE Tier 1
216487703 | Central HP <5.4 tons | BRYANT HEATING AND COOLING SYSTEMS | HRCU-A-CB (Split System: Heat Pump with Remote Outdoor Unit-Air-Source) | 293VAN048**AA* | ADP |  | CE(P,V)6024G48*+TXV | 987MC60060C21*** | 43500 | 20 | 9.5 | 46500 | 37000 | 79.57% | 2 | 0 | 10 |  |  |  |  | R-454B | 3.625 | Residential & Commercial | USHP | Ducted CEE Tier 1
216487418 | Central HP <5.4 tons | BRYANT HEATING AND COOLING SYSTEMS | HRCU-A-CB (Split System: Heat Pump with Remote Outdoor Unit-Air-Source) | 290VAN036**AA* | ADP |  | CE(P,V)3617G34*+TXV | 88*TB60110C21*** | 33200 | 18 | 9 | 34200 | 25200 | 73.68% | 1.84 | 0 | 10 |  |  |  |  | R-454B | 2.7667 | Residential & Commercial | USHP | Ducted CEE Tier 1
216487836 | Central HP <5.4 tons | BRYANT HEATING AND COOLING SYSTEMS | HRCU-A-CB (Split System: Heat Pump with Remote Outdoor Unit-Air-Source) | 290VAN036**AA* | ADP |  | CE(P,V)3614G34*+TXV | 986TD42080C17*** | 33000 | 18 | 9 | 33600 | 24800 | 73.81% | 1.88 | 0 | 9 |  |  |  |  | R-454B | 2.75 | Residential & Commercial | USHP
216986126 | Central HP <5.4 tons | BRYANT HEATING AND COOLING SYSTEMS | HRCU-A-CB (Split System: Heat Pump with Remote Outdoor Unit-Air-Source) | 37MURAQ24AA3 | ADP |  | PL36H175P14*+TXV | 935SB36040M17*** | 22800 | 15.2 | 8.5 | 21400 | 18700 | 87.38% | 1.96 | 0 | 9 |  |  |  |  | R-454B | 1.9 | Residential & Commercial | USHP
216989084 | Central HP <5.4 tons | BRYANT HEATING AND COOLING SYSTEMS | HRCU-A-CB (Split System: Heat Pump with Remote Outdoor Unit-Air-Source) | 37MURAQ24AA3 | ADP |  | V,C36H***P03*+TXV | 82*SB36045V14*** | 22200 | 15.2 | 8.5 | 22400 | 18900 | 84.38% | 1.92 | 0 | 9 |  |  |  |  | R-454B | 1.85 | Residential & Commercial | USHP
204300079 | Central HP <5.4 tons | CARRIER | HRCU-A-CB (Split System: Heat Pump with Remote Outdoor Unit-Air-Source) | 25VNA837A*030* |  |  | CSPH*3612AL*+UI | 58TN*A135C24**22 | 32200 | 16.5 | 8.1 | 33200 | 24600 | 74.1% | 1.94 | 11 | 11 |  |  |  |  | R-410A | 2.6833 | Residential & Commercial | USHP | Ducted CEE Tier 1
216680878 | Central HP <5.4 tons | AIRQUEST | HRCU-A-CB (Split System: Heat Pump with Remote Outdoor Unit-Air-Source) | DLCURAH18ABK |  |  | EHD4X24AAL | *97VTN0801716A* | 17700 | 15.2 | 8.5 | 18400 | 18500 | 100.5% | 2.08 | 0 | 10.5 |  |  |  |  | R-410A | 1.475 | Residential & Commercial | USHP | Ducted CEE Tier 1
213146394 | Central HP <5.4 tons | BRYANT HEATING AND COOLING SYSTEMS | HRCU-A-CB (Split System: Heat Pump with Remote Outdoor Unit-Air-Source) | 38MURAQ24AB3* | ADP |  | C36A***L129+AEFE3A* | 0 | 23600 | 17 | 9 | 25600 | 25200 | 98.44% | 2.14 | 0 | 10 |  |  |  |  | R-410A | 1.9667 | Residential & Commercial | USHP | Ducted CEE Tier 1
212969536 | Central HP <5.4 tons | CARRIER | HRCU-A-CB (Split System: Heat Pump with Remote Outdoor Unit-Air-Source) | 38MURAQ18AB3* |  |  | CAP**2517AL* | 58SP*B045V14**12 | 18300 | 16.5 | 8.5 | 18100 | 17600 | 97.24% | 2.14 | 0 | 11 |  |  |  |  | R-410A | 1.525 | Residential & Commercial | USHP | Ducted CEE Tier 1
212969556 | Central HP <5.4 tons | CARRIER | HRCU-A-CB (Split System: Heat Pump with Remote Outdoor Unit-Air-Source) | 38MURAQ18AB3* |  |  | CNPV*1814AL* | 58SP*B045V14**12 | 17400 | 16 | 8.5 | 18600 | 19700 | 105.9% | 2.38 | 0 | 10.5 |  |  |  |  | R-410A | 1.45 | Residential & Commercial | USHP | Ducted CEE Tier 1
212969586 | Central HP <5.4 tons | CARRIER | HRCU-A-CB (Split System: Heat Pump with Remote Outdoor Unit-Air-Source) | 38MURAQ18AB3* |  |  | CNPV*3014AL* | 58SP*B045V14**12 | 17400 | 16.5 | 8.1 | 17900 | 18600 | 103.9% | 2.24 | 0 | 11 |  |  |  |  | R-410A | 1.45 | Residential & Commercial | USHP | Ducted CEE Tier 1
210470321 | Central HP <5.4 tons | HEIL | HRCU-A-CB (Split System: Heat Pump with Remote Outdoor Unit-Air-Source) | HVH837GKA2* |  |  | EA*4X60L24A*+WALLCON | *97CMN1202422A* | 32800 | 17.5 | 8.5 | 32000 | 24800 | 77.5% | 1.98 | 0 | 11.7 |  |  |  |  | R-410A | 2.7333 | Residential & Commercial | USHP | Ducted CEE Tier 1
211387478 | Central HP <5.4 tons | COLEMAN | HRCU-A-CB (Split System: Heat Pump with Remote Outdoor Unit-Air-Source) | HMH72B341 |  |  | XAHC30CXXN1+TXV | TP9C100C16MP13 | 32400 | 17 | 8.1 | 32800 | 23000 | 70.12% | 2 | 0 | 9.5 |  |  |  |  | R-410A | 2.7 | Residential & Commercial | USHP
215430622 | Central HP <5.4 tons | LUXAIRE | HRCU-A-CB (Split System: Heat Pump with Remote Outdoor Unit-Air-Source) | HH836E2S11 | ADP |  | H,YG80(1,2)36+TXV | Z8ES080B12SMPS1 | 32800 | 18 | 8.5 | 28400 | 24400 | 85.92% | 2 | 0 | 11.7 |  |  |  |  | R-454B | 2.7333 | Residential & Commercial | USHP | Ducted CEE Tier 1
216974393 | Central HP <5.4 tons | BRYANT HEATING AND COOLING SYSTEMS | HRCU-A-CB (Split System: Heat Pump with Remote Outdoor Unit-Air-Source) | 290VAN048**AA* | ADP |  | V,C48H175P15*+TXV | 83*CA48060C17*** | 44000 | 17 | 9 | 46500 | 33800 | 72.69% | 2.04 | 0 | 9.5 |  |  |  |  | R-454B | 3.6667 | Residential & Commercial | USHP
216974402 | Central HP <5.4 tons | BRYANT HEATING AND COOLING SYSTEMS | HRCU-A-CB (Split System: Heat Pump with Remote Outdoor Unit-Air-Source) | 290VAN048**AA* | ADP |  | C48A***L53*+TXV | 83*CA48060C17*** | 45500 | 18 | 9 | 46000 | 33400 | 72.61% | 2.08 | 0 | 9 |  |  |  |  | R-454B | 3.7917 | Residential & Commercial | USHP
210473266 | Central HP <5.4 tons | DAY & NIGHT | HRCU-A-CB (Split System: Heat Pump with Remote Outdoor Unit-Air-Source) | CVH825GKA3* |  |  | EA*4X48L21A*+WALLCON | *95CSU0601716A* | 24000 | 16.5 | 8.1 | 21000 | 16600 | 79.05% | 2 | 0 | 10.5 |  |  |  |  | R-410A | 2 | Residential & Commercial | USHP | Ducted CEE Tier 1
210473702 | Central HP <5.4 tons | DAY & NIGHT | HRCU-A-CB (Split System: Heat Pump with Remote Outdoor Unit-Air-Source) | CVH825GKA3* |  |  | END4X42L17**+WALLCON | *80CTL0901716A* | 24000 | 17 | 8.1 | 21400 | 16600 | 77.57% | 2 | 0 | 11.5 |  |  |  |  | R-410A | 2 | Residential & Commercial | USHP | Ducted CEE Tier 1
216974696 | Central HP <5.4 tons | BRYANT HEATING AND COOLING SYSTEMS | HRCU-A-CB (Split System: Heat Pump with Remote Outdoor Unit-Air-Source) | 291VAN054**AA* | ADP |  | V,C60H210P29*+TXV | 83*CA60080C21*** | 48500 | 19 | 10.5 | 50000 | 52500 | 105% | 1.98 | 0 | 11 |  |  |  |  | R-454B | 4.0417 | Residential & Commercial | USHP | Ducted CEE Tier 1
216974729 | Central HP <5.4 tons | BRYANT HEATING AND COOLING SYSTEMS | HRCU-A-CB (Split System: Heat Pump with Remote Outdoor Unit-Air-Source) | 291VAN054**AA* | ADP |  | V,C60H210P29*+TXV | 83*CB60100C21*** | 48500 | 19 | 10.5 | 50500 | 52500 | 104% | 1.96 | 0 | 11 |  |  |  |  | R-454B | 4.0417 | Residential & Commercial | USHP | Ducted CEE Tier 1
216974346 | Central HP <5.4 tons | BRYANT HEATING AND COOLING SYSTEMS | HRCU-A-CB (Split System: Heat Pump with Remote Outdoor Unit-Air-Source) | 290VAN036**AA* | ADP |  | PL36H210P74*+TXV | 83*CA36040C17*** | 33200 | 18 | 9 | 33400 | 24600 | 73.65% | 1.88 | 0 | 9 |  |  |  |  | R-454B | 2.7667 | Residential & Commercial | USHP
211396933 | Central HP <5.4 tons | FRASER-JOHNSTON | HRCU-A-CB (Split System: Heat Pump with Remote Outdoor Unit-Air-Source) | HMH72B341 |  |  | XAUC48FXXN1+TXV | TM8Y100C16MP11 | 34000 | 17.5 | 8.5 | 33200 | 24400 | 73.49% | 2.08 | 0 | 9 |  |  |  |  | R-410A | 2.8333 | Residential & Commercial | USHP
211397092 | Central HP <5.4 tons | FRASER-JOHNSTON | HRCU-A-CB (Split System: Heat Pump with Remote Outdoor Unit-Air-Source) | HMH72B341 |  |  | XAHC48FXXN1+TXV | TPLC100C20MP13 | 33800 | 16.5 | 8.5 | 32400 | 23800 | 73.46% | 2.06 | 0 | 9 |  |  |  |  | R-410A | 2.8167 | Residential & Commercial | USHP
214630461 | Central HP <5.4 tons | CARRIER | HRCU-A-CB (Split System: Heat Pump with Remote Outdoor Unit-Air-Source) | 25VNA837A*030* | ADP |  | C36A***L539 | 58CU*A100C21**20 | 32800 | 17 | 8.1 | 30400 | 24400 | 80.26% | 1.98 | 0 | 11.5 |  |  |  |  | R-410A | 2.7333 | Residential & Commercial | USHP | Ducted CEE Tier 1
214630475 | Central HP <5.4 tons | CARRIER | HRCU-A-CB (Split System: Heat Pump with Remote Outdoor Unit-Air-Source) | 25VNA837A*030* | ADP |  | PL36H210P299 | 59MN7B080C17**14 | 31600 | 17 | 8.1 | 31800 | 24400 | 76.73% | 1.86 | 0 | 11 |  |  |  |  | R-410A | 2.6333 | Residential & Commercial | USHP | Ducted CEE Tier 1
206136144 | Central HP <5.4 tons | CARRIER | HRCU-A-CB (Split System: Heat Pump with Remote Outdoor Unit-Air-Source) | 25VNA837A*030* |  |  | CAP**4321AL*+UI | 59CU5A100C21**22 | 33000 | 17.5 | 8.5 | 32800 | 25000 | 76.22% | 2 | 12 | 11.5 |  |  |  |  | R-410A | 2.75 | Residential & Commercial | USHP | Ducted CEE Tier 1
216974798 | Central HP <5.4 tons | BRYANT HEATING AND COOLING SYSTEMS | HRCU-A-CB (Split System: Heat Pump with Remote Outdoor Unit-Air-Source) | 293VAN048**AA* | ADP |  | C48A***L16*+TXV | 83*CA60100C21*** | 43500 | 21 | 9.5 | 46500 | 36000 | 77.42% | 2 | 0 | 10.5 |  |  |  |  | R-454B | 3.625 | Residential & Commercial | USHP | Ducted CEE Tier 1
206788900 | Central HP <5.4 tons | CARRIER | HRCU-A-CB (Split System: Heat Pump with Remote Outdoor Unit-Air-Source) | 25VNA448A*031* |  |  | FE4AN(B,F)005L+UI | 0 | 45000 | 22 | 9.5 | 46000 | 36000 | 78.26% | 2.32 | 13 | 12.5 |  |  |  |  | R-410A | 3.75 | Residential & Commercial | USHP | Ducted CEE Tier 1
214442007 | Central HP <5.4 tons | BRYANT HEATING AND COOLING SYSTEMS | HRCU-A-CB (Split System: Heat Pump with Remote Outdoor Unit-Air-Source) | 288BNV037*0**A* | ADP |  | V,C36H175P159 | 88*TB48090C17*** | 32000 | 18 | 8.5 | 31200 | 24400 | 78.21% | 1.96 | 0 | 11.5 |  |  |  |  | R-410A | 2.6667 | Residential & Commercial | USHP | Ducted CEE Tier 1
215430822 | Central HP <5.4 tons | LUXAIRE | HRCU-A-CB (Split System: Heat Pump with Remote Outdoor Unit-Air-Source) | HH824E2S11 | ADP |  | H,YG80(1,2)36+TXV | TM9V060B12MP12 | 23000 | 18 | 9 | 21400 | 17200 | 80.37% | 2 | 0 | 11.7 |  |  |  |  | R-454B | 1.9167 | Residential & Commercial | USHP | Ducted CEE Tier 1
213738520 | Central HP <5.4 tons | DAY & NIGHT | HRCU-A-CB (Split System: Heat Pump with Remote Outdoor Unit-Air-Source) | DLCURAH36ABK | ADP |  | FG80936 | *80VTL0451412B* | 35400 | 16 | 8.1 | 36800 | 34600 | 94.02% | 1.94 | 0 | 10 |  |  |  |  | R-410A | 2.95 | Residential & Commercial | USHP | Ducted CEE Tier 1
213738521 | Central HP <5.4 tons | DAY & NIGHT | HRCU-A-CB (Split System: Heat Pump with Remote Outdoor Unit-Air-Source) | DLCURAH36ABK | ADP |  | FG82936 | *80VTL0451412B* | 35400 | 16 | 8.1 | 36800 | 34600 | 94.02% | 1.94 | 0 | 10 |  |  |  |  | R-410A | 2.95 | Residential & Commercial | USHP | Ducted CEE Tier 1
211222775 | Central HP <5.4 tons | HEIL | HRCU-A-CB (Split System: Heat Pump with Remote Outdoor Unit-Air-Source) | DLCURAH30ABK |  |  | FVM4X36***L | 0 | 30400 | 15.2 | 8.1 | 34000 | 27400 | 80.59% | 1.78 | 0 | 9 |  |  |  |  | R-410A | 2.5333 | Residential & Commercial | USHP
216487470 | Central HP <5.4 tons | BRYANT HEATING AND COOLING SYSTEMS | HRCU-A-CB (Split System: Heat Pump with Remote Outdoor Unit-Air-Source) | 290VAN048**AA* | ADP |  | CE(P,V)6021G48*+TXV | 88*TB48090C17*** | 44500 | 17 | 9 | 46000 | 33400 | 72.61% | 2.06 | 0 | 9.5 |  |  |  |  | R-454B | 3.7083 | Residential & Commercial | USHP
216487537 | Central HP <5.4 tons | BRYANT HEATING AND COOLING SYSTEMS | HRCU-A-CB (Split System: Heat Pump with Remote Outdoor Unit-Air-Source) | 290VAN048**AA* | ADP |  | CE(P,V)6024G48*+TXV | 987MC66100C21*** | 45000 | 18 | 9 | 45500 | 33200 | 72.97% | 2.06 | 0 | 10 |  |  |  |  | R-454B | 3.75 | Residential & Commercial | USHP | Ducted CEE Tier 1
216487870 | Central HP <5.4 tons | BRYANT HEATING AND COOLING SYSTEMS | HRCU-A-CB (Split System: Heat Pump with Remote Outdoor Unit-Air-Source) | 290VAN048**AA* | ADP |  | CE(P,V)6024G48*+TXV | 986TD60080C21*** | 45000 | 18 | 9 | 45500 | 33200 | 72.97% | 2.06 | 0 | 10 |  |  |  |  | R-454B | 3.75 | Residential & Commercial | USHP | Ducted CEE Tier 1
214397944 | Central HP <5.4 tons | LUXAIRE | HRCU-A-CB (Split System: Heat Pump with Remote Outdoor Unit-Air-Source) | HH824E2S11 |  |  | CTF30A5ADS1 | TMLE040A12MP11 | 23000 | 18 | 9.5 | 23000 | 18500 | 80.43% | 2 | 0 | 12 |  |  |  |  | R-454B | 1.9167 | Residential & Commercial | USHP | Ducted CEE Tier 1
210471322 | Central HP <5.4 tons | HEIL | HRCU-A-CB (Split System: Heat Pump with Remote Outdoor Unit-Air-Source) | HVH837GKA2* |  |  | EHD4X60AAL+WALLCON | *97CMN0602120A* | 32800 | 16.5 | 8.1 | 32400 | 25200 | 77.78% | 1.98 | 0 | 11 |  |  |  |  | R-410A | 2.7333 | Residential & Commercial | USHP | Ducted CEE Tier 1
213781928 | Central HP <5.4 tons | AIRQUEST | HRCU-A-CB (Split System: Heat Pump with Remote Outdoor Unit-Air-Source) | HVH837GKA2* |  |  | EHD4X42AAL+WALLCON | *80CTL0902120B* | 32400 | 16.5 | 8.1 | 32800 | 24600 | 75% | 1.94 | 0 | 11 |  |  |  |  | R-410A | 2.7 | Residential & Commercial | USHP | Ducted CEE Tier 1
216733589 | Central HP <5.4 tons | DAY & NIGHT | HRCU-A-CB (Split System: Heat Pump with Remote Outdoor Unit-Air-Source) | D5CUHAH24AAK |  |  | EA*5X25M17A* | *96VTN0601716B* | 23000 | 16.5 | 8.5 | 20600 | 18400 | 89.32% | 1.98 | 0 | 11 |  |  |  |  | R-454B | 1.9167 | Residential & Commercial | USHP | Ducted CEE Tier 1
214771882 | Central HP <5.4 tons | LUXAIRE | HRCU-A-C (Split System: Heat Pump with Remote Outdoor Unit with No Indoor Fan --Air Source) | HH860E2S11 | ADP |  | H,YG50*60+TXV+TD | 0 | 44500 | 15.2 | 8.5 | 44000 | 33800 | 76.82% | 2 | 0 | 11 |  |  |  |  | R-454B | 3.7083 | Residential & Commercial | USHP | Ducted CEE Tier 1
216761968 | Central HP <5.4 tons | BRYANT HEATING AND COOLING SYSTEMS | HRCU-A-CB (Split System: Heat Pump with Remote Outdoor Unit-Air-Source) | 38MURAQ24AA3* | ADP |  | H,PG21930 | 927TA60080V21*** | 22600 | 15.2 | 8.75 | 23200 | 19000 | 81.9% | 2.1 | 0 | 9 |  |  |  |  | R-410A | 1.8833 | Residential & Commercial | USHP
210470133 | Central HP <5.4 tons | CARRIER | HRCU-A-CB (Split System: Heat Pump with Remote Outdoor Unit-Air-Source) | 25VNA837A*031* |  |  | CAP**4221AL*+UI | 59CU5A080C21**20 | 31800 | 17.5 | 8.1 | 33000 | 24400 | 73.94% | 1.9 | 0 | 11 |  |  |  |  | R-410A | 2.65 | Residential & Commercial | USHP | Ducted CEE Tier 1
216974360 | Central HP <5.4 tons | BRYANT HEATING AND COOLING SYSTEMS | HRCU-A-CB (Split System: Heat Pump with Remote Outdoor Unit-Air-Source) | 290VAN036**AA* | ADP |  | C36A***L15*+TXV | 83*CA48060C17*** | 33600 | 18 | 9 | 33400 | 24800 | 74.25% | 1.88 | 0 | 9.5 |  |  |  |  | R-454B | 2.8 | Residential & Commercial | USHP
210473162 | Central HP <5.4 tons | HEIL | HRCU-A-CB (Split System: Heat Pump with Remote Outdoor Unit-Air-Source) | HVH825GKA3* |  |  | EA*4X43L21A*+WALLCON | *80CTL0701716A* | 24400 | 17 | 8.5 | 21200 | 16600 | 78.3% | 2.02 | 0 | 11 |  |  |  |  | R-410A | 2.0333 | Residential & Commercial | USHP | Ducted CEE Tier 1
216737996 | Central HP <5.4 tons | TEMPSTAR | HRCU-A-CB (Split System: Heat Pump with Remote Outdoor Unit-Air-Source) | D5CUHAH24AAK |  |  | ESH5X36M12A* | *80CSU1002120A* | 23400 | 16 | 8.5 | 21400 | 19000 | 88.79% | 1.94 | 0 | 10.5 |  |  |  |  | R-454B | 1.95 | Residential & Commercial | USHP | Ducted CEE Tier 1
216738598 | Central HP <5.4 tons | TEMPSTAR | HRCU-A-CB (Split System: Heat Pump with Remote Outdoor Unit-Air-Source) | D5CUHAH24AAK |  |  | ESH5X36M12A* | *96MSN1002122A* | 22400 | 15.5 | 8.1 | 20800 | 18400 | 88.46% | 1.85 | 0 | 10.5 |  |  |  |  | R-454B | 1.8667 | Residential & Commercial | USHP | Ducted CEE Tier 1
216738700 | Central HP <5.4 tons | TEMPSTAR | HRCU-A-CB (Split System: Heat Pump with Remote Outdoor Unit-Air-Source) | D5CUHAH24AAK |  |  | ESH5X36M12A* | *95MSU0401712A* | 22800 | 16 | 8.1 | 20800 | 18600 | 89.42% | 1.85 | 0 | 11 |  |  |  |  | R-454B | 1.9 | Residential & Commercial | USHP | Ducted CEE Tier 1
216738733 | Central HP <5.4 tons | TEMPSTAR | HRCU-A-CB (Split System: Heat Pump with Remote Outdoor Unit-Air-Source) | D5CUHAH24AAK |  |  | ESH5X36M12A* | *95MSU1002120A* | 22800 | 16 | 8.1 | 20800 | 18500 | 88.94% | 1.85 | 0 | 11 |  |  |  |  | R-454B | 1.9 | Residential & Commercial | USHP | Ducted CEE Tier 1
214630484 | Central HP <5.4 tons | CARRIER | HRCU-A-CB (Split System: Heat Pump with Remote Outdoor Unit-Air-Source) | 25VNA837A*030* | ADP |  | PL36H175P159 | 59TN6B080C17**14 | 32000 | 17 | 8.1 | 31200 | 24800 | 79.49% | 1.96 | 0 | 11 |  |  |  |  | R-410A | 2.6667 | Residential & Commercial | USHP | Ducted CEE Tier 1
214630486 | Central HP <5.4 tons | CARRIER | HRCU-A-CB (Split System: Heat Pump with Remote Outdoor Unit-Air-Source) | 25VNA837A*030* | ADP |  | C36A***L539 | 59TN6B080C17**14 | 32200 | 17 | 8.1 | 31200 | 24800 | 79.49% | 1.96 | 0 | 11 |  |  |  |  | R-410A | 2.6833 | Residential & Commercial | USHP | Ducted CEE Tier 1
216974483 | Central HP <5.4 tons | BRYANT HEATING AND COOLING SYSTEMS | HRCU-A-CB (Split System: Heat Pump with Remote Outdoor Unit-Air-Source) | 290VAN060**AA* | ADP |  | PL60H210P17*+TXV | 83*CA60100C21*** | 55000 | 18 | 9 | 58000 | 41500 | 71.55% | 2 | 0 | 8.5 |  |  |  |  | R-454B | 4.5833 | Residential & Commercial | USHP
214398395 | Central HP <5.4 tons | LUXAIRE | HRCU-A-CB (Split System: Heat Pump with Remote Outdoor Unit-Air-Source) | HH824E2S11 |  |  | CTM30B5ACS1 | TM8E080B12MP11 | 23000 | 17 | 9.5 | 23000 | 18300 | 79.57% | 2 | 0 | 12 |  |  |  |  | R-454B | 1.9167 | Residential & Commercial | USHP | Ducted CEE Tier 1
216374560 | Central HP <5.4 tons | LUXAIRE | HRCU-A-CB (Split System: Heat Pump with Remote Outdoor Unit-Air-Source) | HH824E2S11 |  |  | CTM36B5ADS1 | Z9ET080B12SMPS1 | 23000 | 18 | 9 | 23000 | 17400 | 75.65% | 2 | 0 | 12 |  |  |  |  | R-454B | 1.9167 | Residential & Commercial | USHP | Ducted CEE Tier 1
214397961 | Central HP <5.4 tons | LUXAIRE | HRCU-A-CB (Split System: Heat Pump with Remote Outdoor Unit-Air-Source) | HH824E2S11 |  |  | CTF30B5ACS1+JME08B2SN1 | 0 | 23000 | 19 | 9.5 | 23000 | 18500 | 80.43% | 2 | 0 | 12 |  |  |  |  | R-454B | 1.9167 | Residential & Commercial | USHP | Ducted CEE Tier 1
214398363 | Central HP <5.4 tons | LUXAIRE | HRCU-A-CB (Split System: Heat Pump with Remote Outdoor Unit-Air-Source) | HH824E2S11 |  |  | CTF36B5ADS1 | TP9C080B12MP13 | 23000 | 18 | 9.5 | 23000 | 18400 | 80% | 2 | 0 | 12 |  |  |  |  | R-454B | 1.9167 | Residential & Commercial | USHP | Ducted CEE Tier 1
216374662 | Central HP <5.4 tons | LUXAIRE | HRCU-A-CB (Split System: Heat Pump with Remote Outdoor Unit-Air-Source) | HH824E2S11 |  |  | CTM30B5ACS1 | Z9ET080B12SMPS1 | 23000 | 18 | 9.5 | 23000 | 18100 | 78.7% | 2 | 0 | 12 |  |  |  |  | R-454B | 1.9167 | Residential & Commercial | USHP | Ducted CEE Tier 1
216738156 | Central HP <5.4 tons | AIRQUEST | HRCU-A-CB (Split System: Heat Pump with Remote Outdoor Unit-Air-Source) | D5CUHAH24AAK |  |  | ESH5X36M12A* | *80VSL0701716B* | 22600 | 16 | 8.1 | 20800 | 18400 | 88.46% | 1.85 | 0 | 11 |  |  |  |  | R-454B | 1.8833 | Residential & Commercial | USHP | Ducted CEE Tier 1
216974339 | Central HP <5.4 tons | BRYANT HEATING AND COOLING SYSTEMS | HRCU-A-CB (Split System: Heat Pump with Remote Outdoor Unit-Air-Source) | 290VAN036**AA* | ADP |  | PL36H210P29*+TXV | 83*CA36040C17*** | 34400 | 18 | 9 | 33600 | 24800 | 73.81% | 1.88 | 0 | 10 |  |  |  |  | R-454B | 2.8667 | Residential & Commercial | USHP | Ducted CEE Tier 1
216782059 | Central HP <5.4 tons | LUXAIRE | HRCU-A-CB (Split System: Heat Pump with Remote Outdoor Unit-Air-Source) | HH860E2S11 |  |  | CTU60C5XGS1+TXV | Z8ES080C20LMPS1 | 44000 | 18 | 9 | 44500 | 33400 | 75.06% | 2 | 0 | 12 |  |  |  |  | R-454B | 3.6667 | Residential & Commercial | USHP | Ducted CEE Tier 1
214809138 | Central HP <5.4 tons | LUXAIRE | HRCU-A-CB (Split System: Heat Pump with Remote Outdoor Unit-Air-Source) | HH860E2S11 |  |  | CTU60C5XGS1+TXV | Z8ES080C20SMPS1 | 44000 | 18 | 9 | 44500 | 33400 | 75.06% | 2 | 0 | 12 |  |  |  |  | R-454B | 3.6667 | Residential & Commercial | USHP | Ducted CEE Tier 1
216974419 | Central HP <5.4 tons | BRYANT HEATING AND COOLING SYSTEMS | HRCU-A-CB (Split System: Heat Pump with Remote Outdoor Unit-Air-Source) | 290VAN048**AA* | ADP |  | A60VHA*+TXV | 83*CA60100C21*** | 45000 | 18 | 9 | 46000 | 33400 | 72.61% | 2.08 | 0 | 9 |  |  |  |  | R-454B | 3.75 | Residential & Commercial | USHP
216974453 | Central HP <5.4 tons | BRYANT HEATING AND COOLING SYSTEMS | HRCU-A-CB (Split System: Heat Pump with Remote Outdoor Unit-Air-Source) | 290VAN048**AA* | ADP |  | V,C60H210P17*+TXV | 83*CB60080C21*** | 45500 | 18 | 9 | 45000 | 33000 | 73.33% | 2.06 | 0 | 9.5 |  |  |  |  | R-454B | 3.7917 | Residential & Commercial | USHP
216439994 | Central HP <5.4 tons | TRANE | HRCU-A-CB (Split System: Heat Pump with Remote Outdoor Unit-Air-Source) | 5TWV0X36A1 |  |  | 5PX*B004AS3 | S9V2B080D4PSC+LRP | 31400 | 17.1 | 9 | 31400 | 23600 | 75.16% | 2 | 0 | 11.7 |  |  |  |  | R-454B | 2.6167 | Residential & Commercial | USHP | Ducted CEE Tier 1
216440012 | Central HP <5.4 tons | TRANE | HRCU-A-CB (Split System: Heat Pump with Remote Outdoor Unit-Air-Source) | 5TWV0X36A1 |  |  | 5PX*B004AS3 | S9V2B040U3VSB+LRP | 33200 | 18.4 | 9 | 32000 | 24000 | 75% | 2.1 | 0 | 12 |  |  |  |  | R-454B | 2.7667 | Residential & Commercial | USHP | Ducted CEE Tier 1
216440044 | Central HP <5.4 tons | TRANE | HRCU-A-CB (Split System: Heat Pump with Remote Outdoor Unit-Air-Source) | 5TWV0X36A1 |  |  | 5PX*B006AS3 | S9V2B040D3VSB+LRP | 32200 | 17.1 | 9.4 | 31800 | 23800 | 74.84% | 2.1 | 0 | 11.7 |  |  |  |  | R-454B | 2.6833 | Residential & Commercial | USHP | Ducted CEE Tier 1
216440060 | Central HP <5.4 tons | TRANE | HRCU-A-CB (Split System: Heat Pump with Remote Outdoor Unit-Air-Source) | 5TWV0X36A1 |  |  | 5PX*C005AS3 | S9V2C100U4VSB+LRP | 33200 | 18.8 | 9.4 | 32000 | 24000 | 75% | 2.1 | 0 | 12 |  |  |  |  | R-454B | 2.7667 | Residential & Commercial | USHP | Ducted CEE Tier 1
216440062 | Central HP <5.4 tons | TRANE | HRCU-A-CB (Split System: Heat Pump with Remote Outdoor Unit-Air-Source) | 5TWV0X36A1 |  |  | 5PX*C005AS3 | S9V2C100D4VSB+LRP | 31600 | 17.2 | 9.4 | 31400 | 23400 | 74.52% | 2 | 0 | 11.7 |  |  |  |  | R-454B | 2.6333 | Residential & Commercial | USHP | Ducted CEE Tier 1
216440092 | Central HP <5.4 tons | TRANE | HRCU-A-CB (Split System: Heat Pump with Remote Outdoor Unit-Air-Source) | 5TWV0X36A1 |  |  | 5PX*C009AS3+P0V0C000M50SD+LRP | 0 | 34600 | 20 | 9.4 | 32400 | 23800 | 73.46% | 2.1 | 0 | 12.7 |  |  |  |  | R-454B | 2.8833 | Residential & Commercial | USHP | Ducted CEE Tier 1
210473950 | Central HP <5.4 tons | HEIL | HRCU-A-CB (Split System: Heat Pump with Remote Outdoor Unit-Air-Source) | HVH825GKA3* |  |  | EN(A,D,W)4X48L21**+WALLCON | *80CTL0451712A* | 24000 | 16.5 | 8.1 | 21400 | 16700 | 78.04% | 2 | 0 | 11 |  |  |  |  | R-410A | 2 | Residential & Commercial | USHP | Ducted CEE Tier 1
210474049 | Central HP <5.4 tons | HEIL | HRCU-A-CB (Split System: Heat Pump with Remote Outdoor Unit-Air-Source) | HVH825GKA3* |  |  | EN(A,D,W)4X48L21**+WALLCON | *97CMN0602120A* | 24000 | 16.5 | 8.1 | 21400 | 16700 | 78.04% | 2 | 0 | 11 |  |  |  |  | R-410A | 2 | Residential & Commercial | USHP | Ducted CEE Tier 1
216411117 | Central HP <5.4 tons | LUXAIRE | HRCU-A-CB (Split System: Heat Pump with Remote Outdoor Unit-Air-Source) | HMH72B341 |  |  | XAHB36DBCN1 | Z9ET080B12SMPS1 | 33200 | 17.5 | 8.5 | 33000 | 23200 | 70.3% | 2 | 0 | 10 |  |  |  |  | R-410A | 2.7667 | Residential & Commercial | USHP | Ducted CEE Tier 1
214280317 | Central HP <5.4 tons | TEMPSTAR | HRCU-A-CB (Split System: Heat Pump with Remote Outdoor Unit-Air-Source) | DLCURAH36ABK |  |  | EA*4X48L21A* | *96MSN0601716A* | 35600 | 15.5 | 8.5 | 38000 | 34800 | 91.58% | 2.04 | 0 | 9.5 |  |  |  |  | R-410A | 2.9667 | Residential & Commercial | USHP
216683219 | Central HP <5.4 tons | AIRQUEST | HRCU-A-CB (Split System: Heat Pump with Remote Outdoor Unit-Air-Source) | DLCURAH36ABK |  |  | EHD4X48AAL | *97VTN1202422A* | 35800 | 16 | 8.5 | 38000 | 34400 | 90.53% | 1.82 | 0 | 10 |  |  |  |  | R-410A | 2.9833 | Residential & Commercial | USHP | Ducted CEE Tier 1
214271777 | Central HP <5.4 tons | CARRIER | HRCU-A-CB (Split System: Heat Pump with Remote Outdoor Unit-Air-Source) | 25VNA448A*031* | ADP |  | C48A***L169 | 58TN*B110C21**20 | 44000 | 21 | 9.5 | 43500 | 35600 | 81.84% | 2.36 | 0 | 11.7 |  |  |  |  | R-410A | 3.6667 | Residential & Commercial | USHP | Ducted CEE Tier 1
213738535 | Central HP <5.4 tons | DAY & NIGHT | HRCU-A-CB (Split System: Heat Pump with Remote Outdoor Unit-Air-Source) | DLCURAH36ABK | ADP |  | PL36H175P159 | *92MSN0601714A* | 35200 | 16 | 8.1 | 36800 | 34600 | 94.02% | 1.94 | 0 | 10 |  |  |  |  | R-410A | 2.9333 | Residential & Commercial | USHP | Ducted CEE Tier 1
213738536 | Central HP <5.4 tons | DAY & NIGHT | HRCU-A-CB (Split System: Heat Pump with Remote Outdoor Unit-Air-Source) | DLCURAH36ABK | ADP |  | V,G36H175P159 | *92MSN0601714A* | 35200 | 16 | 8.1 | 36800 | 34600 | 94.02% | 1.94 | 0 | 10 |  |  |  |  | R-410A | 2.9333 | Residential & Commercial | USHP | Ducted CEE Tier 1
216682085 | Central HP <5.4 tons | AIRQUEST | HRCU-A-CB (Split System: Heat Pump with Remote Outdoor Unit-Air-Source) | DLCURAH30ABK |  |  | EA*4X42L21A* | *97VTN1002120A* | 30000 | 15.2 | 8.5 | 34000 | 27000 | 79.41% | 1.75 | 0 | 9 |  |  |  |  | R-410A | 2.5 | Residential & Commercial | USHP
210470255 | Central HP <5.4 tons | HEIL | HRCU-A-CB (Split System: Heat Pump with Remote Outdoor Unit-Air-Source) | HVH837GKA2* |  |  | EA*4X60L24A*+WALLCON | *80CSU1002120A* | 32800 | 17 | 8.1 | 32000 | 24800 | 77.5% | 1.96 | 0 | 11 |  |  |  |  | R-410A | 2.7333 | Residential & Commercial | USHP | Ducted CEE Tier 1
210470888 | Central HP <5.4 tons | HEIL | HRCU-A-CB (Split System: Heat Pump with Remote Outdoor Unit-Air-Source) | HVH837GKA2* |  |  | EN(A,D,W)4X60L24**+WALLCON | *95CSU1002122A* | 32800 | 18 | 8.1 | 32200 | 24600 | 76.4% | 1.98 | 0 | 12 |  |  |  |  | R-410A | 2.7333 | Residential & Commercial | USHP | Ducted CEE Tier 1
214630472 | Central HP <5.4 tons | CARRIER | HRCU-A-CB (Split System: Heat Pump with Remote Outdoor Unit-Air-Source) | 25VNA837A*030* | ADP |  | V,C36H175P459 | 59CU5B060C17**16 | 32200 | 17 | 8.1 | 31400 | 24600 | 78.34% | 1.94 | 0 | 11.5 |  |  |  |  | R-410A | 2.6833 | Residential & Commercial | USHP | Ducted CEE Tier 1
210474582 | Central HP <5.4 tons | HEIL | HRCU-A-CB (Split System: Heat Pump with Remote Outdoor Unit-Air-Source) | HVH825GKA3* |  |  | EHD4X48AAL+WALLCON | *97CMN0801714A* | 24200 | 16 | 8.1 | 21400 | 16700 | 78.04% | 2 | 0 | 10.5 |  |  |  |  | R-410A | 2.0167 | Residential & Commercial | USHP | Ducted CEE Tier 1
210474615 | Central HP <5.4 tons | HEIL | HRCU-A-CB (Split System: Heat Pump with Remote Outdoor Unit-Air-Source) | HVH825GKA3* |  |  | EHD4X48AAL+WALLCON | *96CTN1002122A* | 24200 | 16 | 8.1 | 21200 | 16700 | 78.77% | 2.04 | 0 | 11 |  |  |  |  | R-410A | 2.0167 | Residential & Commercial | USHP | Ducted CEE Tier 1
216738224 | Central HP <5.4 tons | AIRQUEST | HRCU-A-CB (Split System: Heat Pump with Remote Outdoor Unit-Air-Source) | D5CUHAH24AAK |  |  | ESH5X36M12A* | *80MSU0802120A* | 22600 | 16 | 8.1 | 20600 | 18400 | 89.32% | 1.85 | 0 | 11 |  |  |  |  | R-454B | 1.8833 | Residential & Commercial | USHP | Ducted CEE Tier 1
216974456 | Central HP <5.4 tons | BRYANT HEATING AND COOLING SYSTEMS | HRCU-A-CB (Split System: Heat Pump with Remote Outdoor Unit-Air-Source) | 290VAN048**AA* | ADP |  | C60A***L19*+TXV | 83*CB60080C21*** | 45500 | 18 | 9 | 45000 | 33000 | 73.33% | 2.06 | 0 | 9.5 |  |  |  |  | R-454B | 3.7917 | Residential & Commercial | USHP
214728367 | Central HP <5.4 tons | LUXAIRE | HRCU-A-CB (Split System: Heat Pump with Remote Outdoor Unit-Air-Source) | HH836E2S11 |  |  | CTU36B5XDS1+TXV | TM9Y060B12MP11 | 33200 | 18 | 8.5 | 31200 | 25600 | 82.05% | 2 | 0 | 11 |  |  |  |  | R-454B | 2.7667 | Residential & Commercial | USHP | Ducted CEE Tier 1
216738272 | Central HP <5.4 tons | AIRQUEST | HRCU-A-CB (Split System: Heat Pump with Remote Outdoor Unit-Air-Source) | D5CUHAH24AAK |  |  | ESH5X36M12A* | *80CTL0702120B* | 23200 | 15.2 | 8.1 | 21200 | 18800 | 88.68% | 1.9 | 0 | 10.5 |  |  |  |  | R-454B | 1.9333 | Residential & Commercial | USHP | Ducted CEE Tier 1
216738458 | Central HP <5.4 tons | AIRQUEST | HRCU-A-CB (Split System: Heat Pump with Remote Outdoor Unit-Air-Source) | D5CUHAH24AAK |  |  | ESH5X36M12A* | *92MSN0601714A* | 22800 | 16 | 8.1 | 20800 | 18500 | 88.94% | 1.85 | 0 | 11 |  |  |  |  | R-454B | 1.9 | Residential & Commercial | USHP | Ducted CEE Tier 1
214572957 | Central HP <5.4 tons | TEMPSTAR | HRCU-A-CB (Split System: Heat Pump with Remote Outdoor Unit-Air-Source) | TVH837GKA** |  |  | EA*4X61L21A*+WALLCON | *80CTL0702120B* | 33200 | 17.5 | 8.5 | 32000 | 25000 | 78.12% | 2 | 0 | 11.5 |  |  |  |  | R-410A | 2.7667 | Residential & Commercial | USHP | Ducted CEE Tier 1
212479823 | Central HP <5.4 tons | CARRIER | HRCU-A-CB (Split System: Heat Pump with Remote Outdoor Unit-Air-Source) | 38MURAQ18AB3* | ADP |  | A24VBA+TXV | 59SC5B040E14**10 | 17700 | 15.2 | 8.5 | 17100 | 18400 | 107.6% | 2.26 | 0 | 10.5 |  |  |  |  | R-410A | 1.475 | Residential & Commercial | USHP | Ducted CEE Tier 1
212479841 | Central HP <5.4 tons | CARRIER | HRCU-A-CB (Split System: Heat Pump with Remote Outdoor Unit-Air-Source) | 38MURAQ18AB3* | ADP |  | A24VBA+TXV | 59TP6B040V14**10 | 17300 | 16 | 8.5 | 16700 | 18800 | 112.6% | 2.3 | 0 | 10.5 |  |  |  |  | R-410A | 1.4417 | Residential & Commercial | USHP | Ducted CEE Tier 1
216974365 | Central HP <5.4 tons | BRYANT HEATING AND COOLING SYSTEMS | HRCU-A-CB (Split System: Heat Pump with Remote Outdoor Unit-Air-Source) | 290VAN036**AA* | ADP |  | PL36H210P29*+TXV | 83*CB36040C17*** | 34600 | 18 | 9 | 33600 | 24600 | 73.21% | 1.9 | 0 | 10 |  |  |  |  | R-454B | 2.8833 | Residential & Commercial | USHP | Ducted CEE Tier 1
213738458 | Central HP <5.4 tons | DAY & NIGHT | HRCU-A-CB (Split System: Heat Pump with Remote Outdoor Unit-Air-Source) | DLCURAH36ABK | ADP |  | FG82936 | *80MS(N,L)0451412A* | 36000 | 15.2 | 8.5 | 36800 | 34800 | 94.57% | 2 | 0 | 10 |  |  |  |  | R-410A | 3 | Residential & Commercial | USHP | Ducted CEE Tier 1
215935310 | Central HP <5.4 tons | DAY & NIGHT | HRCU-A-CB (Split System: Heat Pump with Remote Outdoor Unit-Air-Source) | C5H3V36*K*AAA* |  |  | EVM5X60M21A*+WALLCON | *96CTN0801714B* | 35400 | 21.5 | 8.5 | 38000 | 28800 | 75.79% | 2.02 | 0 | 12 |  |  |  |  | R-454B | 2.95 | Residential & Commercial | USHP | Ducted CEE Tier 1
215935360 | Central HP <5.4 tons | DAY & NIGHT | HRCU-A-CB (Split System: Heat Pump with Remote Outdoor Unit-Air-Source) | C5H3V36*K*AAA* |  |  | EVM5X60M24A*+WALLCON | *80CTL1102120B* | 35600 | 22 | 8.5 | 38000 | 28400 | 74.74% | 2.04 | 0 | 12.5 |  |  |  |  | R-454B | 2.9667 | Residential & Commercial | USHP | Ducted CEE Tier 1
215430615 | Central HP <5.4 tons | LUXAIRE | HRCU-A-CB (Split System: Heat Pump with Remote Outdoor Unit-Air-Source) | HH836E2S11 | ADP |  | H,YG80(1,2)36+TXV | TM9Y080B12MP11 | 33000 | 18 | 8.5 | 29400 | 25000 | 85.03% | 2 | 0 | 11 |  |  |  |  | R-454B | 2.75 | Residential & Commercial | USHP | Ducted CEE Tier 1
216974381 | Central HP <5.4 tons | BRYANT HEATING AND COOLING SYSTEMS | HRCU-A-CB (Split System: Heat Pump with Remote Outdoor Unit-Air-Source) | 290VAN036**AA* | ADP |  | PL36H175P14*+TXV | 83*CB48060C17*** | 33200 | 18 | 9 | 33400 | 24600 | 73.65% | 1.9 | 0 | 9 |  |  |  |  | R-454B | 2.7667 | Residential & Commercial | USHP
210470385 | Central HP <5.4 tons | CARRIER | HRCU-A-CB (Split System: Heat Pump with Remote Outdoor Unit-Air-Source) | 25VNA837A*031* |  |  | CAP**6121AL*+UI | 59CU5A100C21**22 | 33200 | 18 | 8.5 | 32000 | 24800 | 77.5% | 2 | 0 | 11.5 |  |  |  |  | R-410A | 2.7667 | Residential & Commercial | USHP | Ducted CEE Tier 1
216782805 | Central HP <5.4 tons | LUXAIRE | HRCU-A-CB (Split System: Heat Pump with Remote Outdoor Unit-Air-Source) | HH836E2S11 |  |  | CTM48C5CFS1 | Z8ES120C20LMPS1 | 34200 | 19 | 9 | 32000 | 25400 | 79.38% | 2 | 0 | 11 |  |  |  |  | R-454B | 2.85 | Residential & Commercial | USHP | Ducted CEE Tier 1
216782170 | Central HP <5.4 tons | LUXAIRE | HRCU-A-CB (Split System: Heat Pump with Remote Outdoor Unit-Air-Source) | HH824E2S11 |  |  | CTF36B5ADS1 | Z8ES080B12LMPS1 | 23000 | 19 | 9.5 | 23000 | 18600 | 80.87% | 2 | 0 | 12 |  |  |  |  | R-454B | 1.9167 | Residential & Commercial | USHP | Ducted CEE Tier 1
215424719 | Central HP <5.4 tons | LUXAIRE | HRCU-A-CB (Split System: Heat Pump with Remote Outdoor Unit-Air-Source) | HH824E2S11 | ADP |  | H,YE7J*36+TXV-BLEED | TM9E080B12MP12 | 23000 | 17 | 9 | 21400 | 18300 | 85.51% | 2 | 0 | 11.7 |  |  |  |  | R-454B | 1.9167 | Residential & Commercial | USHP | Ducted CEE Tier 1
215424237 | Central HP <5.4 tons | LUXAIRE | HRCU-A-CB (Split System: Heat Pump with Remote Outdoor Unit-Air-Source) | HH836E2S11 | ADP |  | H,YE9J*36+TXV-BLEED | TM9Y080B12MP11 | 33000 | 17 | 8.5 | 29400 | 25000 | 85.03% | 2 | 0 | 11 |  |  |  |  | R-454B | 2.75 | Residential & Commercial | USHP | Ducted CEE Tier 1
215424721 | Central HP <5.4 tons | LUXAIRE | HRCU-A-CB (Split System: Heat Pump with Remote Outdoor Unit-Air-Source) | HH824E2S11 | ADP |  | H,YE7J*36+TXV-BLEED | TM9V060B12MP12 | 22400 | 17 | 8.8 | 21400 | 17200 | 80.37% | 1.96 | 0 | 11 |  |  |  |  | R-454B | 1.8667 | Residential & Commercial | USHP | Ducted CEE Tier 1
215424730 | Central HP <5.4 tons | LUXAIRE | HRCU-A-CB (Split System: Heat Pump with Remote Outdoor Unit-Air-Source) | HH824E2S11 | ADP |  | H,YE7J*36+TXV-BLEED | Z8ET080B12LMPS1 | 23000 | 18 | 9 | 21400 | 18100 | 84.58% | 2 | 0 | 12 |  |  |  |  | R-454B | 1.9167 | Residential & Commercial | USHP | Ducted CEE Tier 1
210470387 | Central HP <5.4 tons | HEIL | HRCU-A-CB (Split System: Heat Pump with Remote Outdoor Unit-Air-Source) | HVH837GKA2* |  |  | EA*4X61L21A*+WALLCON | *95CSU1002122A* | 33200 | 18 | 8.5 | 32000 | 24800 | 77.5% | 2 | 0 | 11.5 |  |  |  |  | R-410A | 2.7667 | Residential & Commercial | USHP | Ducted CEE Tier 1
216682076 | Central HP <5.4 tons | DAY & NIGHT | HRCU-A-CB (Split System: Heat Pump with Remote Outdoor Unit-Air-Source) | DLCURAH30ABK |  |  | EA*4X37L21A* | *97VTN1002120A* | 30600 | 15.2 | 9 | 33200 | 26000 | 78.31% | 1.8 | 0 | 9 |  |  |  |  | R-410A | 2.55 | Residential & Commercial | USHP
214629298 | Central HP <5.4 tons | CARRIER | HRCU-A-CB (Split System: Heat Pump with Remote Outdoor Unit-Air-Source) | 38MURAQ36AB3* | ADP |  | PL36H210P299 | 59SU5B060M17**16 | 36600 | 16 | 8.5 | 36800 | 34600 | 94.02% | 2.06 | 0 | 10 |  |  |  |  | R-410A | 3.05 | Residential & Commercial | USHP | Ducted CEE Tier 1
214629307 | Central HP <5.4 tons | CARRIER | HRCU-A-CB (Split System: Heat Pump with Remote Outdoor Unit-Air-Source) | 38MURAQ36AB3* | ADP |  | PL36H175P149 | 59SU5B060M17**16 | 35000 | 16 | 8.1 | 36800 | 34600 | 94.02% | 1.86 | 0 | 9.5 |  |  |  |  | R-410A | 2.9167 | Residential & Commercial | USHP
214629314 | Central HP <5.4 tons | CARRIER | HRCU-A-CB (Split System: Heat Pump with Remote Outdoor Unit-Air-Source) | 38MURAQ36AB3* | ADP |  | V,C36H175P159 | 59SU5B060M17**16 | 35000 | 16 | 8.1 | 36200 | 34200 | 94.48% | 2 | 0 | 9.5 |  |  |  |  | R-410A | 2.9167 | Residential & Commercial | USHP
214063092 | Central HP <5.4 tons | TRANE | HRCU-A-CB (Split System: Heat Pump with Remote Outdoor Unit-Air-Source) | 4TWV8X60A1 | ADP |  | FG86960+P0V0D000M50SC+RP | 0 | 54000 | 18 | 8.2 | 49500 | 38500 | 77.78% | 1.75 | 0 | 12 |  |  |  |  | R-410A | 4.5 | Residential & Commercial | USHP | Ducted CEE Tier 1
216374759 | Central HP <5.4 tons | LUXAIRE | HRCU-A-CB (Split System: Heat Pump with Remote Outdoor Unit-Air-Source) | HH836E2S11 |  |  | CTM48C5CFS1 | Z9ET100C16SMPS1 | 32400 | 19 | 9.5 | 30200 | 23400 | 77.48% | 2 | 0 | 11 |  |  |  |  | R-454B | 2.7 | Residential & Commercial | USHP | Ducted CEE Tier 1
216487705 | Central HP <5.4 tons | BRYANT HEATING AND COOLING SYSTEMS | HRCU-A-CB (Split System: Heat Pump with Remote Outdoor Unit-Air-Source) | 293VAN048**AA* | ADP |  | CE(P,V)4817G1K*+TXV | 987MC60060C21*** | 43000 | 20 | 9.5 | 46500 | 36800 | 79.14% | 1.88 | 0 | 10 |  |  |  |  | R-454B | 3.5833 | Residential & Commercial | USHP | Ducted CEE Tier 1
211394812 | Central HP <5.4 tons | FRASER-JOHNSTON | HRCU-A-CB (Split System: Heat Pump with Remote Outdoor Unit-Air-Source) | HMH72B341 |  |  | XAHC48FBCN1 | TP9C100C16MP13 | 33000 | 16.5 | 8.5 | 31800 | 23200 | 72.96% | 2.04 | 0 | 9 |  |  |  |  | R-410A | 2.75 | Residential & Commercial | USHP
211395350 | Central HP <5.4 tons | FRASER-JOHNSTON | HRCU-A-CB (Split System: Heat Pump with Remote Outdoor Unit-Air-Source) | HMH72B341 |  |  | XAFC48FBCN1 | TM9V080C16MP12 | 33400 | 16.5 | 8.5 | 32400 | 23600 | 72.84% | 2.06 | 0 | 9.5 |  |  |  |  | R-410A | 2.7833 | Residential & Commercial | USHP
211393476 | Central HP <5.4 tons | FRASER-JOHNSTON | HRCU-A-CB (Split System: Heat Pump with Remote Outdoor Unit-Air-Source) | HMH72B341 |  |  | XAFC30CXXN1+TXV | TL8E080C16UH11 | 33200 | 17.5 | 8.5 | 33400 | 23400 | 70.06% | 2.04 | 0 | 9.5 |  |  |  |  | R-410A | 2.7667 | Residential & Commercial | USHP
211393693 | Central HP <5.4 tons | FRASER-JOHNSTON | HRCU-A-CB (Split System: Heat Pump with Remote Outdoor Unit-Air-Source) | HMH72B341 |  |  | XAFA30DXXN1+TXV | TMLV060A12MP12 | 34000 | 17 | 8.1 | 34000 | 24200 | 71.18% | 2.04 | 0 | 9.5 |  |  |  |  | R-410A | 2.8333 | Residential & Commercial | USHP
211391506 | Central HP <5.4 tons | FRASER-JOHNSTON | HRCU-A-CB (Split System: Heat Pump with Remote Outdoor Unit-Air-Source) | HMH72B341 |  |  | XAFC36DXXN1+TXV | TMLE100C16MP11 | 34000 | 17.5 | 8.1 | 33600 | 23800 | 70.83% | 2.08 | 0 | 10 |  |  |  |  | R-410A | 2.8333 | Residential & Commercial | USHP | Ducted CEE Tier 1
211391806 | Central HP <5.4 tons | FRASER-JOHNSTON | HRCU-A-CB (Split System: Heat Pump with Remote Outdoor Unit-Air-Source) | HMH72B341 |  |  | XAFC30CXXN1+TXV | TMLE100B12MP11 | 32800 | 17.5 | 8.1 | 33400 | 23400 | 70.06% | 2.04 | 0 | 9.5 |  |  |  |  | R-410A | 2.7333 | Residential & Commercial | USHP
213738467 | Central HP <5.4 tons | DAY & NIGHT | HRCU-A-CB (Split System: Heat Pump with Remote Outdoor Unit-Air-Source) | DLCURAH36ABK | ADP |  | FG82936 | *80MS(N,L)0701412A* | 35400 | 16 | 8.1 | 36800 | 34600 | 94.02% | 1.94 | 0 | 10 |  |  |  |  | R-410A | 2.95 | Residential & Commercial | USHP | Ducted CEE Tier 1
213738499 | Central HP <5.4 tons | DAY & NIGHT | HRCU-A-CB (Split System: Heat Pump with Remote Outdoor Unit-Air-Source) | DLCURAH36ABK | ADP |  | FG35936 | *80MSU0401712A* | 35200 | 16 | 8.1 | 36800 | 34600 | 94.02% | 1.88 | 0 | 10 |  |  |  |  | R-410A | 2.9333 | Residential & Commercial | USHP | Ducted CEE Tier 1
216738400 | Central HP <5.4 tons | TEMPSTAR | HRCU-A-CB (Split System: Heat Pump with Remote Outdoor Unit-Air-Source) | D5CUHAH24AAK |  |  | ESH5X36M12A* | *97CMN0601714B* | 22600 | 15.5 | 8.1 | 20800 | 18500 | 88.94% | 1.85 | 0 | 10.5 |  |  |  |  | R-454B | 1.8833 | Residential & Commercial | USHP | Ducted CEE Tier 1
216738230 | Central HP <5.4 tons | TEMPSTAR | HRCU-A-CB (Split System: Heat Pump with Remote Outdoor Unit-Air-Source) | D5CUHAH24AAK |  |  | ESH5X36M12A* | *80MSU0802120A* | 22600 | 16 | 8.1 | 20600 | 18400 | 89.32% | 1.85 | 0 | 11 |  |  |  |  | R-454B | 1.8833 | Residential & Commercial | USHP | Ducted CEE Tier 1
216738464 | Central HP <5.4 tons | TEMPSTAR | HRCU-A-CB (Split System: Heat Pump with Remote Outdoor Unit-Air-Source) | D5CUHAH24AAK |  |  | ESH5X36M12A* | *92MSN0601714A* | 22800 | 16 | 8.1 | 20800 | 18500 | 88.94% | 1.85 | 0 | 11 |  |  |  |  | R-454B | 1.9 | Residential & Commercial | USHP | Ducted CEE Tier 1
211392123 | Central HP <5.4 tons | FRASER-JOHNSTON | HRCU-A-CB (Split System: Heat Pump with Remote Outdoor Unit-Air-Source) | HMH72B341 |  |  | XAFC30CXXN1+TXV | TMLE080C16MP11 | 33000 | 18 | 8.5 | 33000 | 23200 | 70.3% | 2.04 | 0 | 10 |  |  |  |  | R-410A | 2.75 | Residential & Commercial | USHP | Ducted CEE Tier 1
211392205 | Central HP <5.4 tons | FRASER-JOHNSTON | HRCU-A-CB (Split System: Heat Pump with Remote Outdoor Unit-Air-Source) | HMH72B341 |  |  | XAHC30CXXN1+TXV | TMLE080B12MP11 | 32200 | 17 | 8.1 | 33000 | 23200 | 70.3% | 1.98 | 0 | 9 |  |  |  |  | R-410A | 2.6833 | Residential & Commercial | USHP
210473470 | Central HP <5.4 tons | HEIL | HRCU-A-CB (Split System: Heat Pump with Remote Outdoor Unit-Air-Source) | HVH825GKA3* |  |  | EA*4X48L24A*+WALLCON | *80CTL1352422A* | 24200 | 17 | 8.1 | 21000 | 16500 | 78.57% | 2.02 | 0 | 11 |  |  |  |  | R-410A | 2.0167 | Residential & Commercial | USHP | Ducted CEE Tier 1
210473906 | Central HP <5.4 tons | HEIL | HRCU-A-CB (Split System: Heat Pump with Remote Outdoor Unit-Air-Source) | HVH825GKA3* |  |  | EN(A,D,W)4X48L21**+WALLCON | *95CSU1002122A* | 24200 | 17 | 8.1 | 21200 | 16600 | 78.3% | 2.02 | 0 | 11.5 |  |  |  |  | R-410A | 2.0167 | Residential & Commercial | USHP | Ducted CEE Tier 1
214441904 | Central HP <5.4 tons | BRYANT HEATING AND COOLING SYSTEMS | HRCU-A-CB (Split System: Heat Pump with Remote Outdoor Unit-Air-Source) | 284ANV024*0**B* | ADP |  | V,C36H175P459 | 88*TB36045C17*** | 23800 | 20 | 10.5 | 25000 | 19500 | 78% | 2.52 | 0 | 13 |  |  |  |  | R-410A | 1.9833 | Residential & Commercial | USHP | Ducted CEE Tier 1
216974731 | Central HP <5.4 tons | BRYANT HEATING AND COOLING SYSTEMS | HRCU-A-CB (Split System: Heat Pump with Remote Outdoor Unit-Air-Source) | 291VAN054**AA* | ADP |  | V,C48H210P16*+TXV | 83*CB60100C21*** | 48500 | 19 | 10.5 | 50500 | 52500 | 104% | 1.96 | 0 | 11 |  |  |  |  | R-454B | 4.0417 | Residential & Commercial | USHP | Ducted CEE Tier 1
214771877 | Central HP <5.4 tons | LUXAIRE | HRCU-A-C (Split System: Heat Pump with Remote Outdoor Unit with No Indoor Fan --Air Source) | HH824E2S11 | ADP |  | H,YG80*36+TXV+TD | 0 | 23000 | 15.2 | 8.5 | 21400 | 17000 | 79.44% | 2 | 0 | 11 |  |  |  |  | R-454B | 1.9167 | Residential & Commercial | USHP | Ducted CEE Tier 1
214862310 | Central HP <5.4 tons | BRYANT HEATING AND COOLING SYSTEMS | HRCU-A-CB (Split System: Heat Pump with Remote Outdoor Unit-Air-Source) | 288BNV025*0**C* | ADP |  | H,PG9J936 | 987MC42080C17*** | 23600 | 16 | 8.1 | 19800 | 16300 | 82.32% | 1.96 | 0 | 11 |  |  |  |  | R-410A | 1.9667 | Residential & Commercial | USHP | Ducted CEE Tier 1
214630519 | Central HP <5.4 tons | CARRIER | HRCU-A-CB (Split System: Heat Pump with Remote Outdoor Unit-Air-Source) | 25VNA837A*031* | ADP |  | C36A***L539 | 58CU*A100C21**20 | 32800 | 17 | 8.1 | 30400 | 24400 | 80.26% | 1.98 | 0 | 11.5 |  |  |  |  | R-410A | 2.7333 | Residential & Commercial | USHP | Ducted CEE Tier 1
215488053 | Central HP <5.4 tons | GOODMAN | HRCU-A-CB (Split System: Heat Pump with Remote Outdoor Unit-Air-Source) | GZV7SA3610A* |  |  | CA*EA4830*3A* | G*VC961205DNB* | 34800 | 18.5 | 8.5 | 35000 | 28400 | 81.14% | 2 | 0 | 10.5 |  |  |  |  | R-32 | 2.9 | Residential & Commercial | USHP | Ducted CEE Tier 1
214630359 | Central HP <5.4 tons | CARRIER | HRCU-A-CB (Split System: Heat Pump with Remote Outdoor Unit-Air-Source) | 25VNA825A*032* | ADP |  | PL36H175P149 | 58CU*A060C17**16 | 23400 | 17 | 8.1 | 19400 | 16200 | 83.51% | 2.02 | 0 | 10.5 |  |  |  |  | R-410A | 1.95 | Residential & Commercial | USHP | Ducted CEE Tier 1
214630366 | Central HP <5.4 tons | CARRIER | HRCU-A-CB (Split System: Heat Pump with Remote Outdoor Unit-Air-Source) | 25VNA825A*032* | ADP |  | V,C36H175P159 | 58CU*A060C17**16 | 23800 | 17 | 8.1 | 19400 | 16200 | 83.51% | 2.02 | 0 | 11 |  |  |  |  | R-410A | 1.9833 | Residential & Commercial | USHP | Ducted CEE Tier 1
214630386 | Central HP <5.4 tons | CARRIER | HRCU-A-CB (Split System: Heat Pump with Remote Outdoor Unit-Air-Source) | 25VNA825A*032* | ADP |  | PL36H175P149 | 59CU5B060C17**16 | 23400 | 16 | 8.1 | 19800 | 16300 | 82.32% | 1.96 | 0 | 11 |  |  |  |  | R-410A | 1.95 | Residential & Commercial | USHP | Ducted CEE Tier 1
214630400 | Central HP <5.4 tons | CARRIER | HRCU-A-CB (Split System: Heat Pump with Remote Outdoor Unit-Air-Source) | 25VNA825A*032* | ADP |  | PL36H210P749 | 59MN7B060C17**14 | 23600 | 16 | 8.1 | 20000 | 16400 | 82% | 1.94 | 0 | 10.5 |  |  |  |  | R-410A | 1.9667 | Residential & Commercial | USHP | Ducted CEE Tier 1
214630427 | Central HP <5.4 tons | CARRIER | HRCU-A-CB (Split System: Heat Pump with Remote Outdoor Unit-Air-Source) | 25VNA825A*032* | ADP |  | C36A***L159 | 59TN6C040C14**10 | 23200 | 15.2 | 8.1 | 20000 | 16600 | 83% | 1.96 | 0 | 9.5 |  |  |  |  | R-410A | 1.9333 | Residential & Commercial | USHP
214630443 | Central HP <5.4 tons | CARRIER | HRCU-A-CB (Split System: Heat Pump with Remote Outdoor Unit-Air-Source) | 25VNA825A*032* | ADP |  | C36A***L159 | 59TN6C060C17**14 | 23600 | 16 | 8.1 | 20000 | 16300 | 81.5% | 1.94 | 0 | 11 |  |  |  |  | R-410A | 1.9667 | Residential & Commercial | USHP | Ducted CEE Tier 1
216974791 | Central HP <5.4 tons | BRYANT HEATING AND COOLING SYSTEMS | HRCU-A-CB (Split System: Heat Pump with Remote Outdoor Unit-Air-Source) | 293VAN048**AA* | ADP |  | PL60H210P29*+TXV | 83*CA60100C21*** | 44000 | 21 | 9.5 | 46500 | 36000 | 77.42% | 2 | 0 | 10.5 |  |  |  |  | R-454B | 3.6667 | Residential & Commercial | USHP | Ducted CEE Tier 1
212480059 | Central HP <5.4 tons | CARRIER | HRCU-A-CB (Split System: Heat Pump with Remote Outdoor Unit-Air-Source) | 38MURAQ24AB3* | ADP |  | A36VCA+TXV | 59SC5B080E17**16 | 24800 | 15.2 | 8.5 | 25200 | 21600 | 85.71% | 1.8 | 0 | 10 |  |  |  |  | R-410A | 2.0667 | Residential & Commercial | USHP | Ducted CEE Tier 1
216764162 | Central HP <5.4 tons | TRANE | HRCU-A-C (Split System: Heat Pump with Remote Outdoor Unit with No Indoor Fan --Air Source) | 5TWX7024A1 |  |  | 5PX*C005AS3 | 0 | 22800 | 16 | 8.7 | 22000 | 17600 | 80% | 1.9 | 0 | 11.5 |  |  |  |  | R-454B | 1.9 | Residential & Commercial | USHP | Ducted CEE Tier 1
216440094 | Central HP <5.4 tons | TRANE | HRCU-A-CB (Split System: Heat Pump with Remote Outdoor Unit-Air-Source) | 5TWV0X36A1 |  |  | 5PX*C009AS3 | S9V2C080U5VSB+LRP | 34800 | 20 | 9.4 | 32400 | 23800 | 73.46% | 2.1 | 0 | 12.7 |  |  |  |  | R-454B | 2.9 | Residential & Commercial | USHP | Ducted CEE Tier 1
216440144 | Central HP <5.4 tons | TRANE | HRCU-A-CB (Split System: Heat Pump with Remote Outdoor Unit-Air-Source) | 5TWV0X36A1 |  |  | 5TXCB004AS3+P0V0A000M30SD+LRP | 0 | 33200 | 18.2 | 9.4 | 32000 | 24200 | 75.62% | 2.1 | 0 | 12 |  |  |  |  | R-454B | 2.7667 | Residential & Commercial | USHP | Ducted CEE Tier 1
216440162 | Central HP <5.4 tons | TRANE | HRCU-A-CB (Split System: Heat Pump with Remote Outdoor Unit-Air-Source) | 5TWV0X36A1 |  |  | 5TXCB006AS3 | L8V1A060U3VSB+LRP | 35000 | 19.4 | 9.4 | 32600 | 25200 | 77.3% | 2.1 | 0 | 12 |  |  |  |  | R-454B | 2.9167 | Residential & Commercial | USHP | Ducted CEE Tier 1
216440196 | Central HP <5.4 tons | TRANE | HRCU-A-CB (Split System: Heat Pump with Remote Outdoor Unit-Air-Source) | 5TWV0X36A1 |  |  | 5TXCC005AS3 | S9V2C100U5VSB+LRP | 33200 | 18.8 | 9.4 | 32000 | 24200 | 75.62% | 2.1 | 0 | 12 |  |  |  |  | R-454B | 2.7667 | Residential & Commercial | USHP | Ducted CEE Tier 1
216681821 | Central HP <5.4 tons | AIRQUEST | HRCU-A-CB (Split System: Heat Pump with Remote Outdoor Unit-Air-Source) | DLCURAH36ABK |  |  | EA*4X48L24A* | *97VTN1002120A* | 35800 | 16.5 | 9 | 38000 | 34200 | 90% | 1.96 | 0 | 10 |  |  |  |  | R-410A | 2.9833 | Residential & Commercial | USHP | Ducted CEE Tier 1
210595939 | Central HP <5.4 tons | CARRIER | HRCU-A-CB (Split System: Heat Pump with Remote Outdoor Unit-Air-Source) | 25VNA825A*031* |  |  | CAP**4221AL*+UI | 58TN*A070C17**16 | 23800 | 16.5 | 8.1 | 21400 | 16600 | 77.57% | 1.96 | 0 | 11 |  |  |  |  | R-410A | 1.9833 | Residential & Commercial | USHP | Ducted CEE Tier 1
213297644 | Central HP <5.4 tons | LUXAIRE | HRCU-A-CB (Split System: Heat Pump with Remote Outdoor Unit-Air-Source) | HMH72B341 |  |  | XAHB36DBCN1 | Z8ES080B12LMPS1 | 33200 | 17.5 | 8.1 | 32800 | 23000 | 70.12% | 2 | 0 | 10 |  |  |  |  | R-410A | 2.7667 | Residential & Commercial | USHP | Ducted CEE Tier 1
214397791 | Central HP <5.4 tons | LUXAIRE | HRCU-A-CB (Split System: Heat Pump with Remote Outdoor Unit-Air-Source) | HH836E2S11 |  |  | CTF48C5CFS1 | LP9C080C16MP13 | 33200 | 18 | 9 | 31600 | 25400 | 80.38% | 2 | 0 | 11 |  |  |  |  | R-454B | 2.7667 | Residential & Commercial | USHP | Ducted CEE Tier 1
213296824 | Central HP <5.4 tons | LUXAIRE | HRCU-A-CB (Split System: Heat Pump with Remote Outdoor Unit-Air-Source) | HMH72B341 |  |  | XAFC36DBCN1 | Z9ES060B12SMPS1 | 33000 | 16.5 | 8.5 | 32000 | 22400 | 70% | 1.8 | 0 | 10 |  |  |  |  | R-410A | 2.75 | Residential & Commercial | USHP | Ducted CEE Tier 1
213296909 | Central HP <5.4 tons | LUXAIRE | HRCU-A-CB (Split System: Heat Pump with Remote Outdoor Unit-Air-Source) | HMH72B341 |  |  | XAFC36DBCN1 | Z8ES100C16LMPS1 | 34000 | 18 | 8.5 | 33400 | 24400 | 73.05% | 2.12 | 0 | 9.5 |  |  |  |  | R-410A | 2.8333 | Residential & Commercial | USHP
214602370 | Central HP <5.4 tons | DAY & NIGHT | HRCU-A-CB (Split System: Heat Pump with Remote Outdoor Unit-Air-Source) | DLCURAH36ABK | ADP |  | H,GE32936 | *96VTN0801716B* | 35000 | 15.2 | 8.1 | 37400 | 35000 | 93.58% | 1.82 | 0 | 9.5 |  |  |  |  | R-410A | 2.9167 | Residential & Commercial | USHP
215430630 | Central HP <5.4 tons | LUXAIRE | HRCU-A-CB (Split System: Heat Pump with Remote Outdoor Unit-Air-Source) | HH836E2S11 | ADP |  | H,YG80(1,2)36+TXV | Z8ES100C16SMPS1 | 33400 | 19 | 8.5 | 29600 | 24800 | 83.78% | 2 | 0 | 11 |  |  |  |  | R-454B | 2.7833 | Residential & Commercial | USHP | Ducted CEE Tier 1
214584746 | Central HP <5.4 tons | COLEMAN | HRCU-A-CB (Split System: Heat Pump with Remote Outdoor Unit-Air-Source) | HH836E2S11 |  |  | CTM48C5CFS1 | Z8ES120C16SMPS1 | 34000 | 19 | 9 | 31400 | 25200 | 80.25% | 2 | 0 | 11.7 |  |  |  |  | R-454B | 2.8333 | Residential & Commercial | USHP | Ducted CEE Tier 1
214389931 | Central HP <5.4 tons | CARRIER | HRCU-A-CB (Split System: Heat Pump with Remote Outdoor Unit-Air-Source) | 25VNA837A*030* | ADP |  | H,PG53936 | 58TN*B070C17**16 | 32400 | 17 | 8.5 | 30600 | 24600 | 80.39% | 1.98 | 0 | 11.5 |  |  |  |  | R-410A | 2.7 | Residential & Commercial | USHP | Ducted CEE Tier 1
215430640 | Central HP <5.4 tons | LUXAIRE | HRCU-A-CB (Split System: Heat Pump with Remote Outdoor Unit-Air-Source) | HH860E2S11 | ADP |  | H,YG48(1,2)60+TXV | LP9C080C16MP13 | 43500 | 18 | 8.5 | 42000 | 33000 | 78.57% | 2 | 0 | 11 |  |  |  |  | R-454B | 3.625 | Residential & Commercial | USHP | Ducted CEE Tier 1
215853464 | Central HP <5.4 tons | COLEMAN | HRCU-A-CB (Split System: Heat Pump with Remote Outdoor Unit-Air-Source) | HH860E2S11 |  |  | CTM60D5CJS1 | TM9E120D20MP12 | 52500 | 18 | 9 | 55000 | 39500 | 71.82% | 2 | 0 | 10 |  |  |  |  | R-454B | 4.375 | Residential & Commercial | USHP | Ducted CEE Tier 1
215430608 | Central HP <5.4 tons | LUXAIRE | HRCU-A-CB (Split System: Heat Pump with Remote Outdoor Unit-Air-Source) | HH836E2S11 | ADP |  | H,YG80(1,2)36+TXV | TM9V080C16MP12 | 33400 | 18 | 8.5 | 29800 | 25000 | 83.89% | 2 | 0 | 11 |  |  |  |  | R-454B | 2.7833 | Residential & Commercial | USHP | Ducted CEE Tier 1
214777834 | Central HP <5.4 tons | AIREASE | HRCU-A-CB (Split System: Heat Pump with Remote Outdoor Unit-Air-Source) | 4SHP22LX124P-**A | ADP |  | H,A,DE33936+AEFE4B* | 0 | 22800 | 21 | 8.45 | 20600 | 15600 | 75.73% | 2.2 | 0 | 13 |  |  |  |  | R-410A | 1.9 | Residential & Commercial | USHP | Ducted CEE Tier 1
214629009 | Central HP <5.4 tons | CARRIER | HRCU-A-CB (Split System: Heat Pump with Remote Outdoor Unit-Air-Source) | 38MURAQ36AB3* | ADP |  | C36A***L129 | 58S(B,C)*B070M17**12 | 34800 | 16 | 8.1 | 36800 | 34800 | 94.57% | 1.82 | 0 | 9.5 |  |  |  |  | R-410A | 2.9 | Residential & Commercial | USHP
214629078 | Central HP <5.4 tons | CARRIER | HRCU-A-CB (Split System: Heat Pump with Remote Outdoor Unit-Air-Source) | 38MURAQ36AB3* | ADP |  | PL36H210P299 | 58S(B,C)*B090M17**14 | 36000 | 16 | 8.1 | 36800 | 34600 | 94.02% | 2 | 0 | 10.5 |  |  |  |  | R-410A | 3 | Residential & Commercial | USHP | Ducted CEE Tier 1
214628176 | Central HP <5.4 tons | CARRIER | HRCU-A-CB (Split System: Heat Pump with Remote Outdoor Unit-Air-Source) | 38MURAQ24AB3* | ADP |  | PL36H175P149 | 58S(B,C)*B070M14**12 | 23600 | 17 | 8.5 | 24600 | 24200 | 98.37% | 2.04 | 0 | 10.5 |  |  |  |  | R-410A | 1.9667 | Residential & Commercial | USHP | Ducted CEE Tier 1
214627538 | Central HP <5.4 tons | CARRIER | HRCU-A-CB (Split System: Heat Pump with Remote Outdoor Unit-Air-Source) | 38MURAQ18AB3* | ADP |  | C36A***L159 | 58S(B,C)*B045M14**12 | 17500 | 16 | 8.5 | 16800 | 18800 | 111.9% | 2.3 | 0 | 11 |  |  |  |  | R-410A | 1.4583 | Residential & Commercial | USHP | Ducted CEE Tier 1
214627554 | Central HP <5.4 tons | CARRIER | HRCU-A-CB (Split System: Heat Pump with Remote Outdoor Unit-Air-Source) | 38MURAQ18AB3* | ADP |  | C36A***L139 | 58S(B,C)*B070M17**12 | 17500 | 16 | 8.5 | 16800 | 19100 | 113.7% | 2.34 | 0 | 10.5 |  |  |  |  | R-410A | 1.4583 | Residential & Commercial | USHP | Ducted CEE Tier 1
216984626 | Central HP <5.4 tons | BRYANT HEATING AND COOLING SYSTEMS | HRCU-A-CB (Split System: Heat Pump with Remote Outdoor Unit-Air-Source) | 293VAN048**AA* | ADP |  | V,C60H210P29*+TXV | 987TA60080C21*** | 44000 | 21 | 9.5 | 46500 | 36200 | 77.85% | 2 | 0 | 10.5 |  |  |  |  | R-454B | 3.6667 | Residential & Commercial | USHP | Ducted CEE Tier 1
210595942 | Central HP <5.4 tons | CARRIER | HRCU-A-CB (Split System: Heat Pump with Remote Outdoor Unit-Air-Source) | 25VNA825A*031* |  |  | CAP**4221AL*+UI | 59CU5A080C21**20 | 23800 | 16.5 | 8.1 | 21400 | 16600 | 77.57% | 1.96 | 0 | 11 |  |  |  |  | R-410A | 1.9833 | Residential & Commercial | USHP | Ducted CEE Tier 1
210595973 | Central HP <5.4 tons | CARRIER | HRCU-A-CB (Split System: Heat Pump with Remote Outdoor Unit-Air-Source) | 25VNA825A*031* |  |  | CAP**4321AL*+UI | 59TN6B060C17**14 | 24400 | 16.5 | 8.1 | 21200 | 16700 | 78.77% | 2.02 | 0 | 11 |  |  |  |  | R-410A | 2.0333 | Residential & Commercial | USHP | Ducted CEE Tier 1
210595974 | Central HP <5.4 tons | CARRIER | HRCU-A-CB (Split System: Heat Pump with Remote Outdoor Unit-Air-Source) | 25VNA825A*031* |  |  | CAP**4321AL*+UI | 59TN6B080C17**14 | 24400 | 16.5 | 8.1 | 21200 | 16700 | 78.77% | 2.02 | 0 | 11 |  |  |  |  | R-410A | 2.0333 | Residential & Commercial | USHP | Ducted CEE Tier 1
210595991 | Central HP <5.4 tons | CARRIER | HRCU-A-CB (Split System: Heat Pump with Remote Outdoor Unit-Air-Source) | 25VNA825A*031* |  |  | CAP**4821AL*+UI | 59TN6B100C21**22 | 24000 | 16.5 | 8.1 | 21000 | 16500 | 78.57% | 2.02 | 0 | 11 |  |  |  |  | R-410A | 2 | Residential & Commercial | USHP | Ducted CEE Tier 1
210595993 | Central HP <5.4 tons | CARRIER | HRCU-A-CB (Split System: Heat Pump with Remote Outdoor Unit-Air-Source) | 25VNA825A*031* |  |  | CAP**4824AL*+UI | 58TN*A135C24**22 | 24200 | 17 | 8.1 | 21000 | 16500 | 78.57% | 2.02 | 0 | 11 |  |  |  |  | R-410A | 2.0167 | Residential & Commercial | USHP | Ducted CEE Tier 1
210596040 | Central HP <5.4 tons | CARRIER | HRCU-A-CB (Split System: Heat Pump with Remote Outdoor Unit-Air-Source) | 25VNA825A*031* |  |  | CNPV*4821AL*+UI | 59MN7B100C21**22 | 24200 | 17 | 8.1 | 21400 | 16600 | 77.57% | 2.02 | 0 | 11.5 |  |  |  |  | R-410A | 2.0167 | Residential & Commercial | USHP | Ducted CEE Tier 1
216440246 | Central HP <5.4 tons | TRANE | HRCU-A-CB (Split System: Heat Pump with Remote Outdoor Unit-Air-Source) | 5TWV0X48A1 |  |  | 5PX*C007AS3 | S9V2C100U5PSC+LRP | 44000 | 20 | 9.7 | 46500 | 33400 | 71.83% | 2.1 | 0 | 12 |  |  |  |  | R-454B | 3.6667 | Residential & Commercial | USHP | Ducted CEE Tier 1
216974485 | Central HP <5.4 tons | BRYANT HEATING AND COOLING SYSTEMS | HRCU-A-CB (Split System: Heat Pump with Remote Outdoor Unit-Air-Source) | 290VAN060**AA* | ADP |  | C60A***L18*+TXV | 83*CA60100C21*** | 55000 | 18 | 9 | 58000 | 41500 | 71.55% | 2 | 0 | 8.5 |  |  |  |  | R-454B | 4.5833 | Residential & Commercial | USHP
216974490 | Central HP <5.4 tons | BRYANT HEATING AND COOLING SYSTEMS | HRCU-A-CB (Split System: Heat Pump with Remote Outdoor Unit-Air-Source) | 290VAN060**AA* | ADP |  | C60A***L16*+TXV | 83*CB60080C21*** | 54500 | 18 | 8.5 | 56500 | 40500 | 71.68% | 2.04 | 0 | 8.5 |  |  |  |  | R-454B | 4.5417 | Residential & Commercial | USHP
216974492 | Central HP <5.4 tons | BRYANT HEATING AND COOLING SYSTEMS | HRCU-A-CB (Split System: Heat Pump with Remote Outdoor Unit-Air-Source) | 290VAN060**AA* | ADP |  | V,C60H210P17*+TXV | 83*CB60080C21*** | 55500 | 18 | 8.5 | 56500 | 40500 | 71.68% | 2.04 | 0 | 9 |  |  |  |  | R-454B | 4.625 | Residential & Commercial | USHP
216974499 | Central HP <5.4 tons | BRYANT HEATING AND COOLING SYSTEMS | HRCU-A-CB (Split System: Heat Pump with Remote Outdoor Unit-Air-Source) | 290VAN060**AA* | ADP |  | PL60H210P17*+TXV | 83*CB60100C21*** | 55000 | 18 | 8.5 | 57000 | 41000 | 71.93% | 2.02 | 0 | 9 |  |  |  |  | R-454B | 4.5833 | Residential & Commercial | USHP
216974501 | Central HP <5.4 tons | BRYANT HEATING AND COOLING SYSTEMS | HRCU-A-CB (Split System: Heat Pump with Remote Outdoor Unit-Air-Source) | 290VAN060**AA* | ADP |  | C60A***L18*+TXV | 83*CB60100C21*** | 55000 | 18 | 8.5 | 57000 | 41000 | 71.93% | 2.02 | 0 | 9 |  |  |  |  | R-454B | 4.5833 | Residential & Commercial | USHP
216974749 | Central HP <5.4 tons | BRYANT HEATING AND COOLING SYSTEMS | HRCU-A-CB (Split System: Heat Pump with Remote Outdoor Unit-Air-Source) | 293VAN036**AA* | ADP |  | V,C36H175P13*+TXV | 83*CA36040C17*** | 32600 | 20 | 9.5 | 33400 | 26400 | 79.04% | 2 | 0 | 11 |  |  |  |  | R-454B | 2.7167 | Residential & Commercial | USHP | Ducted CEE Tier 1
211229344 | Central HP <5.4 tons | DAY & NIGHT | HRCU-A-CB (Split System: Heat Pump with Remote Outdoor Unit-Air-Source) | DLCURAH36ABK |  |  | EA*4X48L24A* | *80VSL0702120A* | 36000 | 16 | 8.5 | 38500 | 34600 | 89.87% | 2.06 | 0 | 10 |  |  |  |  | R-410A | 3 | Residential & Commercial | USHP | Ducted CEE Tier 1
214398343 | Central HP <5.4 tons | LUXAIRE | HRCU-A-CB (Split System: Heat Pump with Remote Outdoor Unit-Air-Source) | HH860E2S11 |  |  | CTF60C5CGS1 | TM8Y080C16MP11 | 44000 | 18 | 9 | 44000 | 33400 | 75.91% | 2 | 0 | 11.7 |  |  |  |  | R-454B | 3.6667 | Residential & Commercial | USHP | Ducted CEE Tier 1
215935230 | Central HP <5.4 tons | DAY & NIGHT | HRCU-A-CB (Split System: Heat Pump with Remote Outdoor Unit-Air-Source) | C5H3V36*K*AAA* |  |  | EVM5X60M21A*+WALLCON | *80CTL1102120B* | 35600 | 22 | 8.5 | 38000 | 28400 | 74.74% | 2.02 | 0 | 12.5 |  |  |  |  | R-454B | 2.9667 | Residential & Commercial | USHP | Ducted CEE Tier 1
215853348 | Central HP <5.4 tons | COLEMAN | HRCU-A-CB (Split System: Heat Pump with Remote Outdoor Unit-Air-Source) | HH836E2S11 |  |  | CTM36B5CDS1+JMVT12BC2N1 | 0 | 33200 | 18 | 9 | 30400 | 24800 | 81.58% | 2 | 0 | 11.7 |  |  |  |  | R-454B | 2.7667 | Residential & Commercial | USHP | Ducted CEE Tier 1
215853367 | Central HP <5.4 tons | COLEMAN | HRCU-A-CB (Split System: Heat Pump with Remote Outdoor Unit-Air-Source) | HH836E2S11 |  |  | CTF36C5CDS1 | Z9ES080C20SMPS1 | 34200 | 18 | 8.5 | 32000 | 26400 | 82.5% | 2 | 0 | 11 |  |  |  |  | R-454B | 2.85 | Residential & Commercial | USHP | Ducted CEE Tier 1
216440072 | Central HP <5.4 tons | TRANE | HRCU-A-CB (Split System: Heat Pump with Remote Outdoor Unit-Air-Source) | 5TWV0X36A1 |  |  | 5PX*C007AS3 | S9V2C100U5PSC+LRP | 34400 | 20 | 9.4 | 32600 | 24200 | 74.23% | 2.1 | 0 | 12.7 |  |  |  |  | R-454B | 2.8667 | Residential & Commercial | USHP | Ducted CEE Tier 1
216440108 | Central HP <5.4 tons | TRANE | HRCU-A-CB (Split System: Heat Pump with Remote Outdoor Unit-Air-Source) | 5TWV0X36A1 |  |  | 5TAMXC03AV31 | 0 | 34400 | 20 | 9.4 | 33400 | 25000 | 74.85% | 2.1 | 0 | 12 |  |  |  |  | R-454B | 2.8667 | Residential & Commercial | USHP | Ducted CEE Tier 1
211206846 | Central HP <5.4 tons | FRASER-JOHNSTON | HRCU-A-CB (Split System: Heat Pump with Remote Outdoor Unit-Air-Source) | HL20B2421 |  |  | XAMB24DE1N1+CC | TM8V080B12MP12 | 22400 | 18 | 8.5 | 23600 | 18400 | 77.97% | 1.92 | 0 | 12 |  |  |  |  | R-410A | 1.8667 | Residential & Commercial | USHP | Ducted CEE Tier 1
215430670 | Central HP <5.4 tons | LUXAIRE | HRCU-A-CB (Split System: Heat Pump with Remote Outdoor Unit-Air-Source) | HH860E2S11 | ADP |  | H,YG48(1,2)60+TXV | TM9Y120D20MP11 | 44000 | 18 | 8.5 | 42000 | 33000 | 78.57% | 2 | 0 | 11.7 |  |  |  |  | R-454B | 3.6667 | Residential & Commercial | USHP | Ducted CEE Tier 1
214627573 | Central HP <5.4 tons | CARRIER | HRCU-A-CB (Split System: Heat Pump with Remote Outdoor Unit-Air-Source) | 38MURAQ18AB3* | ADP |  | V,C36H***P429 | 58TP*B070V14**12 | 17500 | 16 | 8.5 | 16900 | 19000 | 112.4% | 2.34 | 0 | 10.5 |  |  |  |  | R-410A | 1.4583 | Residential & Commercial | USHP | Ducted CEE Tier 1
214627606 | Central HP <5.4 tons | CARRIER | HRCU-A-CB (Split System: Heat Pump with Remote Outdoor Unit-Air-Source) | 38MURAQ18AB3* | ADP |  | PL36H175P149 | 58TP*B070V17**16 | 17500 | 16 | 8.5 | 16900 | 19100 | 113% | 2.34 | 0 | 10.5 |  |  |  |  | R-410A | 1.4583 | Residential & Commercial | USHP | Ducted CEE Tier 1
214627690 | Central HP <5.4 tons | CARRIER | HRCU-A-CB (Split System: Heat Pump with Remote Outdoor Unit-Air-Source) | 38MURAQ18AB3* | ADP |  | A36VCA+TXV | 59SC6A040M17**12 | 17500 | 15.2 | 8.5 | 17100 | 18800 | 109.9% | 2.3 | 0 | 10.5 |  |  |  |  | R-410A | 1.4583 | Residential & Commercial | USHP | Ducted CEE Tier 1
216974785 | Central HP <5.4 tons | BRYANT HEATING AND COOLING SYSTEMS | HRCU-A-CB (Split System: Heat Pump with Remote Outdoor Unit-Air-Source) | 293VAN036**AA* | ADP |  | PL36H210P74*+TXV | 83*CB48060C17*** | 32800 | 20 | 9.5 | 33200 | 26200 | 78.92% | 2 | 0 | 11.5 |  |  |  |  | R-454B | 2.7333 | Residential & Commercial | USHP | Ducted CEE Tier 1
214628991 | Central HP <5.4 tons | CARRIER | HRCU-A-CB (Split System: Heat Pump with Remote Outdoor Unit-Air-Source) | 38MURAQ36AB3* | ADP |  | PL36H175P159 | 58S(B,C)*B070M14**12 | 35200 | 16 | 8.1 | 36800 | 34600 | 94.02% | 1.94 | 0 | 10 |  |  |  |  | R-410A | 2.9333 | Residential & Commercial | USHP | Ducted CEE Tier 1
214629064 | Central HP <5.4 tons | CARRIER | HRCU-A-CB (Split System: Heat Pump with Remote Outdoor Unit-Air-Source) | 38MURAQ36AB3* | ADP |  | C36A***L159 | 58S(B,C)*B070M17**16 | 35000 | 16 | 8.1 | 36800 | 34600 | 94.02% | 1.88 | 0 | 9.5 |  |  |  |  | R-410A | 2.9167 | Residential & Commercial | USHP
214629105 | Central HP <5.4 tons | CARRIER | HRCU-A-CB (Split System: Heat Pump with Remote Outdoor Unit-Air-Source) | 38MURAQ36AB3* | ADP |  | C36A***L159 | 58S(B,C)*B090M17**14 | 35400 | 16 | 8.1 | 36800 | 34600 | 94.02% | 1.88 | 0 | 10 |  |  |  |  | R-410A | 2.95 | Residential & Commercial | USHP | Ducted CEE Tier 1
216974805 | Central HP <5.4 tons | BRYANT HEATING AND COOLING SYSTEMS | HRCU-A-CB (Split System: Heat Pump with Remote Outdoor Unit-Air-Source) | 293VAN048**AA* | ADP |  | PL60H210P29*+TXV | 83*CB48060C17*** | 43500 | 21 | 9.5 | 46000 | 36200 | 78.7% | 1.9 | 0 | 11 |  |  |  |  | R-454B | 3.625 | Residential & Commercial | USHP | Ducted CEE Tier 1
211390651 | Central HP <5.4 tons | FRASER-JOHNSTON | HRCU-A-CB (Split System: Heat Pump with Remote Outdoor Unit-Air-Source) | HMH72B341 |  |  | XAFC36DBCN1 | TPLC080B12MP13 | 33800 | 17 | 8.1 | 34000 | 24200 | 71.18% | 2.04 | 0 | 9.5 |  |  |  |  | R-410A | 2.8167 | Residential & Commercial | USHP
210596057 | Central HP <5.4 tons | CARRIER | HRCU-A-CB (Split System: Heat Pump with Remote Outdoor Unit-Air-Source) | 25VNA825A*031* |  |  | CSPH*4212AL*+UI | 58TN*A070C14**12 | 24200 | 16.5 | 8.1 | 21200 | 16600 | 78.3% | 2.02 | 0 | 11 |  |  |  |  | R-410A | 2.0167 | Residential & Commercial | USHP | Ducted CEE Tier 1
210596074 | Central HP <5.4 tons | CARRIER | HRCU-A-CB (Split System: Heat Pump with Remote Outdoor Unit-Air-Source) | 25VNA825A*031* |  |  | CSPH*4812AL*+UI | 58CU*A060C17**16 | 24200 | 16.5 | 8.1 | 21200 | 16600 | 78.3% | 2.02 | 0 | 11 |  |  |  |  | R-410A | 2.0167 | Residential & Commercial | USHP | Ducted CEE Tier 1
210596075 | Central HP <5.4 tons | CARRIER | HRCU-A-CB (Split System: Heat Pump with Remote Outdoor Unit-Air-Source) | 25VNA825A*031* |  |  | CSPH*4812AL*+UI | 58CU*A100C21**20 | 24200 | 16 | 8.1 | 21200 | 16600 | 78.3% | 2 | 0 | 10.5 |  |  |  |  | R-410A | 2.0167 | Residential & Commercial | USHP | Ducted CEE Tier 1
211240503 | Central HP <5.4 tons | HEIL | HRCU-A-CB (Split System: Heat Pump with Remote Outdoor Unit-Air-Source) | DLCURAH24ABK |  |  | EA*4X24L17A* | *80ESU0401712A* | 23600 | 17 | 8.5 | 26600 | 24600 | 92.48% | 2.04 | 0 | 10 |  |  |  |  | R-410A | 1.9667 | Residential & Commercial | USHP | Ducted CEE Tier 1
211240337 | Central HP <5.4 tons | HEIL | HRCU-A-CB (Split System: Heat Pump with Remote Outdoor Unit-Air-Source) | DLCURAH24ABK |  |  | EA*4X24L14A* | *92ESN0601412A* | 24200 | 16 | 8.5 | 27200 | 23400 | 86.03% | 1.9 | 0 | 10 |  |  |  |  | R-410A | 2.0167 | Residential & Commercial | USHP | Ducted CEE Tier 1
211240528 | Central HP <5.4 tons | HEIL | HRCU-A-CB (Split System: Heat Pump with Remote Outdoor Unit-Air-Source) | DLCURAH24ABK |  |  | EA*4X24L17A* | *96VTN0401712A* | 23000 | 15.5 | 8.5 | 26400 | 26000 | 98.48% | 2.18 | 0 | 9.5 |  |  |  |  | R-410A | 1.9167 | Residential & Commercial | USHP
211240580 | Central HP <5.4 tons | HEIL | HRCU-A-CB (Split System: Heat Pump with Remote Outdoor Unit-Air-Source) | DLCURAH24ABK |  |  | EA*4X24L17A* | *95ESN0601412A* | 24000 | 15.5 | 8.5 | 27200 | 23600 | 86.76% | 1.92 | 0 | 10 |  |  |  |  | R-410A | 2 | Residential & Commercial | USHP | Ducted CEE Tier 1
214630505 | Central HP <5.4 tons | CARRIER | HRCU-A-CB (Split System: Heat Pump with Remote Outdoor Unit-Air-Source) | 25VNA837A*031* | ADP |  | PL36H210P299 | 58CU*A060C17**16 | 32400 | 18 | 8.5 | 30600 | 24600 | 80.39% | 1.98 | 0 | 11 |  |  |  |  | R-410A | 2.7 | Residential & Commercial | USHP | Ducted CEE Tier 1
214573607 | Central HP <5.4 tons | TEMPSTAR | HRCU-A-CB (Split System: Heat Pump with Remote Outdoor Unit-Air-Source) | TVH837GKA** |  |  | EN(A,D,W)4X60L24**+WALLCON | *96CTN0802120B* | 32800 | 19 | 8.5 | 32200 | 24600 | 76.4% | 1.98 | 0 | 12 |  |  |  |  | R-410A | 2.7333 | Residential & Commercial | USHP | Ducted CEE Tier 1
216738489 | Central HP <5.4 tons | AIRQUEST | HRCU-A-CB (Split System: Heat Pump with Remote Outdoor Unit-Air-Source) | D5CUHAH24AAK |  |  | ESH5X36M12A* | *92MSN1002120A* | 22800 | 16 | 8.1 | 20800 | 18500 | 88.94% | 1.85 | 0 | 11 |  |  |  |  | R-454B | 1.9 | Residential & Commercial | USHP | Ducted CEE Tier 1
216739109 | Central HP <5.4 tons | AIRQUEST | HRCU-A-CB (Split System: Heat Pump with Remote Outdoor Unit-Air-Source) | D5CUHAH24AAK |  |  | FM(C,U)5Z36**AL* | 0 | 23200 | 17 | 9 | 21400 | 19300 | 90.19% | 2.08 | 0 | 11 |  |  |  |  | R-454B | 1.9333 | Residential & Commercial | USHP | Ducted CEE Tier 1
216739144 | Central HP <5.4 tons | AIRQUEST | HRCU-A-CB (Split System: Heat Pump with Remote Outdoor Unit-Air-Source) | D5CUHAH24AAK |  |  | FTMA5B36L0C* | 0 | 23200 | 17 | 8.5 | 21200 | 18900 | 89.15% | 1.96 | 0 | 11 |  |  |  |  | R-454B | 1.9333 | Residential & Commercial | USHP | Ducted CEE Tier 1
216738675 | Central HP <5.4 tons | AIRQUEST | HRCU-A-CB (Split System: Heat Pump with Remote Outdoor Unit-Air-Source) | D5CUHAH24AAK |  |  | ESH5X36M12A* | *96VSN1002120B* | 23200 | 16 | 8.1 | 21000 | 18700 | 89.05% | 1.85 | 0 | 11 |  |  |  |  | R-454B | 1.9333 | Residential & Commercial | USHP | Ducted CEE Tier 1
216974356 | Central HP <5.4 tons | BRYANT HEATING AND COOLING SYSTEMS | HRCU-A-CB (Split System: Heat Pump with Remote Outdoor Unit-Air-Source) | 290VAN036**AA* | ADP |  | V,C36H175P14*+TXV | 83*CA48060C17*** | 33200 | 18 | 9 | 33400 | 24800 | 74.25% | 1.88 | 0 | 9 |  |  |  |  | R-454B | 2.7667 | Residential & Commercial | USHP
216374611 | Central HP <5.4 tons | LUXAIRE | HRCU-A-CB (Split System: Heat Pump with Remote Outdoor Unit-Air-Source) | HH860E2S11 |  |  | CTM60D5CGS1 | Z9ET120D20SMPS1 | 44500 | 17 | 9 | 45000 | 32600 | 72.44% | 2 | 0 | 11.7 |  |  |  |  | R-454B | 3.7083 | Residential & Commercial | USHP | Ducted CEE Tier 1
211229392 | Central HP <5.4 tons | DAY & NIGHT | HRCU-A-CB (Split System: Heat Pump with Remote Outdoor Unit-Air-Source) | DLCURAH36ABK |  |  | EA*4X48L24A* | *80ESU1002120A* | 36000 | 16 | 8.5 | 38500 | 34600 | 89.87% | 2.06 | 0 | 10 |  |  |  |  | R-410A | 3 | Residential & Commercial | USHP | Ducted CEE Tier 1
211229643 | Central HP <5.4 tons | DAY & NIGHT | HRCU-A-CB (Split System: Heat Pump with Remote Outdoor Unit-Air-Source) | DLCURAH36ABK |  |  | EA*4X48L24A* | OLV154F20A | 37400 | 15.2 | 8.5 | 39000 | 35000 | 89.74% | 2.14 | 0 | 10 |  |  |  |  | R-410A | 3.1167 | Residential & Commercial | USHP | Ducted CEE Tier 1
211229993 | Central HP <5.4 tons | DAY & NIGHT | HRCU-A-CB (Split System: Heat Pump with Remote Outdoor Unit-Air-Source) | DLCURAH36ABK |  |  | EN(A,D,W)4X48L21** | *80VSL0701716A* | 35800 | 16 | 8.1 | 38500 | 34800 | 90.39% | 2 | 0 | 10 |  |  |  |  | R-410A | 2.9833 | Residential & Commercial | USHP | Ducted CEE Tier 1
211230227 | Central HP <5.4 tons | DAY & NIGHT | HRCU-A-CB (Split System: Heat Pump with Remote Outdoor Unit-Air-Source) | DLCURAH36ABK |  |  | EN(A,D,W)4X48L21** | *96VSN0601714A* | 35600 | 15.5 | 8.1 | 38500 | 35000 | 90.91% | 2 | 0 | 10 |  |  |  |  | R-410A | 2.9667 | Residential & Commercial | USHP | Ducted CEE Tier 1
216374692 | Central HP <5.4 tons | LUXAIRE | HRCU-A-CB (Split System: Heat Pump with Remote Outdoor Unit-Air-Source) | HH860E2S11 |  |  | CTU60C5XGS1+TXV | Z9ET100C16SMPS1 | 44500 | 19 | 9 | 45500 | 33200 | 72.97% | 2 | 0 | 11 |  |  |  |  | R-454B | 3.7083 | Residential & Commercial | USHP | Ducted CEE Tier 1
216374728 | Central HP <5.4 tons | LUXAIRE | HRCU-A-CB (Split System: Heat Pump with Remote Outdoor Unit-Air-Source) | HH860E2S11 |  |  | CTM60C5CGS1 | Z9ET080C16SMPS1 | 44000 | 18 | 9 | 45000 | 32800 | 72.89% | 2 | 0 | 11 |  |  |  |  | R-454B | 3.6667 | Residential & Commercial | USHP | Ducted CEE Tier 1
211230245 | Central HP <5.4 tons | DAY & NIGHT | HRCU-A-CB (Split System: Heat Pump with Remote Outdoor Unit-Air-Source) | DLCURAH36ABK |  |  | EN(A,D,W)4X48L21** | *96VSN0802120A* | 36200 | 16 | 8.1 | 38500 | 34800 | 90.39% | 2.02 | 0 | 10 |  |  |  |  | R-410A | 3.0167 | Residential & Commercial | USHP | Ducted CEE Tier 1
206788614 | Central HP <5.4 tons | CARRIER | HRCU-A-CB (Split System: Heat Pump with Remote Outdoor Unit-Air-Source) | 25VNA436A*031* |  |  | CAP**4224AL*+UI | 59MN7B060C21**20 | 32800 | 18.5 | 9 | 35600 | 26800 | 75.28% | 1.98 | 12 | 11 |  |  |  |  | R-410A | 2.7333 | Residential & Commercial | USHP | Ducted CEE Tier 1
206788901 | Central HP <5.4 tons | CARRIER | HRCU-A-CB (Split System: Heat Pump with Remote Outdoor Unit-Air-Source) | 25VNA448A*031* |  |  | CAP**4821AL*+UI | 58TN*A090C21**20 | 43500 | 21 | 9.5 | 46500 | 36400 | 78.28% | 2.28 | 12 | 11.7 |  |  |  |  | R-410A | 3.625 | Residential & Commercial | USHP | Ducted CEE Tier 1
206788914 | Central HP <5.4 tons | CARRIER | HRCU-A-CB (Split System: Heat Pump with Remote Outdoor Unit-Air-Source) | 25VNA448A*031* |  |  | CAP**4821AL*+UI | 59MN7B100C21**22 | 43500 | 21 | 9.5 | 46500 | 36400 | 78.28% | 2.28 | 12 | 11.7 |  |  |  |  | R-410A | 3.625 | Residential & Commercial | USHP | Ducted CEE Tier 1
206788931 | Central HP <5.4 tons | CARRIER | HRCU-A-CB (Split System: Heat Pump with Remote Outdoor Unit-Air-Source) | 25VNA448A*031* |  |  | CAP**6024AL*+UI | 59TN6B120C24**22 | 44500 | 21.5 | 9.5 | 46000 | 36200 | 78.7% | 2.36 | 12.5 | 12 |  |  |  |  | R-410A | 3.7083 | Residential & Commercial | USHP | Ducted CEE Tier 1
206788951 | Central HP <5.4 tons | CARRIER | HRCU-A-CB (Split System: Heat Pump with Remote Outdoor Unit-Air-Source) | 25VNA448A*031* |  |  | CAP**6124AL*+UI | 58CU*A100C21**20 | 45500 | 21 | 9.5 | 46000 | 36400 | 79.13% | 2.34 | 12.5 | 11.7 |  |  |  |  | R-410A | 3.7917 | Residential & Commercial | USHP | Ducted CEE Tier 1
206788967 | Central HP <5.4 tons | CARRIER | HRCU-A-CB (Split System: Heat Pump with Remote Outdoor Unit-Air-Source) | 25VNA448A*031* |  |  | CSPH*6012AL*+UI | 59CU5A100C21**22 | 45000 | 20.5 | 9 | 46000 | 36000 | 78.26% | 2.36 | 12.5 | 12.3 |  |  |  |  | R-410A | 3.75 | Residential & Commercial | USHP | Ducted CEE Tier 1
216487347 | Central HP <5.4 tons | BRYANT HEATING AND COOLING SYSTEMS | HRCU-A-CB (Split System: Heat Pump with Remote Outdoor Unit-Air-Source) | 290VAN024**AA* | ADP |  | CE(P,V)2417G31*+TXV | 88*TB60110C21*** | 21800 | 16 | 8.7 | 22000 | 15900 | 72.27% | 1.96 | 0 | 9.5 |  |  |  |  | R-454B | 1.8167 | Residential & Commercial | USHP
216487349 | Central HP <5.4 tons | BRYANT HEATING AND COOLING SYSTEMS | HRCU-A-CB (Split System: Heat Pump with Remote Outdoor Unit-Air-Source) | 290VAN024**AA* | ADP |  | CE(P,V)3614G34*+TXV | 88*TB60110C21*** | 22600 | 17 | 9 | 22000 | 15900 | 72.27% | 2.02 | 0 | 9.5 |  |  |  |  | R-454B | 1.8833 | Residential & Commercial | USHP
216487372 | Central HP <5.4 tons | BRYANT HEATING AND COOLING SYSTEMS | HRCU-A-CB (Split System: Heat Pump with Remote Outdoor Unit-Air-Source) | 290VAN024**AA* | ADP |  | CE(P,V)2417G31*+TXV | 987MC42080C17*** | 22600 | 17 | 9 | 22600 | 16300 | 72.12% | 1.98 | 0 | 9.5 |  |  |  |  | R-454B | 1.8833 | Residential & Commercial | USHP
214629072 | Central HP <5.4 tons | CARRIER | HRCU-A-CB (Split System: Heat Pump with Remote Outdoor Unit-Air-Source) | 38MURAQ36AB3* | ADP |  | PL36H210P749 | 58S(B,C)*B070M21**16 | 35200 | 16 | 8.1 | 36800 | 34600 | 94.02% | 1.88 | 0 | 10 |  |  |  |  | R-410A | 2.9333 | Residential & Commercial | USHP | Ducted CEE Tier 1
214629090 | Central HP <5.4 tons | CARRIER | HRCU-A-CB (Split System: Heat Pump with Remote Outdoor Unit-Air-Source) | 38MURAQ36AB3* | ADP |  | PL36H175P149 | 58S(B,C)*B090M17**14 | 35400 | 16 | 8.1 | 36800 | 34600 | 94.02% | 1.88 | 0 | 10 |  |  |  |  | R-410A | 2.95 | Residential & Commercial | USHP | Ducted CEE Tier 1
214629099 | Central HP <5.4 tons | CARRIER | HRCU-A-CB (Split System: Heat Pump with Remote Outdoor Unit-Air-Source) | 38MURAQ36AB3* | ADP |  | V,C36H175P159 | 58S(B,C)*B090M17**14 | 35400 | 16 | 8.1 | 36800 | 34600 | 94.02% | 1.94 | 0 | 10 |  |  |  |  | R-410A | 2.95 | Residential & Commercial | USHP | Ducted CEE Tier 1
214629163 | Central HP <5.4 tons | CARRIER | HRCU-A-CB (Split System: Heat Pump with Remote Outdoor Unit-Air-Source) | 38MURAQ36AB3* | ADP |  | PL36H175P149 | 58TP*B070V14**12 | 34600 | 16 | 8.1 | 36800 | 34600 | 94.02% | 1.94 | 0 | 9.5 |  |  |  |  | R-410A | 2.8833 | Residential & Commercial | USHP
214629274 | Central HP <5.4 tons | CARRIER | HRCU-A-CB (Split System: Heat Pump with Remote Outdoor Unit-Air-Source) | 38MURAQ36AB3* | ADP |  | C36A***L139 | 59SU5B040M17**12 | 35000 | 15.2 | 8.1 | 37400 | 35000 | 93.58% | 1.82 | 0 | 9.5 |  |  |  |  | R-410A | 2.9167 | Residential & Commercial | USHP
214629317 | Central HP <5.4 tons | CARRIER | HRCU-A-CB (Split System: Heat Pump with Remote Outdoor Unit-Air-Source) | 38MURAQ36AB3* | ADP |  | PL36H210P749 | 59SU5B060M17**16 | 35000 | 16 | 8.1 | 36800 | 34600 | 94.02% | 1.86 | 0 | 9.5 |  |  |  |  | R-410A | 2.9167 | Residential & Commercial | USHP
214628226 | Central HP <5.4 tons | CARRIER | HRCU-A-CB (Split System: Heat Pump with Remote Outdoor Unit-Air-Source) | 38MURAQ24AB3* | ADP |  | V,C36H175P139 | 58S(B,C)*B070M17**16 | 23400 | 17 | 8.5 | 24800 | 24000 | 96.77% | 2.02 | 0 | 10.5 |  |  |  |  | R-410A | 1.95 | Residential & Commercial | USHP | Ducted CEE Tier 1
214628240 | Central HP <5.4 tons | CARRIER | HRCU-A-CB (Split System: Heat Pump with Remote Outdoor Unit-Air-Source) | 38MURAQ24AB3* | ADP |  | V,C36H***P429 | 58TP*B045V14**12 | 23200 | 17 | 9.5 | 36800 | 26800 | 72.83% | 2.32 | 0 | 10 |  |  |  |  | R-410A | 1.9333 | Residential & Commercial | USHP | Ducted CEE Tier 1
214628260 | Central HP <5.4 tons | CARRIER | HRCU-A-CB (Split System: Heat Pump with Remote Outdoor Unit-Air-Source) | 38MURAQ24AB3* | ADP |  | V,C36H***P219 | 58TP*B045V14**12 | 23400 | 17 | 8.5 | 24600 | 24200 | 98.37% | 2.04 | 0 | 10.5 |  |  |  |  | R-410A | 1.95 | Residential & Commercial | USHP | Ducted CEE Tier 1
214628275 | Central HP <5.4 tons | CARRIER | HRCU-A-CB (Split System: Heat Pump with Remote Outdoor Unit-Air-Source) | 38MURAQ24AB3* | ADP |  | C36A***L129 | 58TP*B070V14**12 | 23400 | 17 | 9 | 25400 | 25600 | 100.8% | 2.18 | 0 | 10 |  |  |  |  | R-410A | 1.95 | Residential & Commercial | USHP | Ducted CEE Tier 1
214628408 | Central HP <5.4 tons | CARRIER | HRCU-A-CB (Split System: Heat Pump with Remote Outdoor Unit-Air-Source) | 38MURAQ24AB3* | ADP |  | PL36H175P159 | 59SC6A060M14**12 | 23600 | 16 | 8.5 | 24600 | 23400 | 95.12% | 1.98 | 0 | 10 |  |  |  |  | R-410A | 1.9667 | Residential & Commercial | USHP | Ducted CEE Tier 1
214771874 | Central HP <5.4 tons | LUXAIRE | HRCU-A-C (Split System: Heat Pump with Remote Outdoor Unit with No Indoor Fan --Air Source) | HH824E2S11 | ADP |  | H,YG8J*36+TXV+TD | 0 | 23000 | 15.2 | 8.5 | 21400 | 17000 | 79.44% | 2 | 0 | 11 |  |  |  |  | R-454B | 1.9167 | Residential & Commercial | USHP | Ducted CEE Tier 1
214630416 | Central HP <5.4 tons | CARRIER | HRCU-A-CB (Split System: Heat Pump with Remote Outdoor Unit-Air-Source) | 25VNA825A*032* | ADP |  | A36VCA+TXV | 59TN6B060C17**14 | 23600 | 16 | 8.1 | 19800 | 16300 | 82.32% | 1.94 | 0 | 11 |  |  |  |  | R-410A | 1.9667 | Residential & Commercial | USHP | Ducted CEE Tier 1
210596173 | Central HP <5.4 tons | CARRIER | HRCU-A-CB (Split System: Heat Pump with Remote Outdoor Unit-Air-Source) | 25VNA837A*030* |  |  | CAP**6024AL*+UI | 59CU5A100C21**22 | 32800 | 18 | 8.5 | 31800 | 24800 | 77.99% | 2 | 0 | 11.5 |  |  |  |  | R-410A | 2.7333 | Residential & Commercial | USHP | Ducted CEE Tier 1
210596176 | Central HP <5.4 tons | CARRIER | HRCU-A-CB (Split System: Heat Pump with Remote Outdoor Unit-Air-Source) | 25VNA837A*030* |  |  | CAP**6024AL*+UI | 59MN7B100C21**22 | 32800 | 17.5 | 8.5 | 31800 | 24800 | 77.99% | 2 | 0 | 11.7 |  |  |  |  | R-410A | 2.7333 | Residential & Commercial | USHP | Ducted CEE Tier 1
214630524 | Central HP <5.4 tons | CARRIER | HRCU-A-CB (Split System: Heat Pump with Remote Outdoor Unit-Air-Source) | 25VNA837A*031* | ADP |  | PL36H210P299 | 59CU5B060C17**16 | 32200 | 17 | 8.1 | 31400 | 24600 | 78.34% | 1.94 | 0 | 11.5 |  |  |  |  | R-410A | 2.6833 | Residential & Commercial | USHP | Ducted CEE Tier 1
214630538 | Central HP <5.4 tons | CARRIER | HRCU-A-CB (Split System: Heat Pump with Remote Outdoor Unit-Air-Source) | 25VNA837A*031* | ADP |  | V,C36H175P459 | 59MN7B080C17**14 | 31600 | 17 | 8.1 | 31800 | 24400 | 76.73% | 1.86 | 0 | 11 |  |  |  |  | R-410A | 2.6333 | Residential & Commercial | USHP | Ducted CEE Tier 1
215424265 | Central HP <5.4 tons | LUXAIRE | HRCU-A-CB (Split System: Heat Pump with Remote Outdoor Unit-Air-Source) | HH860E2S11 | ADP |  | H,YE36*60+TXV-BLEED | TM8E100C16MP11 | 44000 | 17 | 8.4 | 43500 | 33800 | 77.7% | 1.98 | 0 | 10.5 |  |  |  |  | R-454B | 3.6667 | Residential & Commercial | USHP | Ducted CEE Tier 1
215424299 | Central HP <5.4 tons | LUXAIRE | HRCU-A-CB (Split System: Heat Pump with Remote Outdoor Unit-Air-Source) | HH860E2S11 | ADP |  | H,YE36*60+TXV-BLEED | TM9E120D20MP12 | 51500 | 18 | 8.3 | 52500 | 39000 | 74.29% | 1.96 | 0 | 10.5 |  |  |  |  | R-454B | 4.2917 | Residential & Commercial | USHP | Ducted CEE Tier 1
215424315 | Central HP <5.4 tons | LUXAIRE | HRCU-A-CB (Split System: Heat Pump with Remote Outdoor Unit-Air-Source) | HH860E2S11 | ADP |  | H,YE36*60+TXV-BLEED | TM9Y120D20MP11 | 51500 | 18 | 8.3 | 52500 | 39000 | 74.29% | 1.96 | 0 | 10.5 |  |  |  |  | R-454B | 4.2917 | Residential & Commercial | USHP | Ducted CEE Tier 1
215424330 | Central HP <5.4 tons | LUXAIRE | HRCU-A-CB (Split System: Heat Pump with Remote Outdoor Unit-Air-Source) | HH860E2S11 | ADP |  | H,YE48*60+TXV-BLEED | Z8ES130D20SMPS1 | 45000 | 18 | 9 | 43000 | 33200 | 77.21% | 2 | 0 | 12 |  |  |  |  | R-454B | 3.75 | Residential & Commercial | USHP | Ducted CEE Tier 1
216682301 | Central HP <5.4 tons | AIRQUEST | HRCU-A-CB (Split System: Heat Pump with Remote Outdoor Unit-Air-Source) | DLCURAH24ABK |  |  | EA*4X36L21A* | *97VTN1002120A* | 23600 | 17 | 9 | 25600 | 23200 | 90.62% | 1.82 | 0 | 10 |  |  |  |  | R-410A | 1.9667 | Residential & Commercial | USHP | Ducted CEE Tier 1
214279940 | Central HP <5.4 tons | TEMPSTAR | HRCU-A-CB (Split System: Heat Pump with Remote Outdoor Unit-Air-Source) | DLCURAH24ABK |  |  | EA*4X37L17A* | *96MSN0601716A* | 24200 | 16.5 | 9 | 25400 | 21800 | 85.83% | 1.82 | 0 | 10 |  |  |  |  | R-410A | 2.0167 | Residential & Commercial | USHP | Ducted CEE Tier 1
211241530 | Central HP <5.4 tons | BRYANT HEATING AND COOLING SYSTEMS | HRCU-A-CB (Split System: Heat Pump with Remote Outdoor Unit-Air-Source) | 38MURAQ24AB3* |  |  | CAP**3017AL* | 82*TA48090V17*** | 23800 | 17 | 8.5 | 26000 | 23600 | 90.77% | 1.96 | 0 | 10 |  |  |  |  | R-410A | 1.9833 | Residential & Commercial | USHP | Ducted CEE Tier 1
211241648 | Central HP <5.4 tons | BRYANT HEATING AND COOLING SYSTEMS | HRCU-A-CB (Split System: Heat Pump with Remote Outdoor Unit-Air-Source) | 38MURAQ24AB3* |  |  | CAP**3017AL* | 8(0,1)*SA36045E17*** | 24000 | 16.5 | 8.5 | 26200 | 23200 | 88.55% | 1.9 | 0 | 10 |  |  |  |  | R-410A | 2 | Residential & Commercial | USHP | Ducted CEE Tier 1
211241739 | Central HP <5.4 tons | BRYANT HEATING AND COOLING SYSTEMS | HRCU-A-CB (Split System: Heat Pump with Remote Outdoor Unit-Air-Source) | 38MURAQ24AB3* |  |  | CAP**3017AL* | 912SD30040E14*** | 24000 | 15.2 | 8.5 | 26600 | 23000 | 86.47% | 1.86 | 0 | 9.5 |  |  |  |  | R-410A | 2 | Residential & Commercial | USHP
210473977 | Central HP <5.4 tons | DAY & NIGHT | HRCU-A-CB (Split System: Heat Pump with Remote Outdoor Unit-Air-Source) | CVH825GKA3* |  |  | EN(A,D,W)4X48L21**+WALLCON | *96CTN0601714A* | 24000 | 16.5 | 8.1 | 21400 | 16700 | 78.04% | 2 | 0 | 11 |  |  |  |  | R-410A | 2 | Residential & Commercial | USHP | Ducted CEE Tier 1
210474043 | Central HP <5.4 tons | DAY & NIGHT | HRCU-A-CB (Split System: Heat Pump with Remote Outdoor Unit-Air-Source) | CVH825GKA3* |  |  | EN(A,D,W)4X48L21**+WALLCON | *80CTL0901716A* | 24200 | 17.5 | 8.1 | 21200 | 16500 | 77.83% | 2.02 | 0 | 11.7 |  |  |  |  | R-410A | 2.0167 | Residential & Commercial | USHP | Ducted CEE Tier 1
211240359 | Central HP <5.4 tons | HEIL | HRCU-A-CB (Split System: Heat Pump with Remote Outdoor Unit-Air-Source) | DLCURAH24ABK |  |  | EA*4X24L14A* | *80ES(N,L)0701412A* | 24000 | 16.5 | 8.5 | 26800 | 24000 | 89.55% | 1.98 | 0 | 10 |  |  |  |  | R-410A | 2 | Residential & Commercial | USHP | Ducted CEE Tier 1
211240445 | Central HP <5.4 tons | HEIL | HRCU-A-CB (Split System: Heat Pump with Remote Outdoor Unit-Air-Source) | DLCURAH24ABK |  |  | EA*4X24L17A* | *80ES(N,L)0701716A* | 24600 | 16 | 8.5 | 27400 | 23000 | 83.94% | 1.88 | 0 | 10 |  |  |  |  | R-410A | 2.05 | Residential & Commercial | USHP | Ducted CEE Tier 1
211240538 | Central HP <5.4 tons | HEIL | HRCU-A-CB (Split System: Heat Pump with Remote Outdoor Unit-Air-Source) | DLCURAH24ABK |  |  | EA*4X24L17A* | *96VTN0801716A* | 23800 | 16.5 | 8.5 | 26800 | 24000 | 89.55% | 1.98 | 0 | 10 |  |  |  |  | R-410A | 1.9833 | Residential & Commercial | USHP | Ducted CEE Tier 1
211240779 | Central HP <5.4 tons | HEIL | HRCU-A-CB (Split System: Heat Pump with Remote Outdoor Unit-Air-Source) | DLCURAH24ABK |  |  | EA*4X24L17A* | OMV098J12* | 23400 | 16.5 | 8.5 | 26600 | 25000 | 93.98% | 2.08 | 0 | 10 |  |  |  |  | R-410A | 1.95 | Residential & Commercial | USHP | Ducted CEE Tier 1
216974373 | Central HP <5.4 tons | BRYANT HEATING AND COOLING SYSTEMS | HRCU-A-CB (Split System: Heat Pump with Remote Outdoor Unit-Air-Source) | 290VAN036**AA* | ADP |  | C36A***L15*+TXV | 83*CB36040C17*** | 33800 | 18 | 9 | 33400 | 24600 | 73.65% | 1.9 | 0 | 10 |  |  |  |  | R-454B | 2.8167 | Residential & Commercial | USHP | Ducted CEE Tier 1
216782836 | Central HP <5.4 tons | LUXAIRE | HRCU-A-CB (Split System: Heat Pump with Remote Outdoor Unit-Air-Source) | HH836E2S11 |  |  | CTF36C5CDS1 | Z8ES100C20LMPS1 | 34600 | 18 | 8.5 | 32200 | 26200 | 81.37% | 2 | 0 | 11 |  |  |  |  | R-454B | 2.8833 | Residential & Commercial | USHP | Ducted CEE Tier 1
216784156 | Central HP <5.4 tons | LUXAIRE | HRCU-A-CB (Split System: Heat Pump with Remote Outdoor Unit-Air-Source) | HH836E2S11 |  |  | CTF48C5CFS1 | Z8ES120C16LMPS1 | 34000 | 19 | 9 | 31600 | 25200 | 79.75% | 2 | 0 | 11.7 |  |  |  |  | R-454B | 2.8333 | Residential & Commercial | USHP | Ducted CEE Tier 1
213739514 | Central HP <5.4 tons | DAY & NIGHT | HRCU-A-CB (Split System: Heat Pump with Remote Outdoor Unit-Air-Source) | DLCURAH18ABK | ADP |  | PL36H175P159 | *80MSU0401712A* | 17600 | 16 | 8.5 | 16900 | 18700 | 110.7% | 2.3 | 0 | 11 |  |  |  |  | R-410A | 1.4667 | Residential & Commercial | USHP | Ducted CEE Tier 1
214630502 | Central HP <5.4 tons | CARRIER | HRCU-A-CB (Split System: Heat Pump with Remote Outdoor Unit-Air-Source) | 25VNA837A*031* | ADP |  | V,C36H175P459 | 58CU*A040C17**12 | 32400 | 18 | 8.5 | 30400 | 24600 | 80.92% | 2 | 0 | 11 |  |  |  |  | R-410A | 2.7 | Residential & Commercial | USHP | Ducted CEE Tier 1
211240870 | Central HP <5.4 tons | HEIL | HRCU-A-CB (Split System: Heat Pump with Remote Outdoor Unit-Air-Source) | DLCURAH24ABK |  |  | EA*4X25L17A* | *95ESU0401712A* | 24200 | 17 | 8.5 | 25200 | 21600 | 85.71% | 1.8 | 0 | 10 |  |  |  |  | R-410A | 2.0167 | Residential & Commercial | USHP | Ducted CEE Tier 1
211242047 | Central HP <5.4 tons | HEIL | HRCU-A-CB (Split System: Heat Pump with Remote Outdoor Unit-Air-Source) | DLCURAH24ABK |  |  | EA*4X36L17A* | *96VTN0601412A* | 23600 | 16.5 | 8.5 | 25800 | 23400 | 90.7% | 1.94 | 0 | 10 |  |  |  |  | R-410A | 1.9667 | Residential & Commercial | USHP | Ducted CEE Tier 1
213146426 | Central HP <5.4 tons | BRYANT HEATING AND COOLING SYSTEMS | HRCU-A-CB (Split System: Heat Pump with Remote Outdoor Unit-Air-Source) | 38MURAQ36AB3* | ADP |  | C36A***L159+AEFE3A* | 0 | 36000 | 16 | 8.1 | 38000 | 35000 | 92.11% | 1.82 | 0 | 10 |  |  |  |  | R-410A | 3 | Residential & Commercial | USHP | Ducted CEE Tier 1
211242192 | Central HP <5.4 tons | HEIL | HRCU-A-CB (Split System: Heat Pump with Remote Outdoor Unit-Air-Source) | DLCURAH24ABK |  |  | EA*4X36L17A* | *92ESN0401712A* | 23800 | 16 | 8.5 | 26000 | 23200 | 89.23% | 1.9 | 0 | 10 |  |  |  |  | R-410A | 1.9833 | Residential & Commercial | USHP | Ducted CEE Tier 1
211242524 | Central HP <5.4 tons | HEIL | HRCU-A-CB (Split System: Heat Pump with Remote Outdoor Unit-Air-Source) | DLCURAH24ABK |  |  | EA*4X36L21A* | *96VTN0802120A* | 23800 | 17 | 8.5 | 25800 | 23200 | 89.92% | 1.94 | 0 | 10 |  |  |  |  | R-410A | 1.9833 | Residential & Commercial | USHP | Ducted CEE Tier 1
213738485 | Central HP <5.4 tons | DAY & NIGHT | HRCU-A-CB (Split System: Heat Pump with Remote Outdoor Unit-Air-Source) | DLCURAH36ABK | ADP |  | V,G36H175P159 | *80MS(N,L)0901714A* | 35400 | 16 | 8.1 | 36800 | 34600 | 94.02% | 1.88 | 0 | 10 |  |  |  |  | R-410A | 2.95 | Residential & Commercial | USHP | Ducted CEE Tier 1
213738486 | Central HP <5.4 tons | DAY & NIGHT | HRCU-A-CB (Split System: Heat Pump with Remote Outdoor Unit-Air-Source) | DLCURAH36ABK | ADP |  | PL36H175P789 | *80MS(N,L)0901714A* | 36000 | 16 | 8.5 | 36800 | 34600 | 94.02% | 2.02 | 0 | 10 |  |  |  |  | R-410A | 3 | Residential & Commercial | USHP | Ducted CEE Tier 1
213738503 | Central HP <5.4 tons | DAY & NIGHT | HRCU-A-CB (Split System: Heat Pump with Remote Outdoor Unit-Air-Source) | DLCURAH36ABK | ADP |  | FG82936 | *80MSU0401712A* | 36000 | 16 | 8.5 | 36800 | 34600 | 94.02% | 2 | 0 | 10 |  |  |  |  | R-410A | 3 | Residential & Commercial | USHP | Ducted CEE Tier 1
213738505 | Central HP <5.4 tons | DAY & NIGHT | HRCU-A-CB (Split System: Heat Pump with Remote Outdoor Unit-Air-Source) | DLCURAH36ABK | ADP |  | FG32936 | *80VSL0451412B* | 33600 | 15.2 | 8.1 | 36800 | 34600 | 94.02% | 1.94 | 0 | 9.5 |  |  |  |  | R-410A | 2.8 | Residential & Commercial | USHP
213738519 | Central HP <5.4 tons | DAY & NIGHT | HRCU-A-CB (Split System: Heat Pump with Remote Outdoor Unit-Air-Source) | DLCURAH36ABK | ADP |  | V,G36H***P449 | *80VTL0451412B* | 35000 | 16 | 8.1 | 36800 | 34600 | 94.02% | 1.94 | 0 | 9.5 |  |  |  |  | R-410A | 2.9167 | Residential & Commercial | USHP
216984633 | Central HP <5.4 tons | BRYANT HEATING AND COOLING SYSTEMS | HRCU-A-CB (Split System: Heat Pump with Remote Outdoor Unit-Air-Source) | 293VAN048**AA* | ADP |  | C60A***L16*+TXV | 987TA60080C21*** | 43500 | 21 | 9.5 | 46500 | 36200 | 77.85% | 2 | 0 | 10.5 |  |  |  |  | R-454B | 3.625 | Residential & Commercial | USHP | Ducted CEE Tier 1
214573657 | Central HP <5.4 tons | TEMPSTAR | HRCU-A-CB (Split System: Heat Pump with Remote Outdoor Unit-Air-Source) | TVH837GKA2* |  |  | EA*4X36L21A*+WALLCON | *97CMN0802120B* | 31600 | 17 | 8.1 | 33000 | 24200 | 73.33% | 1.86 | 0 | 11 |  |  |  |  | R-410A | 2.6333 | Residential & Commercial | USHP | Ducted CEE Tier 1
214573857 | Central HP <5.4 tons | TEMPSTAR | HRCU-A-CB (Split System: Heat Pump with Remote Outdoor Unit-Air-Source) | TVH837GKA2* |  |  | EA*4X43L21A*+WALLCON | *80CTL0702120B* | 32800 | 17.5 | 8.5 | 32800 | 25200 | 76.83% | 2 | 0 | 11 |  |  |  |  | R-410A | 2.7333 | Residential & Commercial | USHP | Ducted CEE Tier 1
214728384 | Central HP <5.4 tons | LUXAIRE | HRCU-A-CB (Split System: Heat Pump with Remote Outdoor Unit-Air-Source) | HH836E2S11 |  |  | CTU36B5XDS1+TXV | TM9E060B12MP12 | 33200 | 17 | 8.5 | 31600 | 25400 | 80.38% | 2 | 0 | 11 |  |  |  |  | R-454B | 2.7667 | Residential & Commercial | USHP | Ducted CEE Tier 1
211388899 | Central HP <5.4 tons | FRASER-JOHNSTON | HRCU-A-CB (Split System: Heat Pump with Remote Outdoor Unit-Air-Source) | HMH72B341 |  |  | XAUB36DXXN1+TXV | TM9E080B12MP12 | 34000 | 17.5 | 8.1 | 33800 | 24000 | 71.01% | 2.06 | 0 | 10 |  |  |  |  | R-410A | 2.8333 | Residential & Commercial | USHP | Ducted CEE Tier 1
211388914 | Central HP <5.4 tons | FRASER-JOHNSTON | HRCU-A-CB (Split System: Heat Pump with Remote Outdoor Unit-Air-Source) | HMH72B341 |  |  | XAFB30CXXN1+TXV | TM9E080B12MP12 | 32800 | 17.5 | 8.1 | 33600 | 23600 | 70.24% | 2.02 | 0 | 9.5 |  |  |  |  | R-410A | 2.7333 | Residential & Commercial | USHP
211389148 | Central HP <5.4 tons | FRASER-JOHNSTON | HRCU-A-CB (Split System: Heat Pump with Remote Outdoor Unit-Air-Source) | HMH72B341 |  |  | XAHB36DXXN1+TXV | TM9E060A10MP12 | 32600 | 17 | 8.1 | 32400 | 22800 | 70.37% | 1.98 | 0 | 9.5 |  |  |  |  | R-410A | 2.7167 | Residential & Commercial | USHP
211389651 | Central HP <5.4 tons | FRASER-JOHNSTON | HRCU-A-CB (Split System: Heat Pump with Remote Outdoor Unit-Air-Source) | HMH72B341 |  |  | XAHB36DXXN1+TXV | TM8Y080B12MP11 | 33000 | 17.5 | 8.1 | 32800 | 23000 | 70.12% | 2 | 0 | 9.5 |  |  |  |  | R-410A | 2.75 | Residential & Commercial | USHP
211230264 | Central HP <5.4 tons | DAY & NIGHT | HRCU-A-CB (Split System: Heat Pump with Remote Outdoor Unit-Air-Source) | DLCURAH36ABK |  |  | EN(A,D,W)4X48L21** | *95ESU0601716A* | 35800 | 16 | 8.1 | 38500 | 34800 | 90.39% | 2 | 0 | 10 |  |  |  |  | R-410A | 2.9833 | Residential & Commercial | USHP | Ducted CEE Tier 1
211230381 | Central HP <5.4 tons | DAY & NIGHT | HRCU-A-CB (Split System: Heat Pump with Remote Outdoor Unit-Air-Source) | DLCURAH36ABK |  |  | EN(A,D,W)4X48L21** | OMV112K14A | 35800 | 15.5 | 8.1 | 38500 | 35000 | 90.91% | 2 | 0 | 10 |  |  |  |  | R-410A | 2.9833 | Residential & Commercial | USHP | Ducted CEE Tier 1
210472997 | Central HP <5.4 tons | HEIL | HRCU-A-CB (Split System: Heat Pump with Remote Outdoor Unit-Air-Source) | HVH825GKA3* |  |  | EA*4X42L24A*+WALLCON | *95CSU1002122A* | 23800 | 17 | 8.1 | 21400 | 16600 | 77.57% | 1.96 | 0 | 11 |  |  |  |  | R-410A | 1.9833 | Residential & Commercial | USHP | Ducted CEE Tier 1
210473063 | Central HP <5.4 tons | HEIL | HRCU-A-CB (Split System: Heat Pump with Remote Outdoor Unit-Air-Source) | HVH825GKA3* |  |  | EA*4X42L24A*+WALLCON | *96CTN1002122A* | 23800 | 16.5 | 8.1 | 21400 | 16600 | 77.57% | 1.96 | 0 | 11 |  |  |  |  | R-410A | 1.9833 | Residential & Commercial | USHP | Ducted CEE Tier 1
210473096 | Central HP <5.4 tons | HEIL | HRCU-A-CB (Split System: Heat Pump with Remote Outdoor Unit-Air-Source) | HVH825GKA3* |  |  | EA*4X43L21A*+WALLCON | *95CSU0802120A* | 24400 | 17 | 8.5 | 21200 | 16600 | 78.3% | 2.04 | 0 | 11 |  |  |  |  | R-410A | 2.0333 | Residential & Commercial | USHP | Ducted CEE Tier 1
210473228 | Central HP <5.4 tons | HEIL | HRCU-A-CB (Split System: Heat Pump with Remote Outdoor Unit-Air-Source) | HVH825GKA3* |  |  | EA*4X43L21A*+WALLCON | *96CTN1002122A* | 24400 | 16.5 | 8.5 | 21200 | 16600 | 78.3% | 2.04 | 0 | 11 |  |  |  |  | R-410A | 2.0333 | Residential & Commercial | USHP | Ducted CEE Tier 1
214630455 | Central HP <5.4 tons | CARRIER | HRCU-A-CB (Split System: Heat Pump with Remote Outdoor Unit-Air-Source) | 25VNA837A*030* | ADP |  | PL36H175P159 | 58CU*A060C17**16 | 32000 | 17 | 8.1 | 31400 | 24400 | 77.71% | 1.96 | 0 | 11.5 |  |  |  |  | R-410A | 2.6667 | Residential & Commercial | USHP | Ducted CEE Tier 1
214630457 | Central HP <5.4 tons | CARRIER | HRCU-A-CB (Split System: Heat Pump with Remote Outdoor Unit-Air-Source) | 25VNA837A*030* | ADP |  | C36A***L539 | 58CU*A060C17**16 | 32400 | 18 | 8.5 | 30600 | 24600 | 80.39% | 1.98 | 0 | 11 |  |  |  |  | R-410A | 2.7 | Residential & Commercial | USHP | Ducted CEE Tier 1
214629003 | Central HP <5.4 tons | CARRIER | HRCU-A-CB (Split System: Heat Pump with Remote Outdoor Unit-Air-Source) | 38MURAQ36AB3* | ADP |  | PL36H210P299 | 58S(B,C)*B070M17**12 | 36200 | 16 | 8.5 | 36400 | 34400 | 94.51% | 2.04 | 0 | 10 |  |  |  |  | R-410A | 3.0167 | Residential & Commercial | USHP | Ducted CEE Tier 1
214629033 | Central HP <5.4 tons | CARRIER | HRCU-A-CB (Split System: Heat Pump with Remote Outdoor Unit-Air-Source) | 38MURAQ36AB3* | ADP |  | V,C36H175P139 | 58S(B,C)*B070M17**12 | 35000 | 16 | 8.1 | 36800 | 34800 | 94.57% | 1.82 | 0 | 9.5 |  |  |  |  | R-410A | 2.9167 | Residential & Commercial | USHP
213258342 | Central HP <5.4 tons | KEEPRITE | HRCU-A-CB (Split System: Heat Pump with Remote Outdoor Unit-Air-Source) | DLCURAH24ABK | ADP |  | H,GE30924 | *96VTN0401410A* | 22800 | 15.2 | 8.5 | 25200 | 24400 | 96.83% | 2.04 | 0 | 9.5 |  |  |  |  | R-410A | 1.9 | Residential & Commercial | USHP
213258383 | Central HP <5.4 tons | KEEPRITE | HRCU-A-CB (Split System: Heat Pump with Remote Outdoor Unit-Air-Source) | DLCURAH24ABK | ADP |  | H,GE30924 | *96VTN1002120A* | 22600 | 16 | 8.5 | 24400 | 22400 | 91.8% | 1.9 | 0 | 9.5 |  |  |  |  | R-410A | 1.8833 | Residential & Commercial | USHP
213782108 | Central HP <5.4 tons | AIRQUEST | HRCU-A-CB (Split System: Heat Pump with Remote Outdoor Unit-Air-Source) | HVH837GKA2* |  |  | EHD4X48AAL+WALLCON | *80CTL1352422B* | 32600 | 16.5 | 8.1 | 32600 | 24800 | 76.07% | 1.96 | 0 | 11 |  |  |  |  | R-410A | 2.7167 | Residential & Commercial | USHP | Ducted CEE Tier 1
213782158 | Central HP <5.4 tons | AIRQUEST | HRCU-A-CB (Split System: Heat Pump with Remote Outdoor Unit-Air-Source) | HVH837GKA2* |  |  | EHD4X48AAL+WALLCON | *97CMN1202422B* | 32600 | 16.5 | 8.1 | 33000 | 24800 | 75.15% | 1.96 | 0 | 11 |  |  |  |  | R-410A | 2.7167 | Residential & Commercial | USHP | Ducted CEE Tier 1
214630453 | Central HP <5.4 tons | CARRIER | HRCU-A-CB (Split System: Heat Pump with Remote Outdoor Unit-Air-Source) | 25VNA837A*030* | ADP |  | PL36H210P299 | 58CU*A060C17**16 | 32400 | 18 | 8.5 | 30600 | 24600 | 80.39% | 1.98 | 0 | 11 |  |  |  |  | R-410A | 2.7 | Residential & Commercial | USHP | Ducted CEE Tier 1
211206985 | Central HP <5.4 tons | FRASER-JOHNSTON | HRCU-A-CB (Split System: Heat Pump with Remote Outdoor Unit-Air-Source) | HL20B4821 |  |  | XAMC48HE3N1+CC | TM8V080C16MP12 | 43500 | 19 | 9 | 44500 | 36200 | 81.35% | 2.14 | 0 | 12 |  |  |  |  | R-410A | 3.625 | Residential & Commercial | USHP | Ducted CEE Tier 1
213780448 | Central HP <5.4 tons | AIRQUEST | HRCU-A-CB (Split System: Heat Pump with Remote Outdoor Unit-Air-Source) | HVH837GKA** |  |  | EHD4X60AAL+WALLCON | *96CTN1202422B* | 33000 | 16.5 | 8.1 | 32200 | 24800 | 77.02% | 2 | 0 | 11.5 |  |  |  |  | R-410A | 2.75 | Residential & Commercial | USHP | Ducted CEE Tier 1
214628152 | Central HP <5.4 tons | CARRIER | HRCU-A-CB (Split System: Heat Pump with Remote Outdoor Unit-Air-Source) | 38MURAQ24AB3* | ADP |  | C36A***L139 | 58S(B,C)*B045M14**12 | 23400 | 17 | 9 | 25400 | 25800 | 101.6% | 2.2 | 0 | 10 |  |  |  |  | R-410A | 1.95 | Residential & Commercial | USHP | Ducted CEE Tier 1
214628254 | Central HP <5.4 tons | CARRIER | HRCU-A-CB (Split System: Heat Pump with Remote Outdoor Unit-Air-Source) | 38MURAQ24AB3* | ADP |  | PL36H175P159 | 58TP*B045V14**12 | 23600 | 17 | 8.5 | 24600 | 24200 | 98.37% | 2.04 | 0 | 10.5 |  |  |  |  | R-410A | 1.9667 | Residential & Commercial | USHP | Ducted CEE Tier 1
213739566 | Central HP <5.4 tons | DAY & NIGHT | HRCU-A-CB (Split System: Heat Pump with Remote Outdoor Unit-Air-Source) | DLCURAH18ABK | ADP |  | FG32936 | *96MSN0261410A* | 16900 | 20 | 8.1 | 16700 | 18800 | 112.6% | 2.3 | 0 | 10 |  |  |  |  | R-410A | 1.4083 | Residential & Commercial | USHP | Ducted CEE Tier 1
213739580 | Central HP <5.4 tons | DAY & NIGHT | HRCU-A-CB (Split System: Heat Pump with Remote Outdoor Unit-Air-Source) | DLCURAH18ABK | ADP |  | V,G36H***P449 | *96MSN0401410A* | 17500 | 16 | 8.5 | 16700 | 18500 | 110.8% | 2.26 | 0 | 10.5 |  |  |  |  | R-410A | 1.4583 | Residential & Commercial | USHP | Ducted CEE Tier 1
216783488 | Central HP <5.4 tons | LUXAIRE | HRCU-A-CB (Split System: Heat Pump with Remote Outdoor Unit-Air-Source) | HH824E2S11 |  |  | CTF36B5ADS1 | Z8ES100B12LMPS1 | 23000 | 19 | 9.5 | 23000 | 18800 | 81.74% | 2 | 0 | 12 |  |  |  |  | R-454B | 1.9167 | Residential & Commercial | USHP | Ducted CEE Tier 1
214609216 | Central HP <5.4 tons | LUXAIRE | HRCU-A-CB (Split System: Heat Pump with Remote Outdoor Unit-Air-Source) | HH824E2S11 |  |  | CTM36B5ADS1 | Z9ES080B12SMPS1 | 23000 | 18 | 9.5 | 23000 | 18600 | 80.87% | 2 | 0 | 12 |  |  |  |  | R-454B | 1.9167 | Residential & Commercial | USHP | Ducted CEE Tier 1
216974797 | Central HP <5.4 tons | BRYANT HEATING AND COOLING SYSTEMS | HRCU-A-CB (Split System: Heat Pump with Remote Outdoor Unit-Air-Source) | 293VAN048**AA* | ADP |  | V,C48H210P16*+TXV | 83*CA60100C21*** | 43500 | 21 | 9.5 | 46500 | 36000 | 77.42% | 2 | 0 | 10.5 |  |  |  |  | R-454B | 3.625 | Residential & Commercial | USHP | Ducted CEE Tier 1
216440190 | Central HP <5.4 tons | TRANE | HRCU-A-CB (Split System: Heat Pump with Remote Outdoor Unit-Air-Source) | 5TWV0X36A1 |  |  | 5TXCC005AS3 | S9V2C100D5PSC+LRP | 31600 | 17.2 | 9.4 | 31400 | 23400 | 74.52% | 2 | 0 | 11.7 |  |  |  |  | R-454B | 2.6333 | Residential & Commercial | USHP | Ducted CEE Tier 1
216440424 | Central HP <5.4 tons | TRANE | HRCU-A-CB (Split System: Heat Pump with Remote Outdoor Unit-Air-Source) | 5TWV0X60A1 |  |  | 5PX*C007AS3 | S9V2C080U5VSB+LRP | 51500 | 18.4 | 9 | 54500 | 38500 | 70.64% | 2 | 0 | 10 |  |  |  |  | R-454B | 4.2917 | Residential & Commercial | USHP | Ducted CEE Tier 1
216440458 | Central HP <5.4 tons | TRANE | HRCU-A-CB (Split System: Heat Pump with Remote Outdoor Unit-Air-Source) | 5TWV0X60A1 |  |  | 5PX*D008AS3+P0V0D000M50SD+LRP | 0 | 52000 | 18.8 | 9 | 54000 | 38000 | 70.37% | 2 | 0 | 10.5 |  |  |  |  | R-454B | 4.3333 | Residential & Commercial | USHP | Ducted CEE Tier 1
213738551 | Central HP <5.4 tons | DAY & NIGHT | HRCU-A-CB (Split System: Heat Pump with Remote Outdoor Unit-Air-Source) | DLCURAH36ABK | ADP |  | PL36H210P179 | *95MSU0401712A* | 35800 | 15.2 | 8.1 | 36800 | 34800 | 94.57% | 2 | 0 | 10 |  |  |  |  | R-410A | 2.9833 | Residential & Commercial | USHP | Ducted CEE Tier 1
216440256 | Central HP <5.4 tons | TRANE | HRCU-A-CB (Split System: Heat Pump with Remote Outdoor Unit-Air-Source) | 5TWV0X48A1 |  |  | 5PX*C009AS3 | S9V2C100U5VSB+LRP | 44500 | 20 | 9.7 | 46000 | 33000 | 71.74% | 2.1 | 0 | 12 |  |  |  |  | R-454B | 3.7083 | Residential & Commercial | USHP | Ducted CEE Tier 1
216440292 | Central HP <5.4 tons | TRANE | HRCU-A-CB (Split System: Heat Pump with Remote Outdoor Unit-Air-Source) | 5TWV0X48A1 |  |  | 5PX*D010AS3 | S9V2C100U5VSB+LRP | 44500 | 20 | 9.7 | 46000 | 33000 | 71.74% | 2.1 | 0 | 12 |  |  |  |  | R-454B | 3.7083 | Residential & Commercial | USHP | Ducted CEE Tier 1
216440308 | Central HP <5.4 tons | TRANE | HRCU-A-CB (Split System: Heat Pump with Remote Outdoor Unit-Air-Source) | 5TWV0X48A1 |  |  | 5PX*D010AS3 | L8V1C100U5VSB+LRP | 45500 | 20.4 | 10 | 47000 | 33600 | 71.49% | 2.1 | 0 | 12 |  |  |  |  | R-454B | 3.7917 | Residential & Commercial | USHP | Ducted CEE Tier 1
211242477 | Central HP <5.4 tons | BRYANT HEATING AND COOLING SYSTEMS | HRCU-A-CB (Split System: Heat Pump with Remote Outdoor Unit-Air-Source) | 38MURAQ24AB3* |  |  | CAP**3621AL* | 926TB48080V17*** | 24400 | 16.5 | 8.5 | 26200 | 22400 | 85.5% | 1.86 | 0 | 10 |  |  |  |  | R-410A | 2.0333 | Residential & Commercial | USHP | Ducted CEE Tier 1
211242791 | Central HP <5.4 tons | BRYANT HEATING AND COOLING SYSTEMS | HRCU-A-CB (Split System: Heat Pump with Remote Outdoor Unit-Air-Source) | 38MURAQ24AB3* |  |  | CAP**3717AL* | 926SA36040V17*** | 24600 | 15.5 | 8.5 | 25800 | 21600 | 83.72% | 1.78 | 0 | 10 |  |  |  |  | R-410A | 2.05 | Residential & Commercial | USHP | Ducted CEE Tier 1
211242809 | Central HP <5.4 tons | BRYANT HEATING AND COOLING SYSTEMS | HRCU-A-CB (Split System: Heat Pump with Remote Outdoor Unit-Air-Source) | 38MURAQ24AB3* |  |  | CAP**3717AL* | 926SA48080V17*** | 24600 | 16.5 | 8.5 | 25600 | 21400 | 83.59% | 1.8 | 0 | 10 |  |  |  |  | R-410A | 2.05 | Residential & Commercial | USHP | Ducted CEE Tier 1
211243254 | Central HP <5.4 tons | BRYANT HEATING AND COOLING SYSTEMS | HRCU-A-CB (Split System: Heat Pump with Remote Outdoor Unit-Air-Source) | 38MURAQ24AB3* |  |  | CAP**3721AL* | 926SA48080V17*** | 24800 | 17 | 8.5 | 25600 | 21000 | 82.03% | 1.76 | 0 | 10.5 |  |  |  |  | R-410A | 2.0667 | Residential & Commercial | USHP | Ducted CEE Tier 1
211243672 | Central HP <5.4 tons | BRYANT HEATING AND COOLING SYSTEMS | HRCU-A-CB (Split System: Heat Pump with Remote Outdoor Unit-Air-Source) | 38MURAQ24AB3* |  |  | CAP**3721AL* | OVLAAB036098 | 24000 | 16.5 | 8.1 | 25000 | 21600 | 86.4% | 1.8 | 0 | 10 |  |  |  |  | R-410A | 2 | Residential & Commercial | USHP | Ducted CEE Tier 1
211243388 | Central HP <5.4 tons | BRYANT HEATING AND COOLING SYSTEMS | HRCU-A-CB (Split System: Heat Pump with Remote Outdoor Unit-Air-Source) | 38MURAQ24AB3* |  |  | CAP**3721AL* | 82*TA48090V17*** | 24400 | 17 | 8.5 | 25200 | 21200 | 84.13% | 1.78 | 0 | 10.5 |  |  |  |  | R-410A | 2.0333 | Residential & Commercial | USHP | Ducted CEE Tier 1
211243736 | Central HP <5.4 tons | BRYANT HEATING AND COOLING SYSTEMS | HRCU-A-CB (Split System: Heat Pump with Remote Outdoor Unit-Air-Source) | 38MURAQ24AB3* |  |  | CNPV*2414AL* | 82*TA36070V14*** | 23800 | 16.5 | 8.5 | 26800 | 23200 | 86.57% | 1.92 | 0 | 10 |  |  |  |  | R-410A | 1.9833 | Residential & Commercial | USHP | Ducted CEE Tier 1
215931787 | Central HP <5.4 tons | AIRQUEST | HRCU-A-CB (Split System: Heat Pump with Remote Outdoor Unit-Air-Source) | H5H3V60*K*AAA* |  |  | EA*5X61M24A*+WALLCON | *96CTN1202422B* | 57000 | 18.5 | 8.5 | 60500 | 46500 | 76.86% | 2.02 | 0 | 11.5 |  |  |  |  | R-454B | 4.75 | Residential & Commercial | USHP | Ducted CEE Tier 1
215934630 | Central HP <5.4 tons | DAY & NIGHT | HRCU-A-CB (Split System: Heat Pump with Remote Outdoor Unit-Air-Source) | C5H3V36*K*AAA* |  |  | EVM5X25M17A*+WALLCON | *97CMN0601714B* | 34000 | 20 | 8.1 | 38000 | 27200 | 71.58% | 2 | 0 | 11 |  |  |  |  | R-454B | 2.8333 | Residential & Commercial | USHP | Ducted CEE Tier 1
216440482 | Central HP <5.4 tons | TRANE | HRCU-A-CB (Split System: Heat Pump with Remote Outdoor Unit-Air-Source) | 5TWV0X60A1 |  |  | 5PX*DD10AS3 | S9V2C100D5PSC+LRP | 51500 | 18.4 | 9 | 54000 | 38000 | 70.37% | 2 | 0 | 10 |  |  |  |  | R-454B | 4.2917 | Residential & Commercial | USHP | Ducted CEE Tier 1
213739599 | Central HP <5.4 tons | DAY & NIGHT | HRCU-A-CB (Split System: Heat Pump with Remote Outdoor Unit-Air-Source) | DLCURAH18ABK | ADP |  | FG80936 | *96MSN0601412A* | 17400 | 16 | 8.5 | 17000 | 19400 | 114.1% | 2.38 | 0 | 10.5 |  |  |  |  | R-410A | 1.45 | Residential & Commercial | USHP | Ducted CEE Tier 1
212480066 | Central HP <5.4 tons | CARRIER | HRCU-A-CB (Split System: Heat Pump with Remote Outdoor Unit-Air-Source) | 38MURAQ24AB3* | ADP |  | PL36H175P149 | 59SC5B080E17**16 | 24800 | 15.2 | 8.5 | 25200 | 21600 | 85.71% | 1.8 | 0 | 10 |  |  |  |  | R-410A | 2.0667 | Residential & Commercial | USHP | Ducted CEE Tier 1
212480102 | Central HP <5.4 tons | CARRIER | HRCU-A-CB (Split System: Heat Pump with Remote Outdoor Unit-Air-Source) | 38MURAQ24AB3* | ADP |  | V,C36H175P149 | 59SP6A080V17**16 | 24200 | 16 | 8.1 | 24600 | 22600 | 91.87% | 1.9 | 0 | 10.5 |  |  |  |  | R-410A | 2.0167 | Residential & Commercial | USHP | Ducted CEE Tier 1
212479900 | Central HP <5.4 tons | CARRIER | HRCU-A-CB (Split System: Heat Pump with Remote Outdoor Unit-Air-Source) | 38MURAQ24AB3* | ADP |  | C36A***L139 | 58SP*A045V17**16 | 23000 | 17 | 8.5 | 24000 | 23200 | 96.67% | 1.96 | 0 | 9.5 |  |  |  |  | R-410A | 1.9167 | Residential & Commercial | USHP
213386482 | Central HP <5.4 tons | ECO-AIR | HRCU-A-C (Split System: Heat Pump with Remote Outdoor Unit with No Indoor Fan --Air Source) | MOX630-36HFN1-M3X |  |  | MAC-36HWDN1-MN0 | 0 | 35000 | 15.2 | 8.5 | 36000 | 30000 | 83.33% | 1.8 | 0 | 10 |  |  |  |  | R-410A | 2.9167 | Residential & Commercial | USHP | Ducted CEE Tier 1
212479966 | Central HP <5.4 tons | CARRIER | HRCU-A-CB (Split System: Heat Pump with Remote Outdoor Unit-Air-Source) | 38MURAQ24AB3* | ADP |  | A24VBA+TXV | 58TP*A070V14**12 | 24200 | 17 | 8.5 | 24600 | 22000 | 89.43% | 1.86 | 0 | 10 |  |  |  |  | R-410A | 2.0167 | Residential & Commercial | USHP | Ducted CEE Tier 1
216682457 | Central HP <5.4 tons | AIRQUEST | HRCU-A-CB (Split System: Heat Pump with Remote Outdoor Unit-Air-Source) | DLCURAH18ABK |  |  | EHD4X30AAL | *97VTN1002120A* | 17700 | 15.5 | 8.5 | 18200 | 18000 | 98.9% | 1.94 | 0 | 10.5 |  |  |  |  | R-410A | 1.475 | Residential & Commercial | USHP | Ducted CEE Tier 1
214771889 | Central HP <5.4 tons | LUXAIRE | HRCU-A-C (Split System: Heat Pump with Remote Outdoor Unit with No Indoor Fan --Air Source) | HH860E2S11 | ADP |  | H,YE84*60+TXV+TD | 0 | 44500 | 15.2 | 8.5 | 44000 | 33800 | 76.82% | 2 | 0 | 11 |  |  |  |  | R-454B | 3.7083 | Residential & Commercial | USHP | Ducted CEE Tier 1
213252489 | Central HP <5.4 tons | CARRIER | HRCU-A-CB (Split System: Heat Pump with Remote Outdoor Unit-Air-Source) | 38MURAQ36AB3* | ADP |  | CF371E* | 0 | 36800 | 16 | 8.1 | 36800 | 34400 | 93.48% | 2 | 0 | 10 |  |  |  |  | R-410A | 3.0667 | Residential & Commercial | USHP | Ducted CEE Tier 1
214628279 | Central HP <5.4 tons | CARRIER | HRCU-A-CB (Split System: Heat Pump with Remote Outdoor Unit-Air-Source) | 38MURAQ24AB3* | ADP |  | PL36H175P149 | 58TP*B070V14**12 | 23800 | 17 | 8.5 | 24800 | 23600 | 95.16% | 2 | 0 | 10.5 |  |  |  |  | R-410A | 1.9833 | Residential & Commercial | USHP | Ducted CEE Tier 1
214628356 | Central HP <5.4 tons | CARRIER | HRCU-A-CB (Split System: Heat Pump with Remote Outdoor Unit-Air-Source) | 38MURAQ24AB3* | ADP |  | A36VCA+TXV | 59SC6A040M17**12 | 23200 | 16 | 8.5 | 24600 | 24000 | 97.56% | 2 | 0 | 9.5 |  |  |  |  | R-410A | 1.9333 | Residential & Commercial | USHP
214628395 | Central HP <5.4 tons | CARRIER | HRCU-A-CB (Split System: Heat Pump with Remote Outdoor Unit-Air-Source) | 38MURAQ24AB3* | ADP |  | A24VBA+TXV | 59SC6A060M14**12 | 23400 | 16 | 8.5 | 25400 | 26000 | 102.4% | 2.22 | 0 | 10 |  |  |  |  | R-410A | 1.95 | Residential & Commercial | USHP | Ducted CEE Tier 1
214629084 | Central HP <5.4 tons | CARRIER | HRCU-A-CB (Split System: Heat Pump with Remote Outdoor Unit-Air-Source) | 38MURAQ36AB3* | ADP |  | C36A***L129 | 58S(B,C)*B090M17**14 | 34000 | 16 | 8.5 | 36200 | 34200 | 94.48% | 2.02 | 0 | 9.5 |  |  |  |  | R-410A | 2.8333 | Residential & Commercial | USHP
214629087 | Central HP <5.4 tons | CARRIER | HRCU-A-CB (Split System: Heat Pump with Remote Outdoor Unit-Air-Source) | 38MURAQ36AB3* | ADP |  | C36A***L139 | 58S(B,C)*B090M17**14 | 35200 | 16 | 8.1 | 36800 | 34600 | 94.02% | 1.88 | 0 | 10 |  |  |  |  | R-410A | 2.9333 | Residential & Commercial | USHP | Ducted CEE Tier 1
214629201 | Central HP <5.4 tons | CARRIER | HRCU-A-CB (Split System: Heat Pump with Remote Outdoor Unit-Air-Source) | 38MURAQ36AB3* | ADP |  | PL36H175P149 | 59SC6A060M17**16 | 35200 | 15.2 | 8.5 | 36800 | 34800 | 94.57% | 1.88 | 0 | 9.5 |  |  |  |  | R-410A | 2.9333 | Residential & Commercial | USHP
214629202 | Central HP <5.4 tons | CARRIER | HRCU-A-CB (Split System: Heat Pump with Remote Outdoor Unit-Air-Source) | 38MURAQ36AB3* | ADP |  | V,C36H175P149 | 59SC6A060M17**16 | 35200 | 15.2 | 8.5 | 36800 | 34800 | 94.57% | 1.88 | 0 | 9.5 |  |  |  |  | R-410A | 2.9333 | Residential & Commercial | USHP
214629203 | Central HP <5.4 tons | CARRIER | HRCU-A-CB (Split System: Heat Pump with Remote Outdoor Unit-Air-Source) | 38MURAQ36AB3* | ADP |  | PL36H175P159 | 59SC6A060M17**16 | 35200 | 15.2 | 8.5 | 36800 | 34800 | 94.57% | 1.88 | 0 | 9.5 |  |  |  |  | R-410A | 2.9333 | Residential & Commercial | USHP
214629334 | Central HP <5.4 tons | CARRIER | HRCU-A-CB (Split System: Heat Pump with Remote Outdoor Unit-Air-Source) | 38MURAQ36AB3* | ADP |  | PL36H210P299 | 59SU5B100M21**20 | 36200 | 16 | 8.1 | 36800 | 34600 | 94.02% | 2.02 | 0 | 10.5 |  |  |  |  | R-410A | 3.0167 | Residential & Commercial | USHP | Ducted CEE Tier 1
216997075 | Central HP <5.4 tons | CARRIER | HRCU-A-CB (Split System: Heat Pump with Remote Outdoor Unit-Air-Source) | 27VNA048A*030* | ADP |  | H,PG48*60+TXV | 59TN6C080C21**20 | 45000 | 18 | 9 | 45500 | 33200 | 72.97% | 2.06 | 0 | 10 |  |  |  |  | R-454B | 3.75 | Residential & Commercial | USHP | Ducted CEE Tier 1
210473079 | Central HP <5.4 tons | DAY & NIGHT | HRCU-A-CB (Split System: Heat Pump with Remote Outdoor Unit-Air-Source) | CVH825GKA3* |  |  | EA*4X42L24A*+WALLCON | *97CMN0602120A* | 23600 | 16.5 | 8.1 | 21400 | 16700 | 78.04% | 1.96 | 0 | 11 |  |  |  |  | R-410A | 1.9667 | Residential & Commercial | USHP | Ducted CEE Tier 1
216974765 | Central HP <5.4 tons | BRYANT HEATING AND COOLING SYSTEMS | HRCU-A-CB (Split System: Heat Pump with Remote Outdoor Unit-Air-Source) | 293VAN036**AA* | ADP |  | PL36H210P29*+TXV | 83*CB36040C17*** | 33400 | 20 | 9.5 | 32800 | 25800 | 78.66% | 2.04 | 0 | 11.7 |  |  |  |  | R-454B | 2.7833 | Residential & Commercial | USHP | Ducted CEE Tier 1
214311481 | Central HP <5.4 tons | BRYANT HEATING AND COOLING SYSTEMS | HRCU-A-CB (Split System: Heat Pump with Remote Outdoor Unit-Air-Source) | 38MURAQ36AB3* | ADP |  | V,C36H210P749 | 926TB60100V21*** | 35800 | 15.2 | 8.1 | 37800 | 34800 | 92.06% | 1.9 | 0 | 10 |  |  |  |  | R-410A | 2.9833 | Residential & Commercial | USHP | Ducted CEE Tier 1
211389666 | Central HP <5.4 tons | FRASER-JOHNSTON | HRCU-A-CB (Split System: Heat Pump with Remote Outdoor Unit-Air-Source) | HMH72B341 |  |  | XAHB36DBCN1 | TM8Y080B12MP11 | 33000 | 17.5 | 8.1 | 32800 | 23000 | 70.12% | 2 | 0 | 9.5 |  |  |  |  | R-410A | 2.75 | Residential & Commercial | USHP
214574477 | Central HP <5.4 tons | TEMPSTAR | HRCU-A-CB (Split System: Heat Pump with Remote Outdoor Unit-Air-Source) | TVH837GKA2* |  |  | EN(A,D)4X36L21**+WALLCON | *95CSU1002122B* | 31400 | 17 | 8.1 | 33000 | 24000 | 72.73% | 1.84 | 0 | 11 |  |  |  |  | R-410A | 2.6167 | Residential & Commercial | USHP | Ducted CEE Tier 1
216974374 | Central HP <5.4 tons | BRYANT HEATING AND COOLING SYSTEMS | HRCU-A-CB (Split System: Heat Pump with Remote Outdoor Unit-Air-Source) | 290VAN036**AA* | ADP |  | PL36H***P44*+TXV | 83*CB36040C17*** | 34000 | 18 | 9 | 33400 | 24600 | 73.65% | 1.9 | 0 | 10 |  |  |  |  | R-454B | 2.8333 | Residential & Commercial | USHP | Ducted CEE Tier 1
216487676 | Central HP <5.4 tons | BRYANT HEATING AND COOLING SYSTEMS | HRCU-A-CB (Split System: Heat Pump with Remote Outdoor Unit-Air-Source) | 293VAN048**AA* | ADP |  | CE(P,V)6021G48*+TXV | 88*TB60110C21*** | 45000 | 21 | 9.5 | 46000 | 35800 | 77.83% | 2 | 0 | 11 |  |  |  |  | R-454B | 3.75 | Residential & Commercial | USHP | Ducted CEE Tier 1
216487399 | Central HP <5.4 tons | BRYANT HEATING AND COOLING SYSTEMS | HRCU-A-CB (Split System: Heat Pump with Remote Outdoor Unit-Air-Source) | 290VAN036**AA* | ADP |  | CE(P,V)3614G34*+TXV | 88*TB48070C17*** | 33000 | 18 | 9 | 33600 | 24800 | 73.81% | 1.88 | 0 | 9.5 |  |  |  |  | R-454B | 2.75 | Residential & Commercial | USHP
216487431 | Central HP <5.4 tons | BRYANT HEATING AND COOLING SYSTEMS | HRCU-A-CB (Split System: Heat Pump with Remote Outdoor Unit-Air-Source) | 290VAN036**AA* | ADP |  | CE(P,V)3614G34*+TXV | 987MC60060C21*** | 32400 | 17 | 9 | 32800 | 24600 | 75% | 1.9 | 0 | 9.5 |  |  |  |  | R-454B | 2.7 | Residential & Commercial | USHP
216487715 | Central HP <5.4 tons | BRYANT HEATING AND COOLING SYSTEMS | HRCU-A-CB (Split System: Heat Pump with Remote Outdoor Unit-Air-Source) | 293VAN048**AA* | ADP |  | CE(P,V)4821G1K*+TXV | 987MC60080C21*** | 43500 | 20 | 9.5 | 46000 | 36200 | 78.7% | 2 | 0 | 10.5 |  |  |  |  | R-454B | 3.625 | Residential & Commercial | USHP | Ducted CEE Tier 1
213739647 | Central HP <5.4 tons | DAY & NIGHT | HRCU-A-CB (Split System: Heat Pump with Remote Outdoor Unit-Air-Source) | DLCURAH18ABK | ADP |  | FG32936 | *96VTN0601412B* | 17200 | 16 | 8.5 | 16900 | 19400 | 114.8% | 2.38 | 0 | 10.5 |  |  |  |  | R-410A | 1.4333 | Residential & Commercial | USHP | Ducted CEE Tier 1
212382997 | Central HP <5.4 tons | BRYANT HEATING AND COOLING SYSTEMS | HRCU-A-CB (Split System: Heat Pump with Remote Outdoor Unit-Air-Source) | 38MURAQ36AB3* |  |  | CAP**3617AL* | 8(0,1)*SA42090E17*** | 35600 | 15.5 | 8.1 | 39500 | 35200 | 89.11% | 1.84 | 0 | 9.5 |  |  |  |  | R-410A | 2.9667 | Residential & Commercial | USHP
212383113 | Central HP <5.4 tons | BRYANT HEATING AND COOLING SYSTEMS | HRCU-A-CB (Split System: Heat Pump with Remote Outdoor Unit-Air-Source) | 38MURAQ36AB3* |  |  | CAP**3621AL* | 926SA60080V21*** | 35400 | 16 | 8.1 | 39500 | 35200 | 89.11% | 1.82 | 0 | 9.5 |  |  |  |  | R-410A | 2.95 | Residential & Commercial | USHP
212985256 | Central HP <5.4 tons | COMFORTMAKER | HRCU-A-CB (Split System: Heat Pump with Remote Outdoor Unit-Air-Source) | DLCURAH30ABK |  |  | EA*4X36L21A* | *92MSN1002120A* | 30000 | 15.2 | 8.1 | 34400 | 28000 | 81.4% | 1.78 | 0 | 9 |  |  |  |  | R-410A | 2.5 | Residential & Commercial | USHP
211390684 | Central HP <5.4 tons | FRASER-JOHNSTON | HRCU-A-CB (Split System: Heat Pump with Remote Outdoor Unit-Air-Source) | HMH72B341 |  |  | XAFC30CXXN1+TXV | TPLC080B12MP13 | 32400 | 17 | 8.1 | 34000 | 23800 | 70% | 2 | 0 | 9.5 |  |  |  |  | R-410A | 2.7 | Residential & Commercial | USHP
211390969 | Central HP <5.4 tons | FRASER-JOHNSTON | HRCU-A-CB (Split System: Heat Pump with Remote Outdoor Unit-Air-Source) | HMH72B341 |  |  | XAHB30CXXN1+TXV | TMLV060A12MP12 | 32000 | 17 | 8.1 | 32800 | 23000 | 70.12% | 1.98 | 0 | 9.5 |  |  |  |  | R-410A | 2.6667 | Residential & Commercial | USHP
211391119 | Central HP <5.4 tons | FRASER-JOHNSTON | HRCU-A-CB (Split System: Heat Pump with Remote Outdoor Unit-Air-Source) | HMH72B341 |  |  | XAUB36DXXN1+TXV | TPLC060A12MP13 | 34000 | 17.5 | 8.1 | 34000 | 24200 | 71.18% | 2.06 | 0 | 9.5 |  |  |  |  | R-410A | 2.8333 | Residential & Commercial | USHP
214628474 | Central HP <5.4 tons | CARRIER | HRCU-A-CB (Split System: Heat Pump with Remote Outdoor Unit-Air-Source) | 38MURAQ24AB3* | ADP |  | V,C36H175P139 | 59SU5B040M17**12 | 23000 | 17 | 8.5 | 24400 | 24000 | 98.36% | 2.02 | 0 | 9.5 |  |  |  |  | R-410A | 1.9167 | Residential & Commercial | USHP
212391593 | Central HP <5.4 tons | KEEPRITE | HRCU-A-CB (Split System: Heat Pump with Remote Outdoor Unit-Air-Source) | DLCURAH24ABK | ADP |  | H,GE32(1,2)36+TXV | *92ESN0801716A* | 24000 | 17 | 8.5 | 25200 | 23400 | 92.86% | 1.96 | 0 | 10 |  |  |  |  | R-410A | 2 | Residential & Commercial | USHP | Ducted CEE Tier 1
212391594 | Central HP <5.4 tons | KEEPRITE | HRCU-A-CB (Split System: Heat Pump with Remote Outdoor Unit-Air-Source) | DLCURAH24ABK | ADP |  | H,GE30(1,2)24+TXV | *92ESN0801716A* | 23400 | 17 | 8.5 | 25200 | 23400 | 92.86% | 1.96 | 0 | 9.5 |  |  |  |  | R-410A | 1.95 | Residential & Commercial | USHP
214626805 | Central HP <5.4 tons | CARRIER | HRCU-A-CB (Split System: Heat Pump with Remote Outdoor Unit-Air-Source) | 25VNA424A*031* | ADP |  | C36A***L139 | 58CU*A040C17**12 | 23400 | 21 | 10.5 | 25000 | 19400 | 77.6% | 2.44 | 0 | 13.5 |  |  |  |  | R-410A | 1.95 | Residential & Commercial | USHP | Ducted CEE Tier 1
216974354 | Central HP <5.4 tons | BRYANT HEATING AND COOLING SYSTEMS | HRCU-A-CB (Split System: Heat Pump with Remote Outdoor Unit-Air-Source) | 290VAN036**AA* | ADP |  | C36A***L13*+TXV | 83*CA48060C17*** | 33000 | 17 | 8.5 | 34200 | 25200 | 73.68% | 1.86 | 0 | 9.5 |  |  |  |  | R-454B | 2.75 | Residential & Commercial | USHP
216763927 | Central HP <5.4 tons | TRANE | HRCU-A-C (Split System: Heat Pump with Remote Outdoor Unit with No Indoor Fan --Air Source) | 5TWR7048A1 |  |  | 5PX*C009AS3 | 0 | 43000 | 16 | 9 | 44500 | 32600 | 73.26% | 2.1 | 0 | 11.7 |  |  |  |  | R-454B | 3.5833 | Residential & Commercial | USHP | Ducted CEE Tier 1
216974812 | Central HP <5.4 tons | BRYANT HEATING AND COOLING SYSTEMS | HRCU-A-CB (Split System: Heat Pump with Remote Outdoor Unit-Air-Source) | 293VAN048**AA* | ADP |  | C48A***L16*+TXV | 83*CB48060C17*** | 43500 | 21 | 9.5 | 46000 | 36200 | 78.7% | 1.9 | 0 | 11 |  |  |  |  | R-454B | 3.625 | Residential & Commercial | USHP | Ducted CEE Tier 1
216974849 | Central HP <5.4 tons | BRYANT HEATING AND COOLING SYSTEMS | HRCU-A-CB (Split System: Heat Pump with Remote Outdoor Unit-Air-Source) | 293VAN048**AA* | ADP |  | C48A***L53*+TXV | 83*CB48060C17*** | 45000 | 21 | 9.5 | 46500 | 36600 | 78.71% | 2 | 0 | 11.5 |  |  |  |  | R-454B | 3.75 | Residential & Commercial | USHP | Ducted CEE Tier 1
216487731 | Central HP <5.4 tons | BRYANT HEATING AND COOLING SYSTEMS | HRCU-A-CB (Split System: Heat Pump with Remote Outdoor Unit-Air-Source) | 293VAN048**AA* | ADP |  | CE(P,V)4821G1K*+TXV | 987MC66120C24*** | 44000 | 20 | 9 | 46500 | 36200 | 77.85% | 1.82 | 0 | 10.5 |  |  |  |  | R-454B | 3.6667 | Residential & Commercial | USHP | Ducted CEE Tier 1
216487601 | Central HP <5.4 tons | BRYANT HEATING AND COOLING SYSTEMS | HRCU-A-CB (Split System: Heat Pump with Remote Outdoor Unit-Air-Source) | 293VAN036**AA* | ADP |  | CE(P,V)3614G34*+TXV | 88*TB60110C21*** | 32800 | 20 | 9.5 | 32800 | 25800 | 78.66% | 2.04 | 0 | 11.5 |  |  |  |  | R-454B | 2.7333 | Residential & Commercial | USHP | Ducted CEE Tier 1
216487626 | Central HP <5.4 tons | BRYANT HEATING AND COOLING SYSTEMS | HRCU-A-CB (Split System: Heat Pump with Remote Outdoor Unit-Air-Source) | 293VAN036**AA* | ADP |  | CE(P,V)3617G34*+TXV | 987MC66100C21*** | 32800 | 20 | 9.5 | 33200 | 26200 | 78.92% | 2 | 0 | 11.5 |  |  |  |  | R-454B | 2.7333 | Residential & Commercial | USHP | Ducted CEE Tier 1
216487735 | Central HP <5.4 tons | BRYANT HEATING AND COOLING SYSTEMS | HRCU-A-CB (Split System: Heat Pump with Remote Outdoor Unit-Air-Source) | 293VAN060**AA* | ADP |  | CE(P,V)6021G48*+TXV | 88*TB60070C21*** | 55500 | 18 | 8.1 | 58500 | 46000 | 78.63% | 1.95 | 0 | 11 |  |  |  |  | R-454B | 4.625 | Residential & Commercial | USHP | Ducted CEE Tier 1
216487740 | Central HP <5.4 tons | BRYANT HEATING AND COOLING SYSTEMS | HRCU-A-CB (Split System: Heat Pump with Remote Outdoor Unit-Air-Source) | 293VAN060**AA* | ADP |  | CE(P,V)6024G48*+TXV | 88*TB60090C21*** | 55500 | 19 | 8.5 | 58500 | 46000 | 78.63% | 2.04 | 0 | 11 |  |  |  |  | R-454B | 4.625 | Residential & Commercial | USHP | Ducted CEE Tier 1
216487756 | Central HP <5.4 tons | BRYANT HEATING AND COOLING SYSTEMS | HRCU-A-CB (Split System: Heat Pump with Remote Outdoor Unit-Air-Source) | 293VAN060**AA* | ADP |  | CE(P,V)6021G48*+TXV | 987MC66100C21*** | 55500 | 18 | 8.5 | 58500 | 45500 | 77.78% | 2.06 | 0 | 11 |  |  |  |  | R-454B | 4.625 | Residential & Commercial | USHP | Ducted CEE Tier 1
216487824 | Central HP <5.4 tons | BRYANT HEATING AND COOLING SYSTEMS | HRCU-A-CB (Split System: Heat Pump with Remote Outdoor Unit-Air-Source) | 290VAN036**AA* | ADP |  | CE(P,V)3614G34*+TXV | 986TD30040C14*** | 31600 | 16 | 8.5 | 34600 | 25200 | 72.83% | 1.76 | 0 | 9 |  |  |  |  | R-454B | 2.6333 | Residential & Commercial | USHP
215430834 | Central HP <5.4 tons | LUXAIRE | HRCU-A-CB (Split System: Heat Pump with Remote Outdoor Unit-Air-Source) | HH824E2S11 | ADP |  | H,YG80(1,2)36+TXV | Z8ES080B12SMPS1 | 23000 | 19 | 9.5 | 21400 | 17500 | 81.78% | 2 | 0 | 11.7 |  |  |  |  | R-454B | 1.9167 | Residential & Commercial | USHP | Ducted CEE Tier 1
211387970 | Central HP <5.4 tons | FRASER-JOHNSTON | HRCU-A-CB (Split System: Heat Pump with Remote Outdoor Unit-Air-Source) | HMH72B341 |  |  | XAFB30CXXN1+TXV | TM9V080B12MP12 | 32800 | 17 | 8.1 | 33600 | 23600 | 70.24% | 2.02 | 0 | 9.5 |  |  |  |  | R-410A | 2.7333 | Residential & Commercial | USHP
212544187 | Central HP <5.4 tons | DAY & NIGHT | HRCU-A-CB (Split System: Heat Pump with Remote Outdoor Unit-Air-Source) | DLCURAH18ABK | ADP |  | FG80936 | *96VSN0401712A* | 17900 | 15.2 | 8.5 | 16900 | 18100 | 107.1% | 2.22 | 0 | 10.5 |  |  |  |  | R-410A | 1.4917 | Residential & Commercial | USHP | Ducted CEE Tier 1
213258227 | Central HP <5.4 tons | KEEPRITE | HRCU-A-CB (Split System: Heat Pump with Remote Outdoor Unit-Air-Source) | DLCURAH18ABK | ADP |  | H,GE32936 | *96VSN0601412A* | 17700 | 16 | 8.5 | 17200 | 18600 | 108.1% | 2.28 | 0 | 10 |  |  |  |  | R-410A | 1.475 | Residential & Commercial | USHP | Ducted CEE Tier 1
213258260 | Central HP <5.4 tons | KEEPRITE | HRCU-A-CB (Split System: Heat Pump with Remote Outdoor Unit-Air-Source) | DLCURAH18ABK | ADP |  | H,GG31930 | *96VTN0401712A* | 17200 | 15.2 | 8.5 | 17100 | 18700 | 109.4% | 2.28 | 0 | 10 |  |  |  |  | R-410A | 1.4333 | Residential & Commercial | USHP | Ducted CEE Tier 1
213258277 | Central HP <5.4 tons | KEEPRITE | HRCU-A-CB (Split System: Heat Pump with Remote Outdoor Unit-Air-Source) | DLCURAH18ABK | ADP |  | H,GE30924 | *96VTN0601412A* | 17100 | 15.2 | 8.5 | 17200 | 18300 | 106.4% | 2.26 | 0 | 10.5 |  |  |  |  | R-410A | 1.425 | Residential & Commercial | USHP | Ducted CEE Tier 1
213258294 | Central HP <5.4 tons | KEEPRITE | HRCU-A-CB (Split System: Heat Pump with Remote Outdoor Unit-Air-Source) | DLCURAH24ABK | ADP |  | H,GG33936 | *96VSN0401410A* | 23000 | 16 | 8.5 | 24000 | 23400 | 97.5% | 1.96 | 0 | 9.5 |  |  |  |  | R-410A | 1.9167 | Residential & Commercial | USHP
213258327 | Central HP <5.4 tons | KEEPRITE | HRCU-A-CB (Split System: Heat Pump with Remote Outdoor Unit-Air-Source) | DLCURAH24ABK | ADP |  | H,GE31930 | *96VSN0801716A* | 23600 | 16 | 8.5 | 25200 | 23600 | 93.65% | 1.98 | 0 | 10 |  |  |  |  | R-410A | 1.9667 | Residential & Commercial | USHP | Ducted CEE Tier 1
214630353 | Central HP <5.4 tons | CARRIER | HRCU-A-CB (Split System: Heat Pump with Remote Outdoor Unit-Air-Source) | 25VNA825A*032* | ADP |  | C36A***L159 | 58CU*A040C17**12 | 23800 | 17 | 8.1 | 19800 | 16200 | 81.82% | 1.96 | 0 | 11 |  |  |  |  | R-410A | 1.9833 | Residential & Commercial | USHP | Ducted CEE Tier 1
211243770 | Central HP <5.4 tons | BRYANT HEATING AND COOLING SYSTEMS | HRCU-A-CB (Split System: Heat Pump with Remote Outdoor Unit-Air-Source) | 38MURAQ24AB3* |  |  | CNPV*2414AL* | 926TB36060V14*** | 23200 | 16 | 8.5 | 26400 | 24600 | 93.18% | 2.04 | 0 | 10 |  |  |  |  | R-410A | 1.9333 | Residential & Commercial | USHP | Ducted CEE Tier 1
211244179 | Central HP <5.4 tons | BRYANT HEATING AND COOLING SYSTEMS | HRCU-A-CB (Split System: Heat Pump with Remote Outdoor Unit-Air-Source) | 38MURAQ24AB3* |  |  | CNPV*2417AL* | 915SB42060E17*** | 24200 | 15.5 | 8.5 | 27200 | 22800 | 83.82% | 1.86 | 0 | 10 |  |  |  |  | R-410A | 2.0167 | Residential & Commercial | USHP | Ducted CEE Tier 1
214771888 | Central HP <5.4 tons | LUXAIRE | HRCU-A-C (Split System: Heat Pump with Remote Outdoor Unit with No Indoor Fan --Air Source) | HH860E2S11 | ADP |  | H,YE48*60+TXV+TD | 0 | 44500 | 15.2 | 8.5 | 44000 | 33800 | 76.82% | 2 | 0 | 11 |  |  |  |  | R-454B | 3.7083 | Residential & Commercial | USHP | Ducted CEE Tier 1
216439978 | Central HP <5.4 tons | TRANE | HRCU-A-CB (Split System: Heat Pump with Remote Outdoor Unit-Air-Source) | 5TWV0X24A1 |  |  | 5TXCB003AS3 | S9V2B040D3VSB+LRP | 19200 | 17.1 | 9 | 22800 | 16900 | 74.12% | 2 | 0 | 11 |  |  |  |  | R-454B | 1.6 | Residential & Commercial | USHP | Ducted CEE Tier 1
216440026 | Central HP <5.4 tons | TRANE | HRCU-A-CB (Split System: Heat Pump with Remote Outdoor Unit-Air-Source) | 5TWV0X36A1 |  |  | 5PX*B006AS3 | S9V2B080U4PSC+LRP | 34200 | 19.4 | 9.4 | 32800 | 24200 | 73.78% | 2.1 | 0 | 12.5 |  |  |  |  | R-454B | 2.85 | Residential & Commercial | USHP | Ducted CEE Tier 1
216440076 | Central HP <5.4 tons | TRANE | HRCU-A-CB (Split System: Heat Pump with Remote Outdoor Unit-Air-Source) | 5TWV0X36A1 |  |  | 5PX*C007AS3 | S9V2C080U5VSB+LRP | 34400 | 19.6 | 9.4 | 32600 | 24200 | 74.23% | 2.1 | 0 | 12.5 |  |  |  |  | R-454B | 2.8667 | Residential & Commercial | USHP | Ducted CEE Tier 1
216440096 | Central HP <5.4 tons | TRANE | HRCU-A-CB (Split System: Heat Pump with Remote Outdoor Unit-Air-Source) | 5TWV0X36A1 |  |  | 5PX*C009AS3 | S9V2C100U5VSB+LRP | 34800 | 20 | 9.4 | 32400 | 23800 | 73.46% | 2.1 | 0 | 12.7 |  |  |  |  | R-454B | 2.9 | Residential & Commercial | USHP | Ducted CEE Tier 1
210470651 | Central HP <5.4 tons | HEIL | HRCU-A-CB (Split System: Heat Pump with Remote Outdoor Unit-Air-Source) | HVH837GKA2* |  |  | EA*4X61L24A*+WALLCON | *97CMN0602120A* | 33000 | 17.5 | 8.5 | 32400 | 25200 | 77.78% | 1.98 | 0 | 11.7 |  |  |  |  | R-410A | 2.75 | Residential & Commercial | USHP | Ducted CEE Tier 1
214626869 | Central HP <5.4 tons | CARRIER | HRCU-A-CB (Split System: Heat Pump with Remote Outdoor Unit-Air-Source) | 25VNA424A*031* | ADP |  | V,C36H175P139 | 58CU*A060C17**16 | 23400 | 20 | 10.5 | 25000 | 19300 | 77.2% | 2.46 | 0 | 13.5 |  |  |  |  | R-410A | 1.95 | Residential & Commercial | USHP | Ducted CEE Tier 1
214626886 | Central HP <5.4 tons | CARRIER | HRCU-A-CB (Split System: Heat Pump with Remote Outdoor Unit-Air-Source) | 25VNA424A*031* | ADP |  | A36VCA+TXV | 59CU5A060C17**16 | 23400 | 20 | 10.5 | 25000 | 19500 | 78% | 2.44 | 0 | 13 |  |  |  |  | R-410A | 1.95 | Residential & Commercial | USHP | Ducted CEE Tier 1
211387926 | Central HP <5.4 tons | FRASER-JOHNSTON | HRCU-A-CB (Split System: Heat Pump with Remote Outdoor Unit-Air-Source) | HMH72B341 |  |  | XAUB36DXXN1+TXV | TM9V080B12MP12 | 33600 | 17.5 | 8.5 | 33400 | 23400 | 70.06% | 2.04 | 0 | 10 |  |  |  |  | R-410A | 2.8 | Residential & Commercial | USHP | Ducted CEE Tier 1
211388545 | Central HP <5.4 tons | FRASER-JOHNSTON | HRCU-A-CB (Split System: Heat Pump with Remote Outdoor Unit-Air-Source) | HMH72B341 |  |  | XAUB30CXXN1+TXV | TM9V040A10MP12 | 32000 | 16.5 | 8.1 | 33400 | 23400 | 70.06% | 2 | 0 | 9.5 |  |  |  |  | R-410A | 2.6667 | Residential & Commercial | USHP
215936093 | Central HP <5.4 tons | TEMPSTAR | HRCU-A-CB (Split System: Heat Pump with Remote Outdoor Unit-Air-Source) | T5H3V36*K*AAA* |  |  | EVD5X42M21A*+WALLCON | *97CMN0801714B* | 34200 | 20.5 | 8.5 | 39000 | 28600 | 73.33% | 2.02 | 0 | 11.5 |  |  |  |  | R-454B | 2.85 | Residential & Commercial | USHP | Ducted CEE Tier 1
214397507 | Central HP <5.4 tons | LUXAIRE | HRCU-A-CB (Split System: Heat Pump with Remote Outdoor Unit-Air-Source) | HH860E2S11 |  |  | CTF60C5CGS1 | LP9C080C16MP13 | 43500 | 17 | 9 | 44000 | 33600 | 76.36% | 2 | 0 | 11 |  |  |  |  | R-454B | 3.625 | Residential & Commercial | USHP | Ducted CEE Tier 1
214397909 | Central HP <5.4 tons | LUXAIRE | HRCU-A-CB (Split System: Heat Pump with Remote Outdoor Unit-Air-Source) | HH860E2S11 |  |  | CTM60C5CGS1+JMVT17CC2N1 | 0 | 45000 | 19 | 9.5 | 45000 | 33800 | 75.11% | 2 | 0 | 12 |  |  |  |  | R-454B | 3.75 | Residential & Commercial | USHP | Ducted CEE Tier 1
216974488 | Central HP <5.4 tons | BRYANT HEATING AND COOLING SYSTEMS | HRCU-A-CB (Split System: Heat Pump with Remote Outdoor Unit-Air-Source) | 290VAN060**AA* | ADP |  | V,C60H210P29*+TXV | 83*CB60080C21*** | 54500 | 18 | 8.5 | 56500 | 40500 | 71.68% | 2.04 | 0 | 8.5 |  |  |  |  | R-454B | 4.5417 | Residential & Commercial | USHP
210473437 | Central HP <5.4 tons | HEIL | HRCU-A-CB (Split System: Heat Pump with Remote Outdoor Unit-Air-Source) | HVH825GKA3* |  |  | EA*4X48L24A*+WALLCON | *95CSU0802120A* | 24200 | 17 | 8.1 | 21000 | 16500 | 78.57% | 2.02 | 0 | 11 |  |  |  |  | R-410A | 2.0167 | Residential & Commercial | USHP | Ducted CEE Tier 1
213258218 | Central HP <5.4 tons | KEEPRITE | HRCU-A-CB (Split System: Heat Pump with Remote Outdoor Unit-Air-Source) | DLCURAH18ABK | ADP |  | H,GE32936 | *96VSN0401712A* | 17500 | 15.2 | 8.5 | 17100 | 18700 | 109.4% | 2.28 | 0 | 10 |  |  |  |  | R-410A | 1.4583 | Residential & Commercial | USHP | Ducted CEE Tier 1
213258221 | Central HP <5.4 tons | KEEPRITE | HRCU-A-CB (Split System: Heat Pump with Remote Outdoor Unit-Air-Source) | DLCURAH18ABK | ADP |  | H,GG34936 | *96VSN0401712A* | 17700 | 15.2 | 8.5 | 17100 | 18400 | 107.6% | 2.26 | 0 | 10.5 |  |  |  |  | R-410A | 1.475 | Residential & Commercial | USHP | Ducted CEE Tier 1
213258238 | Central HP <5.4 tons | KEEPRITE | HRCU-A-CB (Split System: Heat Pump with Remote Outdoor Unit-Air-Source) | DLCURAH18ABK | ADP |  | H,GE33936 | *96VSN0601714A* | 17700 | 16 | 8.5 | 17000 | 18700 | 110% | 2.3 | 0 | 10.5 |  |  |  |  | R-410A | 1.475 | Residential & Commercial | USHP | Ducted CEE Tier 1
213258939 | Central HP <5.4 tons | KEEPRITE | HRCU-A-CB (Split System: Heat Pump with Remote Outdoor Unit-Air-Source) | DLCURAH18ABK | ADP |  | H,GE7J936 | *96VTN0401712A* | 17600 | 15.2 | 8.5 | 17100 | 18700 | 109.4% | 2.28 | 0 | 10.5 |  |  |  |  | R-410A | 1.4667 | Residential & Commercial | USHP | Ducted CEE Tier 1
213297509 | Central HP <5.4 tons | LUXAIRE | HRCU-A-CB (Split System: Heat Pump with Remote Outdoor Unit-Air-Source) | HMH72B341 |  |  | XAFC36DXXN1+TXV | Z8ET080B12LMPS1 | 34000 | 18.5 | 8.1 | 33400 | 24000 | 71.86% | 2.08 | 0 | 9.5 |  |  |  |  | R-410A | 2.8333 | Residential & Commercial | USHP
213297979 | Central HP <5.4 tons | LUXAIRE | HRCU-A-CB (Split System: Heat Pump with Remote Outdoor Unit-Air-Source) | HMH72B341 |  |  | XAHB36DXXN1+TXV | Z8ES100B12SMPS1 | 33400 | 17.5 | 8.1 | 32800 | 23200 | 70.73% | 2.02 | 0 | 9.5 |  |  |  |  | R-410A | 2.7833 | Residential & Commercial | USHP
213298044 | Central HP <5.4 tons | LUXAIRE | HRCU-A-CB (Split System: Heat Pump with Remote Outdoor Unit-Air-Source) | HMH72B341 |  |  | XAFC36DXXN1+TXV | Z8ES080B12LMPS1 | 34000 | 18 | 8.1 | 33400 | 24000 | 71.86% | 2.08 | 0 | 10 |  |  |  |  | R-410A | 2.8333 | Residential & Commercial | USHP | Ducted CEE Tier 1
213296794 | Central HP <5.4 tons | LUXAIRE | HRCU-A-CB (Split System: Heat Pump with Remote Outdoor Unit-Air-Source) | HMH72B341 |  |  | XAFB30CXXN1+TXV | Z9ET080B12SMPS1 | 32600 | 18.5 | 8.1 | 33000 | 23400 | 70.91% | 2.02 | 0 | 9.5 |  |  |  |  | R-410A | 2.7167 | Residential & Commercial | USHP
213297009 | Central HP <5.4 tons | LUXAIRE | HRCU-A-CB (Split System: Heat Pump with Remote Outdoor Unit-Air-Source) | HMH72B341 |  |  | XAFA30DXXN1+TXV | Z8ES040A12LMPS1 | 33800 | 17.5 | 8.1 | 33400 | 23400 | 70.06% | 2.04 | 0 | 10 |  |  |  |  | R-410A | 2.8167 | Residential & Commercial | USHP | Ducted CEE Tier 1
213297144 | Central HP <5.4 tons | LUXAIRE | HRCU-A-CB (Split System: Heat Pump with Remote Outdoor Unit-Air-Source) | HMH72B341 |  |  | XAHC30CXXN1+TXV | Z8ES100C16LMPS1 | 32400 | 17.5 | 8.1 | 32000 | 22800 | 71.25% | 2.02 | 0 | 9.5 |  |  |  |  | R-410A | 2.7 | Residential & Commercial | USHP
213297309 | Central HP <5.4 tons | LUXAIRE | HRCU-A-CB (Split System: Heat Pump with Remote Outdoor Unit-Air-Source) | HMH72B341 |  |  | XAFC36DXXN1+TXV | Z8ET080C16LMPS1 | 34000 | 18.5 | 8.5 | 33400 | 24200 | 72.46% | 2.14 | 0 | 9.5 |  |  |  |  | R-410A | 2.8333 | Residential & Commercial | USHP
211385903 | Central HP <5.4 tons | FRASER-JOHNSTON | HRCU-A-CB (Split System: Heat Pump with Remote Outdoor Unit-Air-Source) | HMH72B341 |  |  | XAUC48FXXN1+TXV | TMLE080C16MP11 | 33400 | 17 | 8.5 | 32200 | 23400 | 72.67% | 2.06 | 0 | 9.5 |  |  |  |  | R-410A | 2.7833 | Residential & Commercial | USHP
211385917 | Central HP <5.4 tons | FRASER-JOHNSTON | HRCU-A-CB (Split System: Heat Pump with Remote Outdoor Unit-Air-Source) | HMH72B341 |  |  | XAHC48FXXN1+TXV | TM8E080B12MP11 | 32800 | 16.5 | 8.1 | 32400 | 23800 | 73.46% | 2 | 0 | 9 |  |  |  |  | R-410A | 2.7333 | Residential & Commercial | USHP
210595953 | Central HP <5.4 tons | CARRIER | HRCU-A-CB (Split System: Heat Pump with Remote Outdoor Unit-Air-Source) | 25VNA825A*031* |  |  | CAP**4224AL*+UI | 59CU5A080C21**20 | 23800 | 17 | 8.1 | 21400 | 16600 | 77.57% | 1.96 | 0 | 11 |  |  |  |  | R-410A | 1.9833 | Residential & Commercial | USHP | Ducted CEE Tier 1
210596030 | Central HP <5.4 tons | CARRIER | HRCU-A-CB (Split System: Heat Pump with Remote Outdoor Unit-Air-Source) | 25VNA825A*031* |  |  | CNPV*4821AL*+UI | 58CU*A100C21**20 | 24000 | 16.5 | 8.1 | 21400 | 16600 | 77.57% | 2 | 0 | 11 |  |  |  |  | R-410A | 2 | Residential & Commercial | USHP | Ducted CEE Tier 1
210596055 | Central HP <5.4 tons | CARRIER | HRCU-A-CB (Split System: Heat Pump with Remote Outdoor Unit-Air-Source) | 25VNA825A*031* |  |  | CSPH*4212AL*+UI | 58CU*A100C21**20 | 24200 | 16 | 8.1 | 21400 | 16700 | 78.04% | 2 | 0 | 10.5 |  |  |  |  | R-410A | 2.0167 | Residential & Commercial | USHP | Ducted CEE Tier 1
213297379 | Central HP <5.4 tons | LUXAIRE | HRCU-A-CB (Split System: Heat Pump with Remote Outdoor Unit-Air-Source) | HMH72B341 |  |  | XAUB30CXXN1+TXV | Z8ES100B12LMPS1 | 32800 | 18 | 8.5 | 33000 | 23200 | 70.3% | 2.04 | 0 | 9.5 |  |  |  |  | R-410A | 2.7333 | Residential & Commercial | USHP
213258940 | Central HP <5.4 tons | KEEPRITE | HRCU-A-CB (Split System: Heat Pump with Remote Outdoor Unit-Air-Source) | DLCURAH18ABK | ADP |  | H,GE7J936 | *96VTN0601412A* | 17800 | 16 | 8.5 | 17200 | 18600 | 108.1% | 2.28 | 0 | 10.5 |  |  |  |  | R-410A | 1.4833 | Residential & Commercial | USHP | Ducted CEE Tier 1
213258319 | Central HP <5.4 tons | KEEPRITE | HRCU-A-CB (Split System: Heat Pump with Remote Outdoor Unit-Air-Source) | DLCURAH24ABK | ADP |  | H,GG32936 | *96VSN0601714A* | 23800 | 16 | 8.5 | 25200 | 23600 | 93.65% | 1.98 | 0 | 10 |  |  |  |  | R-410A | 1.9833 | Residential & Commercial | USHP | Ducted CEE Tier 1
213258320 | Central HP <5.4 tons | KEEPRITE | HRCU-A-CB (Split System: Heat Pump with Remote Outdoor Unit-Air-Source) | DLCURAH24ABK | ADP |  | H,GE32936 | *96VSN0601714A* | 23800 | 16 | 8.5 | 25200 | 23600 | 93.65% | 1.98 | 0 | 10 |  |  |  |  | R-410A | 1.9833 | Residential & Commercial | USHP | Ducted CEE Tier 1
213258335 | Central HP <5.4 tons | KEEPRITE | HRCU-A-CB (Split System: Heat Pump with Remote Outdoor Unit-Air-Source) | DLCURAH24ABK | ADP |  | H,GE31930 | *96VTN0401410A* | 23000 | 15.2 | 8.5 | 25000 | 23600 | 94.4% | 1.96 | 0 | 9.5 |  |  |  |  | R-410A | 1.9167 | Residential & Commercial | USHP
215281548 | Central HP <5.4 tons | BRYANT HEATING AND COOLING SYSTEMS | HRCU-A-CB (Split System: Heat Pump with Remote Outdoor Unit-Air-Source) | 38MURAQ30AB3* | ADP |  | H,PG7J936 | 926TC60100V21*** | 29600 | 15.2 | 8.5 | 32600 | 27200 | 83.44% | 1.8 | 0 | 8.5 |  |  |  |  | R-410A | 2.4667 | Residential & Commercial | USHP
213738352 | Central HP <5.4 tons | DAY & NIGHT | HRCU-A-CB (Split System: Heat Pump with Remote Outdoor Unit-Air-Source) | DLCURAH30ABK | ADP |  | FG80936 | *80MS(N,L)0701712A* | 29800 | 15.2 | 8.1 | 32600 | 27200 | 83.44% | 1.8 | 0 | 9 |  |  |  |  | R-410A | 2.4833 | Residential & Commercial | USHP
216440110 | Central HP <5.4 tons | TRANE | HRCU-A-CB (Split System: Heat Pump with Remote Outdoor Unit-Air-Source) | 5TWV0X36A1 |  |  | 5TAMXD04AV31 | 0 | 34400 | 19.4 | 10 | 33000 | 24600 | 74.55% | 2.1 | 0 | 12 |  |  |  |  | R-454B | 2.8667 | Residential & Commercial | USHP | Ducted CEE Tier 1
216440244 | Central HP <5.4 tons | TRANE | HRCU-A-CB (Split System: Heat Pump with Remote Outdoor Unit-Air-Source) | 5TWV0X48A1 |  |  | 5PX*C007AS3+P0V0C000M50SD+LRP | 0 | 44000 | 20 | 9.7 | 46500 | 33200 | 71.4% | 2.1 | 0 | 12 |  |  |  |  | R-454B | 3.6667 | Residential & Commercial | USHP | Ducted CEE Tier 1
216440278 | Central HP <5.4 tons | TRANE | HRCU-A-CB (Split System: Heat Pump with Remote Outdoor Unit-Air-Source) | 5TWV0X48A1 |  |  | 5PX*D008AS3+P0V0D000M50SD+LRP | 0 | 44000 | 20 | 9.7 | 46000 | 33200 | 72.17% | 2.1 | 0 | 12 |  |  |  |  | R-454B | 3.6667 | Residential & Commercial | USHP | Ducted CEE Tier 1
216762705 | Central HP <5.4 tons | BRYANT HEATING AND COOLING SYSTEMS | HRCU-A-CB (Split System: Heat Pump with Remote Outdoor Unit-Air-Source) | 38MURAQ36AA3* | ADP |  | H,PG48936 | 927TA60100V21*** | 35000 | 16 | 9.5 | 34200 | 26200 | 76.61% | 2.26 | 0 | 10.5 |  |  |  |  | R-410A | 2.9167 | Residential & Commercial | USHP | Ducted CEE Tier 1
216440446 | Central HP <5.4 tons | TRANE | HRCU-A-CB (Split System: Heat Pump with Remote Outdoor Unit-Air-Source) | 5TWV0X60A1 |  |  | 5PX*D008AS3 | L8V1C100U5VSB+LRP | 52000 | 18.6 | 9 | 54000 | 38000 | 70.37% | 2 | 0 | 10.5 |  |  |  |  | R-454B | 4.3333 | Residential & Commercial | USHP | Ducted CEE Tier 1
216440478 | Central HP <5.4 tons | TRANE | HRCU-A-CB (Split System: Heat Pump with Remote Outdoor Unit-Air-Source) | 5TWV0X60A1 |  |  | 5PX*D010AS3 | S9V2D120U5PSC+LRP | 53000 | 18.8 | 9.4 | 53500 | 38000 | 71.03% | 2 | 0 | 10.5 |  |  |  |  | R-454B | 4.4167 | Residential & Commercial | USHP | Ducted CEE Tier 1
216440512 | Central HP <5.4 tons | TRANE | HRCU-A-CB (Split System: Heat Pump with Remote Outdoor Unit-Air-Source) | 5TWV0X60A1 |  |  | 5TXCC009AS3 | S9V2C080U5PSC+LRP | 53000 | 18.6 | 9 | 54000 | 38000 | 70.37% | 2 | 0 | 10.5 |  |  |  |  | R-454B | 4.4167 | Residential & Commercial | USHP | Ducted CEE Tier 1
214630511 | Central HP <5.4 tons | CARRIER | HRCU-A-CB (Split System: Heat Pump with Remote Outdoor Unit-Air-Source) | 25VNA837A*031* | ADP |  | V,C36H175P159 | 58CU*A060C17**16 | 32000 | 17 | 8.1 | 31400 | 24400 | 77.71% | 1.96 | 0 | 11.5 |  |  |  |  | R-410A | 2.6667 | Residential & Commercial | USHP | Ducted CEE Tier 1
214630525 | Central HP <5.4 tons | CARRIER | HRCU-A-CB (Split System: Heat Pump with Remote Outdoor Unit-Air-Source) | 25VNA837A*031* | ADP |  | PL36H175P159 | 59CU5B060C17**16 | 32000 | 17 | 8.1 | 31600 | 24600 | 77.85% | 1.9 | 0 | 11 |  |  |  |  | R-410A | 2.6667 | Residential & Commercial | USHP | Ducted CEE Tier 1
210596071 | Central HP <5.4 tons | CARRIER | HRCU-A-CB (Split System: Heat Pump with Remote Outdoor Unit-Air-Source) | 25VNA825A*031* |  |  | CSPH*4212AL*+UI | 59TN6B100C21**22 | 24200 | 16 | 8.1 | 21400 | 16600 | 77.57% | 2 | 0 | 10.5 |  |  |  |  | R-410A | 2.0167 | Residential & Commercial | USHP | Ducted CEE Tier 1
210596078 | Central HP <5.4 tons | CARRIER | HRCU-A-CB (Split System: Heat Pump with Remote Outdoor Unit-Air-Source) | 25VNA825A*031* |  |  | CSPH*4812AL*+UI | 58TN*A070C17**16 | 24200 | 16.5 | 8.1 | 21200 | 16600 | 78.3% | 2.02 | 0 | 10.5 |  |  |  |  | R-410A | 2.0167 | Residential & Commercial | USHP | Ducted CEE Tier 1
210596080 | Central HP <5.4 tons | CARRIER | HRCU-A-CB (Split System: Heat Pump with Remote Outdoor Unit-Air-Source) | 25VNA825A*031* |  |  | CSPH*4812AL*+UI | 58TN*A135C24**22 | 24200 | 16 | 8.1 | 21200 | 16600 | 78.3% | 2.02 | 0 | 11 |  |  |  |  | R-410A | 2.0167 | Residential & Commercial | USHP | Ducted CEE Tier 1
210596085 | Central HP <5.4 tons | CARRIER | HRCU-A-CB (Split System: Heat Pump with Remote Outdoor Unit-Air-Source) | 25VNA825A*031* |  |  | CSPH*4812AL*+UI | 59MN7B060C21**20 | 24200 | 16 | 8.1 | 21400 | 16700 | 78.04% | 2 | 0 | 10.5 |  |  |  |  | R-410A | 2.0167 | Residential & Commercial | USHP | Ducted CEE Tier 1
210596089 | Central HP <5.4 tons | CARRIER | HRCU-A-CB (Split System: Heat Pump with Remote Outdoor Unit-Air-Source) | 25VNA825A*031* |  |  | CSPH*4812AL*+UI | 59TN6B060C17**14 | 24200 | 16 | 8.1 | 21400 | 16700 | 78.04% | 2 | 0 | 10.5 |  |  |  |  | R-410A | 2.0167 | Residential & Commercial | USHP | Ducted CEE Tier 1
211387155 | Central HP <5.4 tons | FRASER-JOHNSTON | HRCU-A-CB (Split System: Heat Pump with Remote Outdoor Unit-Air-Source) | HMH72B341 |  |  | XAFC36DXXN1+TXV | TM9Y060B12MP11 | 34000 | 17.5 | 8.1 | 34000 | 24200 | 71.18% | 2.04 | 0 | 9.5 |  |  |  |  | R-410A | 2.8333 | Residential & Commercial | USHP
214630527 | Central HP <5.4 tons | CARRIER | HRCU-A-CB (Split System: Heat Pump with Remote Outdoor Unit-Air-Source) | 25VNA837A*031* | ADP |  | V,C36H175P159 | 59CU5B060C17**16 | 32000 | 17 | 8.1 | 31600 | 24600 | 77.85% | 1.9 | 0 | 11 |  |  |  |  | R-410A | 2.6667 | Residential & Commercial | USHP | Ducted CEE Tier 1
211392452 | Central HP <5.4 tons | FRASER-JOHNSTON | HRCU-A-CB (Split System: Heat Pump with Remote Outdoor Unit-Air-Source) | HMH72B341 |  |  | XAUB36DXXN1+TXV | TMLE080B12MP11 | 34000 | 18 | 8.1 | 34000 | 24400 | 71.76% | 2.06 | 0 | 9.5 |  |  |  |  | R-410A | 2.8333 | Residential & Commercial | USHP
211392563 | Central HP <5.4 tons | FRASER-JOHNSTON | HRCU-A-CB (Split System: Heat Pump with Remote Outdoor Unit-Air-Source) | HMH72B341 |  |  | XAHB36DBCN1 | TMLE060A12MP11 | 33200 | 17 | 8.1 | 33200 | 23400 | 70.48% | 2 | 0 | 9.5 |  |  |  |  | R-410A | 2.7667 | Residential & Commercial | USHP
211392652 | Central HP <5.4 tons | FRASER-JOHNSTON | HRCU-A-CB (Split System: Heat Pump with Remote Outdoor Unit-Air-Source) | HMH72B341 |  |  | XAUB36DXXN1+TXV | TM8E060A12MP11 | 34000 | 18 | 8.1 | 33800 | 23800 | 70.41% | 2.06 | 0 | 10 |  |  |  |  | R-410A | 2.8333 | Residential & Commercial | USHP | Ducted CEE Tier 1
211392929 | Central HP <5.4 tons | FRASER-JOHNSTON | HRCU-A-CB (Split System: Heat Pump with Remote Outdoor Unit-Air-Source) | HMH72B341 |  |  | XAFB30CXXN1+TXV | TMLE040A12MP11 | 32800 | 18 | 8.1 | 33400 | 23400 | 70.06% | 2.04 | 0 | 10 |  |  |  |  | R-410A | 2.7333 | Residential & Commercial | USHP | Ducted CEE Tier 1
211393281 | Central HP <5.4 tons | FRASER-JOHNSTON | HRCU-A-CB (Split System: Heat Pump with Remote Outdoor Unit-Air-Source) | HMH72B341 |  |  | XAFB30CXXN1+TXV | TL9E060B12UH11 | 32600 | 17.5 | 8.1 | 33600 | 23600 | 70.24% | 2 | 0 | 9.5 |  |  |  |  | R-410A | 2.7167 | Residential & Commercial | USHP
211393347 | Central HP <5.4 tons | FRASER-JOHNSTON | HRCU-A-CB (Split System: Heat Pump with Remote Outdoor Unit-Air-Source) | HMH72B341 |  |  | XAHC30CXXN1+TXV | TL8E100C20UH11 | 32600 | 17 | 8.1 | 32400 | 22800 | 70.37% | 2.02 | 0 | 9.5 |  |  |  |  | R-410A | 2.7167 | Residential & Commercial | USHP
211393565 | Central HP <5.4 tons | FRASER-JOHNSTON | HRCU-A-CB (Split System: Heat Pump with Remote Outdoor Unit-Air-Source) | HMH72B341 |  |  | XAUB36DXXN1+TXV | TL8E060A12UH11 | 34000 | 18 | 8.1 | 33800 | 23800 | 70.41% | 2.06 | 0 | 10 |  |  |  |  | R-410A | 2.8333 | Residential & Commercial | USHP | Ducted CEE Tier 1
211394528 | Central HP <5.4 tons | FRASER-JOHNSTON | HRCU-A-CB (Split System: Heat Pump with Remote Outdoor Unit-Air-Source) | HMH72B341 |  |  | XAFD48FXXN1+TXV | TM9V100C20MP12 | 34000 | 16.5 | 8.5 | 33000 | 24200 | 73.33% | 2.1 | 0 | 9 |  |  |  |  | R-410A | 2.8333 | Residential & Commercial | USHP
211395146 | Central HP <5.4 tons | FRASER-JOHNSTON | HRCU-A-CB (Split System: Heat Pump with Remote Outdoor Unit-Air-Source) | HMH72B341 |  |  | XAHC48FBCN1 | TP9C080C16MP13 | 32800 | 16.5 | 8.5 | 31800 | 23200 | 72.96% | 2.02 | 0 | 9 |  |  |  |  | R-410A | 2.7333 | Residential & Commercial | USHP
211395581 | Central HP <5.4 tons | FRASER-JOHNSTON | HRCU-A-CB (Split System: Heat Pump with Remote Outdoor Unit-Air-Source) | HMH72B341 |  |  | XAFC48FXXN1+TXV | TP9C080B12MP13 | 33400 | 16.5 | 8.5 | 32600 | 24000 | 73.62% | 2.06 | 0 | 9 |  |  |  |  | R-410A | 2.7833 | Residential & Commercial | USHP
214574577 | Central HP <5.4 tons | TEMPSTAR | HRCU-A-CB (Split System: Heat Pump with Remote Outdoor Unit-Air-Source) | TVH837GKA2* |  |  | EN(A,D,W)4X48L21**+WALLCON | *80CTL0702120B* | 32400 | 18.5 | 8.1 | 32800 | 24800 | 75.61% | 1.96 | 0 | 11.5 |  |  |  |  | R-410A | 2.7 | Residential & Commercial | USHP | Ducted CEE Tier 1
214574627 | Central HP <5.4 tons | TEMPSTAR | HRCU-A-CB (Split System: Heat Pump with Remote Outdoor Unit-Air-Source) | TVH837GKA2* |  |  | EN(A,D,W)4X48L21**+WALLCON | *96CTN0802120B* | 32400 | 17.5 | 8.5 | 32600 | 24800 | 76.07% | 1.98 | 0 | 11.5 |  |  |  |  | R-410A | 2.7 | Residential & Commercial | USHP | Ducted CEE Tier 1
211242742 | Central HP <5.4 tons | HEIL | HRCU-A-CB (Split System: Heat Pump with Remote Outdoor Unit-Air-Source) | DLCURAH24ABK |  |  | EA*4X36L21A* | OMV112K14A | 24200 | 16.5 | 8.5 | 26200 | 22600 | 86.26% | 1.86 | 0 | 10 |  |  |  |  | R-410A | 2.0167 | Residential & Commercial | USHP | Ducted CEE Tier 1
214279875 | Central HP <5.4 tons | TEMPSTAR | HRCU-A-CB (Split System: Heat Pump with Remote Outdoor Unit-Air-Source) | DLCURAH24ABK |  |  | EA*4X24L17A* | *96MSN0601716A* | 23600 | 16.5 | 9.5 | 26600 | 24800 | 93.23% | 2.04 | 0 | 10 |  |  |  |  | R-410A | 1.9667 | Residential & Commercial | USHP | Ducted CEE Tier 1
213785755 | Central HP <5.4 tons | BRYANT HEATING AND COOLING SYSTEMS | HRCU-A-CB (Split System: Heat Pump with Remote Outdoor Unit-Air-Source) | 284ANV036*0**B* |  |  | CSPH*6012AL*+UI | 986TD42060C17*** | 33600 | 18.5 | 8.5 | 36200 | 25600 | 70.72% | 2 | 0 | 11.7 |  |  |  |  | R-410A | 2.8 | Residential & Commercial | USHP | Ducted CEE Tier 1
210532873 | Central HP <5.4 tons | BRYANT HEATING AND COOLING SYSTEMS | HRCU-A-CB (Split System: Heat Pump with Remote Outdoor Unit-Air-Source) | 284ANV048*0**B* |  |  | CAP**4824AL*+UI | 987MB66100C21*** | 44000 | 21 | 9.5 | 46500 | 36400 | 78.28% | 2.28 | 0 | 12 |  |  |  |  | R-410A | 3.6667 | Residential & Commercial | USHP | Ducted CEE Tier 1
210532921 | Central HP <5.4 tons | BRYANT HEATING AND COOLING SYSTEMS | HRCU-A-CB (Split System: Heat Pump with Remote Outdoor Unit-Air-Source) | 284ANV048*0**B* |  |  | CSPH*4812AL*+UI | 88*TA60090C21*** | 44500 | 20.5 | 9 | 46500 | 36600 | 78.71% | 2.22 | 0 | 11.7 |  |  |  |  | R-410A | 3.7083 | Residential & Commercial | USHP | Ducted CEE Tier 1
210473365 | Central HP <5.4 tons | DAY & NIGHT | HRCU-A-CB (Split System: Heat Pump with Remote Outdoor Unit-Air-Source) | CVH825GKA3* |  |  | EA*4X48L21A*+WALLCON | *96CTN0801714A* | 24000 | 16.5 | 8.1 | 21000 | 16600 | 79.05% | 2 | 0 | 11 |  |  |  |  | R-410A | 2 | Residential & Commercial | USHP | Ducted CEE Tier 1
210473464 | Central HP <5.4 tons | DAY & NIGHT | HRCU-A-CB (Split System: Heat Pump with Remote Outdoor Unit-Air-Source) | CVH825GKA3* |  |  | EA*4X48L24A*+WALLCON | *80CSU1002120A* | 24000 | 16.5 | 8.1 | 21000 | 16600 | 79.05% | 2 | 0 | 11 |  |  |  |  | R-410A | 2 | Residential & Commercial | USHP | Ducted CEE Tier 1
210473933 | Central HP <5.4 tons | DAY & NIGHT | HRCU-A-CB (Split System: Heat Pump with Remote Outdoor Unit-Air-Source) | CVH825GKA3* |  |  | EN(A,D,W)4X48L21**+WALLCON | *80CSU0601716A* | 24200 | 17 | 8.1 | 21400 | 16600 | 77.57% | 2 | 0 | 11 |  |  |  |  | R-410A | 2.0167 | Residential & Commercial | USHP | Ducted CEE Tier 1
210474065 | Central HP <5.4 tons | DAY & NIGHT | HRCU-A-CB (Split System: Heat Pump with Remote Outdoor Unit-Air-Source) | CVH825GKA3* |  |  | EN(A,D)4X48L24**+WALLCON | *95CSU0802120A* | 24200 | 17 | 8.1 | 21200 | 16600 | 78.3% | 2.02 | 0 | 11.5 |  |  |  |  | R-410A | 2.0167 | Residential & Commercial | USHP | Ducted CEE Tier 1
210474301 | Central HP <5.4 tons | DAY & NIGHT | HRCU-A-CB (Split System: Heat Pump with Remote Outdoor Unit-Air-Source) | CVH825GKA3* |  |  | EHD4X42AAL+WALLCON | *80CTL0701716A* | 24200 | 16 | 8.1 | 21400 | 16600 | 77.57% | 2 | 0 | 10.5 |  |  |  |  | R-410A | 2.0167 | Residential & Commercial | USHP | Ducted CEE Tier 1
210472980 | Central HP <5.4 tons | DAY & NIGHT | HRCU-A-CB (Split System: Heat Pump with Remote Outdoor Unit-Air-Source) | CVH825GKA3* |  |  | EA*4X42L21A*+WALLCON | *97CMN0602120A* | 23600 | 16 | 8.1 | 21400 | 16700 | 78.04% | 1.94 | 0 | 11 |  |  |  |  | R-410A | 1.9667 | Residential & Commercial | USHP | Ducted CEE Tier 1
210474532 | Central HP <5.4 tons | DAY & NIGHT | HRCU-A-CB (Split System: Heat Pump with Remote Outdoor Unit-Air-Source) | CVH825GKA3* |  |  | EHD4X48AAL+WALLCON | *80CTL1352422A* | 24200 | 16 | 8.1 | 21200 | 16600 | 78.3% | 2.02 | 0 | 11 |  |  |  |  | R-410A | 2.0167 | Residential & Commercial | USHP | Ducted CEE Tier 1
211391311 | Central HP <5.4 tons | FRASER-JOHNSTON | HRCU-A-CB (Split System: Heat Pump with Remote Outdoor Unit-Air-Source) | HMH72B341 |  |  | XAFC36DXXN1+TXV | TM8E120C16MP11 | 34000 | 18 | 8.5 | 33600 | 23800 | 70.83% | 2.08 | 0 | 10 |  |  |  |  | R-410A | 2.8333 | Residential & Commercial | USHP | Ducted CEE Tier 1
211391461 | Central HP <5.4 tons | FRASER-JOHNSTON | HRCU-A-CB (Split System: Heat Pump with Remote Outdoor Unit-Air-Source) | HMH72B341 |  |  | XAHC30CXXN1+TXV | TM8E100C16MP11 | 32200 | 16.5 | 8.1 | 32400 | 22800 | 70.37% | 2 | 0 | 9.5 |  |  |  |  | R-410A | 2.6833 | Residential & Commercial | USHP
211391581 | Central HP <5.4 tons | FRASER-JOHNSTON | HRCU-A-CB (Split System: Heat Pump with Remote Outdoor Unit-Air-Source) | HMH72B341 |  |  | XAHC36DXXN1+TXV | TM8E100B12MP11 | 33400 | 17.5 | 8.1 | 33000 | 23400 | 70.91% | 2.02 | 0 | 9.5 |  |  |  |  | R-410A | 2.7833 | Residential & Commercial | USHP
211391648 | Central HP <5.4 tons | FRASER-JOHNSTON | HRCU-A-CB (Split System: Heat Pump with Remote Outdoor Unit-Air-Source) | HMH72B341 |  |  | XAHC30CXXN1+TXV | TMLE100B12MP11 | 32000 | 17.5 | 8.1 | 32600 | 23000 | 70.55% | 1.98 | 0 | 9.5 |  |  |  |  | R-410A | 2.6667 | Residential & Commercial | USHP
211391780 | Central HP <5.4 tons | FRASER-JOHNSTON | HRCU-A-CB (Split System: Heat Pump with Remote Outdoor Unit-Air-Source) | HMH72B341 |  |  | XAFC36DBCN1 | TMLE100B12MP11 | 34000 | 18 | 8.1 | 33800 | 23800 | 70.41% | 2.06 | 0 | 10 |  |  |  |  | R-410A | 2.8333 | Residential & Commercial | USHP | Ducted CEE Tier 1
211391879 | Central HP <5.4 tons | FRASER-JOHNSTON | HRCU-A-CB (Split System: Heat Pump with Remote Outdoor Unit-Air-Source) | HMH72B341 |  |  | XAFB36DBCN1 | TMLE100B12MP11 | 34000 | 18 | 8.1 | 33800 | 23800 | 70.41% | 2.06 | 0 | 10 |  |  |  |  | R-410A | 2.8333 | Residential & Commercial | USHP | Ducted CEE Tier 1
211392014 | Central HP <5.4 tons | FRASER-JOHNSTON | HRCU-A-CB (Split System: Heat Pump with Remote Outdoor Unit-Air-Source) | HMH72B341 |  |  | XAHC36DBCN1 | TMLE080C16MP11 | 33600 | 17.5 | 8.1 | 32800 | 23200 | 70.73% | 2.04 | 0 | 10 |  |  |  |  | R-410A | 2.8 | Residential & Commercial | USHP | Ducted CEE Tier 1
211393663 | Central HP <5.4 tons | FRASER-JOHNSTON | HRCU-A-CB (Split System: Heat Pump with Remote Outdoor Unit-Air-Source) | HMH72B341 |  |  | XAFA30DXXN1+TXV | TM8Y060A12MP11 | 33600 | 17.5 | 8.1 | 33200 | 23400 | 70.48% | 2.02 | 0 | 10 |  |  |  |  | R-410A | 2.8 | Residential & Commercial | USHP | Ducted CEE Tier 1
211393797 | Central HP <5.4 tons | FRASER-JOHNSTON | HRCU-A-CB (Split System: Heat Pump with Remote Outdoor Unit-Air-Source) | HMH72B341 |  |  | XAHD48FXXN1+TXV | TM9Y120D20MP11 | 33200 | 16.5 | 8.5 | 32000 | 23400 | 73.12% | 2.04 | 0 | 9 |  |  |  |  | R-410A | 2.7667 | Residential & Commercial | USHP
211393372 | Central HP <5.4 tons | FRASER-JOHNSTON | HRCU-A-CB (Split System: Heat Pump with Remote Outdoor Unit-Air-Source) | HMH72B341 |  |  | XAFC36DBCN1 | TL8E100C20UH11 | 34000 | 17.5 | 8.5 | 34000 | 24000 | 70.59% | 2.12 | 0 | 10 |  |  |  |  | R-410A | 2.8333 | Residential & Commercial | USHP | Ducted CEE Tier 1
211393872 | Central HP <5.4 tons | FRASER-JOHNSTON | HRCU-A-CB (Split System: Heat Pump with Remote Outdoor Unit-Air-Source) | HMH72B341 |  |  | XAHD48FBCN1 | TM9Y100C16MP11 | 33200 | 15.5 | 8.1 | 32400 | 23600 | 72.84% | 2.02 | 0 | 9 |  |  |  |  | R-410A | 2.7667 | Residential & Commercial | USHP
211394299 | Central HP <5.4 tons | FRASER-JOHNSTON | HRCU-A-CB (Split System: Heat Pump with Remote Outdoor Unit-Air-Source) | HMH72B341 |  |  | XAHD48FBCN1 | TM9V120D20MP12 | 33400 | 16.5 | 8.5 | 32000 | 23200 | 72.5% | 2.06 | 0 | 9.5 |  |  |  |  | R-410A | 2.7833 | Residential & Commercial | USHP
211393992 | Central HP <5.4 tons | FRASER-JOHNSTON | HRCU-A-CB (Split System: Heat Pump with Remote Outdoor Unit-Air-Source) | HMH72B341 |  |  | XAHD48FXXN1+TXV | TM9Y080C16MP11 | 32800 | 17 | 8.1 | 31800 | 23200 | 72.96% | 2.02 | 0 | 9 |  |  |  |  | R-410A | 2.7333 | Residential & Commercial | USHP
211394410 | Central HP <5.4 tons | FRASER-JOHNSTON | HRCU-A-CB (Split System: Heat Pump with Remote Outdoor Unit-Air-Source) | HMH72B341 |  |  | XAHD48FXXN1+TXV | TP9C100C20MP13 | 33600 | 16.5 | 8.5 | 32400 | 23800 | 73.46% | 2.06 | 0 | 9 |  |  |  |  | R-410A | 2.8 | Residential & Commercial | USHP
211392298 | Central HP <5.4 tons | FRASER-JOHNSTON | HRCU-A-CB (Split System: Heat Pump with Remote Outdoor Unit-Air-Source) | HMH72B341 |  |  | XAFC36DXXN1+TXV | TM8E080B12MP11 | 34000 | 18 | 8.1 | 34000 | 24400 | 71.76% | 2.06 | 0 | 9.5 |  |  |  |  | R-410A | 2.8333 | Residential & Commercial | USHP
211389406 | Central HP <5.4 tons | FRASER-JOHNSTON | HRCU-A-CB (Split System: Heat Pump with Remote Outdoor Unit-Air-Source) | HMH72B341 |  |  | XAFC36DBCN1 | TM8Y100C20MP11 | 34000 | 17.5 | 8.5 | 33800 | 23800 | 70.41% | 2.1 | 0 | 10 |  |  |  |  | R-410A | 2.8333 | Residential & Commercial | USHP | Ducted CEE Tier 1
211389592 | Central HP <5.4 tons | FRASER-JOHNSTON | HRCU-A-CB (Split System: Heat Pump with Remote Outdoor Unit-Air-Source) | HMH72B341 |  |  | XAFC30CXXN1+TXV | TM8Y080C16MP11 | 33200 | 18 | 8.5 | 33400 | 23400 | 70.06% | 2.06 | 0 | 10 |  |  |  |  | R-410A | 2.7667 | Residential & Commercial | USHP | Ducted CEE Tier 1
211389792 | Central HP <5.4 tons | FRASER-JOHNSTON | HRCU-A-CB (Split System: Heat Pump with Remote Outdoor Unit-Air-Source) | HMH72B341 |  |  | XAUB30CXXN1+TXV | TM8Y080B12MP11 | 32800 | 17.5 | 8.1 | 33000 | 23200 | 70.3% | 2.02 | 0 | 10 |  |  |  |  | R-410A | 2.7333 | Residential & Commercial | USHP | Ducted CEE Tier 1
211389807 | Central HP <5.4 tons | FRASER-JOHNSTON | HRCU-A-CB (Split System: Heat Pump with Remote Outdoor Unit-Air-Source) | HMH72B341 |  |  | XAHB36DXXN1+TXV | TM8Y060A12MP11 | 32800 | 17.5 | 8.1 | 32600 | 23000 | 70.55% | 1.98 | 0 | 9.5 |  |  |  |  | R-410A | 2.7333 | Residential & Commercial | USHP
211390895 | Central HP <5.4 tons | FRASER-JOHNSTON | HRCU-A-CB (Split System: Heat Pump with Remote Outdoor Unit-Air-Source) | HMH72B341 |  |  | XAHB36DXXN1+TXV | TPLC060A12MP13 | 33400 | 16.5 | 8.1 | 33600 | 23800 | 70.83% | 2.02 | 0 | 9.5 |  |  |  |  | R-410A | 2.7833 | Residential & Commercial | USHP
214596111 | Central HP <5.4 tons | INNOVAIR | HRCU-A-C (Split System: Heat Pump with Remote Outdoor Unit with No Indoor Fan --Air Source) | MHD-18 | ADP |  | HG21924+AEFE3A* | 0 | 18000 | 15.2 | 8.85 | 17600 | 14200 | 80.68% | 2.06 | 0 | 11.7 |  |  |  |  | R-410A | 1.5 | Residential & Commercial | USHP | Ducted CEE Tier 1
211396015 | Central HP <5.4 tons | FRASER-JOHNSTON | HRCU-A-CB (Split System: Heat Pump with Remote Outdoor Unit-Air-Source) | HMH72B341 |  |  | XAFC48FXXN1+TXV | TM9E100C16MP12 | 33400 | 17 | 8.5 | 32400 | 23600 | 72.84% | 2.06 | 0 | 9.5 |  |  |  |  | R-410A | 2.7833 | Residential & Commercial | USHP
211386208 | Central HP <5.4 tons | FRASER-JOHNSTON | HRCU-A-CB (Split System: Heat Pump with Remote Outdoor Unit-Air-Source) | HMH72B341 |  |  | XAHC48FXXN1+TXV | TL9E080C16UH11 | 33200 | 16 | 8.5 | 32400 | 23600 | 72.84% | 2.04 | 0 | 9 |  |  |  |  | R-410A | 2.7667 | Residential & Commercial | USHP
211385856 | Central HP <5.4 tons | FRASER-JOHNSTON | HRCU-A-CB (Split System: Heat Pump with Remote Outdoor Unit-Air-Source) | HMH72B341 |  |  | XAFC48FBCN1 | TM8E080C16MP11 | 33400 | 17 | 8.5 | 32200 | 23400 | 72.67% | 2.06 | 0 | 9.5 |  |  |  |  | R-410A | 2.7833 | Residential & Commercial | USHP
211385956 | Central HP <5.4 tons | FRASER-JOHNSTON | HRCU-A-CB (Split System: Heat Pump with Remote Outdoor Unit-Air-Source) | HMH72B341 |  |  | XAHC48FBCN1 | TMLE080B12MP11 | 32800 | 16.5 | 8.1 | 32400 | 23800 | 73.46% | 2 | 0 | 9 |  |  |  |  | R-410A | 2.7333 | Residential & Commercial | USHP
211386171 | Central HP <5.4 tons | FRASER-JOHNSTON | HRCU-A-CB (Split System: Heat Pump with Remote Outdoor Unit-Air-Source) | HMH72B341 |  |  | XAUC48FXXN1+TXV | TL9E100C20UH11 | 34000 | 15.5 | 8.5 | 32400 | 23800 | 73.46% | 2.08 | 0 | 9.5 |  |  |  |  | R-410A | 2.8333 | Residential & Commercial | USHP
216440066 | Central HP <5.4 tons | TRANE | HRCU-A-CB (Split System: Heat Pump with Remote Outdoor Unit-Air-Source) | 5TWV0X36A1 |  |  | 5PX*C005AS3+P0V0C000M50SD+LRP | 0 | 33200 | 18.8 | 9.7 | 32000 | 24000 | 75% | 2.1 | 0 | 12 |  |  |  |  | R-454B | 2.7667 | Residential & Commercial | USHP | Ducted CEE Tier 1
216440130 | Central HP <5.4 tons | TRANE | HRCU-A-CB (Split System: Heat Pump with Remote Outdoor Unit-Air-Source) | 5TWV0X36A1 |  |  | 5TXCB004AS3 | S9V2B060U3VSB+LRP | 33400 | 18.2 | 9.4 | 32000 | 24200 | 75.62% | 2.1 | 0 | 12 |  |  |  |  | R-454B | 2.7833 | Residential & Commercial | USHP | Ducted CEE Tier 1
214584696 | Central HP <5.4 tons | COLEMAN | HRCU-A-CB (Split System: Heat Pump with Remote Outdoor Unit-Air-Source) | HH824E2S11 |  |  | CTF30B5ACS1 | Z8ET080B12LMPS1 | 23000 | 18 | 9.5 | 23000 | 18400 | 80% | 2 | 0 | 12 |  |  |  |  | R-454B | 1.9167 | Residential & Commercial | USHP | Ducted CEE Tier 1
214396699 | Central HP <5.4 tons | LUXAIRE | HRCU-A-CB (Split System: Heat Pump with Remote Outdoor Unit-Air-Source) | HH824E2S11 |  |  | CTF30B5ACS1 | TM9Y080B12MP11 | 23000 | 17 | 9.5 | 23000 | 18500 | 80.43% | 2 | 0 | 11.7 |  |  |  |  | R-454B | 1.9167 | Residential & Commercial | USHP | Ducted CEE Tier 1
214396714 | Central HP <5.4 tons | LUXAIRE | HRCU-A-CB (Split System: Heat Pump with Remote Outdoor Unit-Air-Source) | HH824E2S11 |  |  | CTM30B5ACS1 | TM9V060B12MP12 | 23000 | 17 | 9.5 | 23000 | 18000 | 78.26% | 2 | 0 | 12 |  |  |  |  | R-454B | 1.9167 | Residential & Commercial | USHP | Ducted CEE Tier 1
216440232 | Central HP <5.4 tons | TRANE | HRCU-A-CB (Split System: Heat Pump with Remote Outdoor Unit-Air-Source) | 5TWV0X48A1 |  |  | 5PX*B006AS3 | S9V2B060U4PSC+LRP | 43500 | 19.2 | 9.4 | 46500 | 33600 | 72.26% | 2.1 | 0 | 11.7 |  |  |  |  | R-454B | 3.625 | Residential & Commercial | USHP | Ducted CEE Tier 1
216440248 | Central HP <5.4 tons | TRANE | HRCU-A-CB (Split System: Heat Pump with Remote Outdoor Unit-Air-Source) | 5TWV0X48A1 |  |  | 5PX*C007AS3 | S9V2C080U5PSC+LRP | 44000 | 20 | 9.7 | 46500 | 33200 | 71.4% | 2.1 | 0 | 12 |  |  |  |  | R-454B | 3.6667 | Residential & Commercial | USHP | Ducted CEE Tier 1
210474565 | Central HP <5.4 tons | DAY & NIGHT | HRCU-A-CB (Split System: Heat Pump with Remote Outdoor Unit-Air-Source) | CVH825GKA3* |  |  | EHD4X48AAL+WALLCON | *96CTN1202422A* | 24200 | 16.5 | 8.1 | 21200 | 16600 | 78.3% | 2.02 | 0 | 11 |  |  |  |  | R-410A | 2.0167 | Residential & Commercial | USHP | Ducted CEE Tier 1
214624888 | Central HP <5.4 tons | CARRIER | HRCU-A-CB (Split System: Heat Pump with Remote Outdoor Unit-Air-Source) | 38MURAQ36AB3* | ADP |  | V,C36H175P139 | 58SU*B040M17**12 | 35000 | 16 | 8.1 | 36800 | 34600 | 94.02% | 1.88 | 0 | 9.5 |  |  |  |  | R-410A | 2.9167 | Residential & Commercial | USHP
214624911 | Central HP <5.4 tons | CARRIER | HRCU-A-CB (Split System: Heat Pump with Remote Outdoor Unit-Air-Source) | 38MURAQ36AB3* | ADP |  | PL36H210P749 | 58SU*B060M17**16 | 35200 | 16 | 8.1 | 36800 | 34600 | 94.02% | 1.86 | 0 | 10 |  |  |  |  | R-410A | 2.9333 | Residential & Commercial | USHP | Ducted CEE Tier 1
210470418 | Central HP <5.4 tons | CARRIER | HRCU-A-CB (Split System: Heat Pump with Remote Outdoor Unit-Air-Source) | 25VNA837A*031* |  |  | CAP**6121AL*+UI | 58CU*A100C21**20 | 33200 | 17 | 8.1 | 32200 | 24800 | 77.02% | 1.98 | 0 | 11.5 |  |  |  |  | R-410A | 2.7667 | Residential & Commercial | USHP | Ducted CEE Tier 1
211386285 | Central HP <5.4 tons | FRASER-JOHNSTON | HRCU-A-CB (Split System: Heat Pump with Remote Outdoor Unit-Air-Source) | HMH72B341 |  |  | XAUC48FXXN1+TXV | TL9E080C16UH11 | 34000 | 16.5 | 8.5 | 32800 | 24200 | 73.78% | 2.08 | 0 | 9 |  |  |  |  | R-410A | 2.8333 | Residential & Commercial | USHP
211386476 | Central HP <5.4 tons | FRASER-JOHNSTON | HRCU-A-CB (Split System: Heat Pump with Remote Outdoor Unit-Air-Source) | HMH72B341 |  |  | XAHD48FXXN1+TXV | TL8E080C16UH11 | 33600 | 16 | 8.1 | 32600 | 24200 | 74.23% | 2.04 | 0 | 9 |  |  |  |  | R-410A | 2.8 | Residential & Commercial | USHP
211386739 | Central HP <5.4 tons | FRASER-JOHNSTON | HRCU-A-CB (Split System: Heat Pump with Remote Outdoor Unit-Air-Source) | HMH72B341 |  |  | XAHC30CXXN1+TXV | TM9Y100C16MP11 | 32200 | 17.5 | 8.1 | 32400 | 22800 | 70.37% | 2 | 0 | 9.5 |  |  |  |  | R-410A | 2.6833 | Residential & Commercial | USHP
214807721 | Central HP <5.4 tons | LUXAIRE | HRCU-A-CB (Split System: Heat Pump with Remote Outdoor Unit-Air-Source) | HH824E2S11 |  |  | CTM36B5ADS1 | TPLC080B12MP13 | 23000 | 17 | 9 | 23000 | 17700 | 76.96% | 2 | 0 | 12 |  |  |  |  | R-454B | 1.9167 | Residential & Commercial | USHP | Ducted CEE Tier 1
216974418 | Central HP <5.4 tons | BRYANT HEATING AND COOLING SYSTEMS | HRCU-A-CB (Split System: Heat Pump with Remote Outdoor Unit-Air-Source) | 290VAN048**AA* | ADP |  | V,C60H210P29*+TXV | 83*CA60100C21*** | 44500 | 17 | 9 | 46000 | 33400 | 72.61% | 2.06 | 0 | 9.5 |  |  |  |  | R-454B | 3.7083 | Residential & Commercial | USHP
214301849 | Central HP <5.4 tons | CHAMPION HEATING AND COOLING | HRCU-A-CB (Split System: Heat Pump with Remote Outdoor Unit-Air-Source) | HMH72B341 | ADP |  | H,YE7J(1,2)36+TXV | TM9E060B12MP12 | 32600 | 17 | 8.1 | 32000 | 23200 | 72.5% | 2 | 0 | 9.5 |  |  |  |  | R-410A | 2.7167 | Residential & Commercial | USHP
214301851 | Central HP <5.4 tons | CHAMPION HEATING AND COOLING | HRCU-A-CB (Split System: Heat Pump with Remote Outdoor Unit-Air-Source) | HMH72B341 | ADP |  | H,YE9J(1,2)36+TXV | TM9E080B12MP12 | 34000 | 17 | 8.1 | 32200 | 23600 | 73.29% | 2.06 | 0 | 10 |  |  |  |  | R-410A | 2.8333 | Residential & Commercial | USHP | Ducted CEE Tier 1
214301876 | Central HP <5.4 tons | CHAMPION HEATING AND COOLING | HRCU-A-CB (Split System: Heat Pump with Remote Outdoor Unit-Air-Source) | HMH72B341 | ADP |  | H,YE9J(1,2)36+TXV | Z8ES040A12LMPS1 | 34000 | 18 | 8.5 | 31800 | 23800 | 74.84% | 2.1 | 0 | 10 |  |  |  |  | R-410A | 2.8333 | Residential & Commercial | USHP | Ducted CEE Tier 1
206788348 | Central HP <5.4 tons | CARRIER | HRCU-A-CB (Split System: Heat Pump with Remote Outdoor Unit-Air-Source) | 25VNA424A*031* |  |  | CAP**4221AL*+UI | 58TN*A090C17**16 | 23600 | 21.5 | 10.5 | 26400 | 19700 | 74.62% | 2.48 | 14 | 13.5 |  |  |  |  | R-410A | 1.9667 | Residential & Commercial | USHP | Ducted CEE Tier 1
214626955 | Central HP <5.4 tons | CARRIER | HRCU-A-CB (Split System: Heat Pump with Remote Outdoor Unit-Air-Source) | 25VNA436A*031* | ADP |  | PL36H210P749 | 58CU*A040C17**12 | 32800 | 20 | 9 | 33600 | 25600 | 76.19% | 2.04 | 0 | 12 |  |  |  |  | R-410A | 2.7333 | Residential & Commercial | USHP | Ducted CEE Tier 1
214627003 | Central HP <5.4 tons | CARRIER | HRCU-A-CB (Split System: Heat Pump with Remote Outdoor Unit-Air-Source) | 25VNA436A*031* | ADP |  | C36A***L159 | 58CU*A100C21**20 | 33600 | 19 | 9 | 33200 | 25400 | 76.51% | 2.04 | 0 | 12 |  |  |  |  | R-410A | 2.8 | Residential & Commercial | USHP | Ducted CEE Tier 1
214627022 | Central HP <5.4 tons | CARRIER | HRCU-A-CB (Split System: Heat Pump with Remote Outdoor Unit-Air-Source) | 25VNA436A*031* | ADP |  | V,C36H175P149 | 59CU5A060C17**16 | 32800 | 19 | 9 | 33800 | 25800 | 76.33% | 2.02 | 0 | 11.7 |  |  |  |  | R-410A | 2.7333 | Residential & Commercial | USHP | Ducted CEE Tier 1
214627038 | Central HP <5.4 tons | CARRIER | HRCU-A-CB (Split System: Heat Pump with Remote Outdoor Unit-Air-Source) | 25VNA436A*031* | ADP |  | PL36H210P749 | 59CU5A060C17**16 | 32800 | 19 | 9 | 34000 | 26200 | 77.06% | 1.98 | 0 | 11.5 |  |  |  |  | R-410A | 2.7333 | Residential & Commercial | USHP | Ducted CEE Tier 1
211388862 | Central HP <5.4 tons | FRASER-JOHNSTON | HRCU-A-CB (Split System: Heat Pump with Remote Outdoor Unit-Air-Source) | HMH72B341 |  |  | XAFC30CXXN1+TXV | TM9E080B12MP12 | 32800 | 17.5 | 8.1 | 33400 | 23400 | 70.06% | 2.02 | 0 | 9.5 |  |  |  |  | R-410A | 2.7333 | Residential & Commercial | USHP
211389029 | Central HP <5.4 tons | FRASER-JOHNSTON | HRCU-A-CB (Split System: Heat Pump with Remote Outdoor Unit-Air-Source) | HMH72B341 |  |  | XAFC36DXXN1+TXV | TM9E060B12MP12 | 34000 | 17.5 | 8.1 | 34000 | 24200 | 71.18% | 2.04 | 0 | 9.5 |  |  |  |  | R-410A | 2.8333 | Residential & Commercial | USHP
211389133 | Central HP <5.4 tons | FRASER-JOHNSTON | HRCU-A-CB (Split System: Heat Pump with Remote Outdoor Unit-Air-Source) | HMH72B341 |  |  | XAUB30CXXN1+TXV | TM9E060B12MP12 | 32600 | 17 | 8.1 | 33600 | 23600 | 70.24% | 2 | 0 | 9.5 |  |  |  |  | R-410A | 2.7167 | Residential & Commercial | USHP
211389366 | Central HP <5.4 tons | FRASER-JOHNSTON | HRCU-A-CB (Split System: Heat Pump with Remote Outdoor Unit-Air-Source) | HMH72B341 |  |  | XAFC36DXXN1+TXV | TM8Y120C20MP11 | 34000 | 17.5 | 8.5 | 33800 | 23800 | 70.41% | 2.1 | 0 | 10 |  |  |  |  | R-410A | 2.8333 | Residential & Commercial | USHP | Ducted CEE Tier 1
216782075 | Central HP <5.4 tons | LUXAIRE | HRCU-A-CB (Split System: Heat Pump with Remote Outdoor Unit-Air-Source) | HH836E2S11 |  |  | CTM36C5CDS1 | Z8ES120C16LMPS1 | 34400 | 18 | 8.5 | 31600 | 25800 | 81.65% | 2 | 0 | 11.7 |  |  |  |  | R-454B | 2.8667 | Residential & Commercial | USHP | Ducted CEE Tier 1
216784304 | Central HP <5.4 tons | LUXAIRE | HRCU-A-CB (Split System: Heat Pump with Remote Outdoor Unit-Air-Source) | HH836E2S11 |  |  | CTF48C5CFS1 | Z8ES120C20LMPS1 | 34200 | 19 | 9 | 32000 | 25400 | 79.38% | 2 | 0 | 11 |  |  |  |  | R-454B | 2.85 | Residential & Commercial | USHP | Ducted CEE Tier 1
212441652 | Central HP <5.4 tons | CHAMPION HEATING AND COOLING | HRCU-A-CB (Split System: Heat Pump with Remote Outdoor Unit-Air-Source) | HMH72B341 | ADP |  | H,YE8J936 | TM9V080C16MP12 | 32800 | 17 | 8.5 | 32400 | 23000 | 70.99% | 2.04 | 0 | 9.5 |  |  |  |  | R-410A | 2.7333 | Residential & Commercial | USHP
216440126 | Central HP <5.4 tons | TRANE | HRCU-A-CB (Split System: Heat Pump with Remote Outdoor Unit-Air-Source) | 5TWV0X36A1 |  |  | 5TXCB004AS3 | S9V2B080U4PSC+LRP | 33200 | 18.4 | 9.4 | 32000 | 24200 | 75.62% | 2.1 | 0 | 12 |  |  |  |  | R-454B | 2.7667 | Residential & Commercial | USHP | Ducted CEE Tier 1
216440128 | Central HP <5.4 tons | TRANE | HRCU-A-CB (Split System: Heat Pump with Remote Outdoor Unit-Air-Source) | 5TWV0X36A1 |  |  | 5TXCB004AS3 | S9V2B060U4PSC+LRP | 33400 | 18.2 | 9.4 | 32000 | 24200 | 75.62% | 2.1 | 0 | 12 |  |  |  |  | R-454B | 2.7833 | Residential & Commercial | USHP | Ducted CEE Tier 1
216440330 | Central HP <5.4 tons | TRANE | HRCU-A-CB (Split System: Heat Pump with Remote Outdoor Unit-Air-Source) | 5TWV0X48A1 |  |  | 5TAMXD06AV41 | 0 | 45000 | 20.2 | 9.7 | 47500 | 33800 | 71.16% | 2.1 | 0 | 12 |  |  |  |  | R-454B | 3.75 | Residential & Commercial | USHP | Ducted CEE Tier 1
211395905 | Central HP <5.4 tons | FRASER-JOHNSTON | HRCU-A-CB (Split System: Heat Pump with Remote Outdoor Unit-Air-Source) | HMH72B341 |  |  | XAUC48FXXN1+TXV | TP9C060B12MP13 | 33000 | 16.5 | 8.1 | 32400 | 24000 | 74.07% | 2.04 | 0 | 9 |  |  |  |  | R-410A | 2.75 | Residential & Commercial | USHP
211396312 | Central HP <5.4 tons | FRASER-JOHNSTON | HRCU-A-CB (Split System: Heat Pump with Remote Outdoor Unit-Air-Source) | HMH72B341 |  |  | XAHC48FXXN1+TXV | TM9E060B12MP12 | 32400 | 16 | 8.1 | 32000 | 23600 | 73.75% | 2 | 0 | 9 |  |  |  |  | R-410A | 2.7 | Residential & Commercial | USHP
211396405 | Central HP <5.4 tons | FRASER-JOHNSTON | HRCU-A-CB (Split System: Heat Pump with Remote Outdoor Unit-Air-Source) | HMH72B341 |  |  | XAUC48FXXN1+TXV | TM9E060B12MP12 | 33200 | 16.5 | 8.1 | 32600 | 24000 | 73.62% | 2.02 | 0 | 9 |  |  |  |  | R-410A | 2.7667 | Residential & Commercial | USHP
216675582 | Central HP <5.4 tons | TEMPSTAR | HRCU-A-CB (Split System: Heat Pump with Remote Outdoor Unit-Air-Source) | D5CURAH24AAK |  |  | EA*5X37M21A* | *80CSU1002120A* | 25600 | 16 | 9 | 23600 | 19300 | 81.78% | 2.06 | 0 | 10 |  |  |  |  | R-454B | 2.1333 | Residential & Commercial | USHP | Ducted CEE Tier 1
216974408 | Central HP <5.4 tons | BRYANT HEATING AND COOLING SYSTEMS | HRCU-A-CB (Split System: Heat Pump with Remote Outdoor Unit-Air-Source) | 290VAN048**AA* | ADP |  | V,C48H210P75*+TXV | 83*CA60080C21*** | 44500 | 18 | 9 | 46500 | 33600 | 72.26% | 2.06 | 0 | 9.5 |  |  |  |  | R-454B | 3.7083 | Residential & Commercial | USHP
216981644 | Central HP <5.4 tons | BRYANT HEATING AND COOLING SYSTEMS | HRCU-A-CB (Split System: Heat Pump with Remote Outdoor Unit-Air-Source) | 291VAN054**AA* | ADP |  | V,C60H210P29*+TXV | 935CB66100C21*** | 48500 | 19 | 10.5 | 50000 | 52500 | 105% | 1.98 | 0 | 11 |  |  |  |  | R-454B | 4.0417 | Residential & Commercial | USHP | Ducted CEE Tier 1
216981653 | Central HP <5.4 tons | BRYANT HEATING AND COOLING SYSTEMS | HRCU-A-CB (Split System: Heat Pump with Remote Outdoor Unit-Air-Source) | 291VAN054**AA* | ADP |  | C60A***L19*+TXV | 935CB66100C21*** | 49500 | 19 | 10.5 | 50000 | 52500 | 105% | 1.98 | 0 | 11.5 |  |  |  |  | R-454B | 4.125 | Residential & Commercial | USHP | Ducted CEE Tier 1
216981655 | Central HP <5.4 tons | BRYANT HEATING AND COOLING SYSTEMS | HRCU-A-CB (Split System: Heat Pump with Remote Outdoor Unit-Air-Source) | 291VAN054**AA* | ADP |  | V,C60H210P29*+TXV | 986TD60080C21*** | 48000 | 19 | 10.5 | 50500 | 53000 | 105% | 1.94 | 0 | 10.5 |  |  |  |  | R-454B | 4 | Residential & Commercial | USHP | Ducted CEE Tier 1
216981678 | Central HP <5.4 tons | BRYANT HEATING AND COOLING SYSTEMS | HRCU-A-CB (Split System: Heat Pump with Remote Outdoor Unit-Air-Source) | 291VAN054**AA* | ADP |  | V,C60H210P29*+TXV | 987MC60060C21*** | 47000 | 18 | 11 | 51500 | 53000 | 102.9% | 1.9 | 0 | 10 |  |  |  |  | R-454B | 3.9167 | Residential & Commercial | USHP | Ducted CEE Tier 1
211387471 | Central HP <5.4 tons | FRASER-JOHNSTON | HRCU-A-CB (Split System: Heat Pump with Remote Outdoor Unit-Air-Source) | HMH72B341 |  |  | XAHC30CXXN1+TXV | TM9V100C16MP12 | 32400 | 17 | 8.1 | 32800 | 23000 | 70.12% | 2 | 0 | 9.5 |  |  |  |  | R-410A | 2.7 | Residential & Commercial | USHP
212441645 | Central HP <5.4 tons | CHAMPION HEATING AND COOLING | HRCU-A-CB (Split System: Heat Pump with Remote Outdoor Unit-Air-Source) | HMH72B341 | ADP |  | H,YE8J936 | TM9V040A10MP12 | 32000 | 16 | 8.5 | 32400 | 23000 | 70.99% | 2 | 0 | 9.5 |  |  |  |  | R-410A | 2.6667 | Residential & Commercial | USHP
206788381 | Central HP <5.4 tons | CARRIER | HRCU-A-CB (Split System: Heat Pump with Remote Outdoor Unit-Air-Source) | 25VNA424A*031* |  |  | CNPV*3621AL*+UI | 58TN*A090C17**16 | 23400 | 21 | 10 | 26600 | 19800 | 74.44% | 2.42 | 14 | 13.5 |  |  |  |  | R-410A | 1.95 | Residential & Commercial | USHP | Ducted CEE Tier 1
206788448 | Central HP <5.4 tons | CARRIER | HRCU-A-CB (Split System: Heat Pump with Remote Outdoor Unit-Air-Source) | 25VNA424A*031* |  |  | CAP**3617AL*+UI | 58TN*A070C17**16 | 23200 | 20.5 | 10 | 26600 | 19900 | 74.81% | 2.42 | 14 | 13 |  |  |  |  | R-410A | 1.9333 | Residential & Commercial | USHP | Ducted CEE Tier 1
206788550 | Central HP <5.4 tons | CARRIER | HRCU-A-CB (Split System: Heat Pump with Remote Outdoor Unit-Air-Source) | 25VNA424A*031* |  |  | CAP**3621AL*+UI | 58CU*A060C17**16 | 23000 | 20.5 | 10 | 26600 | 19800 | 74.44% | 2.42 | 14 | 13 |  |  |  |  | R-410A | 1.9167 | Residential & Commercial | USHP | Ducted CEE Tier 1
206788563 | Central HP <5.4 tons | CARRIER | HRCU-A-CB (Split System: Heat Pump with Remote Outdoor Unit-Air-Source) | 25VNA424A*031* |  |  | CAP**3617AL*+UI | 59CU5A060C17**16 | 23200 | 20 | 10 | 26800 | 20000 | 74.63% | 2.4 | 13.5 | 13 |  |  |  |  | R-410A | 1.9333 | Residential & Commercial | USHP | Ducted CEE Tier 1
206788567 | Central HP <5.4 tons | CARRIER | HRCU-A-CB (Split System: Heat Pump with Remote Outdoor Unit-Air-Source) | 25VNA424A*031* |  |  | CNPV*3617AL*+UI | 59CU5A060C17**16 | 23200 | 20 | 9.5 | 26800 | 20000 | 74.63% | 2.36 | 13.5 | 13 |  |  |  |  | R-410A | 1.9333 | Residential & Commercial | USHP | Ducted CEE Tier 1
214421547 | Central HP <5.4 tons | LUXAIRE | HRCU-A-CB (Split System: Heat Pump with Remote Outdoor Unit-Air-Source) | HH860E2S11 |  |  | CTM60D5CHS1+JMET18DS2N1 | 0 | 54000 | 19 | 9 | 53500 | 38500 | 71.96% | 2 | 0 | 12 |  |  |  |  | R-454B | 4.5 | Residential & Commercial | USHP | Ducted CEE Tier 1
216782140 | Central HP <5.4 tons | LUXAIRE | HRCU-A-CB (Split System: Heat Pump with Remote Outdoor Unit-Air-Source) | HH836E2S11 |  |  | CTU48C5XFS1+TXV | Z8ES100C16LMPS1 | 34000 | 19 | 9 | 31600 | 25200 | 79.75% | 2 | 0 | 11 |  |  |  |  | R-454B | 2.8333 | Residential & Commercial | USHP | Ducted CEE Tier 1
211386645 | Central HP <5.4 tons | FRASER-JOHNSTON | HRCU-A-CB (Split System: Heat Pump with Remote Outdoor Unit-Air-Source) | HMH72B341 |  |  | XAUC48FXXN1+JMET12CS2N1+TXV | 0 | 34000 | 17.5 | 8.5 | 32600 | 23800 | 73.01% | 2.12 | 0 | 9.5 |  |  |  |  | R-410A | 2.8333 | Residential & Commercial | USHP
211386779 | Central HP <5.4 tons | FRASER-JOHNSTON | HRCU-A-CB (Split System: Heat Pump with Remote Outdoor Unit-Air-Source) | HMH72B341 |  |  | XAFC30CXXN1+TXV | TM9Y100C16MP11 | 32800 | 18 | 8.1 | 33400 | 23400 | 70.06% | 2.04 | 0 | 10 |  |  |  |  | R-410A | 2.7333 | Residential & Commercial | USHP | Ducted CEE Tier 1
213782268 | Central HP <5.4 tons | AIRQUEST | HRCU-A-CB (Split System: Heat Pump with Remote Outdoor Unit-Air-Source) | HVH837GKA2* |  |  | EHD4X60AAL+WALLCON | *80CTL1352422B* | 33000 | 16.5 | 8.1 | 32200 | 24800 | 77.02% | 2 | 0 | 11.5 |  |  |  |  | R-410A | 2.75 | Residential & Commercial | USHP | Ducted CEE Tier 1
214630408 | Central HP <5.4 tons | CARRIER | HRCU-A-CB (Split System: Heat Pump with Remote Outdoor Unit-Air-Source) | 25VNA825A*032* | ADP |  | PL36H175P149 | 59MN7C060C17**14 | 23400 | 16 | 8.1 | 20000 | 16300 | 81.5% | 1.94 | 0 | 11 |  |  |  |  | R-410A | 1.95 | Residential & Commercial | USHP | Ducted CEE Tier 1
214630476 | Central HP <5.4 tons | CARRIER | HRCU-A-CB (Split System: Heat Pump with Remote Outdoor Unit-Air-Source) | 25VNA837A*030* | ADP |  | PL36H175P159 | 59MN7B080C17**14 | 31600 | 17 | 8.1 | 31800 | 24400 | 76.73% | 1.86 | 0 | 11 |  |  |  |  | R-410A | 2.6333 | Residential & Commercial | USHP | Ducted CEE Tier 1
211391238 | Central HP <5.4 tons | FRASER-JOHNSTON | HRCU-A-CB (Split System: Heat Pump with Remote Outdoor Unit-Air-Source) | HMH72B341 |  |  | XAHC36DXXN1+TXV | TMLE120C16MP11 | 33600 | 17.5 | 8.1 | 33000 | 23200 | 70.3% | 2.04 | 0 | 10 |  |  |  |  | R-410A | 2.8 | Residential & Commercial | USHP | Ducted CEE Tier 1
215821494 | Central HP <5.4 tons | COLEMAN | HRCU-A-CB (Split System: Heat Pump with Remote Outdoor Unit-Air-Source) | HH824E2S11 | ADP |  | A24VBA*+TXV+AEFE4B* | 0 | 24000 | 19 | 9.45 | 22400 | 16600 | 74.11% | 2.1 | 0 | 12 |  |  |  |  | R-454B | 2 | Residential & Commercial | USHP | Ducted CEE Tier 1
214624866 | Central HP <5.4 tons | CARRIER | HRCU-A-CB (Split System: Heat Pump with Remote Outdoor Unit-Air-Source) | 38MURAQ36AB3* | ADP |  | A36VCA+TXV | 58SU*B040M17**12 | 34600 | 16 | 8.5 | 36200 | 34200 | 94.48% | 2.04 | 0 | 9.5 |  |  |  |  | R-410A | 2.8833 | Residential & Commercial | USHP
214624884 | Central HP <5.4 tons | CARRIER | HRCU-A-CB (Split System: Heat Pump with Remote Outdoor Unit-Air-Source) | 38MURAQ36AB3* | ADP |  | PL36H210P749 | 58SU*B040M17**12 | 34600 | 16 | 8.5 | 36200 | 34200 | 94.48% | 2.04 | 0 | 9.5 |  |  |  |  | R-410A | 2.8833 | Residential & Commercial | USHP
211391356 | Central HP <5.4 tons | FRASER-JOHNSTON | HRCU-A-CB (Split System: Heat Pump with Remote Outdoor Unit-Air-Source) | HMH72B341 |  |  | XAFC36DBCN1 | TMLE120C16MP11 | 34000 | 18 | 8.5 | 33600 | 23800 | 70.83% | 2.08 | 0 | 10 |  |  |  |  | R-410A | 2.8333 | Residential & Commercial | USHP | Ducted CEE Tier 1
211395634 | Central HP <5.4 tons | FRASER-JOHNSTON | HRCU-A-CB (Split System: Heat Pump with Remote Outdoor Unit-Air-Source) | HMH72B341 |  |  | XAUC48FXXN1+TXV | TM9V080B12MP12 | 33400 | 16.5 | 8.5 | 32600 | 24000 | 73.62% | 2.06 | 0 | 9 |  |  |  |  | R-410A | 2.7833 | Residential & Commercial | USHP
216494161 | Central HP <5.4 tons | BRYANT HEATING AND COOLING SYSTEMS | HRCU-A-CB (Split System: Heat Pump with Remote Outdoor Unit-Air-Source) | 293VAN048**AA* | ADP |  | CE(P,V)4824G1K*+TXV | 987MC42080C17*** | 42500 | 20 | 9.5 | 47000 | 36200 | 77.02% | 2 | 0 | 10.5 |  |  |  |  | R-454B | 3.5417 | Residential & Commercial | USHP | Ducted CEE Tier 1
216487326 | Central HP <5.4 tons | BRYANT HEATING AND COOLING SYSTEMS | HRCU-A-CB (Split System: Heat Pump with Remote Outdoor Unit-Air-Source) | 290VAN024**AA* | ADP |  | CE(P,V)2417G31*+TXV | 88*TB48090C17*** | 22800 | 17 | 9 | 22400 | 16200 | 72.32% | 1.98 | 0 | 10 |  |  |  |  | R-454B | 1.9 | Residential & Commercial | USHP | Ducted CEE Tier 1
214301901 | Central HP <5.4 tons | CHAMPION HEATING AND COOLING | HRCU-A-CB (Split System: Heat Pump with Remote Outdoor Unit-Air-Source) | HMH72B341 | ADP |  | H,YE7J(1,2)36+TXV | Z8ES120C16SMPS1 | 32600 | 17 | 8.5 | 30400 | 22200 | 73.03% | 2.04 | 0 | 9.5 |  |  |  |  | R-410A | 2.7167 | Residential & Commercial | USHP
214301903 | Central HP <5.4 tons | CHAMPION HEATING AND COOLING | HRCU-A-CB (Split System: Heat Pump with Remote Outdoor Unit-Air-Source) | HMH72B341 | ADP |  | H,YE7J(1,2)36+TXV | Z8ES120C20LMPS1 | 33000 | 17 | 8.5 | 31400 | 23000 | 73.25% | 2.04 | 0 | 9.5 |  |  |  |  | R-410A | 2.75 | Residential & Commercial | USHP
216989099 | Central HP <5.4 tons | BRYANT HEATING AND COOLING SYSTEMS | HRCU-A-CB (Split System: Heat Pump with Remote Outdoor Unit-Air-Source) | 37MURAQ24AA3 | ADP |  | C36A***L15*+TXV | 82*SB36070V14*** | 24000 | 15.2 | 8.5 | 22200 | 18900 | 85.14% | 1.92 | 0 | 10 |  |  |  |  | R-454B | 2 | Residential & Commercial | USHP | Ducted CEE Tier 1
211398023 | Central HP <5.4 tons | FRASER-JOHNSTON | HRCU-A-CB (Split System: Heat Pump with Remote Outdoor Unit-Air-Source) | HMH72B341 |  |  | XAFC48FXXN1+TXV | TPLC080B12MP13 | 33000 | 16 | 8.1 | 32600 | 24000 | 73.62% | 2.02 | 0 | 9 |  |  |  |  | R-410A | 2.75 | Residential & Commercial | USHP
211395984 | Central HP <5.4 tons | FRASER-JOHNSTON | HRCU-A-CB (Split System: Heat Pump with Remote Outdoor Unit-Air-Source) | HMH72B341 |  |  | XAFD48FXXN1+TXV | TM9E100C16MP12 | 33400 | 17 | 8.5 | 32400 | 23600 | 72.84% | 2.06 | 0 | 9.5 |  |  |  |  | R-410A | 2.7833 | Residential & Commercial | USHP
211396584 | Central HP <5.4 tons | FRASER-JOHNSTON | HRCU-A-CB (Split System: Heat Pump with Remote Outdoor Unit-Air-Source) | HMH72B341 |  |  | XAFD48FXXN1+TXV | TM8Y120C20MP11 | 34000 | 16.5 | 8.5 | 34000 | 24200 | 71.18% | 2.1 | 0 | 9.5 |  |  |  |  | R-410A | 2.8333 | Residential & Commercial | USHP
211396751 | Central HP <5.4 tons | FRASER-JOHNSTON | HRCU-A-CB (Split System: Heat Pump with Remote Outdoor Unit-Air-Source) | HMH72B341 |  |  | XAHD48FBCN1 | TM8Y100C16MP11 | 33600 | 17 | 8.1 | 32600 | 24000 | 73.62% | 2.04 | 0 | 9 |  |  |  |  | R-410A | 2.8 | Residential & Commercial | USHP
211396921 | Central HP <5.4 tons | FRASER-JOHNSTON | HRCU-A-CB (Split System: Heat Pump with Remote Outdoor Unit-Air-Source) | HMH72B341 |  |  | XAFC48FBCN1 | TM8Y100C16MP11 | 34000 | 17.5 | 8.5 | 33200 | 24400 | 73.49% | 2.08 | 0 | 9 |  |  |  |  | R-410A | 2.8333 | Residential & Commercial | USHP
211398141 | Central HP <5.4 tons | FRASER-JOHNSTON | HRCU-A-CB (Split System: Heat Pump with Remote Outdoor Unit-Air-Source) | HMH72B341 |  |  | XAHD48FBCN1 | TMLE120C16MP11 | 33000 | 16.5 | 8.5 | 31800 | 23200 | 72.96% | 2.04 | 0 | 9.5 |  |  |  |  | R-410A | 2.75 | Residential & Commercial | USHP
210596223 | Central HP <5.4 tons | CARRIER | HRCU-A-CB (Split System: Heat Pump with Remote Outdoor Unit-Air-Source) | 25VNA837A*030* |  |  | CNPV*6024AL*+UI | 58TN*A090C21**20 | 32800 | 18 | 8.1 | 32200 | 24800 | 77.02% | 1.98 | 0 | 12 |  |  |  |  | R-410A | 2.7333 | Residential & Commercial | USHP | Ducted CEE Tier 1
213258328 | Central HP <5.4 tons | KEEPRITE | HRCU-A-CB (Split System: Heat Pump with Remote Outdoor Unit-Air-Source) | DLCURAH24ABK | ADP |  | H,GG32936 | *96VSN0801716A* | 23800 | 16 | 8.5 | 25200 | 23000 | 91.27% | 1.92 | 0 | 10 |  |  |  |  | R-410A | 1.9833 | Residential & Commercial | USHP | Ducted CEE Tier 1
213258330 | Central HP <5.4 tons | KEEPRITE | HRCU-A-CB (Split System: Heat Pump with Remote Outdoor Unit-Air-Source) | DLCURAH24ABK | ADP |  | H,GE30924 | *96VSN0802120A* | 23000 | 16 | 8.5 | 24400 | 22200 | 90.98% | 1.88 | 0 | 9.5 |  |  |  |  | R-410A | 1.9167 | Residential & Commercial | USHP
213258363 | Central HP <5.4 tons | KEEPRITE | HRCU-A-CB (Split System: Heat Pump with Remote Outdoor Unit-Air-Source) | DLCURAH24ABK | ADP |  | H,GG32936 | *96VTN0601714A* | 23600 | 16 | 8.5 | 25200 | 24000 | 95.24% | 2.02 | 0 | 10 |  |  |  |  | R-410A | 1.9667 | Residential & Commercial | USHP | Ducted CEE Tier 1
213258377 | Central HP <5.4 tons | KEEPRITE | HRCU-A-CB (Split System: Heat Pump with Remote Outdoor Unit-Air-Source) | DLCURAH24ABK | ADP |  | H,GG32936 | *96VTN1002120A* | 23400 | 17 | 8.5 | 24400 | 22400 | 91.8% | 1.9 | 0 | 9.5 |  |  |  |  | R-410A | 1.95 | Residential & Commercial | USHP
213258378 | Central HP <5.4 tons | KEEPRITE | HRCU-A-CB (Split System: Heat Pump with Remote Outdoor Unit-Air-Source) | DLCURAH24ABK | ADP |  | H,GE32936 | *96VTN1002120A* | 23400 | 17 | 8.5 | 24400 | 22400 | 91.8% | 1.9 | 0 | 9.5 |  |  |  |  | R-410A | 1.95 | Residential & Commercial | USHP
216440282 | Central HP <5.4 tons | TRANE | HRCU-A-CB (Split System: Heat Pump with Remote Outdoor Unit-Air-Source) | 5TWV0X48A1 |  |  | 5PX*D008AS3 | S9V2C080U5VSB+LRP | 44000 | 20 | 9.7 | 46500 | 33400 | 71.83% | 2.1 | 0 | 12 |  |  |  |  | R-454B | 3.6667 | Residential & Commercial | USHP | Ducted CEE Tier 1
216440314 | Central HP <5.4 tons | TRANE | HRCU-A-CB (Split System: Heat Pump with Remote Outdoor Unit-Air-Source) | 5TWV0X48A1 |  |  | 5PX*DD10AS3 | S9V2D120D5VSB+LRP | 43500 | 20 | 9.7 | 46000 | 32800 | 71.3% | 2.1 | 0 | 12 |  |  |  |  | R-454B | 3.625 | Residential & Commercial | USHP | Ducted CEE Tier 1
214397116 | Central HP <5.4 tons | LUXAIRE | HRCU-A-CB (Split System: Heat Pump with Remote Outdoor Unit-Air-Source) | HH824E2S11 |  |  | CTF30A5ADS1 | TM9E026A08MP12 | 23000 | 17 | 9 | 23000 | 18300 | 79.57% | 2 | 0 | 12 |  |  |  |  | R-454B | 1.9167 | Residential & Commercial | USHP | Ducted CEE Tier 1
214397131 | Central HP <5.4 tons | LUXAIRE | HRCU-A-CB (Split System: Heat Pump with Remote Outdoor Unit-Air-Source) | HH824E2S11 |  |  | CTF30B5ACS1 | TM9Y060B12MP11 | 23000 | 17 | 9.5 | 23000 | 18400 | 80% | 2 | 0 | 11.7 |  |  |  |  | R-454B | 1.9167 | Residential & Commercial | USHP | Ducted CEE Tier 1
213739648 | Central HP <5.4 tons | DAY & NIGHT | HRCU-A-CB (Split System: Heat Pump with Remote Outdoor Unit-Air-Source) | DLCURAH18ABK | ADP |  | FG33936 | *96VTN0601412B* | 17400 | 16 | 8.5 | 16900 | 18800 | 111.2% | 2.3 | 0 | 10.5 |  |  |  |  | R-410A | 1.45 | Residential & Commercial | USHP | Ducted CEE Tier 1
214396630 | Central HP <5.4 tons | LUXAIRE | HRCU-A-CB (Split System: Heat Pump with Remote Outdoor Unit-Air-Source) | HH860E2S11 |  |  | CTM60C5CGS1 | TM8V100C16MP12 | 44000 | 18 | 9 | 44500 | 33600 | 75.51% | 2 | 0 | 11.7 |  |  |  |  | R-454B | 3.6667 | Residential & Commercial | USHP | Ducted CEE Tier 1
214397081 | Central HP <5.4 tons | LUXAIRE | HRCU-A-CB (Split System: Heat Pump with Remote Outdoor Unit-Air-Source) | HH860E2S11 |  |  | CTM60C5CGS1 | TM8E100C16MP11 | 44500 | 18 | 9 | 45500 | 34200 | 75.16% | 2 | 0 | 11 |  |  |  |  | R-454B | 3.7083 | Residential & Commercial | USHP | Ducted CEE Tier 1
214397066 | Central HP <5.4 tons | LUXAIRE | HRCU-A-CB (Split System: Heat Pump with Remote Outdoor Unit-Air-Source) | HH860E2S11 |  |  | CTM60C5CGS1 | TM9E080C16MP12 | 44500 | 18 | 9 | 45500 | 34400 | 75.6% | 2 | 0 | 11 |  |  |  |  | R-454B | 3.7083 | Residential & Commercial | USHP | Ducted CEE Tier 1
214396781 | Central HP <5.4 tons | LUXAIRE | HRCU-A-CB (Split System: Heat Pump with Remote Outdoor Unit-Air-Source) | HH836E2S11 |  |  | CTF48C5CFS1 | TM9Y100C16MP11 | 33200 | 19 | 9 | 31400 | 25400 | 80.89% | 2 | 0 | 11 |  |  |  |  | R-454B | 2.7667 | Residential & Commercial | USHP | Ducted CEE Tier 1
214396967 | Central HP <5.4 tons | LUXAIRE | HRCU-A-CB (Split System: Heat Pump with Remote Outdoor Unit-Air-Source) | HH836E2S11 |  |  | CTF48C5CFS1 | TM8V100C16MP12 | 33400 | 18 | 9 | 31600 | 25400 | 80.38% | 2 | 0 | 11 |  |  |  |  | R-454B | 2.7833 | Residential & Commercial | USHP | Ducted CEE Tier 1
216976521 | Central HP <5.4 tons | BRYANT HEATING AND COOLING SYSTEMS | HRCU-A-CB (Split System: Heat Pump with Remote Outdoor Unit-Air-Source) | 37MURAQ24AA3 | ADP |  | PL36H210P74*+TXV | 83*SB36040M17*** | 23600 | 15.2 | 8.5 | 22400 | 18900 | 84.38% | 1.92 | 0 | 10 |  |  |  |  | R-454B | 1.9667 | Residential & Commercial | USHP | Ducted CEE Tier 1
214279615 | Central HP <5.4 tons | WESTINGHOUSE | HRCU-A-C (Split System: Heat Pump with Remote Outdoor Unit with No Indoor Fan --Air Source) | WHM36SZA21S | ADP |  | M36E36(1,2)+TXV+TD | 0 | 28200 | 15.2 | 9.4 | 28400 | 23800 | 83.8% | 2.08 | 0 | 11 |  |  |  |  | R-410A | 2.35 | Residential & Commercial | USHP | Ducted CEE Tier 1
215223185 | Central HP <5.4 tons | BRYANT HEATING AND COOLING SYSTEMS | HRCU-A-CB (Split System: Heat Pump with Remote Outdoor Unit-Air-Source) | 288BNV037*0**A* | ADP |  | H,PE9J936 | 987MB60060C21*** | 31600 | 17 | 8.1 | 31800 | 24400 | 76.73% | 1.86 | 0 | 11 |  |  |  |  | R-410A | 2.6333 | Residential & Commercial | USHP | Ducted CEE Tier 1
216779088 | Central HP <5.4 tons | BRYANT HEATING AND COOLING SYSTEMS | HRCU-A-CB (Split System: Heat Pump with Remote Outdoor Unit-Air-Source) | 288BNV037*0**A* | ADP |  | H,PG1K*36+TXV | 987MC42080C17*** | 32200 | 17 | 8.1 | 31000 | 24600 | 79.35% | 1.94 | 0 | 11 |  |  |  |  | R-410A | 2.6833 | Residential & Commercial | USHP | Ducted CEE Tier 1
215424219 | Central HP <5.4 tons | LUXAIRE | HRCU-A-CB (Split System: Heat Pump with Remote Outdoor Unit-Air-Source) | HH836E2S11 | ADP |  | H,YE9J*36+TXV-BLEED | TM8V100C16MP12 | 33600 | 18 | 8.5 | 30000 | 25200 | 84% | 2 | 0 | 11 |  |  |  |  | R-454B | 2.8 | Residential & Commercial | USHP | Ducted CEE Tier 1
213362753 | Central HP <5.4 tons | COLEMAN | HRCU-A-CB (Split System: Heat Pump with Remote Outdoor Unit-Air-Source) | HMH72B341 | ADP |  | H,YG81936 | TM9E040A10MP12 | 32200 | 17 | 8.1 | 31800 | 23000 | 72.33% | 1.98 | 0 | 9.5 |  |  |  |  | R-410A | 2.6833 | Residential & Commercial | USHP
215424294 | Central HP <5.4 tons | LUXAIRE | HRCU-A-CB (Split System: Heat Pump with Remote Outdoor Unit-Air-Source) | HH860E2S11 | ADP |  | H,YE48*60+TXV-BLEED | TM9E080C20MP12 | 53500 | 18 | 8.5 | 53000 | 39500 | 74.53% | 2 | 0 | 11 |  |  |  |  | R-454B | 4.4583 | Residential & Commercial | USHP | Ducted CEE Tier 1
215424301 | Central HP <5.4 tons | LUXAIRE | HRCU-A-CB (Split System: Heat Pump with Remote Outdoor Unit-Air-Source) | HH860E2S11 | ADP |  | H,YE36*60+TXV-BLEED | TM9V080C16MP12 | 43000 | 17 | 8.4 | 42000 | 33000 | 78.57% | 1.98 | 0 | 10.5 |  |  |  |  | R-454B | 3.5833 | Residential & Commercial | USHP | Ducted CEE Tier 1
216974783 | Central HP <5.4 tons | BRYANT HEATING AND COOLING SYSTEMS | HRCU-A-CB (Split System: Heat Pump with Remote Outdoor Unit-Air-Source) | 293VAN036**AA* | ADP |  | PL36H175P15*+TXV | 83*CB48060C17*** | 33400 | 20 | 9.5 | 32800 | 25800 | 78.66% | 2.04 | 0 | 11.7 |  |  |  |  | R-454B | 2.7833 | Residential & Commercial | USHP | Ducted CEE Tier 1
214628989 | Central HP <5.4 tons | CARRIER | HRCU-A-CB (Split System: Heat Pump with Remote Outdoor Unit-Air-Source) | 38MURAQ36AB3* | ADP |  | PL36H175P149 | 58S(B,C)*B070M14**12 | 34600 | 16 | 8.1 | 36800 | 34600 | 94.02% | 1.94 | 0 | 9.5 |  |  |  |  | R-410A | 2.8833 | Residential & Commercial | USHP
213738342 | Central HP <5.4 tons | DAY & NIGHT | HRCU-A-CB (Split System: Heat Pump with Remote Outdoor Unit-Air-Source) | DLCURAH30ABK | ADP |  | FG82936 | *80MS(N,L)0701412A* | 29800 | 15.2 | 8.1 | 32400 | 26800 | 82.72% | 1.82 | 0 | 9 |  |  |  |  | R-410A | 2.4833 | Residential & Commercial | USHP
207826613 | Central HP <5.4 tons | AIRQUEST | HRCU-A-CB (Split System: Heat Pump with Remote Outdoor Unit-Air-Source) | DLCSRBH18AAK |  |  | DLFSABH18XBK | 0 | 18000 | 17.6 | 9.6 | 19000 | 17000 | 89.47% | 2 | 12.5 | 11.7 |  |  |  |  | R-410A | 1.5 | Residential & Commercial | USHP | Ducted CEE Tier 1
216487383 | Central HP <5.4 tons | BRYANT HEATING AND COOLING SYSTEMS | HRCU-A-CB (Split System: Heat Pump with Remote Outdoor Unit-Air-Source) | 290VAN024**AA* | ADP |  | CE(P,V)2414G31*+TXV | 987MC66100C21*** | 21800 | 16 | 8.7 | 22000 | 15900 | 72.27% | 1.96 | 0 | 9.5 |  |  |  |  | R-454B | 1.8167 | Residential & Commercial | USHP
213738358 | Central HP <5.4 tons | DAY & NIGHT | HRCU-A-CB (Split System: Heat Pump with Remote Outdoor Unit-Air-Source) | DLCURAH30ABK | ADP |  | FG33936 | *80MSU0401712A* | 29400 | 15.2 | 8.1 | 32400 | 27600 | 85.19% | 1.76 | 0 | 9 |  |  |  |  | R-410A | 2.45 | Residential & Commercial | USHP
213252483 | Central HP <5.4 tons | CARRIER | HRCU-A-CB (Split System: Heat Pump with Remote Outdoor Unit-Air-Source) | 38MURAQ24AB3* | ADP |  | CF251E* | 0 | 23600 | 18 | 8.65 | 24800 | 22600 | 91.13% | 1.86 | 0 | 10 |  |  |  |  | R-410A | 1.9667 | Residential & Commercial | USHP | Ducted CEE Tier 1
214628171 | Central HP <5.4 tons | CARRIER | HRCU-A-CB (Split System: Heat Pump with Remote Outdoor Unit-Air-Source) | 38MURAQ24AB3* | ADP |  | C36A***L129 | 58S(B,C)*B070M14**12 | 23400 | 17 | 9 | 25200 | 26000 | 103.2% | 2.24 | 0 | 10 |  |  |  |  | R-410A | 1.95 | Residential & Commercial | USHP | Ducted CEE Tier 1
214629039 | Central HP <5.4 tons | CARRIER | HRCU-A-CB (Split System: Heat Pump with Remote Outdoor Unit-Air-Source) | 38MURAQ36AB3* | ADP |  | A36VCA+TXV | 58S(B,C)*B070M17**16 | 35000 | 16 | 8.1 | 36800 | 34600 | 94.02% | 1.88 | 0 | 9.5 |  |  |  |  | R-410A | 2.9167 | Residential & Commercial | USHP
214629148 | Central HP <5.4 tons | CARRIER | HRCU-A-CB (Split System: Heat Pump with Remote Outdoor Unit-Air-Source) | 38MURAQ36AB3* | ADP |  | C36A***L159 | 58TP*B045V14**12 | 35000 | 16 | 8.1 | 36800 | 34600 | 94.02% | 1.94 | 0 | 9.5 |  |  |  |  | R-410A | 2.9167 | Residential & Commercial | USHP
211241005 | Central HP <5.4 tons | HEIL | HRCU-A-CB (Split System: Heat Pump with Remote Outdoor Unit-Air-Source) | DLCURAH24ABK |  |  | EA*4X25L17A* | *95ESN0401712A* | 24600 | 15.2 | 8.5 | 25800 | 21200 | 82.17% | 1.76 | 0 | 10 |  |  |  |  | R-410A | 2.05 | Residential & Commercial | USHP | Ducted CEE Tier 1
211241398 | Central HP <5.4 tons | HEIL | HRCU-A-CB (Split System: Heat Pump with Remote Outdoor Unit-Air-Source) | DLCURAH24ABK |  |  | EA*4X30L17A* | *96VSN0601714A* | 23400 | 16.5 | 8.5 | 25800 | 24200 | 93.8% | 2.02 | 0 | 10 |  |  |  |  | R-410A | 1.95 | Residential & Commercial | USHP | Ducted CEE Tier 1
214628278 | Central HP <5.4 tons | CARRIER | HRCU-A-CB (Split System: Heat Pump with Remote Outdoor Unit-Air-Source) | 38MURAQ24AB3* | ADP |  | C36A***L139 | 58TP*B070V14**12 | 23400 | 17 | 9 | 25400 | 25600 | 100.8% | 2.18 | 0 | 10 |  |  |  |  | R-410A | 1.95 | Residential & Commercial | USHP | Ducted CEE Tier 1
214628312 | Central HP <5.4 tons | CARRIER | HRCU-A-CB (Split System: Heat Pump with Remote Outdoor Unit-Air-Source) | 38MURAQ24AB3* | ADP |  | V,C36H175P139 | 58TP*B070V17**16 | 23400 | 17 | 8.5 | 24800 | 23800 | 95.97% | 2.02 | 0 | 10.5 |  |  |  |  | R-410A | 1.95 | Residential & Commercial | USHP | Ducted CEE Tier 1
214628353 | Central HP <5.4 tons | CARRIER | HRCU-A-CB (Split System: Heat Pump with Remote Outdoor Unit-Air-Source) | 38MURAQ24AB3* | ADP |  | PL36H***P449 | 59SC6A040M14**10 | 23600 | 16 | 8.5 | 24600 | 23600 | 95.93% | 1.98 | 0 | 10 |  |  |  |  | R-410A | 1.9667 | Residential & Commercial | USHP | Ducted CEE Tier 1
214628453 | Central HP <5.4 tons | CARRIER | HRCU-A-CB (Split System: Heat Pump with Remote Outdoor Unit-Air-Source) | 38MURAQ24AB3* | ADP |  | A36VCA+TXV | 59SU5B040M17**12 | 23200 | 17 | 8.5 | 24400 | 24000 | 98.36% | 2.02 | 0 | 10 |  |  |  |  | R-410A | 1.9333 | Residential & Commercial | USHP | Ducted CEE Tier 1
214630350 | Central HP <5.4 tons | CARRIER | HRCU-A-CB (Split System: Heat Pump with Remote Outdoor Unit-Air-Source) | 25VNA825A*032* | ADP |  | V,C36H175P159 | 58CU*A040C17**12 | 24000 | 17 | 8.1 | 19400 | 16100 | 82.99% | 2.02 | 0 | 11 |  |  |  |  | R-410A | 2 | Residential & Commercial | USHP | Ducted CEE Tier 1
211241205 | Central HP <5.4 tons | HEIL | HRCU-A-CB (Split System: Heat Pump with Remote Outdoor Unit-Air-Source) | DLCURAH24ABK |  |  | EA*4X25L17A* | *80ESU0601716A | 25600 | 17 | 8.5 | 26000 | 20600 | 79.23% | 1.76 | 0 | 10.5 |  |  |  |  | R-410A | 2.1333 | Residential & Commercial | USHP | Ducted CEE Tier 1
211241807 | Central HP <5.4 tons | HEIL | HRCU-A-CB (Split System: Heat Pump with Remote Outdoor Unit-Air-Source) | DLCURAH24ABK |  |  | EA*4X30L17A* | OMV112K14A | 24000 | 16 | 8.5 | 26400 | 23000 | 87.12% | 1.9 | 0 | 10 |  |  |  |  | R-410A | 2 | Residential & Commercial | USHP | Ducted CEE Tier 1
211242057 | Central HP <5.4 tons | HEIL | HRCU-A-CB (Split System: Heat Pump with Remote Outdoor Unit-Air-Source) | DLCURAH24ABK |  |  | EA*4X36L17A* | *95ESN0261410A* | 23400 | 16.5 | 8.5 | 25600 | 23600 | 92.19% | 1.96 | 0 | 10 |  |  |  |  | R-410A | 1.95 | Residential & Commercial | USHP | Ducted CEE Tier 1
216440378 | Central HP <5.4 tons | TRANE | HRCU-A-CB (Split System: Heat Pump with Remote Outdoor Unit-Air-Source) | 5TWV0X48A1 |  |  | 5TXCD008AS3 | S9V2C080U5VSB+LRP | 44000 | 20 | 9.7 | 46500 | 33400 | 71.83% | 2.1 | 0 | 12 |  |  |  |  | R-454B | 3.6667 | Residential & Commercial | USHP | Ducted CEE Tier 1
216440530 | Central HP <5.4 tons | TRANE | HRCU-A-CB (Split System: Heat Pump with Remote Outdoor Unit-Air-Source) | 5TWV0X60A1 |  |  | 5TXCD008AS3 | S9V2D120U5VSB+LRP | 52000 | 18.6 | 9 | 54000 | 38000 | 70.37% | 2 | 0 | 10.5 |  |  |  |  | R-454B | 4.3333 | Residential & Commercial | USHP | Ducted CEE Tier 1
216487328 | Central HP <5.4 tons | BRYANT HEATING AND COOLING SYSTEMS | HRCU-A-CB (Split System: Heat Pump with Remote Outdoor Unit-Air-Source) | 290VAN024**AA* | ADP |  | CE(P,V)3614G34*+TXV | 88*TB48090C17*** | 23200 | 17 | 9 | 22400 | 16200 | 72.32% | 1.98 | 0 | 10.5 |  |  |  |  | R-454B | 1.9333 | Residential & Commercial | USHP | Ducted CEE Tier 1
216494165 | Central HP <5.4 tons | BRYANT HEATING AND COOLING SYSTEMS | HRCU-A-CB (Split System: Heat Pump with Remote Outdoor Unit-Air-Source) | 293VAN048**AA* | ADP |  | CE(P,V)4824G1K*+TXV | 987MC66120C24*** | 44000 | 20 | 9 | 46500 | 36200 | 77.85% | 1.82 | 0 | 10.5 |  |  |  |  | R-454B | 3.6667 | Residential & Commercial | USHP | Ducted CEE Tier 1
216487345 | Central HP <5.4 tons | BRYANT HEATING AND COOLING SYSTEMS | HRCU-A-CB (Split System: Heat Pump with Remote Outdoor Unit-Air-Source) | 290VAN024**AA* | ADP |  | CE(P,V)2414G31*+TXV | 88*TB60110C21*** | 21800 | 16 | 8.7 | 22000 | 15900 | 72.27% | 1.96 | 0 | 9.5 |  |  |  |  | R-454B | 1.8167 | Residential & Commercial | USHP
216487376 | Central HP <5.4 tons | BRYANT HEATING AND COOLING SYSTEMS | HRCU-A-CB (Split System: Heat Pump with Remote Outdoor Unit-Air-Source) | 290VAN024**AA* | ADP |  | CE(P,V)2414G31*+TXV | 987MC60060C21*** | 21800 | 16 | 8.7 | 22200 | 16000 | 72.07% | 1.96 | 0 | 9.5 |  |  |  |  | R-454B | 1.8167 | Residential & Commercial | USHP
216494148 | Central HP <5.4 tons | BRYANT HEATING AND COOLING SYSTEMS | HRCU-A-CB (Split System: Heat Pump with Remote Outdoor Unit-Air-Source) | 293VAN036**AA* | ADP |  | CE(P,V)3621G34*+TXV | 987MC42080C17*** | 32400 | 19 | 9.5 | 33800 | 26800 | 79.29% | 2 | 0 | 11 |  |  |  |  | R-454B | 2.7 | Residential & Commercial | USHP | Ducted CEE Tier 1
216439314 | Central HP <5.4 tons | TRANE | HRCU-A-CB (Split System: Heat Pump with Remote Outdoor Unit-Air-Source) | 5TWV0X24A1 |  |  | 5TEMCB02AV21+TDR | 0 | 22000 | 20 | 9 | 23200 | 17000 | 73.28% | 2.09 | 0 | 11.7 |  |  |  |  | R-454B | 1.8333 | Residential & Commercial | USHP | Ducted CEE Tier 1
216439980 | Central HP <5.4 tons | TRANE | HRCU-A-CB (Split System: Heat Pump with Remote Outdoor Unit-Air-Source) | 5TWV0X24A1 |  |  | 5TXCB003AS3 | S9V2B060U3VSB+LRP | 20400 | 18.8 | 9.4 | 23800 | 17600 | 73.95% | 2.1 | 0 | 11.7 |  |  |  |  | R-454B | 1.7 | Residential & Commercial | USHP | Ducted CEE Tier 1
214397168 | Central HP <5.4 tons | LUXAIRE | HRCU-A-CB (Split System: Heat Pump with Remote Outdoor Unit-Air-Source) | HH860E2S11 |  |  | CTF60D5CHS1+JMC20D2SN1 | 0 | 53000 | 19 | 8.5 | 53000 | 38000 | 71.7% | 2 | 0 | 12 |  |  |  |  | R-454B | 4.4167 | Residential & Commercial | USHP | Ducted CEE Tier 1
214397200 | Central HP <5.4 tons | LUXAIRE | HRCU-A-CB (Split System: Heat Pump with Remote Outdoor Unit-Air-Source) | HH860E2S11 |  |  | JHE60D5CH2SS1 | 0 | 53500 | 19 | 8.5 | 53500 | 38500 | 71.96% | 2 | 0 | 12 |  |  |  |  | R-454B | 4.4583 | Residential & Commercial | USHP | Ducted CEE Tier 1
214396313 | Central HP <5.4 tons | LUXAIRE | HRCU-A-CB (Split System: Heat Pump with Remote Outdoor Unit-Air-Source) | HH860E2S11 |  |  | CTM60D5CHS1 | TM9Y120D20MP11 | 53500 | 19 | 8.5 | 54500 | 39500 | 72.48% | 2 | 0 | 11 |  |  |  |  | R-454B | 4.4583 | Residential & Commercial | USHP | Ducted CEE Tier 1
214720170 | Central HP <5.4 tons | LUXAIRE | HRCU-A-CB (Split System: Heat Pump with Remote Outdoor Unit-Air-Source) | HH860E2S11 |  |  | CTU60C5XGS1+TXV | TM9Y100C20MP11 | 44500 | 17 | 9 | 46000 | 34000 | 73.91% | 2 | 0 | 11 |  |  |  |  | R-454B | 3.7083 | Residential & Commercial | USHP | Ducted CEE Tier 1
214397001 | Central HP <5.4 tons | LUXAIRE | HRCU-A-CB (Split System: Heat Pump with Remote Outdoor Unit-Air-Source) | HH836E2S11 |  |  | CTM48C5CFS1 | TM9E080C20MP12 | 34400 | 17 | 8.5 | 32400 | 25800 | 79.63% | 2 | 0 | 11 |  |  |  |  | R-454B | 2.8667 | Residential & Commercial | USHP | Ducted CEE Tier 1
213738554 | Central HP <5.4 tons | DAY & NIGHT | HRCU-A-CB (Split System: Heat Pump with Remote Outdoor Unit-Air-Source) | DLCURAH36ABK | ADP |  | FG82936 | *95MSU0401712A* | 35800 | 15.2 | 8.1 | 36800 | 34800 | 94.57% | 2 | 0 | 10 |  |  |  |  | R-410A | 2.9833 | Residential & Commercial | USHP | Ducted CEE Tier 1
211242534 | Central HP <5.4 tons | HEIL | HRCU-A-CB (Split System: Heat Pump with Remote Outdoor Unit-Air-Source) | DLCURAH24ABK |  |  | EA*4X36L21A* | *96VTN1002120A* | 24000 | 17 | 8.5 | 26000 | 22800 | 87.69% | 1.9 | 0 | 10 |  |  |  |  | R-410A | 2 | Residential & Commercial | USHP | Ducted CEE Tier 1
211242602 | Central HP <5.4 tons | HEIL | HRCU-A-CB (Split System: Heat Pump with Remote Outdoor Unit-Air-Source) | DLCURAH24ABK |  |  | EA*4X36L21A* | *80ES(N,L)0902120A* | 24800 | 17 | 8.5 | 26600 | 22000 | 82.71% | 1.82 | 0 | 10 |  |  |  |  | R-410A | 2.0667 | Residential & Commercial | USHP | Ducted CEE Tier 1
211242418 | Central HP <5.4 tons | HEIL | HRCU-A-CB (Split System: Heat Pump with Remote Outdoor Unit-Air-Source) | DLCURAH24ABK |  |  | EA*4X36L21A* | *80VSL0902120A* | 24200 | 17 | 8.5 | 26000 | 22800 | 87.69% | 1.88 | 0 | 10 |  |  |  |  | R-410A | 2.0167 | Residential & Commercial | USHP | Ducted CEE Tier 1
211243034 | Central HP <5.4 tons | HEIL | HRCU-A-CB (Split System: Heat Pump with Remote Outdoor Unit-Air-Source) | DLCURAH24ABK |  |  | EA*4X37L17A* | *80ES(N,L)0451712A* | 24600 | 16.5 | 8.5 | 25600 | 21600 | 84.38% | 1.8 | 0 | 10 |  |  |  |  | R-410A | 2.05 | Residential & Commercial | USHP | Ducted CEE Tier 1
211243159 | Central HP <5.4 tons | HEIL | HRCU-A-CB (Split System: Heat Pump with Remote Outdoor Unit-Air-Source) | DLCURAH24ABK |  |  | EA*4X37L17A* | *80ESU0601716A | 25400 | 16.5 | 8.5 | 26200 | 21000 | 80.15% | 1.76 | 0 | 10.5 |  |  |  |  | R-410A | 2.1167 | Residential & Commercial | USHP | Ducted CEE Tier 1
211243636 | Central HP <5.4 tons | HEIL | HRCU-A-CB (Split System: Heat Pump with Remote Outdoor Unit-Air-Source) | DLCURAH24ABK |  |  | EA*4X37L21A* | *92ESN0401712A* | 24400 | 16 | 8.1 | 25400 | 21200 | 83.46% | 1.78 | 0 | 10 |  |  |  |  | R-410A | 2.0333 | Residential & Commercial | USHP | Ducted CEE Tier 1
211244140 | Central HP <5.4 tons | HEIL | HRCU-A-CB (Split System: Heat Pump with Remote Outdoor Unit-Air-Source) | DLCURAH24ABK |  |  | EN(A,D)4X24L17** | *80ES(N,L)0901714A* | 24000 | 16 | 8.5 | 27000 | 23000 | 85.19% | 1.9 | 0 | 10 |  |  |  |  | R-410A | 2 | Residential & Commercial | USHP | Ducted CEE Tier 1
216494115 | Central HP <5.4 tons | BRYANT HEATING AND COOLING SYSTEMS | HRCU-A-CB (Split System: Heat Pump with Remote Outdoor Unit-Air-Source) | 290VAN036**AA* | ADP |  | CE(P,V)3621G34*+TXV | 88*TB48090C17*** | 33200 | 18 | 9 | 34200 | 25200 | 73.68% | 1.86 | 0 | 10 |  |  |  |  | R-454B | 2.7667 | Residential & Commercial | USHP | Ducted CEE Tier 1
216487412 | Central HP <5.4 tons | BRYANT HEATING AND COOLING SYSTEMS | HRCU-A-CB (Split System: Heat Pump with Remote Outdoor Unit-Air-Source) | 290VAN036**AA* | ADP |  | CE(P,V)3614G34*+TXV | 88*TB60090C21*** | 33200 | 18 | 9 | 34200 | 25200 | 73.68% | 1.86 | 0 | 10 |  |  |  |  | R-454B | 2.7667 | Residential & Commercial | USHP | Ducted CEE Tier 1
216487696 | Central HP <5.4 tons | BRYANT HEATING AND COOLING SYSTEMS | HRCU-A-CB (Split System: Heat Pump with Remote Outdoor Unit-Air-Source) | 293VAN048**AA* | ADP |  | CE(P,V)4817G1K*+TXV | 987MC42080C17*** | 42500 | 20 | 9.5 | 47000 | 36200 | 77.02% | 2 | 0 | 10.5 |  |  |  |  | R-454B | 3.5417 | Residential & Commercial | USHP | Ducted CEE Tier 1
216487711 | Central HP <5.4 tons | BRYANT HEATING AND COOLING SYSTEMS | HRCU-A-CB (Split System: Heat Pump with Remote Outdoor Unit-Air-Source) | 293VAN048**AA* | ADP |  | CE(P,V)6024G48*+TXV | 987MC60080C21*** | 44000 | 21 | 9.5 | 46500 | 36600 | 78.71% | 2 | 0 | 10.5 |  |  |  |  | R-454B | 3.6667 | Residential & Commercial | USHP | Ducted CEE Tier 1
211391446 | Central HP <5.4 tons | FRASER-JOHNSTON | HRCU-A-CB (Split System: Heat Pump with Remote Outdoor Unit-Air-Source) | HMH72B341 |  |  | XAHC36DBCN1 | TMLE100C16MP11 | 33600 | 17.5 | 8.1 | 33000 | 23200 | 70.3% | 2.04 | 0 | 10 |  |  |  |  | R-410A | 2.8 | Residential & Commercial | USHP | Ducted CEE Tier 1
211391765 | Central HP <5.4 tons | FRASER-JOHNSTON | HRCU-A-CB (Split System: Heat Pump with Remote Outdoor Unit-Air-Source) | HMH72B341 |  |  | XAFC36DBCN1 | TM8E100B12MP11 | 34000 | 18 | 8.1 | 33800 | 23800 | 70.41% | 2.06 | 0 | 10 |  |  |  |  | R-410A | 2.8333 | Residential & Commercial | USHP | Ducted CEE Tier 1
211392833 | Central HP <5.4 tons | FRASER-JOHNSTON | HRCU-A-CB (Split System: Heat Pump with Remote Outdoor Unit-Air-Source) | HMH72B341 |  |  | XAFB36DXXN1+TXV | TM8E040A12MP11 | 34000 | 18 | 8.1 | 33600 | 23800 | 70.83% | 2.06 | 0 | 10 |  |  |  |  | R-410A | 2.8333 | Residential & Commercial | USHP | Ducted CEE Tier 1
215931937 | Central HP <5.4 tons | AIRQUEST | HRCU-A-CB (Split System: Heat Pump with Remote Outdoor Unit-Air-Source) | H5H3V36*K*AAA* |  |  | EA*5X24M17A*+WALLCON | *97CMN0601714B* | 31400 | 18.5 | 9.5 | 35000 | 27000 | 77.14% | 1.98 | 0 | 10 |  |  |  |  | R-454B | 2.6167 | Residential & Commercial | USHP | Ducted CEE Tier 1
211712692 | Central HP <5.4 tons | HEIL | HRCU-A-CB (Split System: Heat Pump with Remote Outdoor Unit-Air-Source) | DLCURAH30ABK |  |  | EA*4X42L24A* | *80VSL1102422A* | 30000 | 15.2 | 8.1 | 33800 | 27200 | 80.47% | 1.8 | 0 | 9 |  |  |  |  | R-410A | 2.5 | Residential & Commercial | USHP
216440364 | Central HP <5.4 tons | TRANE | HRCU-A-CB (Split System: Heat Pump with Remote Outdoor Unit-Air-Source) | 5TWV0X48A1 |  |  | 5TXCC009AS3 | S9V2C080U5PSC+LRP | 44500 | 20 | 9.7 | 46000 | 33000 | 71.74% | 2.1 | 0 | 12 |  |  |  |  | R-454B | 3.7083 | Residential & Commercial | USHP | Ducted CEE Tier 1
211392848 | Central HP <5.4 tons | FRASER-JOHNSTON | HRCU-A-CB (Split System: Heat Pump with Remote Outdoor Unit-Air-Source) | HMH72B341 |  |  | XAFB36DXXN1+TXV | TMLE040A12MP11 | 34000 | 18 | 8.1 | 33600 | 23800 | 70.83% | 2.06 | 0 | 10 |  |  |  |  | R-410A | 2.8333 | Residential & Commercial | USHP | Ducted CEE Tier 1
211389567 | Central HP <5.4 tons | FRASER-JOHNSTON | HRCU-A-CB (Split System: Heat Pump with Remote Outdoor Unit-Air-Source) | HMH72B341 |  |  | XAFC36DBCN1 | TM8Y080C16MP11 | 34000 | 18.5 | 8.5 | 34000 | 24000 | 70.59% | 2.1 | 0 | 10 |  |  |  |  | R-410A | 2.8333 | Residential & Commercial | USHP | Ducted CEE Tier 1
211388765 | Central HP <5.4 tons | FRASER-JOHNSTON | HRCU-A-CB (Split System: Heat Pump with Remote Outdoor Unit-Air-Source) | HMH72B341 |  |  | XAHC36DBCN1 | TM9E080B12MP12 | 33400 | 17 | 8.1 | 33200 | 23400 | 70.48% | 2.02 | 0 | 9.5 |  |  |  |  | R-410A | 2.7833 | Residential & Commercial | USHP
211389196 | Central HP <5.4 tons | FRASER-JOHNSTON | HRCU-A-CB (Split System: Heat Pump with Remote Outdoor Unit-Air-Source) | HMH72B341 |  |  | XAFB36DBCN1 | TM9E060A10MP12 | 33600 | 17.5 | 8.1 | 33800 | 23800 | 70.41% | 2.02 | 0 | 9.5 |  |  |  |  | R-410A | 2.8 | Residential & Commercial | USHP
214627055 | Central HP <5.4 tons | CARRIER | HRCU-A-CB (Split System: Heat Pump with Remote Outdoor Unit-Air-Source) | 25VNA436A*031* | ADP |  | V,C36H175P459 | 59CU5A060C17**16 | 33600 | 19 | 9 | 33800 | 25800 | 76.33% | 2.02 | 0 | 12 |  |  |  |  | R-410A | 2.8 | Residential & Commercial | USHP | Ducted CEE Tier 1
211390586 | Central HP <5.4 tons | FRASER-JOHNSTON | HRCU-A-CB (Split System: Heat Pump with Remote Outdoor Unit-Air-Source) | HMH72B341 |  |  | XAHB30CXXN1+TXV | TPLC080B12MP13 | 31600 | 16.5 | 8.1 | 32800 | 23000 | 70.12% | 1.96 | 0 | 9 |  |  |  |  | R-410A | 2.6333 | Residential & Commercial | USHP
211390669 | Central HP <5.4 tons | FRASER-JOHNSTON | HRCU-A-CB (Split System: Heat Pump with Remote Outdoor Unit-Air-Source) | HMH72B341 |  |  | XAFC30CXXN1+TXV | TM8V080B12MP12 | 32400 | 17 | 8.1 | 34000 | 23800 | 70% | 2 | 0 | 9.5 |  |  |  |  | R-410A | 2.7 | Residential & Commercial | USHP
211391104 | Central HP <5.4 tons | FRASER-JOHNSTON | HRCU-A-CB (Split System: Heat Pump with Remote Outdoor Unit-Air-Source) | HMH72B341 |  |  | XAFB36DBCN1 | TPLC060A12MP13 | 34000 | 17.5 | 8.1 | 34000 | 24200 | 71.18% | 2.06 | 0 | 9.5 |  |  |  |  | R-410A | 2.8333 | Residential & Commercial | USHP
216487961 | Central HP <5.4 tons | BRYANT HEATING AND COOLING SYSTEMS | HRCU-A-CB (Split System: Heat Pump with Remote Outdoor Unit-Air-Source) | 293VAN048**AA* | ADP |  | CE(P,V)4817G1K*+TXV | 986TD60080C21*** | 43500 | 21 | 9.5 | 46500 | 36200 | 77.85% | 2 | 0 | 10.5 |  |  |  |  | R-454B | 3.625 | Residential & Commercial | USHP | Ducted CEE Tier 1
216487963 | Central HP <5.4 tons | BRYANT HEATING AND COOLING SYSTEMS | HRCU-A-CB (Split System: Heat Pump with Remote Outdoor Unit-Air-Source) | 293VAN048**AA* | ADP |  | CE(P,V)4821G1K*+TXV | 986TD60080C21*** | 43500 | 21 | 9.5 | 46500 | 36200 | 77.85% | 2 | 0 | 10.5 |  |  |  |  | R-454B | 3.625 | Residential & Commercial | USHP | Ducted CEE Tier 1
206788732 | Central HP <5.4 tons | CARRIER | HRCU-A-CB (Split System: Heat Pump with Remote Outdoor Unit-Air-Source) | 25VNA436A*031* |  |  | CNPV*6024AL*+UI | 59TN6B120C24**22 | 34400 | 20.5 | 9 | 34800 | 25400 | 72.99% | 2.02 | 13 | 12.5 |  |  |  |  | R-410A | 2.8667 | Residential & Commercial | USHP | Ducted CEE Tier 1
206788798 | Central HP <5.4 tons | CARRIER | HRCU-A-CB (Split System: Heat Pump with Remote Outdoor Unit-Air-Source) | 25VNA436A*031* |  |  | CSPH*6012AL*+UI | 59MN7B120C24**22 | 34400 | 18.5 | 9 | 34600 | 25400 | 73.41% | 2.04 | 12.5 | 12 |  |  |  |  | R-410A | 2.8667 | Residential & Commercial | USHP | Ducted CEE Tier 1
211393082 | Central HP <5.4 tons | FRASER-JOHNSTON | HRCU-A-CB (Split System: Heat Pump with Remote Outdoor Unit-Air-Source) | HMH72B341 |  |  | XAHC30CXXN1+TXV | TL9E080C16UH11 | 32400 | 17 | 8.1 | 33000 | 23200 | 70.3% | 2 | 0 | 9.5 |  |  |  |  | R-410A | 2.7 | Residential & Commercial | USHP
216440484 | Central HP <5.4 tons | TRANE | HRCU-A-CB (Split System: Heat Pump with Remote Outdoor Unit-Air-Source) | 5TWV0X60A1 |  |  | 5PX*DD10AS3+P0V0D000M50SD+LRP | 0 | 52000 | 18.6 | 9 | 53500 | 37600 | 70.28% | 2 | 0 | 10.5 |  |  |  |  | R-454B | 4.3333 | Residential & Commercial | USHP | Ducted CEE Tier 1
214397282 | Central HP <5.4 tons | LUXAIRE | HRCU-A-CB (Split System: Heat Pump with Remote Outdoor Unit-Air-Source) | HH836E2S11 |  |  | CTM36C5CDS1 | TL8E100C20UH11 | 33600 | 17 | 8.5 | 31000 | 25400 | 81.94% | 2 | 0 | 11.7 |  |  |  |  | R-454B | 2.8 | Residential & Commercial | USHP | Ducted CEE Tier 1
214396397 | Central HP <5.4 tons | LUXAIRE | HRCU-A-CB (Split System: Heat Pump with Remote Outdoor Unit-Air-Source) | HH836E2S11 |  |  | CTF36C5CDS1+JMC17C2SN1 | 0 | 34400 | 19 | 9 | 31600 | 25400 | 80.38% | 2 | 0 | 11.7 |  |  |  |  | R-454B | 2.8667 | Residential & Commercial | USHP | Ducted CEE Tier 1
214720017 | Central HP <5.4 tons | LUXAIRE | HRCU-A-CB (Split System: Heat Pump with Remote Outdoor Unit-Air-Source) | HH836E2S11 |  |  | CTU48C5XFS1+TXV | Z8ES120C20SMPS1 | 34200 | 19 | 9 | 32000 | 25400 | 79.38% | 2 | 0 | 11 |  |  |  |  | R-454B | 2.85 | Residential & Commercial | USHP | Ducted CEE Tier 1
214630371 | Central HP <5.4 tons | CARRIER | HRCU-A-CB (Split System: Heat Pump with Remote Outdoor Unit-Air-Source) | 25VNA825A*032* | ADP |  | C36A***L159 | 58CU*A060C17**16 | 23600 | 17 | 8.1 | 19400 | 16200 | 83.51% | 2.02 | 0 | 10.5 |  |  |  |  | R-410A | 1.9667 | Residential & Commercial | USHP | Ducted CEE Tier 1
214630390 | Central HP <5.4 tons | CARRIER | HRCU-A-CB (Split System: Heat Pump with Remote Outdoor Unit-Air-Source) | 25VNA825A*032* | ADP |  | V,C36H175P159 | 59CU5B060C17**16 | 23600 | 16 | 8.1 | 19800 | 16300 | 82.32% | 1.96 | 0 | 11 |  |  |  |  | R-410A | 1.9667 | Residential & Commercial | USHP | Ducted CEE Tier 1
211240601 | Central HP <5.4 tons | HEIL | HRCU-A-CB (Split System: Heat Pump with Remote Outdoor Unit-Air-Source) | DLCURAH24ABK |  |  | EA*4X24L17A* | *96VTN0601412A* | 23200 | 16.5 | 8.5 | 26400 | 25600 | 96.97% | 2.14 | 0 | 10 |  |  |  |  | R-410A | 1.9333 | Residential & Commercial | USHP | Ducted CEE Tier 1
214630421 | Central HP <5.4 tons | CARRIER | HRCU-A-CB (Split System: Heat Pump with Remote Outdoor Unit-Air-Source) | 25VNA825A*032* | ADP |  | V,C36H175P159 | 59TN6B060C17**14 | 23800 | 16 | 8.1 | 19400 | 16200 | 83.51% | 2 | 0 | 11 |  |  |  |  | R-410A | 1.9833 | Residential & Commercial | USHP | Ducted CEE Tier 1
214630439 | Central HP <5.4 tons | CARRIER | HRCU-A-CB (Split System: Heat Pump with Remote Outdoor Unit-Air-Source) | 25VNA825A*032* | ADP |  | PL36H175P159 | 59TN6C060C17**14 | 23600 | 16 | 8.1 | 19800 | 16300 | 82.32% | 1.98 | 0 | 11 |  |  |  |  | R-410A | 1.9667 | Residential & Commercial | USHP | Ducted CEE Tier 1
214628166 | Central HP <5.4 tons | CARRIER | HRCU-A-CB (Split System: Heat Pump with Remote Outdoor Unit-Air-Source) | 38MURAQ24AB3* | ADP |  | V,C36H***P429 | 58S(B,C)*B070M14**12 | 23400 | 17 | 9 | 25200 | 26000 | 103.2% | 2.24 | 0 | 10 |  |  |  |  | R-410A | 1.95 | Residential & Commercial | USHP | Ducted CEE Tier 1
214628168 | Central HP <5.4 tons | CARRIER | HRCU-A-CB (Split System: Heat Pump with Remote Outdoor Unit-Air-Source) | 38MURAQ24AB3* | ADP |  | A24VBA+TXV | 58S(B,C)*B070M14**12 | 23400 | 17 | 9 | 25200 | 26000 | 103.2% | 2.24 | 0 | 10 |  |  |  |  | R-410A | 1.95 | Residential & Commercial | USHP | Ducted CEE Tier 1
214628201 | Central HP <5.4 tons | CARRIER | HRCU-A-CB (Split System: Heat Pump with Remote Outdoor Unit-Air-Source) | 38MURAQ24AB3* | ADP |  | A36VCA+TXV | 58S(B,C)*B070M17**16 | 23600 | 17 | 8.5 | 24800 | 24000 | 96.77% | 2.02 | 0 | 10.5 |  |  |  |  | R-410A | 1.9667 | Residential & Commercial | USHP | Ducted CEE Tier 1
214628231 | Central HP <5.4 tons | CARRIER | HRCU-A-CB (Split System: Heat Pump with Remote Outdoor Unit-Air-Source) | 38MURAQ24AB3* | ADP |  | PL36H210P749 | 58S(B,C)*B070M21**16 | 23800 | 17 | 8.5 | 24800 | 23600 | 95.16% | 2 | 0 | 10.5 |  |  |  |  | R-410A | 1.9833 | Residential & Commercial | USHP | Ducted CEE Tier 1
214628234 | Central HP <5.4 tons | CARRIER | HRCU-A-CB (Split System: Heat Pump with Remote Outdoor Unit-Air-Source) | 38MURAQ24AB3* | ADP |  | C36A***L159 | 58S(B,C)*B070M21**16 | 23800 | 17 | 8.5 | 24800 | 23600 | 95.16% | 2 | 0 | 10.5 |  |  |  |  | R-410A | 1.9833 | Residential & Commercial | USHP | Ducted CEE Tier 1
214628349 | Central HP <5.4 tons | CARRIER | HRCU-A-CB (Split System: Heat Pump with Remote Outdoor Unit-Air-Source) | 38MURAQ24AB3* | ADP |  | PL36H175P159 | 59SC6A040M14**10 | 23600 | 16 | 8.5 | 24600 | 23600 | 95.93% | 1.98 | 0 | 10 |  |  |  |  | R-410A | 1.9667 | Residential & Commercial | USHP | Ducted CEE Tier 1
211240232 | Central HP <5.4 tons | HEIL | HRCU-A-CB (Split System: Heat Pump with Remote Outdoor Unit-Air-Source) | DLCURAH24ABK |  |  | EA*4X24L14A* | *80VSL0451412A* | 24000 | 16 | 8.5 | 27000 | 23800 | 88.15% | 1.96 | 0 | 10 |  |  |  |  | R-410A | 2 | Residential & Commercial | USHP | Ducted CEE Tier 1
211241335 | Central HP <5.4 tons | HEIL | HRCU-A-CB (Split System: Heat Pump with Remote Outdoor Unit-Air-Source) | DLCURAH24ABK |  |  | EA*4X30L14A* | *80ES(N,L)0451412A* | 24400 | 16 | 8.5 | 26600 | 22600 | 84.96% | 1.86 | 0 | 10 |  |  |  |  | R-410A | 2.0333 | Residential & Commercial | USHP | Ducted CEE Tier 1
211241369 | Central HP <5.4 tons | HEIL | HRCU-A-CB (Split System: Heat Pump with Remote Outdoor Unit-Air-Source) | DLCURAH24ABK |  |  | EA*4X30L14A* | *80ES(N,L)0701412A* | 24200 | 16.5 | 8.5 | 26400 | 23000 | 87.12% | 1.9 | 0 | 10 |  |  |  |  | R-410A | 2.0167 | Residential & Commercial | USHP | Ducted CEE Tier 1
211241434 | Central HP <5.4 tons | HEIL | HRCU-A-CB (Split System: Heat Pump with Remote Outdoor Unit-Air-Source) | DLCURAH24ABK |  |  | EA*4X30L17A* | *96VSN0801716A* | 24200 | 16.5 | 8.5 | 26400 | 23000 | 87.12% | 1.9 | 0 | 10 |  |  |  |  | R-410A | 2.0167 | Residential & Commercial | USHP | Ducted CEE Tier 1
211241834 | Central HP <5.4 tons | HEIL | HRCU-A-CB (Split System: Heat Pump with Remote Outdoor Unit-Air-Source) | DLCURAH24ABK |  |  | EA*4X36L17A* | *96VSN0601714A* | 23400 | 16.5 | 8.5 | 25600 | 23600 | 92.19% | 1.96 | 0 | 10 |  |  |  |  | R-410A | 1.95 | Residential & Commercial | USHP | Ducted CEE Tier 1
211242288 | Central HP <5.4 tons | HEIL | HRCU-A-CB (Split System: Heat Pump with Remote Outdoor Unit-Air-Source) | DLCURAH24ABK |  |  | EA*4X36L21A* | *96VSN0802120A* | 24200 | 17 | 8.5 | 26000 | 22600 | 86.92% | 1.88 | 0 | 10 |  |  |  |  | R-410A | 2.0167 | Residential & Commercial | USHP | Ducted CEE Tier 1
211242472 | Central HP <5.4 tons | HEIL | HRCU-A-CB (Split System: Heat Pump with Remote Outdoor Unit-Air-Source) | DLCURAH24ABK |  |  | EA*4X36L21A* | *95ESN0802120A* | 24800 | 16.5 | 8.5 | 26600 | 22000 | 82.71% | 1.82 | 0 | 10 |  |  |  |  | R-410A | 2.0667 | Residential & Commercial | USHP | Ducted CEE Tier 1
211243290 | Central HP <5.4 tons | HEIL | HRCU-A-CB (Split System: Heat Pump with Remote Outdoor Unit-Air-Source) | DLCURAH24ABK |  |  | EA*4X37L21A* | *96VTN1002122A* | 24200 | 17 | 8.1 | 25000 | 21400 | 85.6% | 1.8 | 0 | 10 |  |  |  |  | R-410A | 2.0167 | Residential & Commercial | USHP | Ducted CEE Tier 1
216440322 | Central HP <5.4 tons | TRANE | HRCU-A-CB (Split System: Heat Pump with Remote Outdoor Unit-Air-Source) | 5TWV0X48A1 |  |  | 5PX*DD10AS3+P0V0C000M50SD+LRP | 0 | 44000 | 20 | 9.7 | 46000 | 32800 | 71.3% | 2.1 | 0 | 12 |  |  |  |  | R-454B | 3.6667 | Residential & Commercial | USHP | Ducted CEE Tier 1
216440374 | Central HP <5.4 tons | TRANE | HRCU-A-CB (Split System: Heat Pump with Remote Outdoor Unit-Air-Source) | 5TWV0X48A1 |  |  | 5TXCD008AS3+P0V0C000M50SD+LRP | 0 | 44000 | 20 | 9.7 | 46500 | 33200 | 71.4% | 2.1 | 0 | 12 |  |  |  |  | R-454B | 3.6667 | Residential & Commercial | USHP | Ducted CEE Tier 1
213366551 | Central HP <5.4 tons | COLEMAN | HRCU-A-CB (Split System: Heat Pump with Remote Outdoor Unit-Air-Source) | HMH72B341 | ADP |  | H,YG7J936 | Z8ES040A12SMPS1 | 31800 | 17 | 8.1 | 30600 | 22200 | 72.55% | 2 | 0 | 10 |  |  |  |  | R-410A | 2.65 | Residential & Commercial | USHP | Ducted CEE Tier 1
210470374 | Central HP <5.4 tons | CARRIER | HRCU-A-CB (Split System: Heat Pump with Remote Outdoor Unit-Air-Source) | 25VNA837A*031* |  |  | CAP**6121AL*+UI | 59CU5A080C21**20 | 33200 | 18 | 8.5 | 32000 | 24800 | 77.5% | 2 | 0 | 11.5 |  |  |  |  | R-410A | 2.7667 | Residential & Commercial | USHP | Ducted CEE Tier 1
216683384 | Central HP <5.4 tons | AIRQUEST | HRCU-A-CB (Split System: Heat Pump with Remote Outdoor Unit-Air-Source) | DLCURAH24ABK |  |  | EHD4X24AAL | *97VTN1202422A* | 23800 | 16 | 9 | 26400 | 23400 | 88.64% | 1.8 | 0 | 10 |  |  |  |  | R-410A | 1.9833 | Residential & Commercial | USHP | Ducted CEE Tier 1
211386838 | Central HP <5.4 tons | FRASER-JOHNSTON | HRCU-A-CB (Split System: Heat Pump with Remote Outdoor Unit-Air-Source) | HMH72B341 |  |  | XAFC36DXXN1+TXV | TM9Y080C16MP11 | 34000 | 18.5 | 8.1 | 34000 | 24400 | 71.76% | 2.08 | 0 | 9.5 |  |  |  |  | R-410A | 2.8333 | Residential & Commercial | USHP
216784171 | Central HP <5.4 tons | LUXAIRE | HRCU-A-CB (Split System: Heat Pump with Remote Outdoor Unit-Air-Source) | HH836E2S11 |  |  | CTU48C5XFS1+TXV | Z8ES120C16LMPS1 | 34000 | 19 | 9 | 31600 | 25200 | 79.75% | 2 | 0 | 11.7 |  |  |  |  | R-454B | 2.8333 | Residential & Commercial | USHP | Ducted CEE Tier 1
214421522 | Central HP <5.4 tons | LUXAIRE | HRCU-A-CB (Split System: Heat Pump with Remote Outdoor Unit-Air-Source) | HH836E2S11 |  |  | CTM48C5CFS1+JMET12CS2N1 | 0 | 33800 | 19 | 9 | 31600 | 25200 | 79.75% | 2 | 0 | 11.7 |  |  |  |  | R-454B | 2.8167 | Residential & Commercial | USHP | Ducted CEE Tier 1
214627560 | Central HP <5.4 tons | CARRIER | HRCU-A-CB (Split System: Heat Pump with Remote Outdoor Unit-Air-Source) | 38MURAQ18AB3* | ADP |  | C36A***L159 | 58S(B,C)*B070M17**12 | 17400 | 16 | 8.5 | 16800 | 18800 | 111.9% | 2.32 | 0 | 11 |  |  |  |  | R-410A | 1.45 | Residential & Commercial | USHP | Ducted CEE Tier 1
214627576 | Central HP <5.4 tons | CARRIER | HRCU-A-CB (Split System: Heat Pump with Remote Outdoor Unit-Air-Source) | 38MURAQ18AB3* | ADP |  | C36A***L139 | 58TP*B070V14**12 | 17500 | 16 | 8.5 | 16900 | 18700 | 110.7% | 2.3 | 0 | 11 |  |  |  |  | R-410A | 1.4583 | Residential & Commercial | USHP | Ducted CEE Tier 1
214627662 | Central HP <5.4 tons | CARRIER | HRCU-A-CB (Split System: Heat Pump with Remote Outdoor Unit-Air-Source) | 38MURAQ18AB3* | ADP |  | V,C36H***P429 | 59SC6A040M14**10 | 17300 | 16 | 8.5 | 16900 | 19100 | 113% | 2.34 | 0 | 10.5 |  |  |  |  | R-410A | 1.4417 | Residential & Commercial | USHP | Ducted CEE Tier 1
214627721 | Central HP <5.4 tons | CARRIER | HRCU-A-CB (Split System: Heat Pump with Remote Outdoor Unit-Air-Source) | 38MURAQ18AB3* | ADP |  | V,C36H***P429 | 59SC6A060M14**12 | 17400 | 16 | 8.5 | 17000 | 19400 | 114.1% | 2.38 | 0 | 10.5 |  |  |  |  | R-410A | 1.45 | Residential & Commercial | USHP | Ducted CEE Tier 1
216763889 | Central HP <5.4 tons | TRANE | HRCU-A-C (Split System: Heat Pump with Remote Outdoor Unit with No Indoor Fan --Air Source) | 5TWR7036A1 |  |  | 5TXCC007AS3 | 0 | 33200 | 16 | 8.7 | 33000 | 24600 | 74.55% | 2.1 | 0 | 11.5 |  |  |  |  | R-454B | 2.7667 | Residential & Commercial | USHP | Ducted CEE Tier 1
213286702 | Central HP <5.4 tons | DAY & NIGHT | HRCU-A-CB (Split System: Heat Pump with Remote Outdoor Unit-Air-Source) | DLCURAH24ABK | ADP |  | CE3005A+TXV | 0 | 23600 | 17 | 9 | 25600 | 25200 | 98.44% | 2.14 | 0 | 10 |  |  |  |  | R-410A | 1.9667 | Residential & Commercial | USHP | Ducted CEE Tier 1
216682349 | Central HP <5.4 tons | AIRQUEST | HRCU-A-CB (Split System: Heat Pump with Remote Outdoor Unit-Air-Source) | DLCURAH24ABK |  |  | EHD4X36AAL | *97VTN1002120A* | 23800 | 16.5 | 8.5 | 25200 | 22400 | 88.89% | 1.75 | 0 | 10 |  |  |  |  | R-410A | 1.9833 | Residential & Commercial | USHP | Ducted CEE Tier 1
213366554 | Central HP <5.4 tons | COLEMAN | HRCU-A-CB (Split System: Heat Pump with Remote Outdoor Unit-Air-Source) | HMH72B341 | ADP |  | V,Y36H175P159 | Z8ES080B12SMPS1 | 33200 | 18 | 8.5 | 31400 | 23000 | 73.25% | 2.04 | 0 | 10 |  |  |  |  | R-410A | 2.7667 | Residential & Commercial | USHP | Ducted CEE Tier 1
213366556 | Central HP <5.4 tons | COLEMAN | HRCU-A-CB (Split System: Heat Pump with Remote Outdoor Unit-Air-Source) | HMH72B341 | ADP |  | H,YG7J936 | Z8ES080B12SMPS1 | 33200 | 18 | 8.5 | 31400 | 23000 | 73.25% | 2.04 | 0 | 10 |  |  |  |  | R-410A | 2.7667 | Residential & Commercial | USHP | Ducted CEE Tier 1
214301910 | Central HP <5.4 tons | CHAMPION HEATING AND COOLING | HRCU-A-CB (Split System: Heat Pump with Remote Outdoor Unit-Air-Source) | HMH72B341 | ADP |  | H,YE9J(1,2)36+TXV | Z8ET080C16LMPS1 | 34000 | 18 | 8.5 | 31800 | 23800 | 74.84% | 2.14 | 0 | 9.5 |  |  |  |  | R-410A | 2.8333 | Residential & Commercial | USHP
210532955 | Central HP <5.4 tons | BRYANT HEATING AND COOLING SYSTEMS | HRCU-A-CB (Split System: Heat Pump with Remote Outdoor Unit-Air-Source) | 284ANV024*0**B* |  |  | CAP**2517AL*+UI | 83*CA48060C17*** | 24000 | 20 | 10.5 | 26600 | 19800 | 74.44% | 2.52 | 0 | 13 |  |  |  |  | R-410A | 2 | Residential & Commercial | USHP | Ducted CEE Tier 1
214233331 | Central HP <5.4 tons | CARRIER | HRCU-A-CB (Split System: Heat Pump with Remote Outdoor Unit-Air-Source) | 25VNA837A*030* | ADP |  | H,PG53936 | 58TN*B090C17**16 | 32400 | 18 | 8.5 | 30400 | 24600 | 80.92% | 2 | 0 | 11.5 |  |  |  |  | R-410A | 2.7 | Residential & Commercial | USHP | Ducted CEE Tier 1
206788815 | Central HP <5.4 tons | CARRIER | HRCU-A-CB (Split System: Heat Pump with Remote Outdoor Unit-Air-Source) | 25VNA436A*031* |  |  | CAP**4321AL*+UI | 58CU*A040C17**12 | 34400 | 19.5 | 9.5 | 35000 | 25600 | 73.14% | 2.04 | 12.5 | 12 |  |  |  |  | R-410A | 2.8667 | Residential & Commercial | USHP | Ducted CEE Tier 1
206788851 | Central HP <5.4 tons | CARRIER | HRCU-A-CB (Split System: Heat Pump with Remote Outdoor Unit-Air-Source) | 25VNA436A*031* |  |  | CAP**4321AL*+UI | 59CU5A060C17**16 | 34200 | 19 | 9 | 35400 | 26000 | 73.45% | 2.02 | 12 | 11.7 |  |  |  |  | R-410A | 2.85 | Residential & Commercial | USHP | Ducted CEE Tier 1
214731217 | Central HP <5.4 tons | BRYANT HEATING AND COOLING SYSTEMS | HRCU-A-CB (Split System: Heat Pump with Remote Outdoor Unit-Air-Source) | 38MURAQ36AB3* | ADP |  | H,PG35936 | 926TC60100V21*** | 35400 | 16 | 8.1 | 36800 | 34600 | 94.02% | 1.88 | 0 | 10 |  |  |  |  | R-410A | 2.95 | Residential & Commercial | USHP | Ducted CEE Tier 1
216487596 | Central HP <5.4 tons | BRYANT HEATING AND COOLING SYSTEMS | HRCU-A-CB (Split System: Heat Pump with Remote Outdoor Unit-Air-Source) | 293VAN036**AA* | ADP |  | CE(P,V)3617G34*+TXV | 88*TB60070C21*** | 32800 | 20 | 9.5 | 33000 | 26000 | 78.79% | 2.04 | 0 | 11 |  |  |  |  | R-454B | 2.7333 | Residential & Commercial | USHP | Ducted CEE Tier 1
216487747 | Central HP <5.4 tons | BRYANT HEATING AND COOLING SYSTEMS | HRCU-A-CB (Split System: Heat Pump with Remote Outdoor Unit-Air-Source) | 293VAN060**AA* | ADP |  | CE(P,V)6024G48*+TXV | 88*TB66135C24*** | 55500 | 19 | 8.5 | 58500 | 45500 | 77.78% | 2.04 | 0 | 11.5 |  |  |  |  | R-454B | 4.625 | Residential & Commercial | USHP | Ducted CEE Tier 1
216487845 | Central HP <5.4 tons | BRYANT HEATING AND COOLING SYSTEMS | HRCU-A-CB (Split System: Heat Pump with Remote Outdoor Unit-Air-Source) | 290VAN036**AA* | ADP |  | CE(P,V)3617G34*+TXV | 986TD60080C21*** | 33200 | 18 | 9 | 33400 | 24600 | 73.65% | 1.88 | 0 | 9.5 |  |  |  |  | R-454B | 2.7667 | Residential & Commercial | USHP
216487611 | Central HP <5.4 tons | BRYANT HEATING AND COOLING SYSTEMS | HRCU-A-CB (Split System: Heat Pump with Remote Outdoor Unit-Air-Source) | 293VAN036**AA* | ADP |  | CE(P,V)3617G34*+TXV | 987MC42060C17*** | 32400 | 19 | 9.5 | 32800 | 26000 | 79.27% | 2.04 | 0 | 10.5 |  |  |  |  | R-454B | 2.7 | Residential & Commercial | USHP | Ducted CEE Tier 1
213297494 | Central HP <5.4 tons | LUXAIRE | HRCU-A-CB (Split System: Heat Pump with Remote Outdoor Unit-Air-Source) | HMH72B341 |  |  | XAFC48FXXN1+TXV | Z8ET080C16LMPS1 | 33600 | 17.5 | 8.5 | 32800 | 23200 | 70.73% | 2.08 | 0 | 9.5 |  |  |  |  | R-410A | 2.8 | Residential & Commercial | USHP
212394536 | Central HP <5.4 tons | COLEMAN | HRCU-A-CB (Split System: Heat Pump with Remote Outdoor Unit-Air-Source) | HMH72B341 | ADP |  | H,YE33936 | TM9Y080C16MP11 | 33200 | 18 | 8.5 | 32400 | 23200 | 71.6% | 2.04 | 0 | 9.5 |  |  |  |  | R-410A | 2.7667 | Residential & Commercial | USHP
213411109 | Central HP <5.4 tons | COLEMAN | HRCU-A-CB (Split System: Heat Pump with Remote Outdoor Unit-Air-Source) | HMH72B341 | ADP |  | H,YG35936 | Z8ES100C20SMPS1 | 34000 | 17 | 8.5 | 31800 | 23800 | 74.84% | 2.14 | 0 | 9.5 |  |  |  |  | R-410A | 2.8333 | Residential & Commercial | USHP
214630451 | Central HP <5.4 tons | CARRIER | HRCU-A-CB (Split System: Heat Pump with Remote Outdoor Unit-Air-Source) | 25VNA837A*030* | ADP |  | C36A***L539 | 58CU*A040C17**12 | 32400 | 18 | 8.5 | 30400 | 24600 | 80.92% | 2 | 0 | 11 |  |  |  |  | R-410A | 2.7 | Residential & Commercial | USHP | Ducted CEE Tier 1
214389898 | Central HP <5.4 tons | CARRIER | HRCU-A-CB (Split System: Heat Pump with Remote Outdoor Unit-Air-Source) | 25VNA436A*031* | ADP |  | H,PG34936 | 58TN*B045C17**12 | 32200 | 19 | 9 | 36400 | 28400 | 78.02% | 1.96 | 0 | 11.5 |  |  |  |  | R-410A | 2.6833 | Residential & Commercial | USHP | Ducted CEE Tier 1
214389912 | Central HP <5.4 tons | CARRIER | HRCU-A-CB (Split System: Heat Pump with Remote Outdoor Unit-Air-Source) | 25VNA436A*031* | ADP |  | H,PG53936 | 58TN*B090C21**20 | 33800 | 20 | 9 | 34200 | 26400 | 77.19% | 2.02 | 0 | 12.5 |  |  |  |  | R-410A | 2.8167 | Residential & Commercial | USHP | Ducted CEE Tier 1
214630473 | Central HP <5.4 tons | CARRIER | HRCU-A-CB (Split System: Heat Pump with Remote Outdoor Unit-Air-Source) | 25VNA837A*030* | ADP |  | PL36H210P299 | 59MN7B060C21**20 | 32200 | 17 | 8.5 | 30800 | 24800 | 80.52% | 1.98 | 0 | 11.5 |  |  |  |  | R-410A | 2.6833 | Residential & Commercial | USHP | Ducted CEE Tier 1
214720083 | Central HP <5.4 tons | LUXAIRE | HRCU-A-CB (Split System: Heat Pump with Remote Outdoor Unit-Air-Source) | HH836E2S11 |  |  | CTU48C5XFS1+TXV | TM9V100C20MP12 | 34200 | 18 | 9 | 32600 | 25800 | 79.14% | 2 | 0 | 11 |  |  |  |  | R-454B | 2.85 | Residential & Commercial | USHP | Ducted CEE Tier 1
216440180 | Central HP <5.4 tons | TRANE | HRCU-A-CB (Split System: Heat Pump with Remote Outdoor Unit-Air-Source) | 5TWV0X36A1 |  |  | 5TXCC005AS3 | S9V2C080U5PSC+LRP | 33200 | 18.6 | 9.4 | 31800 | 24000 | 75.47% | 2.1 | 0 | 12 |  |  |  |  | R-454B | 2.7667 | Residential & Commercial | USHP | Ducted CEE Tier 1
215934580 | Central HP <5.4 tons | DAY & NIGHT | HRCU-A-CB (Split System: Heat Pump with Remote Outdoor Unit-Air-Source) | C5H3V48*K*AAA* |  |  | ESH5X60M12A*+WALLCON | *95CSU0601716B* | 44000 | 19.5 | 9 | 49000 | 36400 | 74.29% | 1.84 | 0 | 11 |  |  |  |  | R-454B | 3.6667 | Residential & Commercial | USHP | Ducted CEE Tier 1
216487895 | Central HP <5.4 tons | BRYANT HEATING AND COOLING SYSTEMS | HRCU-A-CB (Split System: Heat Pump with Remote Outdoor Unit-Air-Source) | 290VAN060**AA* | ADP |  | CE(P,V)6021G48*+TXV | 986TD66120C24*** | 55000 | 18 | 9 | 57000 | 41000 | 71.93% | 2.02 | 0 | 9 |  |  |  |  | R-454B | 4.5833 | Residential & Commercial | USHP
216487928 | Central HP <5.4 tons | BRYANT HEATING AND COOLING SYSTEMS | HRCU-A-CB (Split System: Heat Pump with Remote Outdoor Unit-Air-Source) | 293VAN036**AA* | ADP |  | CE(P,V)3614G34*+TXV | 986TD42080C17*** | 32600 | 20 | 9.5 | 33200 | 26200 | 78.92% | 2.02 | 0 | 10.5 |  |  |  |  | R-454B | 2.7167 | Residential & Commercial | USHP | Ducted CEE Tier 1
216487930 | Central HP <5.4 tons | BRYANT HEATING AND COOLING SYSTEMS | HRCU-A-CB (Split System: Heat Pump with Remote Outdoor Unit-Air-Source) | 293VAN036**AA* | ADP |  | CE(P,V)3617G34*+TXV | 986TD42080C17*** | 32600 | 20 | 9.5 | 33200 | 26200 | 78.92% | 2.02 | 0 | 10.5 |  |  |  |  | R-454B | 2.7167 | Residential & Commercial | USHP | Ducted CEE Tier 1
206788882 | Central HP <5.4 tons | CARRIER | HRCU-A-CB (Split System: Heat Pump with Remote Outdoor Unit-Air-Source) | 25VNA436A*031* |  |  | CSPH*6012AL*+UI | 58TN*A045C17**12 | 34200 | 18 | 9 | 35000 | 25600 | 73.14% | 2 | 12 | 11.5 |  |  |  |  | R-410A | 2.85 | Residential & Commercial | USHP | Ducted CEE Tier 1
206788884 | Central HP <5.4 tons | CARRIER | HRCU-A-CB (Split System: Heat Pump with Remote Outdoor Unit-Air-Source) | 25VNA436A*031* |  |  | CAP**4821AL*+UI | 59MN7B060C17**14 | 33400 | 18.5 | 9 | 35400 | 26200 | 74.01% | 2 | 12 | 11 |  |  |  |  | R-410A | 2.7833 | Residential & Commercial | USHP | Ducted CEE Tier 1
216981230 | Central HP <5.4 tons | BRYANT HEATING AND COOLING SYSTEMS | HRCU-A-CB (Split System: Heat Pump with Remote Outdoor Unit-Air-Source) | 290VAN036**AA* | ADP |  | C36A***L15*+TXV | 935CB48060C17*** | 33400 | 17 | 9 | 33600 | 24800 | 73.81% | 1.88 | 0 | 9.5 |  |  |  |  | R-454B | 2.7833 | Residential & Commercial | USHP
216763806 | Central HP <5.4 tons | TRANE | HRCU-A-C (Split System: Heat Pump with Remote Outdoor Unit with No Indoor Fan --Air Source) | 5TWR7036A1 |  |  | 5TXCB004AS3 | 0 | 31800 | 15.2 | 8.5 | 32600 | 24400 | 74.85% | 2 | 0 | 11.2 |  |  |  |  | R-454B | 2.65 | Residential & Commercial | USHP | Ducted CEE Tier 1
210474120 | Central HP <5.4 tons | DAY & NIGHT | HRCU-A-CB (Split System: Heat Pump with Remote Outdoor Unit-Air-Source) | CVH825GKA3* |  |  | EN(A,D)4X48L24**+WALLCON | *97CMN1002122A* | 24200 | 17 | 8.1 | 21400 | 16600 | 77.57% | 2.02 | 0 | 11.5 |  |  |  |  | R-410A | 2.0167 | Residential & Commercial | USHP | Ducted CEE Tier 1
210533005 | Central HP <5.4 tons | BRYANT HEATING AND COOLING SYSTEMS | HRCU-A-CB (Split System: Heat Pump with Remote Outdoor Unit-Air-Source) | 284ANV024*0**B* |  |  | CAP**3721AL*+UI | 986TC42080C17*** | 24000 | 20 | 10.5 | 26400 | 19800 | 75% | 2.54 | 0 | 13.5 |  |  |  |  | R-410A | 2 | Residential & Commercial | USHP | Ducted CEE Tier 1
210533021 | Central HP <5.4 tons | BRYANT HEATING AND COOLING SYSTEMS | HRCU-A-CB (Split System: Heat Pump with Remote Outdoor Unit-Air-Source) | 284ANV024*0**B* |  |  | CAP**4221AL*+UI | 83*CA48060C17*** | 23400 | 20.5 | 10 | 26600 | 19800 | 74.44% | 2.44 | 0 | 13 |  |  |  |  | R-410A | 1.95 | Residential & Commercial | USHP | Ducted CEE Tier 1
214720217 | Central HP <5.4 tons | LUXAIRE | HRCU-A-CB (Split System: Heat Pump with Remote Outdoor Unit-Air-Source) | HH836E2S11 |  |  | CTU48C5XFS1+TXV | Z8ES080C16SMPS1 | 34400 | 19 | 9 | 32200 | 25400 | 78.88% | 2 | 0 | 11 |  |  |  |  | R-454B | 2.8667 | Residential & Commercial | USHP | Ducted CEE Tier 1
216982030 | Central HP <5.4 tons | BRYANT HEATING AND COOLING SYSTEMS | HRCU-A-CB (Split System: Heat Pump with Remote Outdoor Unit-Air-Source) | 290VAN024**AA* | ADP |  | C36A***L13*+TXV | 986TD30040C14*** | 22600 | 16 | 8.5 | 22600 | 16600 | 73.45% | 1.84 | 0 | 9.5 |  |  |  |  | R-454B | 1.8833 | Residential & Commercial | USHP
216975410 | Central HP <5.4 tons | BRYANT HEATING AND COOLING SYSTEMS | HRCU-A-CB (Split System: Heat Pump with Remote Outdoor Unit-Air-Source) | 290VAN024**AA* | ADP |  | A36VCA*+TXV | 83*CA36040C17*** | 23200 | 17 | 9 | 22000 | 16200 | 73.64% | 1.98 | 0 | 10 |  |  |  |  | R-454B | 1.9333 | Residential & Commercial | USHP | Ducted CEE Tier 1
216975426 | Central HP <5.4 tons | BRYANT HEATING AND COOLING SYSTEMS | HRCU-A-CB (Split System: Heat Pump with Remote Outdoor Unit-Air-Source) | 290VAN024**AA* | ADP |  | V,C36H175P15*+TXV | 83*CB36040C17*** | 23400 | 17 | 9 | 21600 | 15900 | 73.61% | 2.02 | 0 | 10 |  |  |  |  | R-454B | 1.95 | Residential & Commercial | USHP | Ducted CEE Tier 1
210595957 | Central HP <5.4 tons | CARRIER | HRCU-A-CB (Split System: Heat Pump with Remote Outdoor Unit-Air-Source) | 25VNA825A*031* |  |  | CAP**4224AL*+UI | 59MN7B120C24**22 | 23800 | 16.5 | 8.1 | 21400 | 16700 | 78.04% | 1.96 | 0 | 11 |  |  |  |  | R-410A | 1.9833 | Residential & Commercial | USHP | Ducted CEE Tier 1
210595959 | Central HP <5.4 tons | CARRIER | HRCU-A-CB (Split System: Heat Pump with Remote Outdoor Unit-Air-Source) | 25VNA825A*031* |  |  | CAP**4224AL*+UI | 59TN6B120C24**22 | 23800 | 17 | 8.1 | 21400 | 16600 | 77.57% | 1.96 | 0 | 11 |  |  |  |  | R-410A | 1.9833 | Residential & Commercial | USHP | Ducted CEE Tier 1
210595975 | Central HP <5.4 tons | CARRIER | HRCU-A-CB (Split System: Heat Pump with Remote Outdoor Unit-Air-Source) | 25VNA825A*031* |  |  | CAP**4321AL*+UI | 59TN6B100C21**22 | 24400 | 16.5 | 8.5 | 21200 | 16600 | 78.3% | 2.04 | 0 | 11 |  |  |  |  | R-410A | 2.0333 | Residential & Commercial | USHP | Ducted CEE Tier 1
210596043 | Central HP <5.4 tons | CARRIER | HRCU-A-CB (Split System: Heat Pump with Remote Outdoor Unit-Air-Source) | 25VNA825A*031* |  |  | CNPV*4821AL*+UI | 59TN6B100C21**22 | 24200 | 17 | 8.1 | 21400 | 16600 | 77.57% | 2.02 | 0 | 11.5 |  |  |  |  | R-410A | 2.0167 | Residential & Commercial | USHP | Ducted CEE Tier 1
210596091 | Central HP <5.4 tons | CARRIER | HRCU-A-CB (Split System: Heat Pump with Remote Outdoor Unit-Air-Source) | 25VNA825A*031* |  |  | CSPH*4812AL*+UI | 59TN6B100C21**22 | 24200 | 16 | 8.1 | 21200 | 16700 | 78.77% | 2.04 | 0 | 11 |  |  |  |  | R-410A | 2.0167 | Residential & Commercial | USHP | Ducted CEE Tier 1
210596174 | Central HP <5.4 tons | CARRIER | HRCU-A-CB (Split System: Heat Pump with Remote Outdoor Unit-Air-Source) | 25VNA837A*030* |  |  | CAP**6024AL*+UI | 59MN7B060C21**20 | 32600 | 17 | 8.1 | 32200 | 25000 | 77.64% | 1.96 | 0 | 11.5 |  |  |  |  | R-410A | 2.7167 | Residential & Commercial | USHP | Ducted CEE Tier 1
214630522 | Central HP <5.4 tons | CARRIER | HRCU-A-CB (Split System: Heat Pump with Remote Outdoor Unit-Air-Source) | 25VNA837A*031* | ADP |  | PL36H210P299 | 59CU5A100C21**22 | 32400 | 18 | 8.1 | 30600 | 24200 | 79.08% | 1.98 | 0 | 11.7 |  |  |  |  | R-410A | 2.7 | Residential & Commercial | USHP | Ducted CEE Tier 1
211393266 | Central HP <5.4 tons | FRASER-JOHNSTON | HRCU-A-CB (Split System: Heat Pump with Remote Outdoor Unit-Air-Source) | HMH72B341 |  |  | XAUB36DXXN1+TXV | TL9E060B12UH11 | 33400 | 17.5 | 8.1 | 33000 | 23200 | 70.3% | 2.02 | 0 | 10 |  |  |  |  | R-410A | 2.7833 | Residential & Commercial | USHP | Ducted CEE Tier 1
211392480 | Central HP <5.4 tons | FRASER-JOHNSTON | HRCU-A-CB (Split System: Heat Pump with Remote Outdoor Unit-Air-Source) | HMH72B341 |  |  | XAFB30CXXN1+TXV | TMLE080B12MP11 | 32800 | 17.5 | 8.1 | 34000 | 23800 | 70% | 2.02 | 0 | 9.5 |  |  |  |  | R-410A | 2.7333 | Residential & Commercial | USHP
211392666 | Central HP <5.4 tons | FRASER-JOHNSTON | HRCU-A-CB (Split System: Heat Pump with Remote Outdoor Unit-Air-Source) | HMH72B341 |  |  | XAFB36DBCN1 | TMLE060A12MP11 | 34000 | 18 | 8.1 | 33800 | 23800 | 70.41% | 2.06 | 0 | 10 |  |  |  |  | R-410A | 2.8333 | Residential & Commercial | USHP | Ducted CEE Tier 1
211393183 | Central HP <5.4 tons | FRASER-JOHNSTON | HRCU-A-CB (Split System: Heat Pump with Remote Outdoor Unit-Air-Source) | HMH72B341 |  |  | XAHB30CXXN1+TXV | TL9E060B12UH11 | 31600 | 16.5 | 8.1 | 32200 | 22800 | 70.81% | 1.96 | 0 | 9.5 |  |  |  |  | R-410A | 2.6333 | Residential & Commercial | USHP
211394540 | Central HP <5.4 tons | FRASER-JOHNSTON | HRCU-A-CB (Split System: Heat Pump with Remote Outdoor Unit-Air-Source) | HMH72B341 |  |  | XAFD48FXXN1+TXV | TP9C100C20MP13 | 34000 | 16.5 | 8.5 | 33000 | 24200 | 73.33% | 2.1 | 0 | 9 |  |  |  |  | R-410A | 2.8333 | Residential & Commercial | USHP
216981265 | Central HP <5.4 tons | BRYANT HEATING AND COOLING SYSTEMS | HRCU-A-CB (Split System: Heat Pump with Remote Outdoor Unit-Air-Source) | 290VAN036**AA* | ADP |  | PL36H210P74*+TXV | 986TD60080C21*** | 33200 | 18 | 9 | 33400 | 24600 | 73.65% | 1.88 | 0 | 9.5 |  |  |  |  | R-454B | 2.7667 | Residential & Commercial | USHP
216981266 | Central HP <5.4 tons | BRYANT HEATING AND COOLING SYSTEMS | HRCU-A-CB (Split System: Heat Pump with Remote Outdoor Unit-Air-Source) | 290VAN036**AA* | ADP |  | C36A***L53*+TXV | 986TD60080C21*** | 34400 | 18 | 9 | 33800 | 24800 | 73.37% | 1.88 | 0 | 10 |  |  |  |  | R-454B | 2.8667 | Residential & Commercial | USHP | Ducted CEE Tier 1
216987079 | Central HP <5.4 tons | BRYANT HEATING AND COOLING SYSTEMS | HRCU-A-CB (Split System: Heat Pump with Remote Outdoor Unit-Air-Source) | 37MUHAQ24AA3 | ADP |  | PL36H175P14*+TXV | 926SB36040V17*** | 21800 | 15.2 | 8.5 | 19200 | 18200 | 94.79% | 1.98 | 0 | 10.5 |  |  |  |  | R-454B | 1.8167 | Residential & Commercial | USHP | Ducted CEE Tier 1
216987082 | Central HP <5.4 tons | BRYANT HEATING AND COOLING SYSTEMS | HRCU-A-CB (Split System: Heat Pump with Remote Outdoor Unit-Air-Source) | 37MUHAQ24AA3 | ADP |  | V,C36H175P15*+TXV | 926SB36040V17*** | 22200 | 16 | 8.5 | 19200 | 18200 | 94.79% | 1.96 | 0 | 10 |  |  |  |  | R-454B | 1.85 | Residential & Commercial | USHP | Ducted CEE Tier 1
216987113 | Central HP <5.4 tons | BRYANT HEATING AND COOLING SYSTEMS | HRCU-A-CB (Split System: Heat Pump with Remote Outdoor Unit-Air-Source) | 37MUHAQ24AA3 | ADP |  | C36A***L15*+TXV | 926TC36040V17*** | 22000 | 16 | 8.5 | 19200 | 18200 | 94.79% | 1.96 | 0 | 10 |  |  |  |  | R-454B | 1.8333 | Residential & Commercial | USHP | Ducted CEE Tier 1
216987115 | Central HP <5.4 tons | BRYANT HEATING AND COOLING SYSTEMS | HRCU-A-CB (Split System: Heat Pump with Remote Outdoor Unit-Air-Source) | 37MUHAQ24AA3 | ADP |  | V,C36H175P13*+TXV | 926TC36040V17*** | 21800 | 15.2 | 8.1 | 19200 | 18400 | 95.83% | 1.9 | 0 | 10.5 |  |  |  |  | R-454B | 1.8167 | Residential & Commercial | USHP | Ducted CEE Tier 1
216981918 | Central HP <5.4 tons | BRYANT HEATING AND COOLING SYSTEMS | HRCU-A-CB (Split System: Heat Pump with Remote Outdoor Unit-Air-Source) | 293VAN060**AA* | ADP |  | A60VHA*+TXV | 986TD66100C21*** | 56000 | 18 | 8.5 | 58500 | 46000 | 78.63% | 2.02 | 0 | 11 |  |  |  |  | R-454B | 4.6667 | Residential & Commercial | USHP | Ducted CEE Tier 1
216989653 | Central HP <5.4 tons | BRYANT HEATING AND COOLING SYSTEMS | HRCU-A-CB (Split System: Heat Pump with Remote Outdoor Unit-Air-Source) | 37MUHAQ24AA3 | ADP |  | PL36H175P15*+TXV | 8(0,1)*SB36070M14*** | 22400 | 16 | 8.5 | 19200 | 18300 | 95.31% | 1.96 | 0 | 11 |  |  |  |  | R-454B | 1.8667 | Residential & Commercial | USHP | Ducted CEE Tier 1
216989654 | Central HP <5.4 tons | BRYANT HEATING AND COOLING SYSTEMS | HRCU-A-CB (Split System: Heat Pump with Remote Outdoor Unit-Air-Source) | 37MUHAQ24AA3 | ADP |  | C36A***L15*+TXV | 8(0,1)*SB36070M14*** | 22400 | 16 | 8.5 | 19200 | 18300 | 95.31% | 1.96 | 0 | 11 |  |  |  |  | R-454B | 1.8667 | Residential & Commercial | USHP | Ducted CEE Tier 1
216989101 | Central HP <5.4 tons | BRYANT HEATING AND COOLING SYSTEMS | HRCU-A-CB (Split System: Heat Pump with Remote Outdoor Unit-Air-Source) | 37MURAQ24AA3 | ADP |  | PL36H***P44*+TXV | 82*SB36070V14*** | 24000 | 15.2 | 8.5 | 22200 | 18900 | 85.14% | 1.92 | 0 | 10 |  |  |  |  | R-454B | 2 | Residential & Commercial | USHP | Ducted CEE Tier 1
216976486 | Central HP <5.4 tons | BRYANT HEATING AND COOLING SYSTEMS | HRCU-A-CB (Split System: Heat Pump with Remote Outdoor Unit-Air-Source) | 37MURAQ24AA3 | ADP |  | PL36H175P14*+TXV | 82*TB36045V14*** | 23600 | 15.2 | 8.5 | 22400 | 18900 | 84.38% | 1.92 | 0 | 9.5 |  |  |  |  | R-454B | 1.9667 | Residential & Commercial | USHP
216440492 | Central HP <5.4 tons | TRANE | HRCU-A-CB (Split System: Heat Pump with Remote Outdoor Unit-Air-Source) | 5TWV0X60A1 |  |  | 5TAMXD06AV41 | 0 | 53000 | 18.8 | 9 | 54000 | 38500 | 71.3% | 2 | 0 | 10 |  |  |  |  | R-454B | 4.4167 | Residential & Commercial | USHP | Ducted CEE Tier 1
214440994 | Central HP <5.4 tons | CARRIER | HRCU-A-CB (Split System: Heat Pump with Remote Outdoor Unit-Air-Source) | 25VNA448A*031* | ADP |  | H,PG3K960 | 59TN6C100C21**22 | 44000 | 21 | 9.5 | 44500 | 36000 | 80.9% | 2.28 | 0 | 11.7 |  |  |  |  | R-410A | 3.6667 | Residential & Commercial | USHP | Ducted CEE Tier 1
211243842 | Central HP <5.4 tons | HEIL | HRCU-A-CB (Split System: Heat Pump with Remote Outdoor Unit-Air-Source) | DLCURAH24ABK |  |  | EN(A,D)4X24L17** | *80VSL0451412A* | 23800 | 16 | 8.5 | 26800 | 23200 | 86.57% | 1.9 | 0 | 10 |  |  |  |  | R-410A | 1.9833 | Residential & Commercial | USHP | Ducted CEE Tier 1
211243860 | Central HP <5.4 tons | HEIL | HRCU-A-CB (Split System: Heat Pump with Remote Outdoor Unit-Air-Source) | DLCURAH24ABK |  |  | EN(A,D)4X24L17** | *96VSN0601714A* | 23600 | 16 | 8.5 | 26800 | 23400 | 87.31% | 1.92 | 0 | 10 |  |  |  |  | R-410A | 1.9667 | Residential & Commercial | USHP | Ducted CEE Tier 1
215424333 | Central HP <5.4 tons | LUXAIRE | HRCU-A-CB (Split System: Heat Pump with Remote Outdoor Unit-Air-Source) | HH860E2S11 | ADP |  | H,YE36*60+TXV-BLEED | Z9ES080C20SMPS1 | 44000 | 17 | 8.4 | 44500 | 33000 | 74.16% | 1.98 | 0 | 11.7 |  |  |  |  | R-454B | 3.6667 | Residential & Commercial | USHP | Ducted CEE Tier 1
214809195 | Central HP <5.4 tons | LUXAIRE | HRCU-A-CB (Split System: Heat Pump with Remote Outdoor Unit-Air-Source) | HH860E2S11 |  |  | CTU60C5XGS1+TXV | LPLC100C16MP13 | 43500 | 18 | 9 | 44000 | 33400 | 75.91% | 2 | 0 | 11.7 |  |  |  |  | R-454B | 3.625 | Residential & Commercial | USHP | Ducted CEE Tier 1
214809227 | Central HP <5.4 tons | LUXAIRE | HRCU-A-CB (Split System: Heat Pump with Remote Outdoor Unit-Air-Source) | HH860E2S11 |  |  | CTU60C5XGS1+TXV | TM8Y100C16MP11 | 44000 | 18 | 9 | 44000 | 33400 | 75.91% | 2 | 0 | 11.7 |  |  |  |  | R-454B | 3.6667 | Residential & Commercial | USHP | Ducted CEE Tier 1
214808994 | Central HP <5.4 tons | LUXAIRE | HRCU-A-CB (Split System: Heat Pump with Remote Outdoor Unit-Air-Source) | HH860E2S11 |  |  | CTU60C5XGS1+JMET16CS2N1+TXV | 0 | 45500 | 19 | 9 | 45500 | 34200 | 75.16% | 2 | 0 | 11.7 |  |  |  |  | R-454B | 3.7917 | Residential & Commercial | USHP | Ducted CEE Tier 1
214809178 | Central HP <5.4 tons | LUXAIRE | HRCU-A-CB (Split System: Heat Pump with Remote Outdoor Unit-Air-Source) | HH860E2S11 |  |  | CTU60C5XGS1+TXV | TMLV100C16MP12 | 43500 | 18 | 9 | 44000 | 33400 | 75.91% | 2 | 0 | 11.7 |  |  |  |  | R-454B | 3.625 | Residential & Commercial | USHP | Ducted CEE Tier 1
214809261 | Central HP <5.4 tons | LUXAIRE | HRCU-A-CB (Split System: Heat Pump with Remote Outdoor Unit-Air-Source) | HH860E2S11 |  |  | CTU60C5XGS1+TXV | Z9ES100C20SMPS1 | 45500 | 18 | 9 | 46500 | 34000 | 73.12% | 2 | 0 | 11.7 |  |  |  |  | R-454B | 3.7917 | Residential & Commercial | USHP | Ducted CEE Tier 1
210596244 | Central HP <5.4 tons | CARRIER | HRCU-A-CB (Split System: Heat Pump with Remote Outdoor Unit-Air-Source) | 25VNA837A*030* |  |  | CSPH*6012AL*+UI | 58TN*A090C21**20 | 33000 | 17 | 8.1 | 32200 | 25000 | 77.64% | 2 | 0 | 11.5 |  |  |  |  | R-410A | 2.75 | Residential & Commercial | USHP | Ducted CEE Tier 1
214630485 | Central HP <5.4 tons | CARRIER | HRCU-A-CB (Split System: Heat Pump with Remote Outdoor Unit-Air-Source) | 25VNA837A*030* | ADP |  | V,C36H175P159 | 59TN6B080C17**14 | 32000 | 17 | 8.1 | 31200 | 24800 | 79.49% | 1.96 | 0 | 11 |  |  |  |  | R-410A | 2.6667 | Residential & Commercial | USHP | Ducted CEE Tier 1
214320994 | Central HP <5.4 tons | CARRIER | HRCU-A-CB (Split System: Heat Pump with Remote Outdoor Unit-Air-Source) | 25VNA837A*031* | ADP |  | H,PG53936 | 59MN7C080C17**14 | 32800 | 17 | 8.5 | 31400 | 25000 | 79.62% | 1.98 | 0 | 11 |  |  |  |  | R-410A | 2.7333 | Residential & Commercial | USHP | Ducted CEE Tier 1
214630517 | Central HP <5.4 tons | CARRIER | HRCU-A-CB (Split System: Heat Pump with Remote Outdoor Unit-Air-Source) | 25VNA837A*031* | ADP |  | V,C36H175P459 | 58CU*A060C17**16 | 32400 | 18 | 8.5 | 30600 | 24600 | 80.39% | 1.98 | 0 | 11 |  |  |  |  | R-410A | 2.7 | Residential & Commercial | USHP | Ducted CEE Tier 1
211386879 | Central HP <5.4 tons | FRASER-JOHNSTON | HRCU-A-CB (Split System: Heat Pump with Remote Outdoor Unit-Air-Source) | HMH72B341 |  |  | XAHC36DXXN1+TXV | TM9Y080B12MP11 | 33400 | 17.5 | 8.1 | 33600 | 24000 | 71.43% | 2.02 | 0 | 9.5 |  |  |  |  | R-410A | 2.7833 | Residential & Commercial | USHP
211387372 | Central HP <5.4 tons | FRASER-JOHNSTON | HRCU-A-CB (Split System: Heat Pump with Remote Outdoor Unit-Air-Source) | HMH72B341 |  |  | XAFC30CXXN1+TXV | TM9V100C20MP12 | 33400 | 17.5 | 8.1 | 33600 | 23600 | 70.24% | 2.06 | 0 | 9.5 |  |  |  |  | R-410A | 2.7833 | Residential & Commercial | USHP
214279914 | Central HP <5.4 tons | TEMPSTAR | HRCU-A-CB (Split System: Heat Pump with Remote Outdoor Unit-Air-Source) | DLCURAH24ABK |  |  | EA*4X36L17A* | *96MSN0601716A* | 23400 | 16.5 | 9 | 25600 | 23800 | 92.97% | 1.96 | 0 | 10 |  |  |  |  | R-410A | 1.95 | Residential & Commercial | USHP | Ducted CEE Tier 1
213258945 | Central HP <5.4 tons | KEEPRITE | HRCU-A-CB (Split System: Heat Pump with Remote Outdoor Unit-Air-Source) | DLCURAH24ABK | ADP |  | H,GE7J936 | *96VSN0601412A* | 23200 | 16 | 8.5 | 24800 | 24200 | 97.58% | 2.04 | 0 | 10 |  |  |  |  | R-410A | 1.9333 | Residential & Commercial | USHP | Ducted CEE Tier 1
216682998 | Central HP <5.4 tons | AIRQUEST | HRCU-A-CB (Split System: Heat Pump with Remote Outdoor Unit-Air-Source) | DLCURAH24ABK |  |  | EHD4X30AAL | *97VTN1002122A* | 23800 | 16 | 9 | 26000 | 22800 | 87.69% | 1.76 | 0 | 10 |  |  |  |  | R-410A | 1.9833 | Residential & Commercial | USHP | Ducted CEE Tier 1
215223133 | Central HP <5.4 tons | BRYANT HEATING AND COOLING SYSTEMS | HRCU-A-CB (Split System: Heat Pump with Remote Outdoor Unit-Air-Source) | 288BNV025*0**C* | ADP |  | H,PG9J930 | 987MB66100C21*** | 23800 | 16 | 8.1 | 19800 | 16200 | 81.82% | 1.96 | 0 | 11 |  |  |  |  | R-410A | 1.9833 | Residential & Commercial | USHP | Ducted CEE Tier 1
216779065 | Central HP <5.4 tons | BRYANT HEATING AND COOLING SYSTEMS | HRCU-A-CB (Split System: Heat Pump with Remote Outdoor Unit-Air-Source) | 288BNV025*0**C* | ADP |  | H,PG1K*36+TXV | 987MB60060C21*** | 23800 | 16 | 8.1 | 19400 | 16200 | 83.51% | 2 | 0 | 11 |  |  |  |  | R-410A | 1.9833 | Residential & Commercial | USHP | Ducted CEE Tier 1
216981796 | Central HP <5.4 tons | BRYANT HEATING AND COOLING SYSTEMS | HRCU-A-CB (Split System: Heat Pump with Remote Outdoor Unit-Air-Source) | 293VAN048**AA* | ADP |  | V,C48H175P38*+TXV | 935CB48060C17*** | 43000 | 20 | 9.5 | 47000 | 36200 | 77.02% | 2 | 0 | 10.5 |  |  |  |  | R-454B | 3.5833 | Residential & Commercial | USHP | Ducted CEE Tier 1
216981810 | Central HP <5.4 tons | BRYANT HEATING AND COOLING SYSTEMS | HRCU-A-CB (Split System: Heat Pump with Remote Outdoor Unit-Air-Source) | 293VAN048**AA* | ADP |  | V,C60H210P17*+TXV | 935CB60080C21*** | 44500 | 21 | 9.5 | 46500 | 36200 | 77.85% | 2 | 0 | 11 |  |  |  |  | R-454B | 3.7083 | Residential & Commercial | USHP | Ducted CEE Tier 1
216981828 | Central HP <5.4 tons | BRYANT HEATING AND COOLING SYSTEMS | HRCU-A-CB (Split System: Heat Pump with Remote Outdoor Unit-Air-Source) | 293VAN048**AA* | ADP |  | PL60H210P29*+TXV | 986TD60080C21*** | 44000 | 21 | 9.5 | 46500 | 36200 | 77.85% | 2 | 0 | 10.5 |  |  |  |  | R-454B | 3.6667 | Residential & Commercial | USHP | Ducted CEE Tier 1
216981894 | Central HP <5.4 tons | BRYANT HEATING AND COOLING SYSTEMS | HRCU-A-CB (Split System: Heat Pump with Remote Outdoor Unit-Air-Source) | 293VAN048**AA* | ADP |  | PL60H210P17*+TXV | 987MC66100C21*** | 44500 | 21 | 9.5 | 46500 | 36400 | 78.28% | 2 | 0 | 10.5 |  |  |  |  | R-454B | 3.7083 | Residential & Commercial | USHP | Ducted CEE Tier 1
216783399 | Central HP <5.4 tons | LUXAIRE | HRCU-A-CB (Split System: Heat Pump with Remote Outdoor Unit-Air-Source) | HH836E2S11 |  |  | CTM36C5CDS1 | Z8ES080C20LMPS1 | 34400 | 18 | 8.5 | 32000 | 26200 | 81.88% | 2 | 0 | 11 |  |  |  |  | R-454B | 2.8667 | Residential & Commercial | USHP | Ducted CEE Tier 1
213286698 | Central HP <5.4 tons | DAY & NIGHT | HRCU-A-CB (Split System: Heat Pump with Remote Outdoor Unit-Air-Source) | DLCURAH24ABK | ADP |  | CE2301C+TXV | 0 | 23400 | 17 | 8.75 | 25600 | 25400 | 99.22% | 2.12 | 0 | 9.5 |  |  |  |  | R-410A | 1.95 | Residential & Commercial | USHP
211641647 | Central HP <5.4 tons | MAINLINE | HRCU-A-CB (Split System: Heat Pump with Remote Outdoor Unit-Air-Source) | MLP18AZ24AJVC |  |  | MLHMVZ2421HEACA | 0 | 22800 | 18 | 8.5 | 22800 | 24800 | 108.8% | 2 | 0 | 12.5 |  |  |  |  | R-410A | 1.9 | Residential & Commercial | USHP | Ducted CEE Tier 1
216783339 | Central HP <5.4 tons | LUXAIRE | HRCU-A-CB (Split System: Heat Pump with Remote Outdoor Unit-Air-Source) | HH836E2S11 |  |  | CTF48C5CFS1 | Z8ES080C16LMPS1 | 34400 | 19 | 9 | 32200 | 25400 | 78.88% | 2 | 0 | 11 |  |  |  |  | R-454B | 2.8667 | Residential & Commercial | USHP | Ducted CEE Tier 1
216784477 | Central HP <5.4 tons | LUXAIRE | HRCU-A-CB (Split System: Heat Pump with Remote Outdoor Unit-Air-Source) | HH836E2S11 |  |  | CTF36C5CDS1 | Z8ES120C16LMPS1 | 34400 | 18 | 8.5 | 31600 | 25800 | 81.65% | 2 | 0 | 11.7 |  |  |  |  | R-454B | 2.8667 | Residential & Commercial | USHP | Ducted CEE Tier 1
210595951 | Central HP <5.4 tons | CARRIER | HRCU-A-CB (Split System: Heat Pump with Remote Outdoor Unit-Air-Source) | 25VNA825A*031* |  |  | CAP**4224AL*+UI | 58CU*A100C21**20 | 23800 | 16.5 | 8.1 | 21400 | 16700 | 78.04% | 1.96 | 0 | 10.5 |  |  |  |  | R-410A | 1.9833 | Residential & Commercial | USHP | Ducted CEE Tier 1
210595983 | Central HP <5.4 tons | CARRIER | HRCU-A-CB (Split System: Heat Pump with Remote Outdoor Unit-Air-Source) | 25VNA825A*031* |  |  | CAP**4821AL*+UI | 59CU5A080C21**20 | 24200 | 17 | 8.1 | 21000 | 16500 | 78.57% | 2.02 | 0 | 11 |  |  |  |  | R-410A | 2.0167 | Residential & Commercial | USHP | Ducted CEE Tier 1
216976437 | Central HP <5.4 tons | BRYANT HEATING AND COOLING SYSTEMS | HRCU-A-CB (Split System: Heat Pump with Remote Outdoor Unit-Air-Source) | 37MUHAQ18AA3 | ADP |  | V,C36H175P15*+TXV | 83*SB36040M17*** | 17700 | 15.2 | 10 | 19000 | 18100 | 95.26% | 1.98 | 0 | 11 |  |  |  |  | R-454B | 1.475 | Residential & Commercial | USHP | Ducted CEE Tier 1
216976439 | Central HP <5.4 tons | BRYANT HEATING AND COOLING SYSTEMS | HRCU-A-CB (Split System: Heat Pump with Remote Outdoor Unit-Air-Source) | 37MUHAQ18AA3 | ADP |  | C36A***L15*+TXV | 83*SB36040M17*** | 17700 | 15.2 | 10 | 19000 | 18100 | 95.26% | 1.98 | 0 | 11 |  |  |  |  | R-454B | 1.475 | Residential & Commercial | USHP | Ducted CEE Tier 1
216974410 | Central HP <5.4 tons | BRYANT HEATING AND COOLING SYSTEMS | HRCU-A-CB (Split System: Heat Pump with Remote Outdoor Unit-Air-Source) | 290VAN048**AA* | ADP |  | C48A***L16*+TXV | 83*CA60080C21*** | 44500 | 18 | 9 | 46500 | 33600 | 72.26% | 2.06 | 0 | 9.5 |  |  |  |  | R-454B | 3.7083 | Residential & Commercial | USHP
213362776 | Central HP <5.4 tons | COLEMAN | HRCU-A-CB (Split System: Heat Pump with Remote Outdoor Unit-Air-Source) | HMH72B341 | ADP |  | H,YG9J936 | TMLV060A12MP12 | 34000 | 17 | 8.1 | 32400 | 23800 | 73.46% | 2.06 | 0 | 9.5 |  |  |  |  | R-410A | 2.8333 | Residential & Commercial | USHP
213411110 | Central HP <5.4 tons | COLEMAN | HRCU-A-CB (Split System: Heat Pump with Remote Outdoor Unit-Air-Source) | HMH72B341 | ADP |  | H,YG35936 | Z8ET080B12LMPS1 | 33200 | 18 | 8.5 | 31400 | 23000 | 73.25% | 2.04 | 0 | 9.5 |  |  |  |  | R-410A | 2.7667 | Residential & Commercial | USHP
211244229 | Central HP <5.4 tons | HEIL | HRCU-A-CB (Split System: Heat Pump with Remote Outdoor Unit-Air-Source) | DLCURAH24ABK |  |  | EN(A,D)4X24L17** | *80ES(N,L)0701412A* | 23800 | 16 | 8.5 | 26800 | 23200 | 86.57% | 1.92 | 0 | 10 |  |  |  |  | R-410A | 1.9833 | Residential & Commercial | USHP | Ducted CEE Tier 1
216494180 | Central HP <5.4 tons | BRYANT HEATING AND COOLING SYSTEMS | HRCU-A-CB (Split System: Heat Pump with Remote Outdoor Unit-Air-Source) | 290VAN048**AA* | ADP |  | CE(P,V)4824G1K*+TXV | 986TD60080C21*** | 44000 | 17 | 9 | 45500 | 33200 | 72.97% | 2.06 | 0 | 9.5 |  |  |  |  | R-454B | 3.6667 | Residential & Commercial | USHP
216487478 | Central HP <5.4 tons | BRYANT HEATING AND COOLING SYSTEMS | HRCU-A-CB (Split System: Heat Pump with Remote Outdoor Unit-Air-Source) | 290VAN048**AA* | ADP |  | CE(P,V)6021G48*+TXV | 88*TB60070C21*** | 45000 | 18 | 9 | 45500 | 33200 | 72.97% | 2.08 | 0 | 10 |  |  |  |  | R-454B | 3.75 | Residential & Commercial | USHP | Ducted CEE Tier 1
216976503 | Central HP <5.4 tons | BRYANT HEATING AND COOLING SYSTEMS | HRCU-A-CB (Split System: Heat Pump with Remote Outdoor Unit-Air-Source) | 37MURAQ24AA3 | ADP |  | PL36H175P14*+TXV | 83*CA36040C17*** | 24600 | 16 | 9 | 23000 | 19200 | 83.48% | 2.02 | 0 | 10 |  |  |  |  | R-454B | 2.05 | Residential & Commercial | USHP | Ducted CEE Tier 1
216976520 | Central HP <5.4 tons | BRYANT HEATING AND COOLING SYSTEMS | HRCU-A-CB (Split System: Heat Pump with Remote Outdoor Unit-Air-Source) | 37MURAQ24AA3 | ADP |  | V,C36H175P15*+TXV | 83*SB36040M17*** | 24200 | 15.2 | 8.5 | 22000 | 18900 | 85.91% | 1.94 | 0 | 10 |  |  |  |  | R-454B | 2.0167 | Residential & Commercial | USHP | Ducted CEE Tier 1
206773091 | Central HP <5.4 tons | HEIL | HRCU-A-CB (Split System: Heat Pump with Remote Outdoor Unit-Air-Source) | HVH837GKA2* |  |  | EA*4X42L24A*+WALLCON | *80CSU1002120A* | 31800 | 17 | 8.1 | 33200 | 24400 | 73.49% | 1.88 | 11.5 | 11 |  |  |  |  | R-410A | 2.65 | Residential & Commercial | USHP | Ducted CEE Tier 1
206773357 | Central HP <5.4 tons | HEIL | HRCU-A-CB (Split System: Heat Pump with Remote Outdoor Unit-Air-Source) | HVH837GKA2* |  |  | EHD4X48AAL+WALLCON | *80CSU0401712A* | 32600 | 16.5 | 8.1 | 33000 | 24800 | 75.15% | 1.96 | 11.5 | 11 |  |  |  |  | R-410A | 2.7167 | Residential & Commercial | USHP | Ducted CEE Tier 1
216981818 | Central HP <5.4 tons | BRYANT HEATING AND COOLING SYSTEMS | HRCU-A-CB (Split System: Heat Pump with Remote Outdoor Unit-Air-Source) | 293VAN048**AA* | ADP |  | PL48H210P75*+TXV | 935CB66100C21*** | 44000 | 21 | 9.5 | 46000 | 35800 | 77.83% | 2 | 0 | 11 |  |  |  |  | R-454B | 3.6667 | Residential & Commercial | USHP | Ducted CEE Tier 1
214862357 | Central HP <5.4 tons | BRYANT HEATING AND COOLING SYSTEMS | HRCU-A-CB (Split System: Heat Pump with Remote Outdoor Unit-Air-Source) | 288BNV037*0**A* | ADP |  | H,PG48936 | 987MC42080C17*** | 32200 | 17 | 8.1 | 31400 | 24600 | 78.34% | 1.94 | 0 | 11.5 |  |  |  |  | R-410A | 2.6833 | Residential & Commercial | USHP | Ducted CEE Tier 1
214862359 | Central HP <5.4 tons | BRYANT HEATING AND COOLING SYSTEMS | HRCU-A-CB (Split System: Heat Pump with Remote Outdoor Unit-Air-Source) | 288BNV037*0**A* | ADP |  | H,PG83936 | 987MC42080C17*** | 32200 | 17 | 8.1 | 31400 | 24600 | 78.34% | 1.94 | 0 | 11.5 |  |  |  |  | R-410A | 2.6833 | Residential & Commercial | USHP | Ducted CEE Tier 1
216487447 | Central HP <5.4 tons | BRYANT HEATING AND COOLING SYSTEMS | HRCU-A-CB (Split System: Heat Pump with Remote Outdoor Unit-Air-Source) | 290VAN048**AA* | ADP |  | CE(P,V)6024G48*+TXV | 88*TB36045C17*** | 43500 | 17 | 9 | 47000 | 34600 | 73.62% | 2.02 | 0 | 9 |  |  |  |  | R-454B | 3.625 | Residential & Commercial | USHP
216487458 | Central HP <5.4 tons | BRYANT HEATING AND COOLING SYSTEMS | HRCU-A-CB (Split System: Heat Pump with Remote Outdoor Unit-Air-Source) | 290VAN048**AA* | ADP |  | CE(P,V)4817G1K*+TXV | 88*TB36070C14*** | 44500 | 16 | 8.5 | 47500 | 33800 | 71.16% | 1.94 | 0 | 9 |  |  |  |  | R-454B | 3.7083 | Residential & Commercial | USHP
216975415 | Central HP <5.4 tons | BRYANT HEATING AND COOLING SYSTEMS | HRCU-A-CB (Split System: Heat Pump with Remote Outdoor Unit-Air-Source) | 290VAN024**AA* | ADP |  | V,C36H175P15*+TXV | 83*CA36040C17*** | 23400 | 17 | 9 | 21800 | 16100 | 73.85% | 2 | 0 | 10 |  |  |  |  | R-454B | 1.95 | Residential & Commercial | USHP | Ducted CEE Tier 1
214862325 | Central HP <5.4 tons | BRYANT HEATING AND COOLING SYSTEMS | HRCU-A-CB (Split System: Heat Pump with Remote Outdoor Unit-Air-Source) | 288BNV025*0**C* | ADP |  | H,CD13936 | 987MC60080C21*** | 23600 | 16 | 8.1 | 19800 | 16300 | 82.32% | 1.96 | 0 | 11 |  |  |  |  | R-410A | 1.9667 | Residential & Commercial | USHP | Ducted CEE Tier 1
216981884 | Central HP <5.4 tons | BRYANT HEATING AND COOLING SYSTEMS | HRCU-A-CB (Split System: Heat Pump with Remote Outdoor Unit-Air-Source) | 293VAN048**AA* | ADP |  | C60A***L19*+TXV | 987MC60080C21*** | 44500 | 21 | 9.5 | 46500 | 36600 | 78.71% | 2 | 0 | 10.5 |  |  |  |  | R-454B | 3.7083 | Residential & Commercial | USHP | Ducted CEE Tier 1
216487513 | Central HP <5.4 tons | BRYANT HEATING AND COOLING SYSTEMS | HRCU-A-CB (Split System: Heat Pump with Remote Outdoor Unit-Air-Source) | 290VAN048**AA* | ADP |  | CE(P,V)6024G48*+TXV | 987MC42080C17*** | 44000 | 17 | 9 | 47000 | 34200 | 72.77% | 2.04 | 0 | 9 |  |  |  |  | R-454B | 3.6667 | Residential & Commercial | USHP
216779081 | Central HP <5.4 tons | BRYANT HEATING AND COOLING SYSTEMS | HRCU-A-CB (Split System: Heat Pump with Remote Outdoor Unit-Air-Source) | 288BNV025*0**C* | ADP |  | H,PG1K*36+TXV | 987MC66120C24*** | 23600 | 17 | 8.1 | 19600 | 16200 | 82.65% | 2 | 0 | 10.5 |  |  |  |  | R-410A | 1.9667 | Residential & Commercial | USHP | Ducted CEE Tier 1
210596083 | Central HP <5.4 tons | CARRIER | HRCU-A-CB (Split System: Heat Pump with Remote Outdoor Unit-Air-Source) | 25VNA825A*031* |  |  | CSPH*4812AL*+UI | 59CU5A100C21**22 | 24200 | 16.5 | 8.1 | 21200 | 16600 | 78.3% | 2.02 | 0 | 11 |  |  |  |  | R-410A | 2.0167 | Residential & Commercial | USHP | Ducted CEE Tier 1
210596168 | Central HP <5.4 tons | CARRIER | HRCU-A-CB (Split System: Heat Pump with Remote Outdoor Unit-Air-Source) | 25VNA837A*030* |  |  | CAP**6024AL*+UI | 58CU*A100C21**20 | 32800 | 17 | 8.1 | 32000 | 24800 | 77.5% | 1.96 | 0 | 11 |  |  |  |  | R-410A | 2.7333 | Residential & Commercial | USHP | Ducted CEE Tier 1
210596184 | Central HP <5.4 tons | CARRIER | HRCU-A-CB (Split System: Heat Pump with Remote Outdoor Unit-Air-Source) | 25VNA837A*030* |  |  | CAP**6121AL*+UI | 58TN*A070C17**16 | 33200 | 17.5 | 8.5 | 32200 | 25000 | 77.64% | 1.98 | 0 | 11.7 |  |  |  |  | R-410A | 2.7667 | Residential & Commercial | USHP | Ducted CEE Tier 1
211244443 | Central HP <5.4 tons | HEIL | HRCU-A-CB (Split System: Heat Pump with Remote Outdoor Unit-Air-Source) | DLCURAH24ABK |  |  | EN(A,D)4X30L17** | *96VSN0401410A* | 23400 | 16 | 8.1 | 25800 | 24000 | 93.02% | 2 | 0 | 10 |  |  |  |  | R-410A | 1.95 | Residential & Commercial | USHP | Ducted CEE Tier 1
212955198 | Central HP <5.4 tons | CHAMPION HEATING AND COOLING | HRCU-A-CB (Split System: Heat Pump with Remote Outdoor Unit-Air-Source) | HMH72B341 | ADP |  | F,PE*SS9937 | 0 | 34000 | 18 | 8.7 | 31600 | 22800 | 72.15% | 2 | 0 | 10.5 |  |  |  |  | R-410A | 2.8333 | Residential & Commercial | USHP | Ducted CEE Tier 1
216487544 | Central HP <5.4 tons | BRYANT HEATING AND COOLING SYSTEMS | HRCU-A-CB (Split System: Heat Pump with Remote Outdoor Unit-Air-Source) | 290VAN048**AA* | ADP |  | CE(P,V)6024G48*+TXV | 987MC66120C24*** | 45000 | 18 | 9 | 45500 | 33200 | 72.97% | 2.06 | 0 | 10 |  |  |  |  | R-454B | 3.75 | Residential & Commercial | USHP | Ducted CEE Tier 1
216976416 | Central HP <5.4 tons | BRYANT HEATING AND COOLING SYSTEMS | HRCU-A-CB (Split System: Heat Pump with Remote Outdoor Unit-Air-Source) | 37MUHAQ18AA3 | ADP |  | PL36H175P15*+TXV | 82*TB36070V14*** | 17800 | 15.2 | 9.5 | 18200 | 17300 | 95.05% | 2 | 0 | 11 |  |  |  |  | R-454B | 1.4833 | Residential & Commercial | USHP | Ducted CEE Tier 1
216976433 | Central HP <5.4 tons | BRYANT HEATING AND COOLING SYSTEMS | HRCU-A-CB (Split System: Heat Pump with Remote Outdoor Unit-Air-Source) | 37MUHAQ18AA3 | ADP |  | C36A***L13*+TXV | 83*SB36040M17*** | 17700 | 15.2 | 10 | 19000 | 18100 | 95.26% | 1.98 | 0 | 11 |  |  |  |  | R-454B | 1.475 | Residential & Commercial | USHP | Ducted CEE Tier 1
216981449 | Central HP <5.4 tons | BRYANT HEATING AND COOLING SYSTEMS | HRCU-A-CB (Split System: Heat Pump with Remote Outdoor Unit-Air-Source) | 290VAN060**AA* | ADP |  | V,C60H210P17*+TXV | 987MC60060C21*** | 54000 | 17 | 8.5 | 58500 | 42000 | 71.79% | 1.86 | 0 | 8 |  |  |  |  | R-454B | 4.5 | Residential & Commercial | USHP
216981748 | Central HP <5.4 tons | BRYANT HEATING AND COOLING SYSTEMS | HRCU-A-CB (Split System: Heat Pump with Remote Outdoor Unit-Air-Source) | 293VAN036**AA* | ADP |  | C36A***L15*+TXV | 986TD42080C17*** | 33000 | 20 | 9.5 | 33200 | 26200 | 78.92% | 2.02 | 0 | 11 |  |  |  |  | R-454B | 2.75 | Residential & Commercial | USHP | Ducted CEE Tier 1
216762701 | Central HP <5.4 tons | BRYANT HEATING AND COOLING SYSTEMS | HRCU-A-CB (Split System: Heat Pump with Remote Outdoor Unit-Air-Source) | 38MURAQ36AA3* | ADP |  | H,PG1K936 | 927TA48080V17*** | 34000 | 15.2 | 9.5 | 34200 | 26800 | 78.36% | 2.2 | 0 | 9.5 |  |  |  |  | R-410A | 2.8333 | Residential & Commercial | USHP
216487546 | Central HP <5.4 tons | BRYANT HEATING AND COOLING SYSTEMS | HRCU-A-CB (Split System: Heat Pump with Remote Outdoor Unit-Air-Source) | 290VAN048**AA* | ADP |  | CE(P,V)4817G1K*+TXV | 987MC66120C24*** | 44000 | 17 | 9 | 45500 | 33200 | 72.97% | 2.06 | 0 | 9.5 |  |  |  |  | R-454B | 3.6667 | Residential & Commercial | USHP
216487880 | Central HP <5.4 tons | BRYANT HEATING AND COOLING SYSTEMS | HRCU-A-CB (Split System: Heat Pump with Remote Outdoor Unit-Air-Source) | 290VAN048**AA* | ADP |  | CE(P,V)4821G1K*+TXV | 986TD66100C21*** | 43500 | 18 | 9 | 45500 | 33200 | 72.97% | 2.06 | 0 | 9.5 |  |  |  |  | R-454B | 3.625 | Residential & Commercial | USHP
216981764 | Central HP <5.4 tons | BRYANT HEATING AND COOLING SYSTEMS | HRCU-A-CB (Split System: Heat Pump with Remote Outdoor Unit-Air-Source) | 293VAN036**AA* | ADP |  | C36A***L15*+TXV | 987MC42060C17*** | 32800 | 19 | 9.5 | 32400 | 25600 | 79.01% | 2.04 | 0 | 11 |  |  |  |  | R-454B | 2.7333 | Residential & Commercial | USHP | Ducted CEE Tier 1
216784659 | Central HP <5.4 tons | LUXAIRE | HRCU-A-CB (Split System: Heat Pump with Remote Outdoor Unit-Air-Source) | HH836E2S11 |  |  | CTF36B5CDS1 | Z8ES100B12LMPS1 | 33400 | 18 | 8.5 | 30800 | 25000 | 81.17% | 2 | 0 | 11.7 |  |  |  |  | R-454B | 2.7833 | Residential & Commercial | USHP | Ducted CEE Tier 1
210596185 | Central HP <5.4 tons | CARRIER | HRCU-A-CB (Split System: Heat Pump with Remote Outdoor Unit-Air-Source) | 25VNA837A*030* |  |  | CAP**6121AL*+UI | 58TN*A090C17**16 | 33200 | 18 | 8.5 | 32000 | 24800 | 77.5% | 2 | 0 | 12 |  |  |  |  | R-410A | 2.7667 | Residential & Commercial | USHP | Ducted CEE Tier 1
210596198 | Central HP <5.4 tons | CARRIER | HRCU-A-CB (Split System: Heat Pump with Remote Outdoor Unit-Air-Source) | 25VNA837A*030* |  |  | CAP**6124AL*+UI | 59CU5A080C21**20 | 33200 | 18 | 8.5 | 32000 | 24800 | 77.5% | 2 | 0 | 11.5 |  |  |  |  | R-410A | 2.7667 | Residential & Commercial | USHP | Ducted CEE Tier 1
210596199 | Central HP <5.4 tons | CARRIER | HRCU-A-CB (Split System: Heat Pump with Remote Outdoor Unit-Air-Source) | 25VNA837A*030* |  |  | CAP**6124AL*+UI | 59CU5A100C21**22 | 33200 | 18 | 8.5 | 32000 | 24800 | 77.5% | 2.02 | 0 | 11.5 |  |  |  |  | R-410A | 2.7667 | Residential & Commercial | USHP | Ducted CEE Tier 1
214630541 | Central HP <5.4 tons | CARRIER | HRCU-A-CB (Split System: Heat Pump with Remote Outdoor Unit-Air-Source) | 25VNA837A*031* | ADP |  | PL36H210P299 | 59TN6B080C17**14 | 32200 | 17 | 8.1 | 31200 | 24800 | 79.49% | 1.96 | 0 | 11 |  |  |  |  | R-410A | 2.6833 | Residential & Commercial | USHP | Ducted CEE Tier 1
216981782 | Central HP <5.4 tons | BRYANT HEATING AND COOLING SYSTEMS | HRCU-A-CB (Split System: Heat Pump with Remote Outdoor Unit-Air-Source) | 293VAN036**AA* | ADP |  | PL36H210P29*+TXV | 987MC60060C21*** | 33600 | 20 | 9 | 33000 | 26000 | 78.79% | 1.92 | 0 | 11.5 |  |  |  |  | R-454B | 2.8 | Residential & Commercial | USHP | Ducted CEE Tier 1
216981333 | Central HP <5.4 tons | BRYANT HEATING AND COOLING SYSTEMS | HRCU-A-CB (Split System: Heat Pump with Remote Outdoor Unit-Air-Source) | 290VAN048**AA* | ADP |  | C60A***L16*+TXV | 935CB66100C21*** | 44000 | 17 | 9 | 45500 | 33000 | 72.53% | 2.08 | 0 | 9.5 |  |  |  |  | R-454B | 3.6667 | Residential & Commercial | USHP
216981347 | Central HP <5.4 tons | BRYANT HEATING AND COOLING SYSTEMS | HRCU-A-CB (Split System: Heat Pump with Remote Outdoor Unit-Air-Source) | 290VAN048**AA* | ADP |  | C60A***L16*+TXV | 986TD60080C21*** | 44000 | 17 | 9 | 46500 | 33800 | 72.69% | 2.06 | 0 | 9.5 |  |  |  |  | R-454B | 3.6667 | Residential & Commercial | USHP
216983437 | Central HP <5.4 tons | BRYANT HEATING AND COOLING SYSTEMS | HRCU-A-CB (Split System: Heat Pump with Remote Outdoor Unit-Air-Source) | 37MUHAQ24AA3 | ADP |  | PL36H175P14*+TXV | 986TD30040C14*** | 22200 | 15.2 | 8.1 | 19400 | 18400 | 94.85% | 1.85 | 0 | 10.5 |  |  |  |  | R-454B | 1.85 | Residential & Commercial | USHP | Ducted CEE Tier 1
214627139 | Central HP <5.4 tons | CARRIER | HRCU-A-CB (Split System: Heat Pump with Remote Outdoor Unit-Air-Source) | 25VNA448A*031* | ADP |  | V,C60H210P299 | 58CU*A100C21**20 | 44000 | 21 | 9.5 | 44000 | 36000 | 81.82% | 2.36 | 0 | 11.7 |  |  |  |  | R-410A | 3.6667 | Residential & Commercial | USHP | Ducted CEE Tier 1
211206916 | Central HP <5.4 tons | FRASER-JOHNSTON | HRCU-A-CB (Split System: Heat Pump with Remote Outdoor Unit-Air-Source) | HL20B4821 |  |  | XAMC48HE3N1+CC | TM9V100C20MP12 | 43500 | 19 | 9 | 44500 | 36400 | 81.8% | 2.14 | 0 | 11.7 |  |  |  |  | R-410A | 3.625 | Residential & Commercial | USHP | Ducted CEE Tier 1
214777835 | Central HP <5.4 tons | AIREASE | HRCU-A-CB (Split System: Heat Pump with Remote Outdoor Unit-Air-Source) | 4SHP22LX124P-**A | ADP |  | H,A,DE33936+AEFE3A* | 0 | 22600 | 20 | 8.45 | 20600 | 15600 | 75.73% | 2.2 | 0 | 13 |  |  |  |  | R-410A | 1.8833 | Residential & Commercial | USHP | Ducted CEE Tier 1
210470431 | Central HP <5.4 tons | HEIL | HRCU-A-CB (Split System: Heat Pump with Remote Outdoor Unit-Air-Source) | HVH837GKA2* |  |  | EA*4X61L21A*+WALLCON | *80CTL0701716A* | 33200 | 17.5 | 8.5 | 32200 | 25000 | 77.64% | 1.98 | 0 | 11.7 |  |  |  |  | R-410A | 2.7667 | Residential & Commercial | USHP | Ducted CEE Tier 1
211641650 | Central HP <5.4 tons | MAINLINE | HRCU-A-CB (Split System: Heat Pump with Remote Outdoor Unit-Air-Source) | MLP18AZ60AJVC |  |  | MLHMVZ6021SEACA | 0 | 53000 | 18 | 8.5 | 48500 | 45500 | 93.81% | 1.8 | 0 | 10.5 |  |  |  |  | R-410A | 4.4167 | Residential & Commercial | USHP | Ducted CEE Tier 1
216981419 | Central HP <5.4 tons | BRYANT HEATING AND COOLING SYSTEMS | HRCU-A-CB (Split System: Heat Pump with Remote Outdoor Unit-Air-Source) | 290VAN060**AA* | ADP |  | PL60H210P29*+TXV | 935CB66100C21*** | 54000 | 18 | 9 | 57500 | 41000 | 71.3% | 2.02 | 0 | 8.5 |  |  |  |  | R-454B | 4.5 | Residential & Commercial | USHP
216981460 | Central HP <5.4 tons | BRYANT HEATING AND COOLING SYSTEMS | HRCU-A-CB (Split System: Heat Pump with Remote Outdoor Unit-Air-Source) | 290VAN060**AA* | ADP |  | PL60H210P29*+TXV | 987MC66100C21*** | 53500 | 18 | 9 | 58000 | 41500 | 71.55% | 2.02 | 0 | 8.5 |  |  |  |  | R-454B | 4.4583 | Residential & Commercial | USHP
216981719 | Central HP <5.4 tons | BRYANT HEATING AND COOLING SYSTEMS | HRCU-A-CB (Split System: Heat Pump with Remote Outdoor Unit-Air-Source) | 293VAN036**AA* | ADP |  | C36A***L15*+TXV | 935CB48060C17*** | 33000 | 19 | 9.5 | 33400 | 26400 | 79.04% | 2.02 | 0 | 11 |  |  |  |  | R-454B | 2.75 | Residential & Commercial | USHP | Ducted CEE Tier 1
216981721 | Central HP <5.4 tons | BRYANT HEATING AND COOLING SYSTEMS | HRCU-A-CB (Split System: Heat Pump with Remote Outdoor Unit-Air-Source) | 293VAN036**AA* | ADP |  | V,C36H175P13*+TXV | 935CB48060C17*** | 32400 | 19 | 9.5 | 33800 | 26800 | 79.29% | 2 | 0 | 11 |  |  |  |  | R-454B | 2.7 | Residential & Commercial | USHP | Ducted CEE Tier 1
216981728 | Central HP <5.4 tons | BRYANT HEATING AND COOLING SYSTEMS | HRCU-A-CB (Split System: Heat Pump with Remote Outdoor Unit-Air-Source) | 293VAN036**AA* | ADP |  | A36VCA*+TXV | 986TD42060C17*** | 32400 | 19 | 9.5 | 32400 | 25600 | 79.01% | 2.04 | 0 | 10.5 |  |  |  |  | R-454B | 2.7 | Residential & Commercial | USHP | Ducted CEE Tier 1
216981735 | Central HP <5.4 tons | BRYANT HEATING AND COOLING SYSTEMS | HRCU-A-CB (Split System: Heat Pump with Remote Outdoor Unit-Air-Source) | 293VAN036**AA* | ADP |  | C36A***L15*+TXV | 986TD42060C17*** | 32800 | 19 | 9.5 | 32400 | 25600 | 79.01% | 2.04 | 0 | 11 |  |  |  |  | R-454B | 2.7333 | Residential & Commercial | USHP | Ducted CEE Tier 1
216487849 | Central HP <5.4 tons | BRYANT HEATING AND COOLING SYSTEMS | HRCU-A-CB (Split System: Heat Pump with Remote Outdoor Unit-Air-Source) | 290VAN036**AA* | ADP |  | CE(P,V)3614G34*+TXV | 986TD66100C21*** | 33200 | 18 | 9 | 33400 | 24600 | 73.65% | 1.9 | 0 | 9.5 |  |  |  |  | R-454B | 2.7667 | Residential & Commercial | USHP
216981237 | Central HP <5.4 tons | BRYANT HEATING AND COOLING SYSTEMS | HRCU-A-CB (Split System: Heat Pump with Remote Outdoor Unit-Air-Source) | 290VAN036**AA* | ADP |  | C36A***L53*+TXV | 935CB60080C21*** | 34400 | 18 | 9 | 32600 | 24400 | 74.85% | 1.9 | 0 | 10 |  |  |  |  | R-454B | 2.8667 | Residential & Commercial | USHP | Ducted CEE Tier 1
216981251 | Central HP <5.4 tons | BRYANT HEATING AND COOLING SYSTEMS | HRCU-A-CB (Split System: Heat Pump with Remote Outdoor Unit-Air-Source) | 290VAN036**AA* | ADP |  | PL36H210P29*+TXV | 986TD42080C17*** | 34400 | 18 | 9 | 33800 | 24800 | 73.37% | 1.9 | 0 | 10 |  |  |  |  | R-454B | 2.8667 | Residential & Commercial | USHP | Ducted CEE Tier 1
216981253 | Central HP <5.4 tons | BRYANT HEATING AND COOLING SYSTEMS | HRCU-A-CB (Split System: Heat Pump with Remote Outdoor Unit-Air-Source) | 290VAN036**AA* | ADP |  | C36A***L13*+TXV | 986TD42080C17*** | 33000 | 17 | 9 | 34400 | 25400 | 73.84% | 1.84 | 0 | 9.5 |  |  |  |  | R-454B | 2.75 | Residential & Commercial | USHP
216981760 | Central HP <5.4 tons | BRYANT HEATING AND COOLING SYSTEMS | HRCU-A-CB (Split System: Heat Pump with Remote Outdoor Unit-Air-Source) | 293VAN036**AA* | ADP |  | V,C36H175P14*+TXV | 987MC42060C17*** | 32400 | 19 | 9.5 | 32800 | 26000 | 79.27% | 2.04 | 0 | 10.5 |  |  |  |  | R-454B | 2.7 | Residential & Commercial | USHP | Ducted CEE Tier 1
216981771 | Central HP <5.4 tons | BRYANT HEATING AND COOLING SYSTEMS | HRCU-A-CB (Split System: Heat Pump with Remote Outdoor Unit-Air-Source) | 293VAN036**AA* | ADP |  | C36A***L13*+TXV | 987MC42080C17*** | 32400 | 19 | 9.5 | 33800 | 26800 | 79.29% | 2 | 0 | 11 |  |  |  |  | R-454B | 2.7 | Residential & Commercial | USHP | Ducted CEE Tier 1
216779033 | Central HP <5.4 tons | BRYANT HEATING AND COOLING SYSTEMS | HRCU-A-CB (Split System: Heat Pump with Remote Outdoor Unit-Air-Source) | 38MURAQ30AA3* | ADP |  | H,PG1K936 | 927TA48080V17*** | 30600 | 16 | 10 | 31800 | 22600 | 71.07% | 2.38 | 0 | 10.5 |  |  |  |  | R-410A | 2.55 | Residential & Commercial | USHP | Ducted CEE Tier 1
214594990 | Central HP <5.4 tons | LUXAIRE | HRCU-A-CB (Split System: Heat Pump with Remote Outdoor Unit-Air-Source) | HH836E2S11 |  |  | CTF48C5CFS1 | Z8ES120C20SMPS1 | 34200 | 19 | 9 | 32000 | 25400 | 79.38% | 2 | 0 | 11 |  |  |  |  | R-454B | 2.85 | Residential & Commercial | USHP | Ducted CEE Tier 1
214595025 | Central HP <5.4 tons | LUXAIRE | HRCU-A-CB (Split System: Heat Pump with Remote Outdoor Unit-Air-Source) | HH836E2S11 |  |  | CTM48C5CFS1 | Z8ES100C20SMPS1 | 34400 | 19 | 9 | 32000 | 25400 | 79.38% | 2 | 0 | 11 |  |  |  |  | R-454B | 2.8667 | Residential & Commercial | USHP | Ducted CEE Tier 1
214595060 | Central HP <5.4 tons | LUXAIRE | HRCU-A-CB (Split System: Heat Pump with Remote Outdoor Unit-Air-Source) | HH836E2S11 |  |  | CTF36C5CDS1 | Z8ES080C20SMPS1 | 35000 | 19 | 8.5 | 32800 | 27000 | 82.32% | 2 | 0 | 11 |  |  |  |  | R-454B | 2.9167 | Residential & Commercial | USHP | Ducted CEE Tier 1
216487472 | Central HP <5.4 tons | BRYANT HEATING AND COOLING SYSTEMS | HRCU-A-CB (Split System: Heat Pump with Remote Outdoor Unit-Air-Source) | 290VAN048**AA* | ADP |  | CE(P,V)6024G48*+TXV | 88*TB48090C17*** | 44500 | 17 | 9 | 46000 | 33400 | 72.61% | 2.06 | 0 | 9.5 |  |  |  |  | R-454B | 3.7083 | Residential & Commercial | USHP
216981303 | Central HP <5.4 tons | BRYANT HEATING AND COOLING SYSTEMS | HRCU-A-CB (Split System: Heat Pump with Remote Outdoor Unit-Air-Source) | 290VAN048**AA* | ADP |  | V,C48H175P78*+TXV | 935CB48060C17*** | 44000 | 17 | 9 | 47000 | 34200 | 72.77% | 2.04 | 0 | 9 |  |  |  |  | R-454B | 3.6667 | Residential & Commercial | USHP
216981262 | Central HP <5.4 tons | BRYANT HEATING AND COOLING SYSTEMS | HRCU-A-CB (Split System: Heat Pump with Remote Outdoor Unit-Air-Source) | 290VAN036**AA* | ADP |  | C36A***L53*+TXV | 986TD42080C17*** | 34400 | 18 | 9 | 33800 | 24800 | 73.37% | 1.9 | 0 | 10 |  |  |  |  | R-454B | 2.8667 | Residential & Commercial | USHP | Ducted CEE Tier 1
216981276 | Central HP <5.4 tons | BRYANT HEATING AND COOLING SYSTEMS | HRCU-A-CB (Split System: Heat Pump with Remote Outdoor Unit-Air-Source) | 290VAN036**AA* | ADP |  | PL36H***P44*+TXV | 987MC42060C17*** | 33400 | 17 | 9 | 33600 | 25000 | 74.4% | 1.88 | 0 | 9.5 |  |  |  |  | R-454B | 2.7833 | Residential & Commercial | USHP
216981312 | Central HP <5.4 tons | BRYANT HEATING AND COOLING SYSTEMS | HRCU-A-CB (Split System: Heat Pump with Remote Outdoor Unit-Air-Source) | 290VAN048**AA* | ADP |  | V,C60H210P29*+TXV | 935CB60080C21*** | 44500 | 17 | 9 | 46000 | 33400 | 72.61% | 2.08 | 0 | 9.5 |  |  |  |  | R-454B | 3.7083 | Residential & Commercial | USHP
216981346 | Central HP <5.4 tons | BRYANT HEATING AND COOLING SYSTEMS | HRCU-A-CB (Split System: Heat Pump with Remote Outdoor Unit-Air-Source) | 290VAN048**AA* | ADP |  | C48A***L16*+TXV | 986TD60080C21*** | 44000 | 17 | 9 | 46500 | 33800 | 72.69% | 2.06 | 0 | 9.5 |  |  |  |  | R-454B | 3.6667 | Residential & Commercial | USHP
216981285 | Central HP <5.4 tons | BRYANT HEATING AND COOLING SYSTEMS | HRCU-A-CB (Split System: Heat Pump with Remote Outdoor Unit-Air-Source) | 290VAN036**AA* | ADP |  | PL36H175P15*+TXV | 987MC42080C17*** | 33600 | 17 | 9 | 33600 | 24800 | 73.81% | 1.88 | 0 | 9.5 |  |  |  |  | R-454B | 2.8 | Residential & Commercial | USHP
216494149 | Central HP <5.4 tons | BRYANT HEATING AND COOLING SYSTEMS | HRCU-A-CB (Split System: Heat Pump with Remote Outdoor Unit-Air-Source) | 293VAN036**AA* | ADP |  | CE(P,V)3621G34*+TXV | 987MC60060C21*** | 32600 | 19 | 9.5 | 33600 | 26800 | 79.76% | 2 | 0 | 11 |  |  |  |  | R-454B | 2.7167 | Residential & Commercial | USHP | Ducted CEE Tier 1
216494151 | Central HP <5.4 tons | BRYANT HEATING AND COOLING SYSTEMS | HRCU-A-CB (Split System: Heat Pump with Remote Outdoor Unit-Air-Source) | 293VAN036**AA* | ADP |  | CE(P,V)3621G34*+TXV | 987MC66100C21*** | 32800 | 20 | 9.5 | 33200 | 26200 | 78.92% | 2 | 0 | 11.5 |  |  |  |  | R-454B | 2.7333 | Residential & Commercial | USHP | Ducted CEE Tier 1
216981919 | Central HP <5.4 tons | BRYANT HEATING AND COOLING SYSTEMS | HRCU-A-CB (Split System: Heat Pump with Remote Outdoor Unit-Air-Source) | 293VAN060**AA* | ADP |  | C60A***L16*+TXV | 986TD66100C21*** | 54500 | 18 | 8.45 | 58500 | 46000 | 78.63% | 2 | 0 | 11 |  |  |  |  | R-454B | 4.5417 | Residential & Commercial | USHP | Ducted CEE Tier 1
216981930 | Central HP <5.4 tons | BRYANT HEATING AND COOLING SYSTEMS | HRCU-A-CB (Split System: Heat Pump with Remote Outdoor Unit-Air-Source) | 293VAN060**AA* | ADP |  | V,C60H210P17*+TXV | 987MC60060C21*** | 54500 | 18 | 8.5 | 59000 | 47000 | 79.66% | 2 | 0 | 10 |  |  |  |  | R-454B | 4.5417 | Residential & Commercial | USHP | Ducted CEE Tier 1
216981351 | Central HP <5.4 tons | BRYANT HEATING AND COOLING SYSTEMS | HRCU-A-CB (Split System: Heat Pump with Remote Outdoor Unit-Air-Source) | 290VAN048**AA* | ADP |  | C60A***L18*+TXV | 986TD60080C21*** | 45000 | 18 | 9 | 45500 | 33200 | 72.97% | 2.06 | 0 | 10 |  |  |  |  | R-454B | 3.75 | Residential & Commercial | USHP | Ducted CEE Tier 1
216981360 | Central HP <5.4 tons | BRYANT HEATING AND COOLING SYSTEMS | HRCU-A-CB (Split System: Heat Pump with Remote Outdoor Unit-Air-Source) | 290VAN048**AA* | ADP |  | C48A***L16*+TXV | 986TD66100C21*** | 43500 | 18 | 9 | 45500 | 33200 | 72.97% | 2.06 | 0 | 9.5 |  |  |  |  | R-454B | 3.625 | Residential & Commercial | USHP
216981376 | Central HP <5.4 tons | BRYANT HEATING AND COOLING SYSTEMS | HRCU-A-CB (Split System: Heat Pump with Remote Outdoor Unit-Air-Source) | 290VAN048**AA* | ADP |  | C60A***L16*+TXV | 987MC60060C21*** | 44000 | 17 | 9 | 47000 | 34200 | 72.77% | 2.04 | 0 | 9.5 |  |  |  |  | R-454B | 3.6667 | Residential & Commercial | USHP
216983425 | Central HP <5.4 tons | BRYANT HEATING AND COOLING SYSTEMS | HRCU-A-CB (Split System: Heat Pump with Remote Outdoor Unit-Air-Source) | 37MUHAQ24AA3 | ADP |  | V,C36H***P42*+TXV | 916SA36060M14*** | 22000 | 15.2 | 8.5 | 19400 | 18800 | 96.91% | 1.98 | 0 | 10.5 |  |  |  |  | R-454B | 1.8333 | Residential & Commercial | USHP | Ducted CEE Tier 1
211387239 | Central HP <5.4 tons | FRASER-JOHNSTON | HRCU-A-CB (Split System: Heat Pump with Remote Outdoor Unit-Air-Source) | HMH72B341 |  |  | XAFB30CXXN1+TXV | TM9Y060B12MP11 | 32600 | 17.5 | 8.1 | 34000 | 23800 | 70% | 2 | 0 | 9.5 |  |  |  |  | R-410A | 2.7167 | Residential & Commercial | USHP
210596225 | Central HP <5.4 tons | CARRIER | HRCU-A-CB (Split System: Heat Pump with Remote Outdoor Unit-Air-Source) | 25VNA837A*030* |  |  | CNPV*6024AL*+UI | 58TN*A135C24**22 | 32800 | 18 | 8.1 | 32200 | 24600 | 76.4% | 1.98 | 0 | 12 |  |  |  |  | R-410A | 2.7333 | Residential & Commercial | USHP | Ducted CEE Tier 1
214238876 | Central HP <5.4 tons | AIRQUEST | HRCU-A-CB (Split System: Heat Pump with Remote Outdoor Unit-Air-Source) | HVH837GKA2* |  |  | EN(A,D)4X36L21**+WALLCON | *80CTL1102120B* | 31400 | 16.5 | 8.1 | 33000 | 24000 | 72.73% | 1.82 | 0 | 11 |  |  |  |  | R-410A | 2.6167 | Residential & Commercial | USHP | Ducted CEE Tier 1
214239376 | Central HP <5.4 tons | AIRQUEST | HRCU-A-CB (Split System: Heat Pump with Remote Outdoor Unit-Air-Source) | HVH837GKA2* |  |  | EN(A,D,W)4X60L24**+WALLCON | *80CTL1352422B* | 32800 | 17.5 | 8.1 | 32200 | 24600 | 76.4% | 1.96 | 0 | 12 |  |  |  |  | R-410A | 2.7333 | Residential & Commercial | USHP | Ducted CEE Tier 1
215936293 | Central HP <5.4 tons | TEMPSTAR | HRCU-A-CB (Split System: Heat Pump with Remote Outdoor Unit-Air-Source) | T5H3V36*K*AAA* |  |  | EVD5X48M21A*+WALLCON | *96CTN0601714B* | 34600 | 20.5 | 8.5 | 38000 | 27600 | 72.63% | 2 | 0 | 11.5 |  |  |  |  | R-454B | 2.8833 | Residential & Commercial | USHP | Ducted CEE Tier 1
215936393 | Central HP <5.4 tons | TEMPSTAR | HRCU-A-CB (Split System: Heat Pump with Remote Outdoor Unit-Air-Source) | T5H3V36*K*AAA* |  |  | EVD5X48M24A*+WALLCON | *97CMN1002122B* | 35000 | 21.5 | 8.5 | 38000 | 28200 | 74.21% | 2.02 | 0 | 12 |  |  |  |  | R-454B | 2.9167 | Residential & Commercial | USHP | Ducted CEE Tier 1
214731171 | Central HP <5.4 tons | BRYANT HEATING AND COOLING SYSTEMS | HRCU-A-CB (Split System: Heat Pump with Remote Outdoor Unit-Air-Source) | 38MURAQ24AB3* | ADP |  | H,PG81936 | 926TC36040V17*** | 23400 | 16 | 8.5 | 24600 | 24000 | 97.56% | 2.02 | 0 | 10 |  |  |  |  | R-410A | 1.95 | Residential & Commercial | USHP | Ducted CEE Tier 1
213829736 | Central HP <5.4 tons | RHEEM | HRCU-A-CB (Split System: Heat Pump with Remote Outdoor Unit-Air-Source) | RP18AZ48AJVC |  |  | RCFZ6021SEAAM | R801V0704A17UHU | 44000 | 18 | 8.1 | 43500 | 45500 | 104.6% | 1.9 | 0 | 10 |  |  |  |  | R-410A | 3.6667 | Residential & Commercial | USHP | Ducted CEE Tier 1
210474560 | Central HP <5.4 tons | HEIL | HRCU-A-CB (Split System: Heat Pump with Remote Outdoor Unit-Air-Source) | HVH825GKA3* |  |  | EHD4X48AAL+WALLCON | *96CTN1202422A* | 24200 | 16.5 | 8.1 | 21200 | 16600 | 78.3% | 2.02 | 0 | 11 |  |  |  |  | R-410A | 2.0167 | Residential & Commercial | USHP | Ducted CEE Tier 1
214624766 | Central HP <5.4 tons | CARRIER | HRCU-A-CB (Split System: Heat Pump with Remote Outdoor Unit-Air-Source) | 38MURAQ24AB3* | ADP |  | C36A***L159 | 58SU*B040M17**12 | 23600 | 17 | 8.5 | 24200 | 22800 | 94.21% | 1.94 | 0 | 10 |  |  |  |  | R-410A | 1.9667 | Residential & Commercial | USHP | Ducted CEE Tier 1
214624781 | Central HP <5.4 tons | CARRIER | HRCU-A-CB (Split System: Heat Pump with Remote Outdoor Unit-Air-Source) | 38MURAQ24AB3* | ADP |  | C36A***L139 | 58SU*B060M17**16 | 23400 | 17 | 9 | 24600 | 25600 | 104.1% | 2.2 | 0 | 10 |  |  |  |  | R-410A | 1.95 | Residential & Commercial | USHP | Ducted CEE Tier 1
213829744 | Central HP <5.4 tons | RHEEM | HRCU-A-CB (Split System: Heat Pump with Remote Outdoor Unit-Air-Source) | RP18AZ48AJVC |  |  | RCFZ6021SEAAM | R801V1005A21UHU | 44500 | 19 | 8.1 | 43000 | 45000 | 104.7% | 2 | 0 | 10 |  |  |  |  | R-410A | 3.7083 | Residential & Commercial | USHP | Ducted CEE Tier 1
210473030 | Central HP <5.4 tons | HEIL | HRCU-A-CB (Split System: Heat Pump with Remote Outdoor Unit-Air-Source) | HVH825GKA3* |  |  | EA*4X42L24A*+WALLCON | *96CTN1202422A* | 23800 | 17 | 8.1 | 21400 | 16600 | 77.57% | 1.96 | 0 | 11 |  |  |  |  | R-410A | 1.9833 | Residential & Commercial | USHP | Ducted CEE Tier 1
211240264 | Central HP <5.4 tons | BRYANT HEATING AND COOLING SYSTEMS | HRCU-A-CB (Split System: Heat Pump with Remote Outdoor Unit-Air-Source) | 38MURAQ24AB3* |  |  | CAP**2414AL* | 82*TA36070V14*** | 24000 | 16.5 | 8.5 | 26800 | 23800 | 88.81% | 1.96 | 0 | 10 |  |  |  |  | R-410A | 2 | Residential & Commercial | USHP | Ducted CEE Tier 1
213249252 | Central HP <5.4 tons | DAY & NIGHT | HRCU-A-CB (Split System: Heat Pump with Remote Outdoor Unit-Air-Source) | DLCURAH18ABK |  |  | FEVA0024**+NAVA43601CK | 0 | 18100 | 16.5 | 8.5 | 18300 | 17900 | 97.81% | 2.16 | 0 | 11 |  |  |  |  | R-410A | 1.5083 | Residential & Commercial | USHP | Ducted CEE Tier 1
211240401 | Central HP <5.4 tons | BRYANT HEATING AND COOLING SYSTEMS | HRCU-A-CB (Split System: Heat Pump with Remote Outdoor Unit-Air-Source) | 38MURAQ24AB3* |  |  | CAP**2417AL* | 926SA36040V17*** | 23000 | 15.5 | 8.5 | 26400 | 26000 | 98.48% | 2.18 | 0 | 9.5 |  |  |  |  | R-410A | 1.9167 | Residential & Commercial | USHP
211240410 | Central HP <5.4 tons | BRYANT HEATING AND COOLING SYSTEMS | HRCU-A-CB (Split System: Heat Pump with Remote Outdoor Unit-Air-Source) | 38MURAQ24AB3* |  |  | CAP**2417AL* | 926SA36060V14*** | 23200 | 16.5 | 8.5 | 26400 | 25600 | 96.97% | 2.14 | 0 | 10 |  |  |  |  | R-410A | 1.9333 | Residential & Commercial | USHP | Ducted CEE Tier 1
211240419 | Central HP <5.4 tons | BRYANT HEATING AND COOLING SYSTEMS | HRCU-A-CB (Split System: Heat Pump with Remote Outdoor Unit-Air-Source) | 38MURAQ24AB3* |  |  | CAP**2417AL* | 926SA48080V17*** | 23800 | 16.5 | 8.5 | 26800 | 24000 | 89.55% | 1.98 | 0 | 10 |  |  |  |  | R-410A | 1.9833 | Residential & Commercial | USHP | Ducted CEE Tier 1
216761984 | Central HP <5.4 tons | BRYANT HEATING AND COOLING SYSTEMS | HRCU-A-CB (Split System: Heat Pump with Remote Outdoor Unit-Air-Source) | 38MURAQ36AB3* | ADP |  | H,PG48936 | 927TA48080V17*** | 38000 | 18 | 11.5 | 42000 | 41500 | 98.81% | 2.3 | 0 | 11.5 |  |  |  |  | R-410A | 3.1667 | Residential & Commercial | USHP | Ducted CEE Tier 1
216440418 | Central HP <5.4 tons | TRANE | HRCU-A-CB (Split System: Heat Pump with Remote Outdoor Unit-Air-Source) | 5TWV0X60A1 |  |  | 5PX*C007AS3+P0V0C000M50SD+LRP | 0 | 52000 | 18.8 | 9 | 54000 | 38000 | 70.37% | 2 | 0 | 10.5 |  |  |  |  | R-454B | 4.3333 | Residential & Commercial | USHP | Ducted CEE Tier 1
216440420 | Central HP <5.4 tons | TRANE | HRCU-A-CB (Split System: Heat Pump with Remote Outdoor Unit-Air-Source) | 5TWV0X60A1 |  |  | 5PX*C007AS3 | S9V2C100U5VSB+LRP | 51500 | 18.4 | 9 | 54500 | 38500 | 70.64% | 2 | 0 | 10 |  |  |  |  | R-454B | 4.2917 | Residential & Commercial | USHP | Ducted CEE Tier 1
211240662 | Central HP <5.4 tons | BRYANT HEATING AND COOLING SYSTEMS | HRCU-A-CB (Split System: Heat Pump with Remote Outdoor Unit-Air-Source) | 38MURAQ24AB3* |  |  | CAP**2417AL* | 8(0,1)*SA42090E17*** | 24200 | 16.5 | 8.5 | 27000 | 23400 | 86.67% | 1.94 | 0 | 10 |  |  |  |  | R-410A | 2.0167 | Residential & Commercial | USHP | Ducted CEE Tier 1
211240685 | Central HP <5.4 tons | BRYANT HEATING AND COOLING SYSTEMS | HRCU-A-CB (Split System: Heat Pump with Remote Outdoor Unit-Air-Source) | 38MURAQ24AB3* |  |  | CAP**2417AL* | 912SD42060E17*** | 24000 | 16.5 | 8.5 | 26800 | 23800 | 88.81% | 1.96 | 0 | 10 |  |  |  |  | R-410A | 2 | Residential & Commercial | USHP | Ducted CEE Tier 1
211240828 | Central HP <5.4 tons | BRYANT HEATING AND COOLING SYSTEMS | HRCU-A-CB (Split System: Heat Pump with Remote Outdoor Unit-Air-Source) | 38MURAQ24AB3* |  |  | CAP**2517AL* | 926SA30040V14*** | 24400 | 16 | 8.5 | 25600 | 21400 | 83.59% | 1.78 | 0 | 10 |  |  |  |  | R-410A | 2.0333 | Residential & Commercial | USHP | Ducted CEE Tier 1
211240855 | Central HP <5.4 tons | BRYANT HEATING AND COOLING SYSTEMS | HRCU-A-CB (Split System: Heat Pump with Remote Outdoor Unit-Air-Source) | 38MURAQ24AB3* |  |  | CAP**2517AL* | 926SA48080V17*** | 24800 | 17 | 8.5 | 25600 | 21200 | 82.81% | 1.78 | 0 | 10.5 |  |  |  |  | R-410A | 2.0667 | Residential & Commercial | USHP | Ducted CEE Tier 1
211240978 | Central HP <5.4 tons | BRYANT HEATING AND COOLING SYSTEMS | HRCU-A-CB (Split System: Heat Pump with Remote Outdoor Unit-Air-Source) | 38MURAQ24AB3* |  |  | CAP**2517AL* | 82*TA48070V17*** | 24800 | 17 | 8.5 | 25400 | 21200 | 83.46% | 1.78 | 0 | 10.5 |  |  |  |  | R-410A | 2.0667 | Residential & Commercial | USHP | Ducted CEE Tier 1
211241264 | Central HP <5.4 tons | BRYANT HEATING AND COOLING SYSTEMS | HRCU-A-CB (Split System: Heat Pump with Remote Outdoor Unit-Air-Source) | 38MURAQ24AB3* |  |  | CAP**3014AL* | 82*TA36045V14*** | 24000 | 16.5 | 8.5 | 26200 | 23000 | 87.79% | 1.9 | 0 | 10 |  |  |  |  | R-410A | 2 | Residential & Commercial | USHP | Ducted CEE Tier 1
211241298 | Central HP <5.4 tons | BRYANT HEATING AND COOLING SYSTEMS | HRCU-A-CB (Split System: Heat Pump with Remote Outdoor Unit-Air-Source) | 38MURAQ24AB3* |  |  | CAP**3014AL* | 926TB30040V14*** | 23600 | 15.5 | 8.5 | 26200 | 23600 | 90.08% | 1.94 | 0 | 10 |  |  |  |  | R-410A | 1.9667 | Residential & Commercial | USHP | Ducted CEE Tier 1
210472986 | Central HP <5.4 tons | HEIL | HRCU-A-CB (Split System: Heat Pump with Remote Outdoor Unit-Air-Source) | HVH825GKA3* |  |  | EA*4X42L24A*+WALLCON | *95CSU0802120A* | 23800 | 17 | 8.1 | 21400 | 16600 | 77.57% | 1.96 | 0 | 11 |  |  |  |  | R-410A | 1.9833 | Residential & Commercial | USHP | Ducted CEE Tier 1
210474373 | Central HP <5.4 tons | HEIL | HRCU-A-CB (Split System: Heat Pump with Remote Outdoor Unit-Air-Source) | HVH825GKA3* |  |  | EHD4X42AAL+WALLCON | *97CMN1002122A* | 24200 | 16 | 8.1 | 21400 | 16600 | 77.57% | 2 | 0 | 10.5 |  |  |  |  | R-410A | 2.0167 | Residential & Commercial | USHP | Ducted CEE Tier 1
210474406 | Central HP <5.4 tons | HEIL | HRCU-A-CB (Split System: Heat Pump with Remote Outdoor Unit-Air-Source) | HVH825GKA3* |  |  | EHD4X42AAL+WALLCON | *80CTL0701412A* | 24200 | 16.5 | 8.1 | 21200 | 16600 | 78.3% | 2.02 | 0 | 11 |  |  |  |  | R-410A | 2.0167 | Residential & Commercial | USHP | Ducted CEE Tier 1
210473305 | Central HP <5.4 tons | HEIL | HRCU-A-CB (Split System: Heat Pump with Remote Outdoor Unit-Air-Source) | HVH825GKA3* |  |  | EA*4X48L21A*+WALLCON | *80CSU0601716A* | 24000 | 17 | 8.1 | 21000 | 16600 | 79.05% | 2.02 | 0 | 11 |  |  |  |  | R-410A | 2 | Residential & Commercial | USHP | Ducted CEE Tier 1
210473338 | Central HP <5.4 tons | HEIL | HRCU-A-CB (Split System: Heat Pump with Remote Outdoor Unit-Air-Source) | HVH825GKA3* |  |  | EA*4X48L21A*+WALLCON | *80CTL0701716A* | 24000 | 17 | 8.1 | 21000 | 16600 | 79.05% | 2.02 | 0 | 11 |  |  |  |  | R-410A | 2 | Residential & Commercial | USHP | Ducted CEE Tier 1
216984305 | Central HP <5.4 tons | BRYANT HEATING AND COOLING SYSTEMS | HRCU-A-CB (Split System: Heat Pump with Remote Outdoor Unit-Air-Source) | 290VAN060**AA* | ADP |  | V,C60H210P17*+TXV | 987TA60080C21*** | 55000 | 18 | 9 | 58000 | 41500 | 71.55% | 2.02 | 0 | 8.5 |  |  |  |  | R-454B | 4.5833 | Residential & Commercial | USHP
216984609 | Central HP <5.4 tons | BRYANT HEATING AND COOLING SYSTEMS | HRCU-A-CB (Split System: Heat Pump with Remote Outdoor Unit-Air-Source) | 293VAN036**AA* | ADP |  | PL36H210P29*+TXV | 987TA42080C17*** | 33200 | 19 | 9.5 | 33400 | 26400 | 79.04% | 2.02 | 0 | 11 |  |  |  |  | R-454B | 2.7667 | Residential & Commercial | USHP | Ducted CEE Tier 1
214624928 | Central HP <5.4 tons | CARRIER | HRCU-A-CB (Split System: Heat Pump with Remote Outdoor Unit-Air-Source) | 38MURAQ36AB3* | ADP |  | PL36H210P299 | 58SU*B100M21**20 | 36400 | 16 | 8.5 | 36400 | 34400 | 94.51% | 2.1 | 0 | 10 |  |  |  |  | R-410A | 3.0333 | Residential & Commercial | USHP | Ducted CEE Tier 1
214777837 | Central HP <5.4 tons | AIREASE | HRCU-A-CB (Split System: Heat Pump with Remote Outdoor Unit-Air-Source) | 4SHP22LX124P-**A | ADP |  | V,A,D36H175D159+AEFE4B* | 0 | 23400 | 21 | 8.7 | 20600 | 15700 | 76.21% | 2.26 | 0 | 13.5 |  |  |  |  | R-410A | 1.95 | Residential & Commercial | USHP | Ducted CEE Tier 1
214624751 | Central HP <5.4 tons | CARRIER | HRCU-A-CB (Split System: Heat Pump with Remote Outdoor Unit-Air-Source) | 38MURAQ24AB3* | ADP |  | PL36H175P149 | 58SU*B040M17**12 | 23600 | 17 | 8.5 | 24200 | 22800 | 94.21% | 1.94 | 0 | 10 |  |  |  |  | R-410A | 1.9667 | Residential & Commercial | USHP | Ducted CEE Tier 1
211240236 | Central HP <5.4 tons | BRYANT HEATING AND COOLING SYSTEMS | HRCU-A-CB (Split System: Heat Pump with Remote Outdoor Unit-Air-Source) | 38MURAQ24AB3* |  |  | CAP**2414AL* | 926SA30040V14*** | 23400 | 15.5 | 8.5 | 26800 | 24800 | 92.54% | 2.04 | 0 | 9.5 |  |  |  |  | R-410A | 1.95 | Residential & Commercial | USHP
211240468 | Central HP <5.4 tons | BRYANT HEATING AND COOLING SYSTEMS | HRCU-A-CB (Split System: Heat Pump with Remote Outdoor Unit-Air-Source) | 38MURAQ24AB3* |  |  | CAP**2417AL* | 82*SA48045V17*** | 23800 | 16 | 8.5 | 26800 | 24000 | 89.55% | 1.98 | 0 | 10 |  |  |  |  | R-410A | 1.9833 | Residential & Commercial | USHP | Ducted CEE Tier 1
211241507 | Central HP <5.4 tons | BRYANT HEATING AND COOLING SYSTEMS | HRCU-A-CB (Split System: Heat Pump with Remote Outdoor Unit-Air-Source) | 38MURAQ24AB3* |  |  | CAP**3017AL* | 83*SA36040E17*** | 24000 | 17 | 8.5 | 26000 | 23200 | 89.23% | 1.94 | 0 | 10 |  |  |  |  | R-410A | 2 | Residential & Commercial | USHP | Ducted CEE Tier 1
211241246 | Central HP <5.4 tons | BRYANT HEATING AND COOLING SYSTEMS | HRCU-A-CB (Split System: Heat Pump with Remote Outdoor Unit-Air-Source) | 38MURAQ24AB3* |  |  | CAP**3014AL* | 926SA30040V14*** | 23600 | 15.5 | 8.5 | 26200 | 23600 | 90.08% | 1.94 | 0 | 10 |  |  |  |  | R-410A | 1.9667 | Residential & Commercial | USHP | Ducted CEE Tier 1
211241923 | Central HP <5.4 tons | BRYANT HEATING AND COOLING SYSTEMS | HRCU-A-CB (Split System: Heat Pump with Remote Outdoor Unit-Air-Source) | 38MURAQ24AB3* |  |  | CAP**3617AL* | 82*SA48070V17*** | 24000 | 16.5 | 8.5 | 26000 | 22800 | 87.69% | 1.9 | 0 | 10 |  |  |  |  | R-410A | 2 | Residential & Commercial | USHP | Ducted CEE Tier 1
211242818 | Central HP <5.4 tons | BRYANT HEATING AND COOLING SYSTEMS | HRCU-A-CB (Split System: Heat Pump with Remote Outdoor Unit-Air-Source) | 38MURAQ24AB3* |  |  | CAP**3717AL* | 935SA36040E17*** | 24000 | 17 | 8.5 | 25200 | 22000 | 87.3% | 1.84 | 0 | 10 |  |  |  |  | R-410A | 2 | Residential & Commercial | USHP | Ducted CEE Tier 1
211243227 | Central HP <5.4 tons | BRYANT HEATING AND COOLING SYSTEMS | HRCU-A-CB (Split System: Heat Pump with Remote Outdoor Unit-Air-Source) | 38MURAQ24AB3* |  |  | CAP**3721AL* | 926SA60080V21*** | 24600 | 17 | 8.5 | 25200 | 21000 | 83.33% | 1.78 | 0 | 10.5 |  |  |  |  | R-410A | 2.05 | Residential & Commercial | USHP | Ducted CEE Tier 1
211243245 | Central HP <5.4 tons | BRYANT HEATING AND COOLING SYSTEMS | HRCU-A-CB (Split System: Heat Pump with Remote Outdoor Unit-Air-Source) | 38MURAQ24AB3* |  |  | CAP**3721AL* | 926SA36040V17*** | 24000 | 16 | 8.1 | 25000 | 21600 | 86.4% | 1.8 | 0 | 10 |  |  |  |  | R-410A | 2 | Residential & Commercial | USHP | Ducted CEE Tier 1
214629173 | Central HP <5.4 tons | CARRIER | HRCU-A-CB (Split System: Heat Pump with Remote Outdoor Unit-Air-Source) | 38MURAQ36AB3* | ADP |  | PL36H***P449 | 58TP*B070V14**12 | 35000 | 16 | 8.1 | 36800 | 34600 | 94.02% | 1.94 | 0 | 9.5 |  |  |  |  | R-410A | 2.9167 | Residential & Commercial | USHP
214301837 | Central HP <5.4 tons | CHAMPION HEATING AND COOLING | HRCU-A-CB (Split System: Heat Pump with Remote Outdoor Unit-Air-Source) | HMH72B341 | ADP |  | H,YE9J(1,2)36+TXV | TM8E080B12MP11 | 34000 | 18 | 8.1 | 32400 | 24000 | 74.07% | 2.06 | 0 | 9.5 |  |  |  |  | R-410A | 2.8333 | Residential & Commercial | USHP
214301855 | Central HP <5.4 tons | CHAMPION HEATING AND COOLING | HRCU-A-CB (Split System: Heat Pump with Remote Outdoor Unit-Air-Source) | HMH72B341 | ADP |  | H,YE9J(1,2)36+TXV | TM9E100C16MP12 | 33000 | 17 | 8.5 | 31400 | 22800 | 72.61% | 2.04 | 0 | 10 |  |  |  |  | R-410A | 2.75 | Residential & Commercial | USHP | Ducted CEE Tier 1
214301871 | Central HP <5.4 tons | CHAMPION HEATING AND COOLING | HRCU-A-CB (Split System: Heat Pump with Remote Outdoor Unit-Air-Source) | HMH72B341 | ADP |  | H,YE7J(1,2)36+TXV | TM9Y100C16MP11 | 32800 | 18 | 8.1 | 31800 | 23000 | 72.33% | 2.04 | 0 | 10 |  |  |  |  | R-410A | 2.7333 | Residential & Commercial | USHP | Ducted CEE Tier 1
214301872 | Central HP <5.4 tons | CHAMPION HEATING AND COOLING | HRCU-A-CB (Split System: Heat Pump with Remote Outdoor Unit-Air-Source) | HMH72B341 | ADP |  | H,YE9J(1,2)36+TXV | TM9Y100C16MP11 | 32800 | 18 | 8.1 | 31800 | 23000 | 72.33% | 2.04 | 0 | 10 |  |  |  |  | R-410A | 2.7333 | Residential & Commercial | USHP | Ducted CEE Tier 1
215319148 | Central HP <5.4 tons | AIRQUEST | HRCU-A-CB (Split System: Heat Pump with Remote Outdoor Unit-Air-Source) | D5CURAH24AAK |  |  | D5FUAAH24XAK | 0 | 24000 | 18.2 | 9.7 | 26000 | 21600 | 83.08% | 1.87 | 0 | 11 |  |  |  |  | R-454B | 2 | Residential & Commercial | USHP | Ducted CEE Tier 1
216440286 | Central HP <5.4 tons | TRANE | HRCU-A-CB (Split System: Heat Pump with Remote Outdoor Unit-Air-Source) | 5TWV0X48A1 |  |  | 5PX*D008AS3 | S9V2C080U5PSC+LRP | 44000 | 20 | 9.7 | 46500 | 33400 | 71.83% | 2.1 | 0 | 12 |  |  |  |  | R-454B | 3.6667 | Residential & Commercial | USHP | Ducted CEE Tier 1
216974341 | Central HP <5.4 tons | BRYANT HEATING AND COOLING SYSTEMS | HRCU-A-CB (Split System: Heat Pump with Remote Outdoor Unit-Air-Source) | 290VAN036**AA* | ADP |  | C36A***L13*+TXV | 83*CA36040C17*** | 33000 | 17 | 9 | 34200 | 25200 | 73.68% | 1.86 | 0 | 9.5 |  |  |  |  | R-454B | 2.75 | Residential & Commercial | USHP
216974343 | Central HP <5.4 tons | BRYANT HEATING AND COOLING SYSTEMS | HRCU-A-CB (Split System: Heat Pump with Remote Outdoor Unit-Air-Source) | 290VAN036**AA* | ADP |  | V,C36H175P14*+TXV | 83*CA36040C17*** | 33200 | 18 | 9 | 33400 | 24600 | 73.65% | 1.88 | 0 | 9 |  |  |  |  | R-454B | 2.7667 | Residential & Commercial | USHP
216974348 | Central HP <5.4 tons | BRYANT HEATING AND COOLING SYSTEMS | HRCU-A-CB (Split System: Heat Pump with Remote Outdoor Unit-Air-Source) | 290VAN036**AA* | ADP |  | PL36H***P44*+TXV | 83*CA36040C17*** | 33800 | 18 | 9 | 33400 | 24600 | 73.65% | 1.88 | 0 | 9.5 |  |  |  |  | R-454B | 2.8167 | Residential & Commercial | USHP
216440454 | Central HP <5.4 tons | TRANE | HRCU-A-CB (Split System: Heat Pump with Remote Outdoor Unit-Air-Source) | 5TWV0X60A1 |  |  | 5PX*D008AS3 | S9V2C100U5PSC+LRP | 52000 | 18.6 | 9 | 54500 | 38500 | 70.64% | 2 | 0 | 10 |  |  |  |  | R-454B | 4.3333 | Residential & Commercial | USHP | Ducted CEE Tier 1
214731187 | Central HP <5.4 tons | BRYANT HEATING AND COOLING SYSTEMS | HRCU-A-CB (Split System: Heat Pump with Remote Outdoor Unit-Air-Source) | 38MURAQ24AB3* | ADP |  | H,PG31930 | 926TC60080V21*** | 22800 | 16 | 8.5 | 24800 | 23600 | 95.16% | 1.98 | 0 | 10 |  |  |  |  | R-410A | 1.9 | Residential & Commercial | USHP | Ducted CEE Tier 1
214731194 | Central HP <5.4 tons | BRYANT HEATING AND COOLING SYSTEMS | HRCU-A-CB (Split System: Heat Pump with Remote Outdoor Unit-Air-Source) | 38MURAQ24AB3* | ADP |  | H,PG7J936 | 926TC60100V21*** | 23000 | 17 | 8.5 | 24600 | 24200 | 98.37% | 2.04 | 0 | 10 |  |  |  |  | R-410A | 1.9167 | Residential & Commercial | USHP | Ducted CEE Tier 1
211394776 | Central HP <5.4 tons | FRASER-JOHNSTON | HRCU-A-CB (Split System: Heat Pump with Remote Outdoor Unit-Air-Source) | HMH72B341 |  |  | XAHC48FXXN1+TXV | TP9C100C16MP13 | 33000 | 16.5 | 8.5 | 31800 | 23200 | 72.96% | 2.04 | 0 | 9 |  |  |  |  | R-410A | 2.75 | Residential & Commercial | USHP
212601618 | Central HP <5.4 tons | AIREASE | HRCU-A-CB (Split System: Heat Pump with Remote Outdoor Unit-Air-Source) | 4SHP22LX124P-**A | ADP |  | H,A,DE34936 | A96US2V070B12 | 23800 | 21 | 8.5 | 22000 | 15400 | 70% | 1.92 | 0 | 13.5 |  |  |  |  | R-410A | 1.9833 | Residential & Commercial | USHP | Ducted CEE Tier 1
214624876 | Central HP <5.4 tons | CARRIER | HRCU-A-CB (Split System: Heat Pump with Remote Outdoor Unit-Air-Source) | 38MURAQ36AB3* | ADP |  | V,C36H175P149 | 58SU*B040M17**12 | 34600 | 16 | 8.5 | 36200 | 34200 | 94.48% | 2.04 | 0 | 9.5 |  |  |  |  | R-410A | 2.8833 | Residential & Commercial | USHP
211394976 | Central HP <5.4 tons | FRASER-JOHNSTON | HRCU-A-CB (Split System: Heat Pump with Remote Outdoor Unit-Air-Source) | HMH72B341 |  |  | XAUC48FXXN1+TXV | TP9C100C16MP13 | 33800 | 16.5 | 8.5 | 32400 | 23800 | 73.46% | 2.08 | 0 | 9.5 |  |  |  |  | R-410A | 2.8167 | Residential & Commercial | USHP
214625005 | Central HP <5.4 tons | CARRIER | HRCU-A-CB (Split System: Heat Pump with Remote Outdoor Unit-Air-Source) | 38MURAQ48AB3* | ADP |  | V,C60H210P299 | 58SU*B100M21**20 | 46500 | 15.2 | 8.1 | 48000 | 34000 | 70.83% | 1.92 | 0 | 9.5 |  |  |  |  | R-410A | 3.875 | Residential & Commercial | USHP
214625019 | Central HP <5.4 tons | CARRIER | HRCU-A-CB (Split System: Heat Pump with Remote Outdoor Unit-Air-Source) | 38MURAQ48AB3* | ADP |  | C60A***L529 | 58SU*B100M21**20 | 47000 | 15.2 | 8.1 | 48000 | 34000 | 70.83% | 1.92 | 0 | 10 |  |  |  |  | R-410A | 3.9167 | Residential & Commercial | USHP | Ducted CEE Tier 1
216494117 | Central HP <5.4 tons | BRYANT HEATING AND COOLING SYSTEMS | HRCU-A-CB (Split System: Heat Pump with Remote Outdoor Unit-Air-Source) | 290VAN036**AA* | ADP |  | CE(P,V)3621G34*+TXV | 88*TB60090C21*** | 33200 | 18 | 9 | 34200 | 25200 | 73.68% | 1.86 | 0 | 10 |  |  |  |  | R-454B | 2.7667 | Residential & Commercial | USHP | Ducted CEE Tier 1
216494119 | Central HP <5.4 tons | BRYANT HEATING AND COOLING SYSTEMS | HRCU-A-CB (Split System: Heat Pump with Remote Outdoor Unit-Air-Source) | 290VAN036**AA* | ADP |  | CE(P,V)3621G34*+TXV | 88*TB66135C24*** | 32600 | 18 | 9 | 32600 | 24200 | 74.23% | 1.92 | 0 | 10 |  |  |  |  | R-454B | 2.7167 | Residential & Commercial | USHP | Ducted CEE Tier 1
216494124 | Central HP <5.4 tons | BRYANT HEATING AND COOLING SYSTEMS | HRCU-A-CB (Split System: Heat Pump with Remote Outdoor Unit-Air-Source) | 290VAN036**AA* | ADP |  | CE(P,V)3621G34*+TXV | 987MC66100C21*** | 33200 | 18 | 9 | 33400 | 24600 | 73.65% | 1.9 | 0 | 9.5 |  |  |  |  | R-454B | 2.7667 | Residential & Commercial | USHP
214777836 | Central HP <5.4 tons | AIREASE | HRCU-A-CB (Split System: Heat Pump with Remote Outdoor Unit-Air-Source) | 4SHP22LX124P-**A | ADP |  | PL36H175P159+AEFE4B* | 0 | 23400 | 21 | 8.7 | 20600 | 15700 | 76.21% | 2.26 | 0 | 13.5 |  |  |  |  | R-410A | 1.95 | Residential & Commercial | USHP | Ducted CEE Tier 1
212601620 | Central HP <5.4 tons | AIREASE | HRCU-A-CB (Split System: Heat Pump with Remote Outdoor Unit-Air-Source) | 4SHP22LX124P-**A | ADP |  | H,A,DE34936 | A97USMV070B12 | 23800 | 21 | 8.5 | 22000 | 15400 | 70% | 1.92 | 0 | 13.5 |  |  |  |  | R-410A | 1.9833 | Residential & Commercial | USHP | Ducted CEE Tier 1
208552859 | Central HP <5.4 tons | RHEEM | HRCU-A-CB (Split System: Heat Pump with Remote Outdoor Unit-Air-Source) | RP18AZ48AJVC |  |  | RHMVZ6021SEACA | 0 | 45000 | 19 | 8.5 | 40000 | 42000 | 105% | 1.8 | 0 | 12 |  |  |  |  | R-410A | 3.75 | Residential & Commercial | USHP | Ducted CEE Tier 1
216440472 | Central HP <5.4 tons | TRANE | HRCU-A-CB (Split System: Heat Pump with Remote Outdoor Unit-Air-Source) | 5TWV0X60A1 |  |  | 5PX*D010AS3+P0V0C000M50SD+LRP | 0 | 53000 | 19 | 9.4 | 53500 | 37800 | 70.65% | 2 | 0 | 10.5 |  |  |  |  | R-454B | 4.4167 | Residential & Commercial | USHP | Ducted CEE Tier 1
216440486 | Central HP <5.4 tons | TRANE | HRCU-A-CB (Split System: Heat Pump with Remote Outdoor Unit-Air-Source) | 5TWV0X60A1 |  |  | 5PX*DD10AS3 | S9V2C100D5VSB+LRP | 51500 | 18.4 | 9 | 54000 | 38000 | 70.37% | 2 | 0 | 10 |  |  |  |  | R-454B | 4.2917 | Residential & Commercial | USHP | Ducted CEE Tier 1
216440504 | Central HP <5.4 tons | TRANE | HRCU-A-CB (Split System: Heat Pump with Remote Outdoor Unit-Air-Source) | 5TWV0X60A1 |  |  | 5TXCC007AS3 | S9V2C080U5PSC+LRP | 52000 | 18.4 | 9 | 54500 | 38500 | 70.64% | 2 | 0 | 10 |  |  |  |  | R-454B | 4.3333 | Residential & Commercial | USHP | Ducted CEE Tier 1
216440536 | Central HP <5.4 tons | TRANE | HRCU-A-CB (Split System: Heat Pump with Remote Outdoor Unit-Air-Source) | 5TWV0X60A1 |  |  | 5TXCD008AS3+P0V0D000M50SD+LRP | 0 | 52000 | 18.8 | 9 | 54000 | 38000 | 70.37% | 2 | 0 | 10.5 |  |  |  |  | R-454B | 4.3333 | Residential & Commercial | USHP | Ducted CEE Tier 1
215933480 | Central HP <5.4 tons | DAY & NIGHT | HRCU-A-CB (Split System: Heat Pump with Remote Outdoor Unit-Air-Source) | C5H3V36*K*AAA* |  |  | ESH5X42M12A*+WALLCON | *96CTN0801714B* | 33400 | 19 | 9 | 35000 | 26800 | 76.57% | 1.9 | 0 | 11 |  |  |  |  | R-454B | 2.7833 | Residential & Commercial | USHP | Ducted CEE Tier 1
210473972 | Central HP <5.4 tons | HEIL | HRCU-A-CB (Split System: Heat Pump with Remote Outdoor Unit-Air-Source) | HVH825GKA3* |  |  | EN(A,D,W)4X48L21**+WALLCON | *96CTN0601714A* | 24000 | 16.5 | 8.1 | 21400 | 16700 | 78.04% | 2 | 0 | 11 |  |  |  |  | R-410A | 2 | Residential & Commercial | USHP | Ducted CEE Tier 1
211389681 | Central HP <5.4 tons | FRASER-JOHNSTON | HRCU-A-CB (Split System: Heat Pump with Remote Outdoor Unit-Air-Source) | HMH72B341 |  |  | XAHB30CXXN1+TXV | TM8Y080B12MP11 | 32000 | 17 | 8.1 | 32200 | 22800 | 70.81% | 1.98 | 0 | 9.5 |  |  |  |  | R-410A | 2.6667 | Residential & Commercial | USHP
211390216 | Central HP <5.4 tons | FRASER-JOHNSTON | HRCU-A-CB (Split System: Heat Pump with Remote Outdoor Unit-Air-Source) | HMH72B341 |  |  | XAFC36DXXN1+TXV | TPLC100C16MP13 | 34000 | 17.5 | 8.5 | 33800 | 23800 | 70.41% | 2.08 | 0 | 10 |  |  |  |  | R-410A | 2.8333 | Residential & Commercial | USHP | Ducted CEE Tier 1
211390520 | Central HP <5.4 tons | FRASER-JOHNSTON | HRCU-A-CB (Split System: Heat Pump with Remote Outdoor Unit-Air-Source) | HMH72B341 |  |  | XAHB36DXXN1+TXV | TPLC080B12MP13 | 32800 | 16.5 | 8.1 | 33000 | 23400 | 70.91% | 1.98 | 0 | 9.5 |  |  |  |  | R-410A | 2.7333 | Residential & Commercial | USHP
211392622 | Central HP <5.4 tons | FRASER-JOHNSTON | HRCU-A-CB (Split System: Heat Pump with Remote Outdoor Unit-Air-Source) | HMH72B341 |  |  | XAFB36DXXN1+TXV | TMLE060A12MP11 | 34000 | 18 | 8.1 | 33800 | 23800 | 70.41% | 2.06 | 0 | 10 |  |  |  |  | R-410A | 2.8333 | Residential & Commercial | USHP | Ducted CEE Tier 1
211393142 | Central HP <5.4 tons | FRASER-JOHNSTON | HRCU-A-CB (Split System: Heat Pump with Remote Outdoor Unit-Air-Source) | HMH72B341 |  |  | XAHC36DXXN1+TXV | TL9E060B12UH11 | 32800 | 17.5 | 8.1 | 32400 | 22800 | 70.37% | 1.98 | 0 | 9.5 |  |  |  |  | R-410A | 2.7333 | Residential & Commercial | USHP
211391521 | Central HP <5.4 tons | FRASER-JOHNSTON | HRCU-A-CB (Split System: Heat Pump with Remote Outdoor Unit-Air-Source) | HMH72B341 |  |  | XAFC36DBCN1 | TM8E100C16MP11 | 34000 | 17.5 | 8.1 | 33600 | 23800 | 70.83% | 2.08 | 0 | 10 |  |  |  |  | R-410A | 2.8333 | Residential & Commercial | USHP | Ducted CEE Tier 1
211391821 | Central HP <5.4 tons | FRASER-JOHNSTON | HRCU-A-CB (Split System: Heat Pump with Remote Outdoor Unit-Air-Source) | HMH72B341 |  |  | XAFB36DXXN1+TXV | TM8E100B12MP11 | 34000 | 18 | 8.1 | 33800 | 23800 | 70.41% | 2.06 | 0 | 10 |  |  |  |  | R-410A | 2.8333 | Residential & Commercial | USHP | Ducted CEE Tier 1
216675566 | Central HP <5.4 tons | AIRQUEST | HRCU-A-CB (Split System: Heat Pump with Remote Outdoor Unit-Air-Source) | D5CURAH24AAK |  |  | ESH5X36M12A* | *80CSU1002120A* | 25000 | 15.2 | 8.5 | 24200 | 19500 | 80.58% | 1.92 | 0 | 10 |  |  |  |  | R-454B | 2.0833 | Residential & Commercial | USHP | Ducted CEE Tier 1
214624869 | Central HP <5.4 tons | CARRIER | HRCU-A-CB (Split System: Heat Pump with Remote Outdoor Unit-Air-Source) | 38MURAQ36AB3* | ADP |  | C36A***L129 | 58SU*B040M17**12 | 34600 | 16 | 8.1 | 36800 | 34800 | 94.57% | 1.8 | 0 | 9 |  |  |  |  | R-410A | 2.8833 | Residential & Commercial | USHP
216683088 | Central HP <5.4 tons | AIRQUEST | HRCU-A-CB (Split System: Heat Pump with Remote Outdoor Unit-Air-Source) | DLCURAH18ABK |  |  | EHD4X24AAL | *97VTN1002122A* | 17800 | 15.2 | 8.5 | 18500 | 18500 | 100% | 2.1 | 0 | 10.5 |  |  |  |  | R-410A | 1.4833 | Residential & Commercial | USHP | Ducted CEE Tier 1
214624748 | Central HP <5.4 tons | CARRIER | HRCU-A-CB (Split System: Heat Pump with Remote Outdoor Unit-Air-Source) | 38MURAQ24AB3* | ADP |  | C36A***L139 | 58SU*B040M17**12 | 23200 | 17 | 8.5 | 24200 | 22800 | 94.21% | 1.94 | 0 | 9.5 |  |  |  |  | R-410A | 1.9333 | Residential & Commercial | USHP
214628429 | Central HP <5.4 tons | CARRIER | HRCU-A-CB (Split System: Heat Pump with Remote Outdoor Unit-Air-Source) | 38MURAQ24AB3* | ADP |  | C36A***L139 | 59SC6A060M17**16 | 23200 | 17 | 9 | 24200 | 23200 | 95.87% | 1.96 | 0 | 9.5 |  |  |  |  | R-410A | 1.9333 | Residential & Commercial | USHP
214624905 | Central HP <5.4 tons | CARRIER | HRCU-A-CB (Split System: Heat Pump with Remote Outdoor Unit-Air-Source) | 38MURAQ36AB3* | ADP |  | PL36H175P159 | 58SU*B060M17**16 | 35200 | 16 | 8.1 | 36800 | 34600 | 94.02% | 1.96 | 0 | 10 |  |  |  |  | R-410A | 2.9333 | Residential & Commercial | USHP | Ducted CEE Tier 1
214862414 | Central HP <5.4 tons | BRYANT HEATING AND COOLING SYSTEMS | HRCU-A-CB (Split System: Heat Pump with Remote Outdoor Unit-Air-Source) | 288BNV037*0**B* | ADP |  | H,PG81936 | 987MC66100C21*** | 31800 | 18 | 8.1 | 30600 | 24200 | 79.08% | 1.98 | 0 | 11.7 |  |  |  |  | R-410A | 2.65 | Residential & Commercial | USHP | Ducted CEE Tier 1
213147045 | Central HP <5.4 tons | CARRIER | HRCU-A-CB (Split System: Heat Pump with Remote Outdoor Unit-Air-Source) | 38MURAQ36AB3* | ADP |  | V,C36H175P139+AEFE4B* | 0 | 36200 | 16 | 8.1 | 36800 | 34400 | 93.48% | 2 | 0 | 9.5 |  |  |  |  | R-410A | 3.0167 | Residential & Commercial | USHP
211243377 | Central HP <5.4 tons | BRYANT HEATING AND COOLING SYSTEMS | HRCU-A-CB (Split System: Heat Pump with Remote Outdoor Unit-Air-Source) | 38MURAQ24AB3* |  |  | CAP**3721AL* | 83*SA36040E17*** | 24600 | 17.5 | 8.5 | 25200 | 21000 | 83.33% | 1.78 | 0 | 10.5 |  |  |  |  | R-410A | 2.05 | Residential & Commercial | USHP | Ducted CEE Tier 1
211243663 | Central HP <5.4 tons | BRYANT HEATING AND COOLING SYSTEMS | HRCU-A-CB (Split System: Heat Pump with Remote Outdoor Unit-Air-Source) | 38MURAQ24AB3* |  |  | CAP**3721AL* | OVMAAB036098 | 24400 | 17 | 8.5 | 25200 | 21200 | 84.13% | 1.78 | 0 | 10 |  |  |  |  | R-410A | 2.0333 | Residential & Commercial | USHP | Ducted CEE Tier 1
211244122 | Central HP <5.4 tons | BRYANT HEATING AND COOLING SYSTEMS | HRCU-A-CB (Split System: Heat Pump with Remote Outdoor Unit-Air-Source) | 38MURAQ24AB3* |  |  | CNPV*2417AL* | 8(0,1)*SA36070E17*** | 23800 | 16 | 8.5 | 27000 | 23200 | 85.93% | 1.9 | 0 | 10 |  |  |  |  | R-410A | 1.9833 | Residential & Commercial | USHP | Ducted CEE Tier 1
211244447 | Central HP <5.4 tons | BRYANT HEATING AND COOLING SYSTEMS | HRCU-A-CB (Split System: Heat Pump with Remote Outdoor Unit-Air-Source) | 38MURAQ24AB3* |  |  | CNPV*3017AL* | 926SA36040V17*** | 23400 | 16 | 8.1 | 25800 | 24000 | 93.02% | 1.98 | 0 | 10 |  |  |  |  | R-410A | 1.95 | Residential & Commercial | USHP | Ducted CEE Tier 1
214624891 | Central HP <5.4 tons | CARRIER | HRCU-A-CB (Split System: Heat Pump with Remote Outdoor Unit-Air-Source) | 38MURAQ36AB3* | ADP |  | A36VCA+TXV | 58SU*B060M17**16 | 35200 | 16 | 8.1 | 36800 | 34600 | 94.02% | 1.86 | 0 | 10 |  |  |  |  | R-410A | 2.9333 | Residential & Commercial | USHP | Ducted CEE Tier 1
214624925 | Central HP <5.4 tons | CARRIER | HRCU-A-CB (Split System: Heat Pump with Remote Outdoor Unit-Air-Source) | 38MURAQ36AB3* | ADP |  | C36A***L159 | 58SU*B080M21**20 | 35000 | 17 | 8.1 | 36400 | 34400 | 94.51% | 2.04 | 0 | 10 |  |  |  |  | R-410A | 2.9167 | Residential & Commercial | USHP | Ducted CEE Tier 1
214628366 | Central HP <5.4 tons | CARRIER | HRCU-A-CB (Split System: Heat Pump with Remote Outdoor Unit-Air-Source) | 38MURAQ24AB3* | ADP |  | PL36H175P149 | 59SC6A040M17**12 | 23200 | 16 | 8.5 | 24800 | 24600 | 99.19% | 2.08 | 0 | 9.5 |  |  |  |  | R-410A | 1.9333 | Residential & Commercial | USHP
214624772 | Central HP <5.4 tons | CARRIER | HRCU-A-CB (Split System: Heat Pump with Remote Outdoor Unit-Air-Source) | 38MURAQ24AB3* | ADP |  | PL36H210P299 | 58SU*B060M17**16 | 24200 | 17 | 8.5 | 23200 | 21000 | 90.52% | 1.8 | 0 | 10.5 |  |  |  |  | R-410A | 2.0167 | Residential & Commercial | USHP | Ducted CEE Tier 1
216761979 | Central HP <5.4 tons | BRYANT HEATING AND COOLING SYSTEMS | HRCU-A-CB (Split System: Heat Pump with Remote Outdoor Unit-Air-Source) | 38MURAQ24AB3* | ADP |  | H,PG1K936 | 927TA48080V17*** | 25400 | 18 | 10 | 24200 | 33200 | 137.2% | 2.54 | 0 | 11.5 |  |  |  |  | R-410A | 2.1167 | Residential & Commercial | USHP | Ducted CEE Tier 1
216761980 | Central HP <5.4 tons | BRYANT HEATING AND COOLING SYSTEMS | HRCU-A-CB (Split System: Heat Pump with Remote Outdoor Unit-Air-Source) | 38MURAQ24AB3* | ADP |  | H,PG21930 | 927TA60080V21*** | 23600 | 17 | 10.2 | 24400 | 31600 | 129.5% | 2.36 | 0 | 10.5 |  |  |  |  | R-410A | 1.9667 | Residential & Commercial | USHP | Ducted CEE Tier 1
211241086 | Central HP <5.4 tons | BRYANT HEATING AND COOLING SYSTEMS | HRCU-A-CB (Split System: Heat Pump with Remote Outdoor Unit-Air-Source) | 38MURAQ24AB3* |  |  | CAP**2517AL* | 8(0,1)*SA36070E17*** | 25000 | 16.5 | 8.5 | 25800 | 21000 | 81.4% | 1.76 | 0 | 10.5 |  |  |  |  | R-410A | 2.0833 | Residential & Commercial | USHP | Ducted CEE Tier 1
211241838 | Central HP <5.4 tons | BRYANT HEATING AND COOLING SYSTEMS | HRCU-A-CB (Split System: Heat Pump with Remote Outdoor Unit-Air-Source) | 38MURAQ24AB3* |  |  | CAP**3617AL* | 926SA30040V14*** | 23400 | 16 | 8.5 | 25600 | 23800 | 92.97% | 1.96 | 0 | 10 |  |  |  |  | R-410A | 1.95 | Residential & Commercial | USHP | Ducted CEE Tier 1
211242131 | Central HP <5.4 tons | BRYANT HEATING AND COOLING SYSTEMS | HRCU-A-CB (Split System: Heat Pump with Remote Outdoor Unit-Air-Source) | 38MURAQ24AB3* |  |  | CAP**3617AL* | 912SD42060E17*** | 24400 | 17 | 8.5 | 26200 | 22400 | 85.5% | 1.86 | 0 | 10 |  |  |  |  | R-410A | 2.0333 | Residential & Commercial | USHP | Ducted CEE Tier 1
211242274 | Central HP <5.4 tons | BRYANT HEATING AND COOLING SYSTEMS | HRCU-A-CB (Split System: Heat Pump with Remote Outdoor Unit-Air-Source) | 38MURAQ24AB3* |  |  | CAP**3621AL* | 926SA42060V17*** | 23600 | 16.5 | 8.5 | 25600 | 23600 | 92.19% | 1.96 | 0 | 10 |  |  |  |  | R-410A | 1.9667 | Residential & Commercial | USHP | Ducted CEE Tier 1
211242283 | Central HP <5.4 tons | BRYANT HEATING AND COOLING SYSTEMS | HRCU-A-CB (Split System: Heat Pump with Remote Outdoor Unit-Air-Source) | 38MURAQ24AB3* |  |  | CAP**3621AL* | 926SA60080V21*** | 24200 | 17 | 8.5 | 26000 | 22600 | 86.92% | 1.88 | 0 | 10 |  |  |  |  | R-410A | 2.0167 | Residential & Commercial | USHP | Ducted CEE Tier 1
211242292 | Central HP <5.4 tons | BRYANT HEATING AND COOLING SYSTEMS | HRCU-A-CB (Split System: Heat Pump with Remote Outdoor Unit-Air-Source) | 38MURAQ24AB3* |  |  | CAP**3621AL* | 926SA60100V21*** | 24000 | 17 | 8.5 | 26000 | 22800 | 87.69% | 1.9 | 0 | 10 |  |  |  |  | R-410A | 2 | Residential & Commercial | USHP | Ducted CEE Tier 1
211240298 | Central HP <5.4 tons | BRYANT HEATING AND COOLING SYSTEMS | HRCU-A-CB (Split System: Heat Pump with Remote Outdoor Unit-Air-Source) | 38MURAQ24AB3* |  |  | CAP**2414AL* | 926TB36060V14*** | 23200 | 16 | 8.5 | 26400 | 25600 | 96.97% | 2.14 | 0 | 10 |  |  |  |  | R-410A | 1.9333 | Residential & Commercial | USHP | Ducted CEE Tier 1
211240383 | Central HP <5.4 tons | BRYANT HEATING AND COOLING SYSTEMS | HRCU-A-CB (Split System: Heat Pump with Remote Outdoor Unit-Air-Source) | 38MURAQ24AB3* |  |  | CAP**2417AL* | 926SA42060V17*** | 23800 | 16 | 8.5 | 26800 | 24000 | 89.55% | 1.98 | 0 | 10 |  |  |  |  | R-410A | 1.9833 | Residential & Commercial | USHP | Ducted CEE Tier 1
211240718 | Central HP <5.4 tons | BRYANT HEATING AND COOLING SYSTEMS | HRCU-A-CB (Split System: Heat Pump with Remote Outdoor Unit-Air-Source) | 38MURAQ24AB3* |  |  | CAP**2417AL* | 915SB48080E17*** | 24400 | 15.5 | 8.5 | 27400 | 23000 | 83.94% | 1.88 | 0 | 10 |  |  |  |  | R-410A | 2.0333 | Residential & Commercial | USHP | Ducted CEE Tier 1
211240751 | Central HP <5.4 tons | BRYANT HEATING AND COOLING SYSTEMS | HRCU-A-CB (Split System: Heat Pump with Remote Outdoor Unit-Air-Source) | 38MURAQ24AB3* |  |  | CAP**2417AL* | 8(0,1)*SA36070E14*** | 24000 | 16.5 | 8.5 | 26800 | 23800 | 88.81% | 1.96 | 0 | 10 |  |  |  |  | R-410A | 2 | Residential & Commercial | USHP | Ducted CEE Tier 1
216974495 | Central HP <5.4 tons | BRYANT HEATING AND COOLING SYSTEMS | HRCU-A-CB (Split System: Heat Pump with Remote Outdoor Unit-Air-Source) | 290VAN060**AA* | ADP |  | PL60H210P29*+TXV | 83*CB60100C21*** | 54000 | 18 | 8.5 | 57000 | 41000 | 71.93% | 2.02 | 0 | 8.5 |  |  |  |  | R-454B | 4.5 | Residential & Commercial | USHP
214629050 | Central HP <5.4 tons | CARRIER | HRCU-A-CB (Split System: Heat Pump with Remote Outdoor Unit-Air-Source) | 38MURAQ36AB3* | ADP |  | V,C36H175P149 | 58S(B,C)*B070M17**16 | 35000 | 16 | 8.1 | 36800 | 34600 | 94.02% | 1.88 | 0 | 9.5 |  |  |  |  | R-410A | 2.9167 | Residential & Commercial | USHP
214629153 | Central HP <5.4 tons | CARRIER | HRCU-A-CB (Split System: Heat Pump with Remote Outdoor Unit-Air-Source) | 38MURAQ36AB3* | ADP |  | PL36H***P449 | 58TP*B045V14**12 | 35000 | 16 | 8.1 | 36800 | 34600 | 94.02% | 1.94 | 0 | 9.5 |  |  |  |  | R-410A | 2.9167 | Residential & Commercial | USHP
210474637 | Central HP <5.4 tons | HEIL | HRCU-A-CB (Split System: Heat Pump with Remote Outdoor Unit-Air-Source) | HVH825GKA3* |  |  | EHD4X48AAL+WALLCON | *80CTL0901716A* | 24400 | 17 | 8.1 | 21200 | 16500 | 77.83% | 2.04 | 0 | 11 |  |  |  |  | R-410A | 2.0333 | Residential & Commercial | USHP | Ducted CEE Tier 1
214624745 | Central HP <5.4 tons | CARRIER | HRCU-A-CB (Split System: Heat Pump with Remote Outdoor Unit-Air-Source) | 38MURAQ24AB3* | ADP |  | C36A***L129 | 58SU*B040M17**12 | 23000 | 17 | 8.5 | 24200 | 22800 | 94.21% | 1.94 | 0 | 9.5 |  |  |  |  | R-410A | 1.9167 | Residential & Commercial | USHP
213312774 | Central HP <5.4 tons | CARRIER | HRCU-A-CB (Split System: Heat Pump with Remote Outdoor Unit-Air-Source) | 38MURAQ24AB3* | ADP |  | V36H175P139+CBPE4B* | 0 | 24000 | 18 | 8.85 | 25000 | 22600 | 90.4% | 1.9 | 0 | 10.5 |  |  |  |  | R-410A | 2 | Residential & Commercial | USHP | Ducted CEE Tier 1
213796807 | Central HP <5.4 tons | CARRIER | HRCU-A-CB (Split System: Heat Pump with Remote Outdoor Unit-Air-Source) | 38MURAQ24AB3* | ADP |  | V,C36H175P149+CBPE4B* | 0 | 24000 | 16 | 8.9 | 25000 | 22600 | 90.4% | 1.9 | 0 | 10 |  |  |  |  | R-410A | 2 | Residential & Commercial | USHP | Ducted CEE Tier 1
213369638 | Central HP <5.4 tons | Dettson | HRCU-A-C (Split System: Heat Pump with Remote Outdoor Unit with No Indoor Fan --Air Source) | EVD-36-O | ADP |  | *G33936+TD | 0 | 34400 | 15.2 | 8.3 | 36200 | 31200 | 86.19% | 1.8 | 0 | 9.5 |  |  |  |  | R-410A | 2.8667 | Residential & Commercial | USHP
216734276 | Central HP <5.4 tons | TEMPSTAR | HRCU-A-CB (Split System: Heat Pump with Remote Outdoor Unit-Air-Source) | D5CUHAH24AAK |  |  | EA*5X30M17A* | *96VTN0601716B* | 22200 | 16 | 8.1 | 20800 | 18800 | 90.38% | 1.85 | 0 | 10.5 |  |  |  |  | R-454B | 1.85 | Residential & Commercial | USHP | Ducted CEE Tier 1
215488135 | Central HP <5.4 tons | GOODMAN | HRCU-A-CB (Split System: Heat Pump with Remote Outdoor Unit-Air-Source) | GZV7SA4810A* |  |  | CHPEA6030*3A* | G*VC961205DNB* | 45500 | 16.5 | 8.5 | 46500 | 33600 | 72.26% | 2 | 0 | 10 |  |  |  |  | R-32 | 3.7917 | Residential & Commercial | USHP | Ducted CEE Tier 1
210596789 | Central HP <5.4 tons | DAY & NIGHT | HRCU-A-CB (Split System: Heat Pump with Remote Outdoor Unit-Air-Source) | CVH825GKA2* |  |  | EA*4X43L21A*+WALLCON | *96CTN0801714A* | 24400 | 16.5 | 8.1 | 21200 | 16700 | 78.77% | 2.02 | 0 | 11 |  |  |  |  | R-410A | 2.0333 | Residential & Commercial | USHP | Ducted CEE Tier 1
210596846 | Central HP <5.4 tons | DAY & NIGHT | HRCU-A-CB (Split System: Heat Pump with Remote Outdoor Unit-Air-Source) | CVH825GKA2* |  |  | EA*4X48L21A*+WALLCON | *97CMN0602120A* | 24000 | 16.5 | 8.1 | 21000 | 16600 | 79.05% | 2 | 0 | 11 |  |  |  |  | R-410A | 2 | Residential & Commercial | USHP | Ducted CEE Tier 1
210596855 | Central HP <5.4 tons | DAY & NIGHT | HRCU-A-CB (Split System: Heat Pump with Remote Outdoor Unit-Air-Source) | CVH825GKA2* |  |  | EA*4X48L24A*+WALLCON | *80CSU1002120A* | 24000 | 16.5 | 8.1 | 21000 | 16600 | 79.05% | 2.02 | 0 | 11 |  |  |  |  | R-410A | 2 | Residential & Commercial | USHP | Ducted CEE Tier 1
216494176 | Central HP <5.4 tons | BRYANT HEATING AND COOLING SYSTEMS | HRCU-A-CB (Split System: Heat Pump with Remote Outdoor Unit-Air-Source) | 290VAN036**AA* | ADP |  | CE(P,V)3621G34*+TXV | 986TD60080C21*** | 33200 | 18 | 9 | 33400 | 24600 | 73.65% | 1.88 | 0 | 9.5 |  |  |  |  | R-454B | 2.7667 | Residential & Commercial | USHP
210597005 | Central HP <5.4 tons | DAY & NIGHT | HRCU-A-CB (Split System: Heat Pump with Remote Outdoor Unit-Air-Source) | CVH825GKA2* |  |  | EN(A,D)4X48L24**+WALLCON | *80CTL1352422A* | 24200 | 17 | 8.1 | 21400 | 16600 | 77.57% | 2.02 | 0 | 11.5 |  |  |  |  | R-410A | 2.0167 | Residential & Commercial | USHP | Ducted CEE Tier 1
210597014 | Central HP <5.4 tons | DAY & NIGHT | HRCU-A-CB (Split System: Heat Pump with Remote Outdoor Unit-Air-Source) | CVH825GKA2* |  |  | EN(A,D)4X48L24**+WALLCON | *96CTN1002122A* | 24200 | 17 | 8.1 | 21400 | 16600 | 77.57% | 2.02 | 0 | 11.5 |  |  |  |  | R-410A | 2.0167 | Residential & Commercial | USHP | Ducted CEE Tier 1
216732737 | Central HP <5.4 tons | AIRQUEST | HRCU-A-CB (Split System: Heat Pump with Remote Outdoor Unit-Air-Source) | D5CUHAH24AAK |  |  | EA*5X24M17A* | *80VSL0701716B* | 22000 | 16 | 8.5 | 21000 | 19100 | 90.95% | 1.96 | 0 | 10.5 |  |  |  |  | R-454B | 1.8333 | Residential & Commercial | USHP | Ducted CEE Tier 1
216732887 | Central HP <5.4 tons | AIRQUEST | HRCU-A-CB (Split System: Heat Pump with Remote Outdoor Unit-Air-Source) | D5CUHAH24AAK |  |  | EA*5X24M17A* | *92MSN0601714A* | 22000 | 16 | 8.5 | 21000 | 19100 | 90.95% | 1.96 | 0 | 10.5 |  |  |  |  | R-454B | 1.8333 | Residential & Commercial | USHP | Ducted CEE Tier 1
211244438 | Central HP <5.4 tons | BRYANT HEATING AND COOLING SYSTEMS | HRCU-A-CB (Split System: Heat Pump with Remote Outdoor Unit-Air-Source) | 38MURAQ24AB3* |  |  | CNPV*3017AL* | 926SA30040V14*** | 23400 | 16 | 8.1 | 25800 | 24000 | 93.02% | 2 | 0 | 10 |  |  |  |  | R-410A | 1.95 | Residential & Commercial | USHP | Ducted CEE Tier 1
214625013 | Central HP <5.4 tons | CARRIER | HRCU-A-CB (Split System: Heat Pump with Remote Outdoor Unit-Air-Source) | 38MURAQ48AB3* | ADP |  | PL60H210P179 | 58SU*B100M21**20 | 46500 | 15.2 | 8.1 | 48000 | 34000 | 70.83% | 1.92 | 0 | 9.5 |  |  |  |  | R-410A | 3.875 | Residential & Commercial | USHP
214625018 | Central HP <5.4 tons | CARRIER | HRCU-A-CB (Split System: Heat Pump with Remote Outdoor Unit-Air-Source) | 38MURAQ48AB3* | ADP |  | V,C60H210P199 | 58SU*B100M21**20 | 47000 | 15.2 | 8.1 | 48000 | 34000 | 70.83% | 1.92 | 0 | 10 |  |  |  |  | R-410A | 3.9167 | Residential & Commercial | USHP | Ducted CEE Tier 1
213312772 | Central HP <5.4 tons | CARRIER | HRCU-A-CB (Split System: Heat Pump with Remote Outdoor Unit-Air-Source) | 38MURAQ24AB3* | ADP |  | V36H***P039+CBPE3A* | 0 | 22800 | 17 | 8.6 | 25400 | 25400 | 100% | 2.1 | 0 | 9.5 |  |  |  |  | R-410A | 1.9 | Residential & Commercial | USHP
213147020 | Central HP <5.4 tons | CARRIER | HRCU-A-CB (Split System: Heat Pump with Remote Outdoor Unit-Air-Source) | 38MURAQ24AB3* | ADP |  | V,C36H***P039+AEFE3A* | 0 | 22800 | 17 | 8.6 | 25400 | 25400 | 100% | 2.1 | 0 | 9.5 |  |  |  |  | R-410A | 1.9 | Residential & Commercial | USHP
209872721 | Central HP <5.4 tons | RHEEM | HRCU-A-CB (Split System: Heat Pump with Remote Outdoor Unit-Air-Source) | RP18AZ48AJVC |  |  | RCFZ6021SEAAM | R962V1005A21M4S | 44500 | 19 | 8.5 | 43500 | 45000 | 103.4% | 2 | 0 | 10.9 |  |  |  |  | R-410A | 3.7083 | Residential & Commercial | USHP | Ducted CEE Tier 1
216453149 | Central HP <5.4 tons | TRANE | HRCU-A-CB (Split System: Heat Pump with Remote Outdoor Unit-Air-Source) | 5TWV0X48A1 |  |  | 5PX*C007AS3 | S8V2C100M5PCB | 44500 | 20 | 9.7 | 47500 | 34200 | 72% | 2.1 | 0 | 11.7 |  |  |  |  | R-454B | 3.7083 | Residential & Commercial | USHP | Ducted CEE Tier 1
215869100 | Central HP <5.4 tons | TRANE | HRCU-A-CB (Split System: Heat Pump with Remote Outdoor Unit-Air-Source) | 5TWV8X36A1 |  |  | 5PX*CD05AS3 | S9V2C100D5VSB+LRP | 32200 | 18.1 | 8.5 | 34000 | 25600 | 75.29% | 2 | 0 | 10 |  |  |  |  | R-454B | 2.6833 | Residential & Commercial | USHP | Ducted CEE Tier 1
214624760 | Central HP <5.4 tons | CARRIER | HRCU-A-CB (Split System: Heat Pump with Remote Outdoor Unit-Air-Source) | 38MURAQ24AB3* | ADP |  | V,C36H175P159 | 58SU*B040M17**12 | 23600 | 17 | 8.5 | 24200 | 22800 | 94.21% | 1.94 | 0 | 10 |  |  |  |  | R-410A | 1.9667 | Residential & Commercial | USHP | Ducted CEE Tier 1
214624778 | Central HP <5.4 tons | CARRIER | HRCU-A-CB (Split System: Heat Pump with Remote Outdoor Unit-Air-Source) | 38MURAQ24AB3* | ADP |  | C36A***L129 | 58SU*B060M17**16 | 23400 | 17 | 9 | 24600 | 25600 | 104.1% | 2.2 | 0 | 10 |  |  |  |  | R-410A | 1.95 | Residential & Commercial | USHP | Ducted CEE Tier 1
216974498 | Central HP <5.4 tons | BRYANT HEATING AND COOLING SYSTEMS | HRCU-A-CB (Split System: Heat Pump with Remote Outdoor Unit-Air-Source) | 290VAN060**AA* | ADP |  | C60A***L16*+TXV | 83*CB60100C21*** | 54000 | 18 | 8.5 | 57000 | 41000 | 71.93% | 2.02 | 0 | 8.5 |  |  |  |  | R-454B | 4.5 | Residential & Commercial | USHP
214301873 | Central HP <5.4 tons | CHAMPION HEATING AND COOLING | HRCU-A-CB (Split System: Heat Pump with Remote Outdoor Unit-Air-Source) | HMH72B341 | ADP |  | H,YE7J(1,2)36+TXV | TM9Y120D20MP11 | 32800 | 16 | 8.25 | 30600 | 23400 | 76.47% | 2.02 | 0 | 9 |  |  |  |  | R-410A | 2.7333 | Residential & Commercial | USHP
214301890 | Central HP <5.4 tons | CHAMPION HEATING AND COOLING | HRCU-A-CB (Split System: Heat Pump with Remote Outdoor Unit-Air-Source) | HMH72B341 | ADP |  | H,YE9J(1,2)36+TXV | Z8ES100B12LMPS1 | 33000 | 18 | 8.5 | 31400 | 22800 | 72.61% | 2.04 | 0 | 9.5 |  |  |  |  | R-410A | 2.75 | Residential & Commercial | USHP
214624783 | Central HP <5.4 tons | CARRIER | HRCU-A-CB (Split System: Heat Pump with Remote Outdoor Unit-Air-Source) | 38MURAQ24AB3* | ADP |  | PL36H175P149 | 58SU*B060M17**16 | 23400 | 17 | 8.5 | 24000 | 23600 | 98.33% | 2 | 0 | 10.5 |  |  |  |  | R-410A | 1.95 | Residential & Commercial | USHP | Ducted CEE Tier 1
214624914 | Central HP <5.4 tons | CARRIER | HRCU-A-CB (Split System: Heat Pump with Remote Outdoor Unit-Air-Source) | 38MURAQ36AB3* | ADP |  | C36A***L159 | 58SU*B060M17**16 | 35200 | 16 | 8.1 | 36800 | 34600 | 94.02% | 1.86 | 0 | 10 |  |  |  |  | R-410A | 2.9333 | Residential & Commercial | USHP | Ducted CEE Tier 1
213312785 | Central HP <5.4 tons | CARRIER | HRCU-A-CB (Split System: Heat Pump with Remote Outdoor Unit-Air-Source) | 38MURAQ36AB3* | ADP |  | V36H175P139+CBPE4B* | 0 | 36200 | 16 | 8.1 | 36800 | 34400 | 93.48% | 2 | 0 | 9.5 |  |  |  |  | R-410A | 3.0167 | Residential & Commercial | USHP
211391939 | Central HP <5.4 tons | FRASER-JOHNSTON | HRCU-A-CB (Split System: Heat Pump with Remote Outdoor Unit-Air-Source) | HMH72B341 |  |  | XAUB30CXXN1+TXV | TM8E100B12MP11 | 32800 | 17.5 | 8.1 | 33400 | 23400 | 70.06% | 2.04 | 0 | 9.5 |  |  |  |  | R-410A | 2.7333 | Residential & Commercial | USHP
211392057 | Central HP <5.4 tons | FRASER-JOHNSTON | HRCU-A-CB (Split System: Heat Pump with Remote Outdoor Unit-Air-Source) | HMH72B341 |  |  | XAFC36DXXN1+TXV | TM8E080C16MP11 | 34000 | 17 | 8.5 | 33600 | 23600 | 70.24% | 2.08 | 0 | 10 |  |  |  |  | R-410A | 2.8333 | Residential & Commercial | USHP | Ducted CEE Tier 1
211392138 | Central HP <5.4 tons | FRASER-JOHNSTON | HRCU-A-CB (Split System: Heat Pump with Remote Outdoor Unit-Air-Source) | HMH72B341 |  |  | XAHC36DXXN1+TXV | TM8E080B12MP11 | 33400 | 17.5 | 8.1 | 33200 | 23400 | 70.48% | 2.02 | 0 | 9.5 |  |  |  |  | R-410A | 2.7833 | Residential & Commercial | USHP
210474005 | Central HP <5.4 tons | HEIL | HRCU-A-CB (Split System: Heat Pump with Remote Outdoor Unit-Air-Source) | HVH825GKA3* |  |  | EN(A,D,W)4X48L21**+WALLCON | *97CMN0801714A* | 24000 | 16.5 | 8.1 | 21400 | 16700 | 78.04% | 2 | 0 | 11 |  |  |  |  | R-410A | 2 | Residential & Commercial | USHP | Ducted CEE Tier 1
214625014 | Central HP <5.4 tons | CARRIER | HRCU-A-CB (Split System: Heat Pump with Remote Outdoor Unit-Air-Source) | 38MURAQ48AB3* | ADP |  | V,C60H210P179 | 58SU*B100M21**20 | 46500 | 15.2 | 8.1 | 48000 | 34000 | 70.83% | 1.92 | 0 | 9.5 |  |  |  |  | R-410A | 3.875 | Residential & Commercial | USHP
214625015 | Central HP <5.4 tons | CARRIER | HRCU-A-CB (Split System: Heat Pump with Remote Outdoor Unit-Air-Source) | 38MURAQ48AB3* | ADP |  | C60A***L189 | 58SU*B100M21**20 | 46000 | 15.2 | 8.1 | 48000 | 34000 | 70.83% | 1.92 | 0 | 9.5 |  |  |  |  | R-410A | 3.8333 | Residential & Commercial | USHP
214625017 | Central HP <5.4 tons | CARRIER | HRCU-A-CB (Split System: Heat Pump with Remote Outdoor Unit-Air-Source) | 38MURAQ48AB3* | ADP |  | PL60H210P199 | 58SU*B100M21**20 | 47000 | 15.2 | 8.1 | 48000 | 34000 | 70.83% | 1.92 | 0 | 10 |  |  |  |  | R-410A | 3.9167 | Residential & Commercial | USHP | Ducted CEE Tier 1
216682618 | Central HP <5.4 tons | AIRQUEST | HRCU-A-CB (Split System: Heat Pump with Remote Outdoor Unit-Air-Source) | DLCURAH36ABK |  |  | EHD4X42AAL | *97VTN1002122A* | 35800 | 16 | 8.5 | 38500 | 34400 | 89.35% | 1.8 | 0 | 10 |  |  |  |  | R-410A | 2.9833 | Residential & Commercial | USHP | Ducted CEE Tier 1
211243119 | Central HP <5.4 tons | BRYANT HEATING AND COOLING SYSTEMS | HRCU-A-CB (Split System: Heat Pump with Remote Outdoor Unit-Air-Source) | 38MURAQ24AB3* |  |  | CAP**3717AL* | 912SD30040E14*** | 24600 | 15.2 | 8.5 | 26000 | 21600 | 83.08% | 1.78 | 0 | 10 |  |  |  |  | R-410A | 2.05 | Residential & Commercial | USHP | Ducted CEE Tier 1
211243285 | Central HP <5.4 tons | BRYANT HEATING AND COOLING SYSTEMS | HRCU-A-CB (Split System: Heat Pump with Remote Outdoor Unit-Air-Source) | 38MURAQ24AB3* |  |  | CAP**3721AL* | 926TB66100V21*** | 24200 | 17 | 8.1 | 25000 | 21400 | 85.6% | 1.8 | 0 | 10 |  |  |  |  | R-410A | 2.0167 | Residential & Commercial | USHP | Ducted CEE Tier 1
211243855 | Central HP <5.4 tons | BRYANT HEATING AND COOLING SYSTEMS | HRCU-A-CB (Split System: Heat Pump with Remote Outdoor Unit-Air-Source) | 38MURAQ24AB3* |  |  | CNPV*2417AL* | 926SA42060V17*** | 23600 | 16 | 8.5 | 26800 | 23400 | 87.31% | 1.92 | 0 | 10 |  |  |  |  | R-410A | 1.9667 | Residential & Commercial | USHP | Ducted CEE Tier 1
211243969 | Central HP <5.4 tons | BRYANT HEATING AND COOLING SYSTEMS | HRCU-A-CB (Split System: Heat Pump with Remote Outdoor Unit-Air-Source) | 38MURAQ24AB3* |  |  | CNPV*2417AL* | 83*SA36040E17*** | 23600 | 17 | 8.5 | 26400 | 23800 | 90.15% | 1.98 | 0 | 10 |  |  |  |  | R-410A | 1.9667 | Residential & Commercial | USHP | Ducted CEE Tier 1
211244098 | Central HP <5.4 tons | BRYANT HEATING AND COOLING SYSTEMS | HRCU-A-CB (Split System: Heat Pump with Remote Outdoor Unit-Air-Source) | 38MURAQ24AB3* |  |  | CNPV*2417AL* | 8(0,1)*SA36045E14*** | 24200 | 15.5 | 8.5 | 27200 | 22600 | 83.09% | 1.86 | 0 | 10 |  |  |  |  | R-410A | 2.0167 | Residential & Commercial | USHP | Ducted CEE Tier 1
211244146 | Central HP <5.4 tons | BRYANT HEATING AND COOLING SYSTEMS | HRCU-A-CB (Split System: Heat Pump with Remote Outdoor Unit-Air-Source) | 38MURAQ24AB3* |  |  | CNPV*2417AL* | 912SD36060E14*** | 24200 | 15.5 | 8.5 | 27200 | 22600 | 83.09% | 1.86 | 0 | 10 |  |  |  |  | R-410A | 2.0167 | Residential & Commercial | USHP | Ducted CEE Tier 1
209872723 | Central HP <5.4 tons | RHEEM | HRCU-A-CB (Split System: Heat Pump with Remote Outdoor Unit-Air-Source) | RP18AZ48AJVC |  |  | RCFZ6021SEAAM | R97MV1005A21DHS | 44500 | 19 | 8.1 | 43500 | 45000 | 103.4% | 2 | 0 | 10 |  |  |  |  | R-410A | 3.7083 | Residential & Commercial | USHP | Ducted CEE Tier 1
216732898 | Central HP <5.4 tons | AIRQUEST | HRCU-A-CB (Split System: Heat Pump with Remote Outdoor Unit-Air-Source) | D5CUHAH24AAK |  |  | EA*5X24M17A* | *96MSN0261410A* | 22000 | 15.2 | 8.5 | 21200 | 19200 | 90.57% | 1.98 | 0 | 10.5 |  |  |  |  | R-454B | 1.8333 | Residential & Commercial | USHP | Ducted CEE Tier 1
216733087 | Central HP <5.4 tons | AIRQUEST | HRCU-A-CB (Split System: Heat Pump with Remote Outdoor Unit-Air-Source) | D5CUHAH24AAK |  |  | EA*5X24M17A* | *96VTN0801716B* | 22200 | 16 | 8.5 | 21200 | 19200 | 90.57% | 1.96 | 0 | 10.5 |  |  |  |  | R-454B | 1.85 | Residential & Commercial | USHP | Ducted CEE Tier 1
216733098 | Central HP <5.4 tons | AIRQUEST | HRCU-A-CB (Split System: Heat Pump with Remote Outdoor Unit-Air-Source) | D5CUHAH24AAK |  |  | EA*5X24M17A* | *97VTN0601716A* | 22000 | 16 | 8.5 | 21000 | 19100 | 90.95% | 1.96 | 0 | 10.5 |  |  |  |  | R-454B | 1.8333 | Residential & Commercial | USHP | Ducted CEE Tier 1
216733448 | Central HP <5.4 tons | AIRQUEST | HRCU-A-CB (Split System: Heat Pump with Remote Outdoor Unit-Air-Source) | D5CUHAH24AAK |  |  | EA*5X25M17A* | *96MSN0601716A* | 23200 | 15.5 | 8.5 | 20800 | 18500 | 88.94% | 1.98 | 0 | 11 |  |  |  |  | R-454B | 1.9333 | Residential & Commercial | USHP | Ducted CEE Tier 1
214629167 | Central HP <5.4 tons | CARRIER | HRCU-A-CB (Split System: Heat Pump with Remote Outdoor Unit-Air-Source) | 38MURAQ36AB3* | ADP |  | C36A***L159 | 58TP*B070V14**12 | 35000 | 16 | 8.1 | 36800 | 34600 | 94.02% | 1.94 | 0 | 9.5 |  |  |  |  | R-410A | 2.9167 | Residential & Commercial | USHP
214629184 | Central HP <5.4 tons | CARRIER | HRCU-A-CB (Split System: Heat Pump with Remote Outdoor Unit-Air-Source) | 38MURAQ36AB3* | ADP |  | PL36H210P749 | 58TP*B110V21**22 | 35800 | 16 | 8.1 | 36800 | 34800 | 94.57% | 1.9 | 0 | 10 |  |  |  |  | R-410A | 2.9833 | Residential & Commercial | USHP | Ducted CEE Tier 1
215319144 | Central HP <5.4 tons | AIRQUEST | HRCU-A-CB (Split System: Heat Pump with Remote Outdoor Unit-Air-Source) | D5CUHAH48AAK |  |  | D5FUAAH48XAK | 0 | 48000 | 16.5 | 9.5 | 50000 | 46000 | 92% | 1.9 | 0 | 10.5 |  |  |  |  | R-454B | 4 | Residential & Commercial | USHP | Ducted CEE Tier 1
214624739 | Central HP <5.4 tons | CARRIER | HRCU-A-CB (Split System: Heat Pump with Remote Outdoor Unit-Air-Source) | 38MURAQ24AB3* | ADP |  | PL36H210P299 | 58SU*B040M17**12 | 24400 | 17 | 8.5 | 23600 | 21200 | 89.83% | 1.82 | 0 | 10 |  |  |  |  | R-410A | 2.0333 | Residential & Commercial | USHP | Ducted CEE Tier 1
213311591 | Central HP <5.4 tons | CARRIER | HRCU-A-CB (Split System: Heat Pump with Remote Outdoor Unit-Air-Source) | 38MURAQ24AB3* | ADP |  | C36A***L159+CBPE3A* | 0 | 24200 | 18 | 9 | 25000 | 22600 | 90.4% | 1.92 | 0 | 10.5 |  |  |  |  | R-410A | 2.0167 | Residential & Commercial | USHP | Ducted CEE Tier 1
210589347 | Central HP <5.4 tons | RHEEM | HRCU-A-CB (Split System: Heat Pump with Remote Outdoor Unit-Air-Source) | RP18AZ48AJVC |  |  | RCFZ6021SEAAM | R802VA100521Z | 45000 | 19 | 8.5 | 43000 | 45000 | 104.7% | 2 | 0 | 11.7 |  |  |  |  | R-410A | 3.75 | Residential & Commercial | USHP | Ducted CEE Tier 1
211244223 | Central HP <5.4 tons | BRYANT HEATING AND COOLING SYSTEMS | HRCU-A-CB (Split System: Heat Pump with Remote Outdoor Unit-Air-Source) | 38MURAQ24AB3* |  |  | CNPV*2417AL* | 8(0,1)*SA36070E14*** | 23800 | 16 | 8.5 | 26800 | 23200 | 86.57% | 1.92 | 0 | 10 |  |  |  |  | R-410A | 1.9833 | Residential & Commercial | USHP | Ducted CEE Tier 1
211244264 | Central HP <5.4 tons | BRYANT HEATING AND COOLING SYSTEMS | HRCU-A-CB (Split System: Heat Pump with Remote Outdoor Unit-Air-Source) | 38MURAQ24AB3* |  |  | CNPV*2417AL* | OVMAAB042112 | 23800 | 15.2 | 8.5 | 27000 | 23200 | 85.93% | 1.9 | 0 | 10 |  |  |  |  | R-410A | 1.9833 | Residential & Commercial | USHP | Ducted CEE Tier 1
214630542 | Central HP <5.4 tons | CARRIER | HRCU-A-CB (Split System: Heat Pump with Remote Outdoor Unit-Air-Source) | 25VNA837A*031* | ADP |  | PL36H175P159 | 59TN6B080C17**14 | 32000 | 17 | 8.1 | 31200 | 24800 | 79.49% | 1.96 | 0 | 11 |  |  |  |  | R-410A | 2.6667 | Residential & Commercial | USHP | Ducted CEE Tier 1
214624769 | Central HP <5.4 tons | CARRIER | HRCU-A-CB (Split System: Heat Pump with Remote Outdoor Unit-Air-Source) | 38MURAQ24AB3* | ADP |  | V,C36H175P139 | 58SU*B040M17**12 | 23400 | 17 | 8.5 | 24200 | 22800 | 94.21% | 1.94 | 0 | 10 |  |  |  |  | R-410A | 1.95 | Residential & Commercial | USHP | Ducted CEE Tier 1
213311589 | Central HP <5.4 tons | CARRIER | HRCU-A-CB (Split System: Heat Pump with Remote Outdoor Unit-Air-Source) | 38MURAQ24AB3* | ADP |  | V36H175P159+CBPE4B* | 0 | 24200 | 18 | 9 | 25000 | 22600 | 90.4% | 1.92 | 0 | 10.5 |  |  |  |  | R-410A | 2.0167 | Residential & Commercial | USHP | Ducted CEE Tier 1
214810234 | Central HP <5.4 tons | LUXAIRE | HRCU-A-CB (Split System: Heat Pump with Remote Outdoor Unit-Air-Source) | HH824E2S11 |  |  | CTM36B5ADS1 | TM8V080B12MP12 | 23000 | 17 | 9 | 23000 | 17700 | 76.96% | 2 | 0 | 12 |  |  |  |  | R-454B | 1.9167 | Residential & Commercial | USHP | Ducted CEE Tier 1
213147023 | Central HP <5.4 tons | CARRIER | HRCU-A-CB (Split System: Heat Pump with Remote Outdoor Unit-Air-Source) | 38MURAQ24AB3* | ADP |  | C36A***L139+AEFE4B* | 0 | 23800 | 18 | 8.75 | 25000 | 22600 | 90.4% | 1.88 | 0 | 10 |  |  |  |  | R-410A | 1.9833 | Residential & Commercial | USHP | Ducted CEE Tier 1
213147024 | Central HP <5.4 tons | CARRIER | HRCU-A-CB (Split System: Heat Pump with Remote Outdoor Unit-Air-Source) | 38MURAQ24AB3* | ADP |  | C36A***L159+AEFE4B* | 0 | 24200 | 18 | 9 | 25000 | 22600 | 90.4% | 1.92 | 0 | 10.5 |  |  |  |  | R-410A | 2.0167 | Residential & Commercial | USHP | Ducted CEE Tier 1
211241552 | Central HP <5.4 tons | BRYANT HEATING AND COOLING SYSTEMS | HRCU-A-CB (Split System: Heat Pump with Remote Outdoor Unit-Air-Source) | 38MURAQ24AB3* |  |  | CAP**3017AL* | 82*TA48070V17*** | 24200 | 17 | 8.5 | 26200 | 23000 | 87.79% | 1.92 | 0 | 10 |  |  |  |  | R-410A | 2.0167 | Residential & Commercial | USHP | Ducted CEE Tier 1
216984639 | Central HP <5.4 tons | BRYANT HEATING AND COOLING SYSTEMS | HRCU-A-CB (Split System: Heat Pump with Remote Outdoor Unit-Air-Source) | 293VAN048**AA* | ADP |  | PL60H210P29*+TXV | 987TA66100C21*** | 44000 | 21 | 9.5 | 46000 | 36000 | 78.26% | 2 | 0 | 10.5 |  |  |  |  | R-454B | 3.6667 | Residential & Commercial | USHP | Ducted CEE Tier 1
215430668 | Central HP <5.4 tons | LUXAIRE | HRCU-A-CB (Split System: Heat Pump with Remote Outdoor Unit-Air-Source) | HH860E2S11 | ADP |  | H,YG48(1,2)60+TXV | TM9Y100C20MP11 | 52500 | 17 | 8.5 | 52500 | 39000 | 74.29% | 2 | 0 | 11 |  |  |  |  | R-454B | 4.375 | Residential & Commercial | USHP | Ducted CEE Tier 1
216989081 | Central HP <5.4 tons | BRYANT HEATING AND COOLING SYSTEMS | HRCU-A-CB (Split System: Heat Pump with Remote Outdoor Unit-Air-Source) | 37MURAQ24AA3 | ADP |  | C36A***L15*+TXV | 8(0,1)*SB36070M17*** | 23600 | 15.2 | 9 | 23200 | 19200 | 82.76% | 2 | 0 | 9.5 |  |  |  |  | R-454B | 1.9667 | Residential & Commercial | USHP
215934100 | Central HP <5.4 tons | DAY & NIGHT | HRCU-A-CB (Split System: Heat Pump with Remote Outdoor Unit-Air-Source) | C5H3V48*K*AAA* |  |  | EA*5X60M24A*+WALLCON | *80CTL0702120B* | 44500 | 21 | 9.5 | 48500 | 36600 | 75.46% | 2 | 0 | 11 |  |  |  |  | R-454B | 3.7083 | Residential & Commercial | USHP | Ducted CEE Tier 1
213311581 | Central HP <5.4 tons | CARRIER | HRCU-A-CB (Split System: Heat Pump with Remote Outdoor Unit-Air-Source) | 38MURAQ24AB3* | ADP |  | V36H***P429+CBPE3A* | 0 | 23600 | 18 | 8.7 | 24800 | 22600 | 91.13% | 1.86 | 0 | 10 |  |  |  |  | R-410A | 1.9667 | Residential & Commercial | USHP | Ducted CEE Tier 1
213311585 | Central HP <5.4 tons | CARRIER | HRCU-A-CB (Split System: Heat Pump with Remote Outdoor Unit-Air-Source) | 38MURAQ24AB3* | ADP |  | C36A***L139+CBPE3A* | 0 | 23800 | 18 | 8.75 | 25000 | 22600 | 90.4% | 1.88 | 0 | 10 |  |  |  |  | R-410A | 1.9833 | Residential & Commercial | USHP | Ducted CEE Tier 1
211386124 | Central HP <5.4 tons | FRASER-JOHNSTON | HRCU-A-CB (Split System: Heat Pump with Remote Outdoor Unit-Air-Source) | HMH72B341 |  |  | XAFD48FBCN1 | TL9E100C20UH11 | 34000 | 16 | 8.5 | 32400 | 23800 | 73.46% | 2.08 | 0 | 9.5 |  |  |  |  | R-410A | 2.8333 | Residential & Commercial | USHP
212979870 | Central HP <5.4 tons | BRYANT HEATING AND COOLING SYSTEMS | HRCU-A-CB (Split System: Heat Pump with Remote Outdoor Unit-Air-Source) | 38MURAQ24AB3* |  |  | CAP**3717AL* | 8(0,1)*SB42090M17*** | 24000 | 17 | 8.1 | 25200 | 22400 | 88.89% | 1.86 | 0 | 10 |  |  |  |  | R-410A | 2 | Residential & Commercial | USHP | Ducted CEE Tier 1
216974366 | Central HP <5.4 tons | BRYANT HEATING AND COOLING SYSTEMS | HRCU-A-CB (Split System: Heat Pump with Remote Outdoor Unit-Air-Source) | 290VAN036**AA* | ADP |  | A36VCA*+TXV | 83*CB36040C17*** | 33400 | 18 | 9 | 33400 | 24600 | 73.65% | 1.9 | 0 | 9.5 |  |  |  |  | R-454B | 2.7833 | Residential & Commercial | USHP
216453115 | Central HP <5.4 tons | TRANE | HRCU-A-CB (Split System: Heat Pump with Remote Outdoor Unit-Air-Source) | 5TWV0X36A1 |  |  | 5PX*DD10AS3 | S8V2D120M5PCB | 35400 | 20.4 | 9.7 | 32200 | 24600 | 76.4% | 2.1 | 0 | 12.7 |  |  |  |  | R-454B | 2.95 | Residential & Commercial | USHP | Ducted CEE Tier 1
215430813 | Central HP <5.4 tons | LUXAIRE | HRCU-A-CB (Split System: Heat Pump with Remote Outdoor Unit-Air-Source) | HH824E2S11 | ADP |  | H,YG80(1,2)36+TXV | TM9E026A08MP12 | 23000 | 17 | 9 | 21400 | 17200 | 80.37% | 2 | 0 | 11 |  |  |  |  | R-454B | 1.9167 | Residential & Commercial | USHP | Ducted CEE Tier 1
214240046 | Central HP <5.4 tons | AIRQUEST | HRCU-A-CB (Split System: Heat Pump with Remote Outdoor Unit-Air-Source) | HVH837GKA** |  |  | EN(A,D,W)4X60L24**+WALLCON | *80CTL1102120B* | 32800 | 17.5 | 8.1 | 32200 | 24600 | 76.4% | 1.96 | 0 | 12 |  |  |  |  | R-410A | 2.7333 | Residential & Commercial | USHP | Ducted CEE Tier 1
214242068 | Central HP <5.4 tons | AIRQUEST | HRCU-A-CB (Split System: Heat Pump with Remote Outdoor Unit-Air-Source) | HVH825GKA3* |  |  | END4X42L17**+WALLCON | *96CTN0601714B* | 23800 | 16.5 | 8.1 | 21400 | 16700 | 78.04% | 1.96 | 0 | 11 |  |  |  |  | R-410A | 1.9833 | Residential & Commercial | USHP | Ducted CEE Tier 1
216374744 | Central HP <5.4 tons | LUXAIRE | HRCU-A-CB (Split System: Heat Pump with Remote Outdoor Unit-Air-Source) | HH824E2S11 |  |  | CTU30B5XCS1+TXV | Z9ET080B12SMPS1 | 23000 | 18 | 9.5 | 23000 | 18100 | 78.7% | 2 | 0 | 12 |  |  |  |  | R-454B | 1.9167 | Residential & Commercial | USHP | Ducted CEE Tier 1
214630355 | Central HP <5.4 tons | CARRIER | HRCU-A-CB (Split System: Heat Pump with Remote Outdoor Unit-Air-Source) | 25VNA825A*032* | ADP |  | PL36H210P299 | 58CU*A060C17**16 | 24400 | 17 | 8.5 | 19600 | 16200 | 82.65% | 2.02 | 0 | 11 |  |  |  |  | R-410A | 2.0333 | Residential & Commercial | USHP | Ducted CEE Tier 1
214630407 | Central HP <5.4 tons | CARRIER | HRCU-A-CB (Split System: Heat Pump with Remote Outdoor Unit-Air-Source) | 25VNA825A*032* | ADP |  | A36VCA+TXV | 59MN7C060C17**14 | 23400 | 16 | 8.1 | 20000 | 16300 | 81.5% | 1.94 | 0 | 11 |  |  |  |  | R-410A | 1.95 | Residential & Commercial | USHP | Ducted CEE Tier 1
214630424 | Central HP <5.4 tons | CARRIER | HRCU-A-CB (Split System: Heat Pump with Remote Outdoor Unit-Air-Source) | 25VNA825A*032* | ADP |  | PL36H175P149 | 59TN6C040C14**10 | 23000 | 15.2 | 8.1 | 20000 | 16600 | 83% | 1.96 | 0 | 9.5 |  |  |  |  | R-410A | 1.9167 | Residential & Commercial | USHP
211398096 | Central HP <5.4 tons | FRASER-JOHNSTON | HRCU-A-CB (Split System: Heat Pump with Remote Outdoor Unit-Air-Source) | HMH72B341 |  |  | XAHD48FXXN1+TXV | TM8E120C16MP11 | 33000 | 16.5 | 8.5 | 31800 | 23200 | 72.96% | 2.04 | 0 | 9.5 |  |  |  |  | R-410A | 2.75 | Residential & Commercial | USHP
211397143 | Central HP <5.4 tons | FRASER-JOHNSTON | HRCU-A-CB (Split System: Heat Pump with Remote Outdoor Unit-Air-Source) | HMH72B341 |  |  | XAHC48FBCN1 | TM8V100C20MP12 | 33800 | 16.5 | 8.5 | 32400 | 23800 | 73.46% | 2.06 | 0 | 9 |  |  |  |  | R-410A | 2.8167 | Residential & Commercial | USHP
211397712 | Central HP <5.4 tons | FRASER-JOHNSTON | HRCU-A-CB (Split System: Heat Pump with Remote Outdoor Unit-Air-Source) | HMH72B341 |  |  | XAFC48FXXN1+TXV | TM8V080C16MP12 | 34000 | 16.5 | 8.5 | 33200 | 24400 | 73.49% | 2.1 | 0 | 9 |  |  |  |  | R-410A | 2.8333 | Residential & Commercial | USHP
211393034 | Central HP <5.4 tons | FRASER-JOHNSTON | HRCU-A-CB (Split System: Heat Pump with Remote Outdoor Unit-Air-Source) | HMH72B341 |  |  | XAFC36DBCN1 | TL9E100C20UH11 | 34000 | 17 | 8.5 | 34000 | 25000 | 73.53% | 2.12 | 0 | 9.5 |  |  |  |  | R-410A | 2.8333 | Residential & Commercial | USHP
211393535 | Central HP <5.4 tons | FRASER-JOHNSTON | HRCU-A-CB (Split System: Heat Pump with Remote Outdoor Unit-Air-Source) | HMH72B341 |  |  | XAFB36DXXN1+TXV | TL8E060A12UH11 | 34000 | 18 | 8.1 | 33800 | 23800 | 70.41% | 2.06 | 0 | 10 |  |  |  |  | R-410A | 2.8333 | Residential & Commercial | USHP | Ducted CEE Tier 1
215932067 | Central HP <5.4 tons | AIRQUEST | HRCU-A-CB (Split System: Heat Pump with Remote Outdoor Unit-Air-Source) | H5H3V36*K*AAA* |  |  | EA*5X36M17A*+WALLCON | *80CTL0701716B* | 32200 | 19 | 9.5 | 35400 | 27200 | 76.84% | 2 | 0 | 10.5 |  |  |  |  | R-454B | 2.6833 | Residential & Commercial | USHP | Ducted CEE Tier 1
215869154 | Central HP <5.4 tons | TRANE | HRCU-A-CB (Split System: Heat Pump with Remote Outdoor Unit-Air-Source) | 5TWV8X60A1 |  |  | 5TXCD010AS3 | S9V2D120D5VSB+LRP | 50500 | 18.1 | 8.5 | 52500 | 38500 | 73.33% | 1.9 | 0 | 9.8 |  |  |  |  | R-454B | 4.2083 | Residential & Commercial | USHP
211392424 | Central HP <5.4 tons | FRASER-JOHNSTON | HRCU-A-CB (Split System: Heat Pump with Remote Outdoor Unit-Air-Source) | HMH72B341 |  |  | XAUB36DXXN1+TXV | TM8E080B12MP11 | 34000 | 18 | 8.1 | 34000 | 24400 | 71.76% | 2.06 | 0 | 9.5 |  |  |  |  | R-410A | 2.8333 | Residential & Commercial | USHP
210474554 | Central HP <5.4 tons | DAY & NIGHT | HRCU-A-CB (Split System: Heat Pump with Remote Outdoor Unit-Air-Source) | CVH825GKA3* |  |  | EHD4X48AAL+WALLCON | *96CTN0801714A* | 24200 | 16 | 8.1 | 21400 | 16700 | 78.04% | 2 | 0 | 10.5 |  |  |  |  | R-410A | 2.0167 | Residential & Commercial | USHP | Ducted CEE Tier 1
214630392 | Central HP <5.4 tons | CARRIER | HRCU-A-CB (Split System: Heat Pump with Remote Outdoor Unit-Air-Source) | 25VNA825A*032* | ADP |  | C36A***L159 | 59CU5B060C17**16 | 23600 | 16 | 8.1 | 19800 | 16300 | 82.32% | 1.96 | 0 | 11 |  |  |  |  | R-410A | 1.9667 | Residential & Commercial | USHP | Ducted CEE Tier 1
214584566 | Central HP <5.4 tons | COLEMAN | HRCU-A-CB (Split System: Heat Pump with Remote Outdoor Unit-Air-Source) | HH824E2S11 |  |  | CTF30A5ADS1 | Z8ET060A12LMPS1 | 23000 | 19 | 9.5 | 23000 | 18500 | 80.43% | 2 | 0 | 12 |  |  |  |  | R-454B | 1.9167 | Residential & Commercial | USHP | Ducted CEE Tier 1
214584661 | Central HP <5.4 tons | COLEMAN | HRCU-A-CB (Split System: Heat Pump with Remote Outdoor Unit-Air-Source) | HH824E2S11 |  |  | CTF36B5ADS1 | Z8ES100B12SMPS1 | 23000 | 19 | 9.5 | 23000 | 18800 | 81.74% | 2 | 0 | 12 |  |  |  |  | R-454B | 1.9167 | Residential & Commercial | USHP | Ducted CEE Tier 1
211394363 | Central HP <5.4 tons | FRASER-JOHNSTON | HRCU-A-CB (Split System: Heat Pump with Remote Outdoor Unit-Air-Source) | HMH72B341 |  |  | XAFD48FBCN1 | TM9V120D20MP12 | 34000 | 17 | 8.5 | 32400 | 23800 | 73.46% | 2.1 | 0 | 9.5 |  |  |  |  | R-410A | 2.8333 | Residential & Commercial | USHP
211394628 | Central HP <5.4 tons | FRASER-JOHNSTON | HRCU-A-CB (Split System: Heat Pump with Remote Outdoor Unit-Air-Source) | HMH72B341 |  |  | XAFC48FBCN1 | TM9V100C20MP12 | 34000 | 16.5 | 8.5 | 33000 | 24200 | 73.33% | 2.1 | 0 | 9 |  |  |  |  | R-410A | 2.8333 | Residential & Commercial | USHP
211394797 | Central HP <5.4 tons | FRASER-JOHNSTON | HRCU-A-CB (Split System: Heat Pump with Remote Outdoor Unit-Air-Source) | HMH72B341 |  |  | XAHC48FBCN1 | TM9V100C16MP12 | 33000 | 16.5 | 8.5 | 31800 | 23200 | 72.96% | 2.04 | 0 | 9 |  |  |  |  | R-410A | 2.75 | Residential & Commercial | USHP
211393243 | Central HP <5.4 tons | FRASER-JOHNSTON | HRCU-A-CB (Split System: Heat Pump with Remote Outdoor Unit-Air-Source) | HMH72B341 |  |  | XAFB36DXXN1+TXV | TL9E060B12UH11 | 33400 | 17.5 | 8.1 | 33000 | 23200 | 70.3% | 2.02 | 0 | 10 |  |  |  |  | R-410A | 2.7833 | Residential & Commercial | USHP | Ducted CEE Tier 1
211393812 | Central HP <5.4 tons | FRASER-JOHNSTON | HRCU-A-CB (Split System: Heat Pump with Remote Outdoor Unit-Air-Source) | HMH72B341 |  |  | XAHD48FBCN1 | TM9Y120D20MP11 | 33200 | 16.5 | 8.5 | 32000 | 23400 | 73.12% | 2.04 | 0 | 9 |  |  |  |  | R-410A | 2.7667 | Residential & Commercial | USHP
211393678 | Central HP <5.4 tons | FRASER-JOHNSTON | HRCU-A-CB (Split System: Heat Pump with Remote Outdoor Unit-Air-Source) | HMH72B341 |  |  | XAFA30DXXN1+TXV | TM8V060A12MP12 | 34000 | 17 | 8.1 | 34000 | 24200 | 71.18% | 2.04 | 0 | 9.5 |  |  |  |  | R-410A | 2.8333 | Residential & Commercial | USHP
211394110 | Central HP <5.4 tons | FRASER-JOHNSTON | HRCU-A-CB (Split System: Heat Pump with Remote Outdoor Unit-Air-Source) | HMH72B341 |  |  | XAUC48FXXN1+TXV | TM9Y080C16MP11 | 33800 | 17.5 | 8.5 | 32800 | 24200 | 73.78% | 2.06 | 0 | 9 |  |  |  |  | R-410A | 2.8167 | Residential & Commercial | USHP
211240508 | Central HP <5.4 tons | BRYANT HEATING AND COOLING SYSTEMS | HRCU-A-CB (Split System: Heat Pump with Remote Outdoor Unit-Air-Source) | 38MURAQ24AB3* |  |  | CAP**2417AL* | 82*TA36045V14*** | 24000 | 16.5 | 8.5 | 26800 | 24000 | 89.55% | 1.98 | 0 | 10 |  |  |  |  | R-410A | 2 | Residential & Commercial | USHP | Ducted CEE Tier 1
211240574 | Central HP <5.4 tons | BRYANT HEATING AND COOLING SYSTEMS | HRCU-A-CB (Split System: Heat Pump with Remote Outdoor Unit-Air-Source) | 38MURAQ24AB3* |  |  | CAP**2417AL* | 915SB36060E14*** | 24000 | 15.5 | 8.5 | 27200 | 23600 | 86.76% | 1.92 | 0 | 10 |  |  |  |  | R-410A | 2 | Residential & Commercial | USHP | Ducted CEE Tier 1
211240958 | Central HP <5.4 tons | BRYANT HEATING AND COOLING SYSTEMS | HRCU-A-CB (Split System: Heat Pump with Remote Outdoor Unit-Air-Source) | 38MURAQ24AB3* |  |  | CAP**2517AL* | 926TB36040V17*** | 23800 | 16 | 8.1 | 25200 | 21800 | 86.51% | 1.82 | 0 | 10 |  |  |  |  | R-410A | 1.9833 | Residential & Commercial | USHP | Ducted CEE Tier 1
211241010 | Central HP <5.4 tons | BRYANT HEATING AND COOLING SYSTEMS | HRCU-A-CB (Split System: Heat Pump with Remote Outdoor Unit-Air-Source) | 38MURAQ24AB3* |  |  | CAP**2517AL* | 915SB36060E14*** | 25000 | 16 | 8.5 | 26000 | 21000 | 80.77% | 1.76 | 0 | 10 |  |  |  |  | R-410A | 2.0833 | Residential & Commercial | USHP | Ducted CEE Tier 1
209872691 | Central HP <5.4 tons | RHEEM | HRCU-A-CB (Split System: Heat Pump with Remote Outdoor Unit-Air-Source) | RP18AZ24AJVC |  |  | RCFZ2421HEAAM | R98MV0703A17UPS | 22800 | 20 | 8.5 | 22800 | 26000 | 114% | 2.1 | 0 | 12.5 |  |  |  |  | R-410A | 1.9 | Residential & Commercial | USHP | Ducted CEE Tier 1
208552857 | Central HP <5.4 tons | RHEEM | HRCU-A-CB (Split System: Heat Pump with Remote Outdoor Unit-Air-Source) | RP18AZ36AJVC |  |  | RHMVZ6021SEACA | 0 | 34200 | 20 | 8.5 | 32000 | 40500 | 126.6% | 2.1 | 0 | 12.5 |  |  |  |  | R-410A | 2.85 | Residential & Commercial | USHP | Ducted CEE Tier 1
214630467 | Central HP <5.4 tons | CARRIER | HRCU-A-CB (Split System: Heat Pump with Remote Outdoor Unit-Air-Source) | 25VNA837A*030* | ADP |  | PL36H210P299 | 59CU5B060C17**16 | 32200 | 17 | 8.1 | 31400 | 24600 | 78.34% | 1.94 | 0 | 11.5 |  |  |  |  | R-410A | 2.6833 | Residential & Commercial | USHP | Ducted CEE Tier 1
214440997 | Central HP <5.4 tons | CARRIER | HRCU-A-CB (Split System: Heat Pump with Remote Outdoor Unit-Air-Source) | 25VNA448A*031* | ADP |  | H,PG3K960 | 59TN6C120C24**22 | 44000 | 21 | 9.5 | 44500 | 35800 | 80.45% | 2.28 | 0 | 11.7 |  |  |  |  | R-410A | 3.6667 | Residential & Commercial | USHP | Ducted CEE Tier 1
213796809 | Central HP <5.4 tons | CARRIER | HRCU-A-CB (Split System: Heat Pump with Remote Outdoor Unit-Air-Source) | 38MURAQ24AB3* | ADP |  | V,C36H***P219+CBPE3A* | 0 | 24000 | 16 | 8.9 | 25000 | 22600 | 90.4% | 1.9 | 0 | 10 |  |  |  |  | R-410A | 2 | Residential & Commercial | USHP | Ducted CEE Tier 1
213311586 | Central HP <5.4 tons | CARRIER | HRCU-A-CB (Split System: Heat Pump with Remote Outdoor Unit-Air-Source) | 38MURAQ24AB3* | ADP |  | PL36H175P149+CBPE4B* | 0 | 24200 | 18 | 8.9 | 25000 | 22600 | 90.4% | 1.9 | 0 | 10.5 |  |  |  |  | R-410A | 2.0167 | Residential & Commercial | USHP | Ducted CEE Tier 1
210589344 | Central HP <5.4 tons | RHEEM | HRCU-A-CB (Split System: Heat Pump with Remote Outdoor Unit-Air-Source) | RP18AZ48AJVC |  |  | RCFZ6021SEAAM | R802VA075421M | 44500 | 19 | 8.1 | 43500 | 45000 | 103.4% | 2 | 0 | 10 |  |  |  |  | R-410A | 3.7083 | Residential & Commercial | USHP | Ducted CEE Tier 1
211394179 | Central HP <5.4 tons | FRASER-JOHNSTON | HRCU-A-CB (Split System: Heat Pump with Remote Outdoor Unit-Air-Source) | HMH72B341 |  |  | XAUC48FXXN1+TXV | TM9Y080B12MP11 | 33400 | 17 | 8.1 | 32800 | 24200 | 73.78% | 2.04 | 0 | 9 |  |  |  |  | R-410A | 2.7833 | Residential & Commercial | USHP
211390637 | Central HP <5.4 tons | FRASER-JOHNSTON | HRCU-A-CB (Split System: Heat Pump with Remote Outdoor Unit-Air-Source) | HMH72B341 |  |  | XAFC36DBCN1 | TM8V080B12MP12 | 33800 | 17 | 8.1 | 34000 | 24200 | 71.18% | 2.04 | 0 | 9.5 |  |  |  |  | R-410A | 2.8167 | Residential & Commercial | USHP
214301896 | Central HP <5.4 tons | CHAMPION HEATING AND COOLING | HRCU-A-CB (Split System: Heat Pump with Remote Outdoor Unit-Air-Source) | HMH72B341 | ADP |  | H,YE9J(1,2)36+TXV | Z8ES100C16SMPS1 | 34000 | 18 | 8.5 | 31800 | 24000 | 75.47% | 2.12 | 0 | 9.5 |  |  |  |  | R-410A | 2.8333 | Residential & Commercial | USHP
214301913 | Central HP <5.4 tons | CHAMPION HEATING AND COOLING | HRCU-A-CB (Split System: Heat Pump with Remote Outdoor Unit-Air-Source) | HMH72B341 | ADP |  | H,YE9J(1,2)36+TXV | Z8ET100C20LMPS1 | 34000 | 18 | 8.5 | 31800 | 23200 | 72.96% | 2.08 | 0 | 9.5 |  |  |  |  | R-410A | 2.8333 | Residential & Commercial | USHP
216786068 | Central HP <5.4 tons | LUXAIRE | HRCU-A-CB (Split System: Heat Pump with Remote Outdoor Unit-Air-Source) | HH860E2S11 |  |  | CTM60C5CGS1 | Z8ES080C20LMPS1 | 44000 | 18 | 9 | 44500 | 33400 | 75.06% | 2 | 0 | 12 |  |  |  |  | R-454B | 3.6667 | Residential & Commercial | USHP | Ducted CEE Tier 1
214809193 | Central HP <5.4 tons | LUXAIRE | HRCU-A-CB (Split System: Heat Pump with Remote Outdoor Unit-Air-Source) | HH860E2S11 |  |  | CTU60C5XGS1+TXV | LPLC080C16MP13 | 43500 | 18 | 9 | 44000 | 33400 | 75.91% | 2 | 0 | 11.7 |  |  |  |  | R-454B | 3.625 | Residential & Commercial | USHP | Ducted CEE Tier 1
215731283 | Central HP <5.4 tons | COLEMAN | HRCU-A-CB (Split System: Heat Pump with Remote Outdoor Unit-Air-Source) | HH824E2S11 | ADP |  | V,Y36H***P44*+TXV+AEFE3A* | 0 | 24000 | 19 | 9.5 | 22400 | 16600 | 74.11% | 2.1 | 0 | 12 |  |  |  |  | R-454B | 2 | Residential & Commercial | USHP | Ducted CEE Tier 1
209872686 | Central HP <5.4 tons | RHEEM | HRCU-A-CB (Split System: Heat Pump with Remote Outdoor Unit-Air-Source) | RP18AZ24AJVC |  |  | RCFZ2421HEAAM | R962V0603A17M4S | 22800 | 20 | 8.5 | 22800 | 26000 | 114% | 2.1 | 0 | 12.5 |  |  |  |  | R-410A | 1.9 | Residential & Commercial | USHP | Ducted CEE Tier 1
214808984 | Central HP <5.4 tons | LUXAIRE | HRCU-A-CB (Split System: Heat Pump with Remote Outdoor Unit-Air-Source) | HH860E2S11 |  |  | CTU60C5XGS1+TXV | Z8ES120C20SMPS1 | 45000 | 18 | 9 | 45500 | 33400 | 73.41% | 2 | 0 | 11.7 |  |  |  |  | R-454B | 3.75 | Residential & Commercial | USHP | Ducted CEE Tier 1
214624878 | Central HP <5.4 tons | CARRIER | HRCU-A-CB (Split System: Heat Pump with Remote Outdoor Unit-Air-Source) | 38MURAQ36AB3* | ADP |  | PL36H175P159 | 58SU*B040M17**12 | 35200 | 16 | 8.5 | 36200 | 34200 | 94.48% | 2.04 | 0 | 9.5 |  |  |  |  | R-410A | 2.9333 | Residential & Commercial | USHP
210595943 | Central HP <5.4 tons | CARRIER | HRCU-A-CB (Split System: Heat Pump with Remote Outdoor Unit-Air-Source) | 25VNA825A*031* |  |  | CAP**4221AL*+UI | 59CU5A100C21**22 | 23800 | 16.5 | 8.1 | 21400 | 16600 | 77.57% | 1.96 | 0 | 11 |  |  |  |  | R-410A | 1.9833 | Residential & Commercial | USHP | Ducted CEE Tier 1
210595947 | Central HP <5.4 tons | CARRIER | HRCU-A-CB (Split System: Heat Pump with Remote Outdoor Unit-Air-Source) | 25VNA825A*031* |  |  | CAP**4221AL*+UI | 59MN7B100C21**22 | 23800 | 16.5 | 8.1 | 21400 | 16600 | 77.57% | 1.96 | 0 | 11 |  |  |  |  | R-410A | 1.9833 | Residential & Commercial | USHP | Ducted CEE Tier 1
214624894 | Central HP <5.4 tons | CARRIER | HRCU-A-CB (Split System: Heat Pump with Remote Outdoor Unit-Air-Source) | 38MURAQ36AB3* | ADP |  | C36A***L129 | 58SU*B060M17**16 | 33800 | 16 | 8.5 | 36200 | 34200 | 94.48% | 2.06 | 0 | 9.5 |  |  |  |  | R-410A | 2.8167 | Residential & Commercial | USHP
211386854 | Central HP <5.4 tons | FRASER-JOHNSTON | HRCU-A-CB (Split System: Heat Pump with Remote Outdoor Unit-Air-Source) | HMH72B341 |  |  | XAFC36DBCN1 | TM9Y080C16MP11 | 34000 | 18.5 | 8.1 | 34000 | 24400 | 71.76% | 2.08 | 0 | 9.5 |  |  |  |  | R-410A | 2.8333 | Residential & Commercial | USHP
215430829 | Central HP <5.4 tons | LUXAIRE | HRCU-A-CB (Split System: Heat Pump with Remote Outdoor Unit-Air-Source) | HH824E2S11 | ADP |  | H,YG80(1,2)36+TXV | TM9Y080B12MP11 | 23000 | 18 | 9 | 21200 | 17000 | 80.19% | 2 | 0 | 12 |  |  |  |  | R-454B | 1.9167 | Residential & Commercial | USHP | Ducted CEE Tier 1
214624903 | Central HP <5.4 tons | CARRIER | HRCU-A-CB (Split System: Heat Pump with Remote Outdoor Unit-Air-Source) | 38MURAQ36AB3* | ADP |  | V,C36H175P149 | 58SU*B060M17**16 | 35200 | 16 | 8.1 | 36800 | 34600 | 94.02% | 1.86 | 0 | 10 |  |  |  |  | R-410A | 2.9333 | Residential & Commercial | USHP | Ducted CEE Tier 1
210589389 | Central HP <5.4 tons | RHEEM | HRCU-A-CB (Split System: Heat Pump with Remote Outdoor Unit-Air-Source) | RP18AZ36AJVC |  |  | RCFZ6021SEAAM | R802VA075421Z | 34200 | 19 | 8.5 | 34200 | 43000 | 125.7% | 2.2 | 0 | 12.5 |  |  |  |  | R-410A | 2.85 | Residential & Commercial | USHP | Ducted CEE Tier 1
214440943 | Central HP <5.4 tons | CARRIER | HRCU-A-CB (Split System: Heat Pump with Remote Outdoor Unit-Air-Source) | 25VNA424A*031* | ADP |  | H,PG32936 | 59TN6C080C17**14 | 23200 | 20 | 10 | 25200 | 19600 | 77.78% | 2.38 | 0 | 13 |  |  |  |  | R-410A | 1.9333 | Residential & Commercial | USHP | Ducted CEE Tier 1
214440963 | Central HP <5.4 tons | CARRIER | HRCU-A-CB (Split System: Heat Pump with Remote Outdoor Unit-Air-Source) | 25VNA424A*031* | ADP |  | H,PG32936 | 59TN6C120C24**22 | 22800 | 20 | 10.5 | 25000 | 19300 | 77.2% | 2.48 | 0 | 12.5 |  |  |  |  | R-410A | 1.9 | Residential & Commercial | USHP | Ducted CEE Tier 1
210595940 | Central HP <5.4 tons | CARRIER | HRCU-A-CB (Split System: Heat Pump with Remote Outdoor Unit-Air-Source) | 25VNA825A*031* |  |  | CAP**4221AL*+UI | 58TN*A090C17**16 | 23800 | 17.5 | 8.1 | 21400 | 16500 | 77.1% | 1.98 | 0 | 11 |  |  |  |  | R-410A | 1.9833 | Residential & Commercial | USHP | Ducted CEE Tier 1
210595941 | Central HP <5.4 tons | CARRIER | HRCU-A-CB (Split System: Heat Pump with Remote Outdoor Unit-Air-Source) | 25VNA825A*031* |  |  | CAP**4221AL*+UI | 59CU5A060C17**16 | 23600 | 16.5 | 8.1 | 21400 | 16700 | 78.04% | 1.94 | 0 | 10.5 |  |  |  |  | R-410A | 1.9667 | Residential & Commercial | USHP | Ducted CEE Tier 1
214442024 | Central HP <5.4 tons | BRYANT HEATING AND COOLING SYSTEMS | HRCU-A-CB (Split System: Heat Pump with Remote Outdoor Unit-Air-Source) | 288BNV037*0**B* | ADP |  | V,C36H175P159 | 88*TB48090C17*** | 32000 | 18 | 8.5 | 31200 | 24400 | 78.21% | 1.96 | 0 | 11.5 |  |  |  |  | R-410A | 2.6667 | Residential & Commercial | USHP | Ducted CEE Tier 1
216761964 | Central HP <5.4 tons | BRYANT HEATING AND COOLING SYSTEMS | HRCU-A-CB (Split System: Heat Pump with Remote Outdoor Unit-Air-Source) | 38MURAQ24AA3* | ADP |  | H,PG21930 | 927TA48080V17*** | 22800 | 15.2 | 8.95 | 23600 | 19300 | 81.78% | 2.16 | 0 | 9 |  |  |  |  | R-410A | 1.9 | Residential & Commercial | USHP
214809168 | Central HP <5.4 tons | LUXAIRE | HRCU-A-CB (Split System: Heat Pump with Remote Outdoor Unit-Air-Source) | HH860E2S11 |  |  | CTU60C5XGS1+TXV | TM8Y120C20MP11 | 44500 | 18 | 9 | 45000 | 33800 | 75.11% | 2 | 0 | 11.7 |  |  |  |  | R-454B | 3.7083 | Residential & Commercial | USHP | Ducted CEE Tier 1
213607913 | Central HP <5.4 tons | CONTINENTAL | HRCU-A-C (Split System: Heat Pump with Remote Outdoor Unit with No Indoor Fan --Air Source) | WSEHV2436RA1-C | ADP |  | *G34936+TD | 0 | 22800 | 15.2 | 8.5 | 22400 | 21200 | 94.64% | 1.8 | 0 | 11 |  |  |  |  | R-410A | 1.9 | Residential & Commercial | USHP | Ducted CEE Tier 1
214440931 | Central HP <5.4 tons | CARRIER | HRCU-A-CB (Split System: Heat Pump with Remote Outdoor Unit-Air-Source) | 25VNA424A*031* | ADP |  | H,PG24936 | 59TN6C060C17**14 | 22600 | 20 | 10 | 25000 | 19500 | 78% | 2.4 | 0 | 12 |  |  |  |  | R-410A | 1.8833 | Residential & Commercial | USHP | Ducted CEE Tier 1
214397141 | Central HP <5.4 tons | LUXAIRE | HRCU-A-CB (Split System: Heat Pump with Remote Outdoor Unit-Air-Source) | HH824E2S11 |  |  | CTF30B5ACS1 | TM8E080B12MP11 | 23000 | 17 | 9.5 | 23000 | 18400 | 80% | 2 | 0 | 12 |  |  |  |  | R-454B | 1.9167 | Residential & Commercial | USHP | Ducted CEE Tier 1
214397106 | Central HP <5.4 tons | LUXAIRE | HRCU-A-CB (Split System: Heat Pump with Remote Outdoor Unit-Air-Source) | HH824E2S11 |  |  | CTF36B5ADS1 | TM8Y080B12MP11 | 23000 | 18 | 9.5 | 23000 | 18300 | 79.57% | 2 | 0 | 12 |  |  |  |  | R-454B | 1.9167 | Residential & Commercial | USHP | Ducted CEE Tier 1
214397240 | Central HP <5.4 tons | LUXAIRE | HRCU-A-CB (Split System: Heat Pump with Remote Outdoor Unit-Air-Source) | HH836E2S11 |  |  | CTF36B5CDS1 | TM8E100B12MP11 | 33200 | 18 | 8.5 | 31200 | 25200 | 80.77% | 2 | 0 | 11 |  |  |  |  | R-454B | 2.7667 | Residential & Commercial | USHP | Ducted CEE Tier 1
214396791 | Central HP <5.4 tons | LUXAIRE | HRCU-A-CB (Split System: Heat Pump with Remote Outdoor Unit-Air-Source) | HH836E2S11 |  |  | CTM36C5CDS1 | TM8Y080C16MP11 | 33600 | 18 | 8.5 | 31400 | 25200 | 80.25% | 2 | 0 | 11 |  |  |  |  | R-454B | 2.8 | Residential & Commercial | USHP | Ducted CEE Tier 1
211386157 | Central HP <5.4 tons | FRASER-JOHNSTON | HRCU-A-CB (Split System: Heat Pump with Remote Outdoor Unit-Air-Source) | HMH72B341 |  |  | XAFC48FBCN1 | TL9E100C20UH11 | 34000 | 15.5 | 8.5 | 32400 | 23800 | 73.46% | 2.08 | 0 | 9.5 |  |  |  |  | R-410A | 2.8333 | Residential & Commercial | USHP
211386658 | Central HP <5.4 tons | FRASER-JOHNSTON | HRCU-A-CB (Split System: Heat Pump with Remote Outdoor Unit-Air-Source) | HMH72B341 |  |  | JHVTC42FBCC2N1 | 0 | 34000 | 17.5 | 8.5 | 32400 | 23400 | 72.22% | 2.12 | 0 | 10 |  |  |  |  | R-410A | 2.8333 | Residential & Commercial | USHP | Ducted CEE Tier 1
214809222 | Central HP <5.4 tons | LUXAIRE | HRCU-A-CB (Split System: Heat Pump with Remote Outdoor Unit-Air-Source) | HH860E2S11 |  |  | CTU60C5XGS1+TXV | Z8ES100C16SMPS1 | 44000 | 18 | 9 | 44000 | 33200 | 75.45% | 2 | 0 | 12 |  |  |  |  | R-454B | 3.6667 | Residential & Commercial | USHP | Ducted CEE Tier 1
214397460 | Central HP <5.4 tons | LUXAIRE | HRCU-A-CB (Split System: Heat Pump with Remote Outdoor Unit-Air-Source) | HH860E2S11 |  |  | CTF60C5CGS1 | TM8Y100C20MP11 | 44500 | 18 | 9 | 45000 | 33800 | 75.11% | 2 | 0 | 11.7 |  |  |  |  | R-454B | 3.7083 | Residential & Commercial | USHP | Ducted CEE Tier 1
216782184 | Central HP <5.4 tons | LUXAIRE | HRCU-A-CB (Split System: Heat Pump with Remote Outdoor Unit-Air-Source) | HH824E2S11 |  |  | CTU36B5XDS1+TXV | Z8ES080B12LMPS1 | 23000 | 19 | 9.5 | 23000 | 18600 | 80.87% | 2 | 0 | 12 |  |  |  |  | R-454B | 1.9167 | Residential & Commercial | USHP | Ducted CEE Tier 1
209872700 | Central HP <5.4 tons | RHEEM | HRCU-A-CB (Split System: Heat Pump with Remote Outdoor Unit-Air-Source) | RP18AZ36AJVC |  |  | RCFZ6021SEAAM | R962V0703A17M4S | 34200 | 19 | 8.5 | 35000 | 43000 | 122.9% | 2.2 | 0 | 12.5 |  |  |  |  | R-410A | 2.85 | Residential & Commercial | USHP | Ducted CEE Tier 1
214809009 | Central HP <5.4 tons | LUXAIRE | HRCU-A-CB (Split System: Heat Pump with Remote Outdoor Unit-Air-Source) | HH860E2S11 |  |  | CTU60C5XGS1+TXV | TM8V100C16MP12 | 43500 | 18 | 9 | 44000 | 33400 | 75.91% | 2 | 0 | 11.7 |  |  |  |  | R-454B | 3.625 | Residential & Commercial | USHP | Ducted CEE Tier 1
214809143 | Central HP <5.4 tons | LUXAIRE | HRCU-A-CB (Split System: Heat Pump with Remote Outdoor Unit-Air-Source) | HH860E2S11 |  |  | CTU60C5XGS1+JMVT16CC2N1+TXV | 0 | 45000 | 19 | 9 | 45000 | 33600 | 74.67% | 2 | 0 | 12 |  |  |  |  | R-454B | 3.75 | Residential & Commercial | USHP | Ducted CEE Tier 1
214809266 | Central HP <5.4 tons | LUXAIRE | HRCU-A-CB (Split System: Heat Pump with Remote Outdoor Unit-Air-Source) | HH860E2S11 |  |  | CTU60C5XGS1+TXV | Z9ES080C20SMPS1 | 44500 | 18 | 9 | 45500 | 33400 | 73.41% | 2 | 0 | 11.7 |  |  |  |  | R-454B | 3.7083 | Residential & Commercial | USHP | Ducted CEE Tier 1
214440949 | Central HP <5.4 tons | CARRIER | HRCU-A-CB (Split System: Heat Pump with Remote Outdoor Unit-Air-Source) | 25VNA424A*031* | ADP |  | H,PG53936 | 59TN6C080C17**14 | 24000 | 20 | 10.5 | 24800 | 19300 | 77.82% | 2.54 | 0 | 13 |  |  |  |  | R-410A | 2 | Residential & Commercial | USHP | Ducted CEE Tier 1
215223192 | Central HP <5.4 tons | BRYANT HEATING AND COOLING SYSTEMS | HRCU-A-CB (Split System: Heat Pump with Remote Outdoor Unit-Air-Source) | 288BNV037*0**B* | ADP |  | H,PE9J936 | 987MB42080C17*** | 31600 | 17 | 8.1 | 31800 | 24400 | 76.73% | 1.86 | 0 | 11 |  |  |  |  | R-410A | 2.6333 | Residential & Commercial | USHP | Ducted CEE Tier 1
216733566 | Central HP <5.4 tons | AIRQUEST | HRCU-A-CB (Split System: Heat Pump with Remote Outdoor Unit-Air-Source) | D5CUHAH24AAK |  |  | EA*5X25M17A* | *96VTN0401712B* | 23000 | 16 | 8.5 | 20800 | 18600 | 89.42% | 1.98 | 0 | 11 |  |  |  |  | R-454B | 1.9167 | Residential & Commercial | USHP | Ducted CEE Tier 1
216733137 | Central HP <5.4 tons | AIRQUEST | HRCU-A-CB (Split System: Heat Pump with Remote Outdoor Unit-Air-Source) | D5CUHAH24AAK |  |  | EA*5X25M17A* | *80CSU0401712A* | 23600 | 17.5 | 8.5 | 21200 | 18700 | 88.21% | 1.96 | 0 | 11 |  |  |  |  | R-454B | 1.9667 | Residential & Commercial | USHP | Ducted CEE Tier 1
216734009 | Central HP <5.4 tons | AIRQUEST | HRCU-A-CB (Split System: Heat Pump with Remote Outdoor Unit-Air-Source) | D5CUHAH24AAK |  |  | EA*5X30M17A* | *95CSU0601716B* | 22200 | 16 | 8.1 | 20800 | 18800 | 90.38% | 1.85 | 0 | 10.5 |  |  |  |  | R-454B | 1.85 | Residential & Commercial | USHP | Ducted CEE Tier 1
216733857 | Central HP <5.4 tons | AIRQUEST | HRCU-A-CB (Split System: Heat Pump with Remote Outdoor Unit-Air-Source) | D5CUHAH24AAK |  |  | EA*5X30M17A* | *80MS(N,L)0701712A* | 22200 | 16.5 | 8.1 | 20800 | 18700 | 89.9% | 1.85 | 0 | 10.5 |  |  |  |  | R-454B | 1.85 | Residential & Commercial | USHP | Ducted CEE Tier 1
211393635 | Central HP <5.4 tons | FRASER-JOHNSTON | HRCU-A-CB (Split System: Heat Pump with Remote Outdoor Unit-Air-Source) | HMH72B341 |  |  | JHETB36DBCS2N1 | 0 | 34000 | 18.5 | 8.5 | 33800 | 23800 | 70.41% | 2.12 | 0 | 10 |  |  |  |  | R-410A | 2.8333 | Residential & Commercial | USHP | Ducted CEE Tier 1
211394138 | Central HP <5.4 tons | FRASER-JOHNSTON | HRCU-A-CB (Split System: Heat Pump with Remote Outdoor Unit-Air-Source) | HMH72B341 |  |  | XAHC48FBCN1 | TM9Y080B12MP11 | 32600 | 16.5 | 8.1 | 32400 | 23800 | 73.46% | 2 | 0 | 9 |  |  |  |  | R-410A | 2.7167 | Residential & Commercial | USHP
211396428 | Central HP <5.4 tons | FRASER-JOHNSTON | HRCU-A-CB (Split System: Heat Pump with Remote Outdoor Unit-Air-Source) | HMH72B341 |  |  | XAHD48FXXN1+TXV | TM8Y120C20MP11 | 33800 | 16.5 | 8.5 | 32400 | 23800 | 73.46% | 2.06 | 0 | 9 |  |  |  |  | R-410A | 2.8167 | Residential & Commercial | USHP
213829727 | Central HP <5.4 tons | RHEEM | HRCU-A-CB (Split System: Heat Pump with Remote Outdoor Unit-Air-Source) | RP18AZ36AJVC |  |  | RCFZ3621MEAAM | R801V0504A17UHU | 34200 | 19 | 8.5 | 34200 | 43500 | 127.2% | 2.2 | 0 | 12.5 |  |  |  |  | R-410A | 2.85 | Residential & Commercial | USHP | Ducted CEE Tier 1
215726308 | Central HP <5.4 tons | COLEMAN | HRCU-A-CB (Split System: Heat Pump with Remote Outdoor Unit-Air-Source) | HH824E2S11 | ADP |  | H,YG9J*36+TXV+AEFE4B* | 0 | 24000 | 19 | 9.5 | 22400 | 16600 | 74.11% | 2.1 | 0 | 12 |  |  |  |  | R-454B | 2 | Residential & Commercial | USHP | Ducted CEE Tier 1
215726309 | Central HP <5.4 tons | COLEMAN | HRCU-A-CB (Split System: Heat Pump with Remote Outdoor Unit-Air-Source) | HH824E2S11 | ADP |  | H,YG9J*36+TXV+AEFE3A* | 0 | 24000 | 19 | 9.5 | 22400 | 16600 | 74.11% | 2.1 | 0 | 12 |  |  |  |  | R-454B | 2 | Residential & Commercial | USHP | Ducted CEE Tier 1
212601617 | Central HP <5.4 tons | AIREASE | HRCU-A-CB (Split System: Heat Pump with Remote Outdoor Unit-Air-Source) | 4SHP22LX124P-**A | ADP |  | H,A,DE33936 | A96US2V070B12 | 23800 | 21 | 8.5 | 22000 | 15400 | 70% | 1.92 | 0 | 13.5 |  |  |  |  | R-410A | 1.9833 | Residential & Commercial | USHP | Ducted CEE Tier 1
215223194 | Central HP <5.4 tons | BRYANT HEATING AND COOLING SYSTEMS | HRCU-A-CB (Split System: Heat Pump with Remote Outdoor Unit-Air-Source) | 288BNV037*0**B* | ADP |  | H,PE9J936 | 987MB60060C21*** | 31600 | 17 | 8.1 | 31800 | 24400 | 76.73% | 1.86 | 0 | 11 |  |  |  |  | R-410A | 2.6333 | Residential & Commercial | USHP | Ducted CEE Tier 1
214442020 | Central HP <5.4 tons | BRYANT HEATING AND COOLING SYSTEMS | HRCU-A-CB (Split System: Heat Pump with Remote Outdoor Unit-Air-Source) | 288BNV037*0**B* | ADP |  | V,C36H175P459 | 88*TB36045C17*** | 32600 | 17 | 8.5 | 31600 | 25200 | 79.75% | 1.96 | 0 | 11 |  |  |  |  | R-410A | 2.7167 | Residential & Commercial | USHP | Ducted CEE Tier 1
216682608 | Central HP <5.4 tons | AIRQUEST | HRCU-A-CB (Split System: Heat Pump with Remote Outdoor Unit-Air-Source) | DLCURAH36ABK |  |  | EHD4X36AAL | *97VTN1002122A* | 35600 | 16 | 8.5 | 38500 | 34400 | 89.35% | 1.78 | 0 | 10 |  |  |  |  | R-410A | 2.9667 | Residential & Commercial | USHP | Ducted CEE Tier 1
214440967 | Central HP <5.4 tons | CARRIER | HRCU-A-CB (Split System: Heat Pump with Remote Outdoor Unit-Air-Source) | 25VNA424A*031* | ADP |  | H,PG9J936 | 59TN6C120C24**22 | 23400 | 20 | 10.5 | 25000 | 19300 | 77.2% | 2.48 | 0 | 13 |  |  |  |  | R-410A | 1.95 | Residential & Commercial | USHP | Ducted CEE Tier 1
213613867 | Central HP <5.4 tons | CONTINENTAL | HRCU-A-C (Split System: Heat Pump with Remote Outdoor Unit with No Indoor Fan --Air Source) | WSEHV4860RA1-C | ADP |  | *E49960 | 0 | 47000 | 15.2 | 8.35 | 46000 | 33200 | 72.17% | 1.78 | 0 | 10 |  |  |  |  | R-410A | 3.9167 | Residential & Commercial | USHP | Ducted CEE Tier 1
213796808 | Central HP <5.4 tons | CARRIER | HRCU-A-CB (Split System: Heat Pump with Remote Outdoor Unit-Air-Source) | 38MURAQ24AB3* | ADP |  | V,C36H175P159+CBPE4B* | 0 | 24000 | 16 | 9 | 25000 | 22600 | 90.4% | 1.92 | 0 | 10 |  |  |  |  | R-410A | 2 | Residential & Commercial | USHP | Ducted CEE Tier 1
214720200 | Central HP <5.4 tons | LUXAIRE | HRCU-A-CB (Split System: Heat Pump with Remote Outdoor Unit-Air-Source) | HH860E2S11 |  |  | CTU60C5XGS1+TXV | LP9C100C20MP13 | 44000 | 18 | 9 | 45000 | 33800 | 75.11% | 2 | 0 | 11 |  |  |  |  | R-454B | 3.6667 | Residential & Commercial | USHP | Ducted CEE Tier 1
215869084 | Central HP <5.4 tons | TRANE | HRCU-A-CB (Split System: Heat Pump with Remote Outdoor Unit-Air-Source) | 5TWV8X24A1 |  |  | 5TXCB003AS3 | S9V2B060U4VSB+LRP | 21400 | 18.1 | 8.5 | 24400 | 18900 | 77.46% | 2.1 | 0 | 11.2 |  |  |  |  | R-454B | 1.7833 | Residential & Commercial | USHP | Ducted CEE Tier 1
216771863 | Central HP <5.4 tons | AIREASE | HRCU-A-CB (Split System: Heat Pump with Remote Outdoor Unit-Air-Source) | 4SHP22LX124P-**A | ADP |  | H,A,DE7J924+AEFE4B* | 0 | 22600 | 21 | 8.45 | 20600 | 15600 | 75.73% | 2.2 | 0 | 13 |  |  |  |  | R-410A | 1.8833 | Residential & Commercial | USHP | Ducted CEE Tier 1
213153597 | Central HP <5.4 tons | CONTINENTAL | HRCU-A-C (Split System: Heat Pump with Remote Outdoor Unit with No Indoor Fan --Air Source) | WSEHV2436RA1-C | ADP |  | HG34936+TD | 0 | 22800 | 15.2 | 8.5 | 22400 | 21200 | 94.64% | 1.8 | 0 | 11 |  |  |  |  | R-410A | 1.9 | Residential & Commercial | USHP | Ducted CEE Tier 1
213608441 | Central HP <5.4 tons | BRYANT | HRCU-A-C (Split System: Heat Pump with Remote Outdoor Unit with No Indoor Fan --Air Source) | 38MURAQ36AB3 | ADP |  | H,PG33936+TD | 0 | 35400 | 15.2 | 8.35 | 36200 | 31200 | 86.19% | 1.8 | 0 | 9.5 |  |  |  |  | R-410A | 2.95 | Residential & Commercial | USHP
215424335 | Central HP <5.4 tons | LUXAIRE | HRCU-A-CB (Split System: Heat Pump with Remote Outdoor Unit-Air-Source) | HH860E2S11 | ADP |  | H,YE36*60+TXV-BLEED | Z9ES100C16SMPS1 | 45000 | 17 | 8.4 | 45000 | 33800 | 75.11% | 1.98 | 0 | 11.5 |  |  |  |  | R-454B | 3.75 | Residential & Commercial | USHP | Ducted CEE Tier 1
213829723 | Central HP <5.4 tons | RHEEM | HRCU-A-CB (Split System: Heat Pump with Remote Outdoor Unit-Air-Source) | RP18AZ36AJVC |  |  | RCFZ3621MEAAM | R801V0704A17UHU | 34200 | 19 | 8.5 | 34200 | 43500 | 127.2% | 2.2 | 0 | 12.5 |  |  |  |  | R-410A | 2.85 | Residential & Commercial | USHP | Ducted CEE Tier 1
214584641 | Central HP <5.4 tons | COLEMAN | HRCU-A-CB (Split System: Heat Pump with Remote Outdoor Unit-Air-Source) | HH860E2S11 |  |  | CTM60C5CGS1 | Z8ES120C20SMPS1 | 44000 | 18 | 9 | 44500 | 33400 | 75.06% | 2 | 0 | 11.7 |  |  |  |  | R-454B | 3.6667 | Residential & Commercial | USHP | Ducted CEE Tier 1
214584716 | Central HP <5.4 tons | COLEMAN | HRCU-A-CB (Split System: Heat Pump with Remote Outdoor Unit-Air-Source) | HH860E2S11 |  |  | CTF60C5CGS1 | Z8ES100C20SMPS1 | 44500 | 18 | 9 | 44500 | 33400 | 75.06% | 2 | 0 | 12 |  |  |  |  | R-454B | 3.7083 | Residential & Commercial | USHP | Ducted CEE Tier 1
213607914 | Central HP <5.4 tons | CONTINENTAL | HRCU-A-C (Split System: Heat Pump with Remote Outdoor Unit with No Indoor Fan --Air Source) | WSEHV2436RA1-C | ADP |  | *G34936 | 0 | 31600 | 15.2 | 8.5 | 32400 | 23600 | 72.84% | 1.8 | 0 | 9 |  |  |  |  | R-410A | 2.6333 | Residential & Commercial | USHP
214421537 | Central HP <5.4 tons | LUXAIRE | HRCU-A-CB (Split System: Heat Pump with Remote Outdoor Unit-Air-Source) | HH860E2S11 |  |  | CTM60C5CHS1+JMET16CS2N1 | 0 | 53000 | 19 | 8.5 | 53500 | 38500 | 71.96% | 2 | 0 | 11.7 |  |  |  |  | R-454B | 4.4167 | Residential & Commercial | USHP | Ducted CEE Tier 1
214440925 | Central HP <5.4 tons | CARRIER | HRCU-A-CB (Split System: Heat Pump with Remote Outdoor Unit-Air-Source) | 25VNA424A*031* | ADP |  | H,PG34936 | 59TN6C040C14**10 | 22800 | 18 | 10 | 25400 | 20000 | 78.74% | 2.32 | 0 | 11.5 |  |  |  |  | R-410A | 1.9 | Residential & Commercial | USHP | Ducted CEE Tier 1
209872685 | Central HP <5.4 tons | RHEEM | HRCU-A-CB (Split System: Heat Pump with Remote Outdoor Unit-Air-Source) | RP18AZ24AJVC |  |  | RCFZ2421HEAAM | R962V0403A17M4S | 22800 | 20 | 8.5 | 22800 | 26000 | 114% | 2.1 | 0 | 12.5 |  |  |  |  | R-410A | 1.9 | Residential & Commercial | USHP | Ducted CEE Tier 1
216682361 | Central HP <5.4 tons | AIRQUEST | HRCU-A-CB (Split System: Heat Pump with Remote Outdoor Unit-Air-Source) | DLCURAH24ABK |  |  | EN(A,D)4X36L21** | *97VTN1002120A* | 23400 | 17 | 9 | 25800 | 23800 | 92.25% | 1.86 | 0 | 10.5 |  |  |  |  | R-410A | 1.95 | Residential & Commercial | USHP | Ducted CEE Tier 1
214584631 | Central HP <5.4 tons | COLEMAN | HRCU-A-CB (Split System: Heat Pump with Remote Outdoor Unit-Air-Source) | HH860E2S11 |  |  | CTF60C5CHS1 | Z8ES120C20SMPS1 | 53500 | 19 | 9 | 53500 | 38000 | 71.03% | 2 | 0 | 11.7 |  |  |  |  | R-454B | 4.4583 | Residential & Commercial | USHP | Ducted CEE Tier 1
214389881 | Central HP <5.4 tons | CARRIER | HRCU-A-CB (Split System: Heat Pump with Remote Outdoor Unit-Air-Source) | 25VNA424A*031* | ADP |  | H,PG9J936 | 58TN*B090C17**16 | 23600 | 20 | 10.5 | 24800 | 19300 | 77.82% | 2.46 | 0 | 13 |  |  |  |  | R-410A | 1.9667 | Residential & Commercial | USHP | Ducted CEE Tier 1
209872699 | Central HP <5.4 tons | RHEEM | HRCU-A-CB (Split System: Heat Pump with Remote Outdoor Unit-Air-Source) | RP18AZ36AJVC |  |  | RCFZ6021SEAAM | R962V0403A17M4S | 34200 | 19 | 8.5 | 34200 | 43500 | 127.2% | 2.2 | 0 | 12.5 |  |  |  |  | R-410A | 2.85 | Residential & Commercial | USHP | Ducted CEE Tier 1
213147041 | Central HP <5.4 tons | CARRIER | HRCU-A-CB (Split System: Heat Pump with Remote Outdoor Unit-Air-Source) | 38MURAQ36AB3* | ADP |  | C36A***L129+AEFE4B* | 0 | 35600 | 16 | 8.1 | 36800 | 34400 | 93.48% | 2 | 0 | 9.5 |  |  |  |  | R-410A | 2.9667 | Residential & Commercial | USHP
216771691 | Central HP <5.4 tons | AIREASE | HRCU-A-CB (Split System: Heat Pump with Remote Outdoor Unit-Air-Source) | 4SHP22LX124P-**A | ADP |  | V,A,D36H***D449+AEFE3A* | 0 | 23200 | 20 | 8.7 | 20600 | 15700 | 76.21% | 2.26 | 0 | 13.5 |  |  |  |  | R-410A | 1.9333 | Residential & Commercial | USHP | Ducted CEE Tier 1
213311608 | Central HP <5.4 tons | CARRIER | HRCU-A-CB (Split System: Heat Pump with Remote Outdoor Unit-Air-Source) | 38MURAQ36AB3* | ADP |  | C36A***L129+CBPE4B* | 0 | 35600 | 16 | 8.1 | 36800 | 34400 | 93.48% | 2 | 0 | 9.5 |  |  |  |  | R-410A | 2.9667 | Residential & Commercial | USHP
214630425 | Central HP <5.4 tons | CARRIER | HRCU-A-CB (Split System: Heat Pump with Remote Outdoor Unit-Air-Source) | 25VNA825A*032* | ADP |  | PL36H175P159 | 59TN6C040C14**10 | 23200 | 15.2 | 8.1 | 20000 | 16600 | 83% | 1.96 | 0 | 9.5 |  |  |  |  | R-410A | 1.9333 | Residential & Commercial | USHP
210589387 | Central HP <5.4 tons | RHEEM | HRCU-A-CB (Split System: Heat Pump with Remote Outdoor Unit-Air-Source) | RP18AZ36AJVC |  |  | RCFZ6021SEAAM | R802VA075317M | 34200 | 20 | 8.5 | 34200 | 43000 | 125.7% | 2.2 | 0 | 12.5 |  |  |  |  | R-410A | 2.85 | Residential & Commercial | USHP | Ducted CEE Tier 1
214771897 | Central HP <5.4 tons | CONTINENTAL | HRCU-A-C (Split System: Heat Pump with Remote Outdoor Unit with No Indoor Fan --Air Source) | WSEHV2436RA1-C | ADP |  | H,DE34936 | 0 | 22800 | 15.2 | 8.5 | 22400 | 21200 | 94.64% | 1.8 | 0 | 11 |  |  |  |  | R-410A | 1.9 | Residential & Commercial | USHP | Ducted CEE Tier 1
216771861 | Central HP <5.4 tons | AIREASE | HRCU-A-CB (Split System: Heat Pump with Remote Outdoor Unit-Air-Source) | 4SHP22LX124P-**A | ADP |  | V,A,D24H***D429+AEFE3A* | 0 | 22400 | 20 | 8.35 | 20400 | 15600 | 76.47% | 2.18 | 0 | 13 |  |  |  |  | R-410A | 1.8667 | Residential & Commercial | USHP | Ducted CEE Tier 1
216771862 | Central HP <5.4 tons | AIREASE | HRCU-A-CB (Split System: Heat Pump with Remote Outdoor Unit-Air-Source) | 4SHP22LX124P-**A | ADP |  | V,A,D36H***D219+AEFE3A* | 0 | 22800 | 20 | 8.6 | 20600 | 15700 | 76.21% | 2.24 | 0 | 13 |  |  |  |  | R-410A | 1.9 | Residential & Commercial | USHP | Ducted CEE Tier 1
216783905 | Central HP <5.4 tons | LUXAIRE | HRCU-A-CB (Split System: Heat Pump with Remote Outdoor Unit-Air-Source) | HH860E2S11 |  |  | CTU60D5XGS1+TXV | Z8ES130D20LMPS1 | 45000 | 18 | 9 | 45000 | 33200 | 73.78% | 2 | 0 | 12 |  |  |  |  | R-454B | 3.75 | Residential & Commercial | USHP | Ducted CEE Tier 1
214421552 | Central HP <5.4 tons | LUXAIRE | HRCU-A-CB (Split System: Heat Pump with Remote Outdoor Unit-Air-Source) | HH860E2S11 |  |  | CTM60D5CJS1+JMET18DS2N1 | 0 | 53000 | 19 | 9 | 54000 | 39000 | 72.22% | 2 | 0 | 11 |  |  |  |  | R-454B | 4.4167 | Residential & Commercial | USHP | Ducted CEE Tier 1
211385943 | Central HP <5.4 tons | FRASER-JOHNSTON | HRCU-A-CB (Split System: Heat Pump with Remote Outdoor Unit-Air-Source) | HMH72B341 |  |  | XAHC48FBCN1 | TM8E080B12MP11 | 32800 | 16.5 | 8.1 | 32400 | 23800 | 73.46% | 2 | 0 | 9 |  |  |  |  | R-410A | 2.7333 | Residential & Commercial | USHP
216984622 | Central HP <5.4 tons | BRYANT HEATING AND COOLING SYSTEMS | HRCU-A-CB (Split System: Heat Pump with Remote Outdoor Unit-Air-Source) | 293VAN036**AA* | ADP |  | PL36H210P29*+TXV | 987TA60080C21*** | 33800 | 20 | 9.5 | 32600 | 25600 | 78.53% | 2.06 | 0 | 11.7 |  |  |  |  | R-454B | 2.8167 | Residential & Commercial | USHP | Ducted CEE Tier 1
214651697 | Central HP <5.4 tons | LUXAIRE | HRCU-A-CB (Split System: Heat Pump with Remote Outdoor Unit-Air-Source) | HH824E2S11 |  |  | CTU30B5XCS1+TXV | TM9Y080B12MP11 | 23000 | 17 | 9.5 | 23000 | 18500 | 80.43% | 2 | 0 | 11.7 |  |  |  |  | R-454B | 1.9167 | Residential & Commercial | USHP | Ducted CEE Tier 1
215425717 | Central HP <5.4 tons | YORK | HRCU-A-CB (Split System: Heat Pump with Remote Outdoor Unit-Air-Source) | HH824E2S11 | ADP |  | H,YE32*24+TXV | TM9E060B12MP12 | 22800 | 16 | 8.9 | 21400 | 17900 | 83.64% | 1.98 | 0 | 11.5 |  |  |  |  | R-454B | 1.9 | Residential & Commercial | USHP | Ducted CEE Tier 1
215425719 | Central HP <5.4 tons | YORK | HRCU-A-CB (Split System: Heat Pump with Remote Outdoor Unit-Air-Source) | HH824E2S11 | ADP |  | H,YE33*30+TXV | TM9E060B12MP12 | 23000 | 17 | 9 | 21400 | 17900 | 83.64% | 2 | 0 | 11.7 |  |  |  |  | R-454B | 1.9167 | Residential & Commercial | USHP | Ducted CEE Tier 1
215425752 | Central HP <5.4 tons | YORK | HRCU-A-CB (Split System: Heat Pump with Remote Outdoor Unit-Air-Source) | HH824E2S11 | ADP |  | H,YE32*24+TXV | TM9Y040A10MP11 | 22200 | 16 | 8.2 | 20800 | 16900 | 81.25% | 1.94 | 0 | 10.5 |  |  |  |  | R-454B | 1.85 | Residential & Commercial | USHP | Ducted CEE Tier 1
214301907 | Central HP <5.4 tons | CHAMPION HEATING AND COOLING | HRCU-A-CB (Split System: Heat Pump with Remote Outdoor Unit-Air-Source) | HMH72B341 | ADP |  | H,YE7J(1,2)36+TXV | Z8ET080B12LMPS1 | 33200 | 18 | 8.5 | 31400 | 23000 | 73.25% | 2.04 | 0 | 9.5 |  |  |  |  | R-410A | 2.7667 | Residential & Commercial | USHP
210595966 | Central HP <5.4 tons | CARRIER | HRCU-A-CB (Split System: Heat Pump with Remote Outdoor Unit-Air-Source) | 25VNA825A*031* |  |  | CAP**4321AL*+UI | 59CU5A060C17**16 | 24400 | 16.5 | 8.1 | 21200 | 16700 | 78.77% | 2.02 | 0 | 10.5 |  |  |  |  | R-410A | 2.0333 | Residential & Commercial | USHP | Ducted CEE Tier 1
214440947 | Central HP <5.4 tons | CARRIER | HRCU-A-CB (Split System: Heat Pump with Remote Outdoor Unit-Air-Source) | 25VNA424A*031* | ADP |  | H,PG9J936 | 59TN6C080C17**14 | 23400 | 20 | 10.5 | 25000 | 19400 | 77.6% | 2.46 | 0 | 13 |  |  |  |  | R-410A | 1.95 | Residential & Commercial | USHP | Ducted CEE Tier 1
216953682 | Central HP <5.4 tons | CONTINENTAL | HRCU-A-C (Split System: Heat Pump with Remote Outdoor Unit with No Indoor Fan --Air Source) | WSEHV2436RA1-C | ADP |  | A36VDC+TXV+TD | 0 | 23000 | 15.2 | 8.5 | 22400 | 21200 | 94.64% | 1.8 | 0 | 11 |  |  |  |  | R-410A | 1.9167 | Residential & Commercial | USHP | Ducted CEE Tier 1
212383474 | Central HP <5.4 tons | DAY & NIGHT | HRCU-A-CB (Split System: Heat Pump with Remote Outdoor Unit-Air-Source) | DLCURAH36ABK |  |  | EA*4X43L21A* | *92ESN0801716A* | 36400 | 16 | 8.5 | 38500 | 34800 | 90.39% | 2.08 | 0 | 10 |  |  |  |  | R-410A | 3.0333 | Residential & Commercial | USHP | Ducted CEE Tier 1
215425714 | Central HP <5.4 tons | YORK | HRCU-A-CB (Split System: Heat Pump with Remote Outdoor Unit-Air-Source) | HH824E2S11 | ADP |  | H,YE24*24+TXV | TM9E060B12MP12 | 22400 | 16 | 8.8 | 21400 | 17900 | 83.64% | 1.96 | 0 | 11 |  |  |  |  | R-454B | 1.8667 | Residential & Commercial | USHP | Ducted CEE Tier 1
215425841 | Central HP <5.4 tons | YORK | HRCU-A-CB (Split System: Heat Pump with Remote Outdoor Unit-Air-Source) | HH824E2S11 | ADP |  | H,YE32*24+TXV | YP9C060B12MP13 | 22200 | 17 | 8.65 | 21200 | 17200 | 81.13% | 1.94 | 0 | 11 |  |  |  |  | R-454B | 1.85 | Residential & Commercial | USHP | Ducted CEE Tier 1
210597098 | Central HP <5.4 tons | DAY & NIGHT | HRCU-A-CB (Split System: Heat Pump with Remote Outdoor Unit-Air-Source) | CVH825GKA2* |  |  | EN(A,D,W)4X48L21**+WALLCON | *95CSU0802120A* | 24200 | 17 | 8.1 | 21200 | 16600 | 78.3% | 2.02 | 0 | 11.5 |  |  |  |  | R-410A | 2.0167 | Residential & Commercial | USHP | Ducted CEE Tier 1
211386372 | Central HP <5.4 tons | FRASER-JOHNSTON | HRCU-A-CB (Split System: Heat Pump with Remote Outdoor Unit-Air-Source) | HMH72B341 |  |  | XAHD48FBCN1 | TL8E100C20UH11 | 33400 | 16 | 8.5 | 32000 | 23200 | 72.5% | 2.06 | 0 | 9.5 |  |  |  |  | R-410A | 2.7833 | Residential & Commercial | USHP
211386489 | Central HP <5.4 tons | FRASER-JOHNSTON | HRCU-A-CB (Split System: Heat Pump with Remote Outdoor Unit-Air-Source) | HMH72B341 |  |  | XAHD48FBCN1 | TL8E080C16UH11 | 33600 | 16 | 8.1 | 32600 | 24200 | 74.23% | 2.04 | 0 | 9 |  |  |  |  | R-410A | 2.8 | Residential & Commercial | USHP
211386557 | Central HP <5.4 tons | FRASER-JOHNSTON | HRCU-A-CB (Split System: Heat Pump with Remote Outdoor Unit-Air-Source) | HMH72B341 |  |  | XAFC48FXXN1+TXV | TL8E080C16UH11 | 34000 | 16.5 | 8.5 | 33400 | 24600 | 73.65% | 2.08 | 0 | 9 |  |  |  |  | R-410A | 2.8333 | Residential & Commercial | USHP
211385887 | Central HP <5.4 tons | FRASER-JOHNSTON | HRCU-A-CB (Split System: Heat Pump with Remote Outdoor Unit-Air-Source) | HMH72B341 |  |  | XAFC48FBCN1 | TMLE080C16MP11 | 33400 | 17 | 8.5 | 32200 | 23400 | 72.67% | 2.06 | 0 | 9.5 |  |  |  |  | R-410A | 2.7833 | Residential & Commercial | USHP
212601619 | Central HP <5.4 tons | AIREASE | HRCU-A-CB (Split System: Heat Pump with Remote Outdoor Unit-Air-Source) | 4SHP22LX124P-**A | ADP |  | H,A,DE33936 | A97USMV070B12 | 23800 | 21 | 8.5 | 22000 | 15400 | 70% | 1.92 | 0 | 13.5 |  |  |  |  | R-410A | 1.9833 | Residential & Commercial | USHP | Ducted CEE Tier 1
216771864 | Central HP <5.4 tons | AIREASE | HRCU-A-CB (Split System: Heat Pump with Remote Outdoor Unit-Air-Source) | 4SHP22LX124P-**A | ADP |  | H,A,DE7J924+AEFE3A* | 0 | 22400 | 20 | 8.45 | 20600 | 15600 | 75.73% | 2.2 | 0 | 13 |  |  |  |  | R-410A | 1.8667 | Residential & Commercial | USHP | Ducted CEE Tier 1
214440923 | Central HP <5.4 tons | CARRIER | HRCU-A-CB (Split System: Heat Pump with Remote Outdoor Unit-Air-Source) | 25VNA424A*031* | ADP |  | H,PG32936 | 59TN6C040C14**10 | 22800 | 18 | 10 | 25400 | 20000 | 78.74% | 2.3 | 0 | 11.5 |  |  |  |  | R-410A | 1.9 | Residential & Commercial | USHP | Ducted CEE Tier 1
214624763 | Central HP <5.4 tons | CARRIER | HRCU-A-CB (Split System: Heat Pump with Remote Outdoor Unit-Air-Source) | 38MURAQ24AB3* | ADP |  | PL36H210P749 | 58SU*B040M17**12 | 23400 | 17 | 8.5 | 24200 | 22800 | 94.21% | 1.94 | 0 | 10 |  |  |  |  | R-410A | 1.95 | Residential & Commercial | USHP | Ducted CEE Tier 1
214625016 | Central HP <5.4 tons | CARRIER | HRCU-A-CB (Split System: Heat Pump with Remote Outdoor Unit-Air-Source) | 38MURAQ48AB3* | ADP |  | C60A***L199 | 58SU*B100M21**20 | 47000 | 15.2 | 8.1 | 48000 | 34000 | 70.83% | 1.92 | 0 | 10 |  |  |  |  | R-410A | 3.9167 | Residential & Commercial | USHP | Ducted CEE Tier 1
216989061 | Central HP <5.4 tons | BRYANT HEATING AND COOLING SYSTEMS | HRCU-A-CB (Split System: Heat Pump with Remote Outdoor Unit-Air-Source) | 37MURAQ24AA3 | ADP |  | C36A***L15*+TXV | 8(0,1)*SB36045M14*** | 23600 | 15.2 | 8.5 | 22600 | 19000 | 84.07% | 1.9 | 0 | 9.5 |  |  |  |  | R-454B | 1.9667 | Residential & Commercial | USHP
211804285 | Central HP <5.4 tons | MIDEA | HRCU-A-C (Split System: Heat Pump with Remote Outdoor Unit with No Indoor Fan --Air Source) | MOVA-36HDN1-M20G | ADP |  | H,YG36(1,2)36+TXV+TD | 0 | 23400 | 15.2 | 9 | 22400 | 15900 | 70.98% | 1.82 | 0 | 12 |  |  |  |  | R-410A | 1.95 | Residential & Commercial | USHP | Ducted CEE Tier 1
210589357 | Central HP <5.4 tons | RHEEM | HRCU-A-CB (Split System: Heat Pump with Remote Outdoor Unit-Air-Source) | RP18AZ60AJVC |  |  | RCFZ6021SEAAM | R802VA100521Z | 53000 | 19 | 8.1 | 53000 | 50000 | 94.34% | 1.9 | 0 | 10 |  |  |  |  | R-410A | 4.4167 | Residential & Commercial | USHP | Ducted CEE Tier 1
213153600 | Central HP <5.4 tons | CONTINENTAL | HRCU-A-C (Split System: Heat Pump with Remote Outdoor Unit with No Indoor Fan --Air Source) | WSEHV4860RA1-C | ADP |  | HG52960 | 0 | 50500 | 15.2 | 8.5 | 51000 | 36400 | 71.37% | 1.8 | 0 | 9.5 |  |  |  |  | R-410A | 4.2083 | Residential & Commercial | USHP
211387554 | Central HP <5.4 tons | FRASER-JOHNSTON | HRCU-A-CB (Split System: Heat Pump with Remote Outdoor Unit-Air-Source) | HMH72B341 |  |  | XAFC30CXXN1+TXV | TP9C100C16MP13 | 33200 | 17.5 | 8.5 | 33000 | 23200 | 70.3% | 2.06 | 0 | 10 |  |  |  |  | R-410A | 2.7667 | Residential & Commercial | USHP | Ducted CEE Tier 1
214584606 | Central HP <5.4 tons | COLEMAN | HRCU-A-CB (Split System: Heat Pump with Remote Outdoor Unit-Air-Source) | HH860E2S11 |  |  | CTF60C5CGS1 | Z8ES100C16SMPS1 | 44000 | 18 | 9 | 44000 | 33200 | 75.45% | 2 | 0 | 12 |  |  |  |  | R-454B | 3.6667 | Residential & Commercial | USHP | Ducted CEE Tier 1
215853465 | Central HP <5.4 tons | COLEMAN | HRCU-A-CB (Split System: Heat Pump with Remote Outdoor Unit-Air-Source) | HH860E2S11 |  |  | CTM60D5CJS1 | Z8ES130D20SMPS1 | 53500 | 19 | 9 | 55000 | 39500 | 71.82% | 2 | 0 | 11 |  |  |  |  | R-454B | 4.4583 | Residential & Commercial | USHP | Ducted CEE Tier 1
213369594 | Central HP <5.4 tons | CONTINENTAL | HRCU-A-C (Split System: Heat Pump with Remote Outdoor Unit with No Indoor Fan --Air Source) | WSEHV2436RA1-C | ADP |  | *G33936 | 0 | 22400 | 15.2 | 8.4 | 22400 | 21200 | 94.64% | 1.78 | 0 | 10.5 |  |  |  |  | R-410A | 1.8667 | Residential & Commercial | USHP | Ducted CEE Tier 1
209872687 | Central HP <5.4 tons | RHEEM | HRCU-A-CB (Split System: Heat Pump with Remote Outdoor Unit-Air-Source) | RP18AZ24AJVC |  |  | RCFZ2421HEAAM | R962V0703A17M4S | 22800 | 20 | 8.5 | 22800 | 26000 | 114% | 2.1 | 0 | 12.5 |  |  |  |  | R-410A | 1.9 | Residential & Commercial | USHP | Ducted CEE Tier 1
209872703 | Central HP <5.4 tons | RHEEM | HRCU-A-CB (Split System: Heat Pump with Remote Outdoor Unit-Air-Source) | RP18AZ36AJVC |  |  | RCFZ6021SEAAM | R962V1005A21M4S | 34200 | 18 | 8.5 | 34200 | 43000 | 125.7% | 2.2 | 0 | 12.5 |  |  |  |  | R-410A | 2.85 | Residential & Commercial | USHP | Ducted CEE Tier 1
213613860 | Central HP <5.4 tons | BRYANT | HRCU-A-C (Split System: Heat Pump with Remote Outdoor Unit with No Indoor Fan --Air Source) | 38MURAQ36AB3 | ADP |  | CDP36A15P+TD | 0 | 34800 | 15.2 | 8.2 | 36200 | 31200 | 86.19% | 1.78 | 0 | 9.5 |  |  |  |  | R-410A | 2.9 | Residential & Commercial | USHP
214624934 | Central HP <5.4 tons | CARRIER | HRCU-A-CB (Split System: Heat Pump with Remote Outdoor Unit-Air-Source) | 38MURAQ36AB3* | ADP |  | C36A***L159 | 58SU*B100M21**20 | 35200 | 16 | 8.5 | 36800 | 34600 | 94.02% | 1.88 | 0 | 9.5 |  |  |  |  | R-410A | 2.9333 | Residential & Commercial | USHP
213311616 | Central HP <5.4 tons | CARRIER | HRCU-A-CB (Split System: Heat Pump with Remote Outdoor Unit-Air-Source) | 38MURAQ36AB3* | ADP |  | C36A***L159+CBPE4B* | 0 | 37000 | 16 | 8.1 | 36800 | 34400 | 93.48% | 2 | 0 | 10 |  |  |  |  | R-410A | 3.0833 | Residential & Commercial | USHP | Ducted CEE Tier 1
216737987 | Central HP <5.4 tons | TEMPSTAR | HRCU-A-CB (Split System: Heat Pump with Remote Outdoor Unit-Air-Source) | D5CUHAH24AAK |  |  | ESH5X36M12A* | *80CSU0802120A* | 23600 | 15.2 | 8.5 | 21200 | 18900 | 89.15% | 1.98 | 0 | 11 |  |  |  |  | R-454B | 1.9667 | Residential & Commercial | USHP | Ducted CEE Tier 1
216738251 | Central HP <5.4 tons | TEMPSTAR | HRCU-A-CB (Split System: Heat Pump with Remote Outdoor Unit-Air-Source) | D5CUHAH24AAK |  |  | ESH5X36M12A* | *80CTL0451712B* | 22600 | 15.2 | 8.1 | 20800 | 18500 | 88.94% | 1.85 | 0 | 10.5 |  |  |  |  | R-454B | 1.8833 | Residential & Commercial | USHP | Ducted CEE Tier 1
216738269 | Central HP <5.4 tons | TEMPSTAR | HRCU-A-CB (Split System: Heat Pump with Remote Outdoor Unit-Air-Source) | D5CUHAH24AAK |  |  | ESH5X36M12A* | *80CTL0701716B* | 22800 | 16 | 8.1 | 20800 | 18500 | 88.94% | 1.85 | 0 | 11 |  |  |  |  | R-454B | 1.9 | Residential & Commercial | USHP | Ducted CEE Tier 1
216738296 | Central HP <5.4 tons | TEMPSTAR | HRCU-A-CB (Split System: Heat Pump with Remote Outdoor Unit-Air-Source) | D5CUHAH24AAK |  |  | ESH5X36M12A* | *80CTL0902120B* | 23000 | 15.2 | 8.1 | 21000 | 18700 | 89.05% | 1.85 | 0 | 10.5 |  |  |  |  | R-454B | 1.9167 | Residential & Commercial | USHP | Ducted CEE Tier 1
216738889 | Central HP <5.4 tons | TEMPSTAR | HRCU-A-CB (Split System: Heat Pump with Remote Outdoor Unit-Air-Source) | D5CUHAH24AAK |  |  | ESH5X36M12A* | *96VTN1202422B* | 22400 | 15.2 | 8.1 | 20800 | 18400 | 88.46% | 1.85 | 0 | 10.5 |  |  |  |  | R-454B | 1.8667 | Residential & Commercial | USHP | Ducted CEE Tier 1
215425753 | Central HP <5.4 tons | YORK | HRCU-A-CB (Split System: Heat Pump with Remote Outdoor Unit-Air-Source) | HH824E2S11 | ADP |  | H,YE32*30+TXV | TM9Y040A10MP11 | 22200 | 16 | 8.2 | 20800 | 16900 | 81.25% | 1.94 | 0 | 10.5 |  |  |  |  | R-454B | 1.85 | Residential & Commercial | USHP | Ducted CEE Tier 1
215425770 | Central HP <5.4 tons | YORK | HRCU-A-CB (Split System: Heat Pump with Remote Outdoor Unit-Air-Source) | HH824E2S11 | ADP |  | H,YE24*24+TXV | Y81E060A12SMPS1 | 22000 | 17 | 8.55 | 20800 | 16900 | 81.25% | 1.92 | 0 | 11 |  |  |  |  | R-454B | 1.8333 | Residential & Commercial | USHP | Ducted CEE Tier 1
215425785 | Central HP <5.4 tons | YORK | HRCU-A-CB (Split System: Heat Pump with Remote Outdoor Unit-Air-Source) | HH824E2S11 | ADP |  | H,YE32*24+TXV | Y81E100B12SMPS1 | 23000 | 17 | 8.95 | 21400 | 18200 | 85.05% | 1.98 | 0 | 12 |  |  |  |  | R-454B | 1.9167 | Residential & Commercial | USHP | Ducted CEE Tier 1
215425786 | Central HP <5.4 tons | YORK | HRCU-A-CB (Split System: Heat Pump with Remote Outdoor Unit-Air-Source) | HH824E2S11 | ADP |  | H,YE32*30+TXV | Y81E100B12SMPS1 | 23000 | 17 | 8.95 | 21400 | 18200 | 85.05% | 1.98 | 0 | 12 |  |  |  |  | R-454B | 1.9167 | Residential & Commercial | USHP | Ducted CEE Tier 1
215876602 | Central HP <5.4 tons | BRYANT HEATING AND COOLING SYSTEMS | HRCU-A-CB (Split System: Heat Pump with Remote Outdoor Unit-Air-Source) | 38MURAQ24AB3* | ADP |  | H,PG21930 | 926TB36060V14*** | 21800 | 16 | 8.45 | 24800 | 25200 | 101.6% | 2.14 | 0 | 9 |  |  |  |  | R-410A | 1.8167 | Residential & Commercial | USHP
214862393 | Central HP <5.4 tons | BRYANT HEATING AND COOLING SYSTEMS | HRCU-A-CB (Split System: Heat Pump with Remote Outdoor Unit-Air-Source) | 288BNV037*0**B* | ADP |  | H,PG48936 | 987MC42080C17*** | 32200 | 17 | 8.1 | 31400 | 24600 | 78.34% | 1.94 | 0 | 11.5 |  |  |  |  | R-410A | 2.6833 | Residential & Commercial | USHP | Ducted CEE Tier 1
216738921 | Central HP <5.4 tons | TEMPSTAR | HRCU-A-CB (Split System: Heat Pump with Remote Outdoor Unit-Air-Source) | D5CUHAH24AAK |  |  | ESH5X36M12A* | *97VTN0802120A* | 22800 | 16 | 8.1 | 21000 | 18600 | 88.57% | 1.85 | 0 | 11 |  |  |  |  | R-454B | 1.9 | Residential & Commercial | USHP | Ducted CEE Tier 1
216738144 | Central HP <5.4 tons | TEMPSTAR | HRCU-A-CB (Split System: Heat Pump with Remote Outdoor Unit-Air-Source) | D5CUHAH24AAK |  |  | ESH5X36M12A* | *80VSL0451412B* | 22600 | 16 | 8.1 | 20800 | 18400 | 88.46% | 1.85 | 0 | 11 |  |  |  |  | R-454B | 1.8833 | Residential & Commercial | USHP | Ducted CEE Tier 1
216738219 | Central HP <5.4 tons | TEMPSTAR | HRCU-A-CB (Split System: Heat Pump with Remote Outdoor Unit-Air-Source) | D5CUHAH24AAK |  |  | ESH5X36M12A* | *80MSU0601716A* | 22600 | 16 | 8.1 | 20600 | 18400 | 89.32% | 1.85 | 0 | 10.5 |  |  |  |  | R-454B | 1.8833 | Residential & Commercial | USHP | Ducted CEE Tier 1
214328290 | Central HP <5.4 tons | CONTINENTAL | HRCU-A-CB (Split System: Heat Pump with Remote Outdoor Unit-Air-Source) | WSEHV2436RA1-C | ADP |  | H,A,DG35936 | WUV050T3AA | 22000 | 17 | 8.5 | 23400 | 17100 | 73.08% | 1.8 | 0 | 10 |  |  |  |  | R-410A | 1.8333 | Residential & Commercial | USHP | Ducted CEE Tier 1
214328292 | Central HP <5.4 tons | CONTINENTAL | HRCU-A-CB (Split System: Heat Pump with Remote Outdoor Unit-Air-Source) | WSEHV2436RA1-C | ADP |  | H,A,DE35936 | WUV060T3AA | 22000 | 17 | 8.5 | 23400 | 17100 | 73.08% | 1.8 | 0 | 10 |  |  |  |  | R-410A | 1.8333 | Residential & Commercial | USHP | Ducted CEE Tier 1
216734134 | Central HP <5.4 tons | AIRQUEST | HRCU-A-CB (Split System: Heat Pump with Remote Outdoor Unit-Air-Source) | D5CUHAH24AAK |  |  | EA*5X30M17A* | *96MSN0801716A* | 22400 | 15.5 | 8.1 | 21000 | 18900 | 90% | 1.9 | 0 | 10.5 |  |  |  |  | R-454B | 1.8667 | Residential & Commercial | USHP | Ducted CEE Tier 1
216734250 | Central HP <5.4 tons | AIRQUEST | HRCU-A-CB (Split System: Heat Pump with Remote Outdoor Unit-Air-Source) | D5CUHAH24AAK |  |  | EA*5X30M17A* | *96VTN0401712B* | 22000 | 15.5 | 8.1 | 20800 | 18800 | 90.38% | 1.9 | 0 | 10.5 |  |  |  |  | R-454B | 1.8333 | Residential & Commercial | USHP | Ducted CEE Tier 1
210595981 | Central HP <5.4 tons | CARRIER | HRCU-A-CB (Split System: Heat Pump with Remote Outdoor Unit-Air-Source) | 25VNA825A*031* |  |  | CAP**4821AL*+UI | 58TN*A090C17**16 | 24200 | 17.5 | 8.1 | 20800 | 16500 | 79.33% | 2.04 | 0 | 11.5 |  |  |  |  | R-410A | 2.0167 | Residential & Commercial | USHP | Ducted CEE Tier 1
210595999 | Central HP <5.4 tons | CARRIER | HRCU-A-CB (Split System: Heat Pump with Remote Outdoor Unit-Air-Source) | 25VNA825A*031* |  |  | CAP**4824AL*+UI | 59TN6B100C21**22 | 24200 | 16.5 | 8.1 | 21000 | 16500 | 78.57% | 2.02 | 0 | 11 |  |  |  |  | R-410A | 2.0167 | Residential & Commercial | USHP | Ducted CEE Tier 1
216783089 | Central HP <5.4 tons | LUXAIRE | HRCU-A-CB (Split System: Heat Pump with Remote Outdoor Unit-Air-Source) | HH824E2S11 |  |  | CTM30B5ACS1 | Z8ES080B12LMPS1 | 23000 | 18 | 9.5 | 23000 | 19100 | 83.04% | 2 | 0 | 12 |  |  |  |  | R-454B | 1.9167 | Residential & Commercial | USHP | Ducted CEE Tier 1
209872701 | Central HP <5.4 tons | RHEEM | HRCU-A-CB (Split System: Heat Pump with Remote Outdoor Unit-Air-Source) | RP18AZ36AJVC |  |  | RCFZ6021SEAAM | R962V0705A21M4S | 34200 | 19 | 8.5 | 34200 | 43000 | 125.7% | 2.2 | 0 | 12.5 |  |  |  |  | R-410A | 2.85 | Residential & Commercial | USHP | Ducted CEE Tier 1
210596000 | Central HP <5.4 tons | CARRIER | HRCU-A-CB (Split System: Heat Pump with Remote Outdoor Unit-Air-Source) | 25VNA825A*031* |  |  | CAP**4824AL*+UI | 59TN6B120C24**22 | 24200 | 17 | 8.1 | 21000 | 16500 | 78.57% | 2.02 | 0 | 11 |  |  |  |  | R-410A | 2.0167 | Residential & Commercial | USHP | Ducted CEE Tier 1
210596032 | Central HP <5.4 tons | CARRIER | HRCU-A-CB (Split System: Heat Pump with Remote Outdoor Unit-Air-Source) | 25VNA825A*031* |  |  | CNPV*4821AL*+UI | 58TN*A070C17**16 | 24200 | 17 | 8.1 | 21400 | 16600 | 77.57% | 2.02 | 0 | 11 |  |  |  |  | R-410A | 2.0167 | Residential & Commercial | USHP | Ducted CEE Tier 1
213147040 | Central HP <5.4 tons | CARRIER | HRCU-A-CB (Split System: Heat Pump with Remote Outdoor Unit-Air-Source) | 38MURAQ36AB3* | ADP |  | V,C36H***P429+AEFE3A* | 0 | 35600 | 15.2 | 8.1 | 36800 | 34400 | 93.48% | 2 | 0 | 9.5 |  |  |  |  | R-410A | 2.9667 | Residential & Commercial | USHP
213311610 | Central HP <5.4 tons | CARRIER | HRCU-A-CB (Split System: Heat Pump with Remote Outdoor Unit-Air-Source) | 38MURAQ36AB3* | ADP |  | C36A***L139+CBPE4B* | 0 | 36000 | 16 | 8.1 | 36800 | 34400 | 93.48% | 2 | 0 | 9.5 |  |  |  |  | R-410A | 3 | Residential & Commercial | USHP
216683197 | Central HP <5.4 tons | AIRQUEST | HRCU-A-CB (Split System: Heat Pump with Remote Outdoor Unit-Air-Source) | DLCURAH36ABK |  |  | EHD4X36AAL | *97VTN1202422A* | 35600 | 15.5 | 8.5 | 38500 | 34600 | 89.87% | 1.78 | 0 | 9.8 |  |  |  |  | R-410A | 2.9667 | Residential & Commercial | USHP
210596049 | Central HP <5.4 tons | CARRIER | HRCU-A-CB (Split System: Heat Pump with Remote Outdoor Unit-Air-Source) | 25VNA825A*031* |  |  | CNPV*4824AL*+UI | 59MN7B100C21**22 | 24200 | 17 | 8.1 | 21400 | 16600 | 77.57% | 2.02 | 0 | 11.5 |  |  |  |  | R-410A | 2.0167 | Residential & Commercial | USHP | Ducted CEE Tier 1
210596067 | Central HP <5.4 tons | CARRIER | HRCU-A-CB (Split System: Heat Pump with Remote Outdoor Unit-Air-Source) | 25VNA825A*031* |  |  | CSPH*4212AL*+UI | 59MN7B100C21**22 | 24200 | 16 | 8.1 | 21400 | 16600 | 77.57% | 2 | 0 | 10.5 |  |  |  |  | R-410A | 2.0167 | Residential & Commercial | USHP | Ducted CEE Tier 1
210596249 | Central HP <5.4 tons | CARRIER | HRCU-A-CB (Split System: Heat Pump with Remote Outdoor Unit-Air-Source) | 25VNA837A*030* |  |  | CSPH*6012AL*+UI | 59MN7B060C21**20 | 32800 | 16.5 | 8.1 | 32400 | 25200 | 77.78% | 1.98 | 0 | 11 |  |  |  |  | R-410A | 2.7333 | Residential & Commercial | USHP | Ducted CEE Tier 1
213153598 | Central HP <5.4 tons | CONTINENTAL | HRCU-A-C (Split System: Heat Pump with Remote Outdoor Unit with No Indoor Fan --Air Source) | WSEHV2436RA1-C | ADP |  | HG34936 | 0 | 31600 | 15.2 | 8.5 | 32400 | 23600 | 72.84% | 1.8 | 0 | 9 |  |  |  |  | R-410A | 2.6333 | Residential & Commercial | USHP
214301832 | Central HP <5.4 tons | CHAMPION HEATING AND COOLING | HRCU-A-CB (Split System: Heat Pump with Remote Outdoor Unit-Air-Source) | HMH72B341 | ADP |  | H,YE7J(1,2)36+TXV | TM8E040A12MP11 | 32800 | 18 | 8.1 | 31800 | 23000 | 72.33% | 2.04 | 0 | 10 |  |  |  |  | R-410A | 2.7333 | Residential & Commercial | USHP | Ducted CEE Tier 1
215853466 | Central HP <5.4 tons | COLEMAN | HRCU-A-CB (Split System: Heat Pump with Remote Outdoor Unit-Air-Source) | HH860E2S11 |  |  | CTF60D5CJS1 | Z9ES120D20SMPS1 | 53000 | 18 | 9 | 54500 | 39500 | 72.48% | 2 | 0 | 11 |  |  |  |  | R-454B | 4.4167 | Residential & Commercial | USHP | Ducted CEE Tier 1
214440961 | Central HP <5.4 tons | CARRIER | HRCU-A-CB (Split System: Heat Pump with Remote Outdoor Unit-Air-Source) | 25VNA424A*031* | ADP |  | H,PG24936 | 59TN6C120C24**22 | 22400 | 20 | 10.5 | 25000 | 19300 | 77.2% | 2.48 | 0 | 12.5 |  |  |  |  | R-410A | 1.8667 | Residential & Commercial | USHP | Ducted CEE Tier 1
210589391 | Central HP <5.4 tons | RHEEM | HRCU-A-CB (Split System: Heat Pump with Remote Outdoor Unit-Air-Source) | RP18AZ36AJVC |  |  | RCFZ6021SEAAM | R802VA100521Z | 34200 | 20 | 8.5 | 34200 | 43000 | 125.7% | 2.2 | 0 | 12.5 |  |  |  |  | R-410A | 2.85 | Residential & Commercial | USHP | Ducted CEE Tier 1
209872690 | Central HP <5.4 tons | RHEEM | HRCU-A-CB (Split System: Heat Pump with Remote Outdoor Unit-Air-Source) | RP18AZ24AJVC |  |  | RCFZ2421HEAAM | R98MV0603A17UPS | 22800 | 20 | 8.5 | 22800 | 26000 | 114% | 2.1 | 0 | 12.5 |  |  |  |  | R-410A | 1.9 | Residential & Commercial | USHP | Ducted CEE Tier 1
214421542 | Central HP <5.4 tons | LUXAIRE | HRCU-A-CB (Split System: Heat Pump with Remote Outdoor Unit-Air-Source) | HH860E2S11 |  |  | CTM60D5CGS1+JMET18DS2N1 | 0 | 45500 | 18 | 9.5 | 45500 | 33800 | 74.29% | 2 | 0 | 12 |  |  |  |  | R-454B | 3.7917 | Residential & Commercial | USHP | Ducted CEE Tier 1
214440929 | Central HP <5.4 tons | CARRIER | HRCU-A-CB (Split System: Heat Pump with Remote Outdoor Unit-Air-Source) | 25VNA424A*031* | ADP |  | H,PG53936 | 59TN6C040C14**10 | 23600 | 18 | 10.5 | 25200 | 19800 | 78.57% | 2.42 | 0 | 12 |  |  |  |  | R-410A | 1.9667 | Residential & Commercial | USHP | Ducted CEE Tier 1
216682988 | Central HP <5.4 tons | AIRQUEST | HRCU-A-CB (Split System: Heat Pump with Remote Outdoor Unit-Air-Source) | DLCURAH24ABK |  |  | EHD4X24AAL | *97VTN1002122A* | 23400 | 16 | 9 | 26000 | 23800 | 91.54% | 1.86 | 0 | 10 |  |  |  |  | R-410A | 1.95 | Residential & Commercial | USHP | Ducted CEE Tier 1
209872707 | Central HP <5.4 tons | RHEEM | HRCU-A-CB (Split System: Heat Pump with Remote Outdoor Unit-Air-Source) | RP18AZ36AJVC |  |  | RCFZ6021SEAAM | R98MV0855A21UPS | 34200 | 19 | 8.5 | 34200 | 43000 | 125.7% | 2.2 | 0 | 12.5 |  |  |  |  | R-410A | 2.85 | Residential & Commercial | USHP | Ducted CEE Tier 1
213311609 | Central HP <5.4 tons | CARRIER | HRCU-A-CB (Split System: Heat Pump with Remote Outdoor Unit-Air-Source) | 38MURAQ36AB3* | ADP |  | C36A***L129+CBPE3A* | 0 | 35400 | 15.2 | 8.1 | 36800 | 34400 | 93.48% | 2 | 0 | 9.5 |  |  |  |  | R-410A | 2.95 | Residential & Commercial | USHP
211241420 | Central HP <5.4 tons | BRYANT HEATING AND COOLING SYSTEMS | HRCU-A-CB (Split System: Heat Pump with Remote Outdoor Unit-Air-Source) | 38MURAQ24AB3* |  |  | CAP**3017AL* | 926SA36060V14*** | 23400 | 16.5 | 8.5 | 26000 | 24000 | 92.31% | 1.98 | 0 | 10 |  |  |  |  | R-410A | 1.95 | Residential & Commercial | USHP | Ducted CEE Tier 1
211242153 | Central HP <5.4 tons | BRYANT HEATING AND COOLING SYSTEMS | HRCU-A-CB (Split System: Heat Pump with Remote Outdoor Unit-Air-Source) | 38MURAQ24AB3* |  |  | CAP**3617AL* | 915SB42060E17*** | 24600 | 16 | 8.5 | 26600 | 22200 | 83.46% | 1.82 | 0 | 10 |  |  |  |  | R-410A | 2.05 | Residential & Commercial | USHP | Ducted CEE Tier 1
214440921 | Central HP <5.4 tons | CARRIER | HRCU-A-CB (Split System: Heat Pump with Remote Outdoor Unit-Air-Source) | 25VNA424A*031* | ADP |  | H,PG24936 | 59TN6C040C14**10 | 22600 | 18 | 9.5 | 25800 | 20200 | 78.29% | 2.22 | 0 | 11.5 |  |  |  |  | R-410A | 1.8833 | Residential & Commercial | USHP | Ducted CEE Tier 1
214440951 | Central HP <5.4 tons | CARRIER | HRCU-A-CB (Split System: Heat Pump with Remote Outdoor Unit-Air-Source) | 25VNA424A*031* | ADP |  | H,PG24936 | 59TN6C100C21**22 | 22600 | 20 | 10.5 | 25000 | 19300 | 77.2% | 2.48 | 0 | 12.5 |  |  |  |  | R-410A | 1.8833 | Residential & Commercial | USHP | Ducted CEE Tier 1
216682628 | Central HP <5.4 tons | AIRQUEST | HRCU-A-CB (Split System: Heat Pump with Remote Outdoor Unit-Air-Source) | DLCURAH36ABK |  |  | EHD4X48AAL | *97VTN1002122A* | 36000 | 16 | 8.5 | 38000 | 34400 | 90.53% | 1.82 | 0 | 10 |  |  |  |  | R-410A | 3 | Residential & Commercial | USHP | Ducted CEE Tier 1
213796320 | Central HP <5.4 tons | BRYANT | HRCU-A-CB (Split System: Heat Pump with Remote Outdoor Unit-Air-Source) | 38MURAQ36AB3 | ADP |  | C36A***L139+CBPE4B* | 0 | 35800 | 15.2 | 8.35 | 36200 | 31200 | 86.19% | 1.8 | 0 | 10 |  |  |  |  | R-410A | 2.9833 | Residential & Commercial | USHP | Ducted CEE Tier 1
214440953 | Central HP <5.4 tons | CARRIER | HRCU-A-CB (Split System: Heat Pump with Remote Outdoor Unit-Air-Source) | 25VNA424A*031* | ADP |  | H,PG32936 | 59TN6C100C21**22 | 23200 | 20 | 10 | 25000 | 19300 | 77.2% | 2.44 | 0 | 13 |  |  |  |  | R-410A | 1.9333 | Residential & Commercial | USHP | Ducted CEE Tier 1
214440955 | Central HP <5.4 tons | CARRIER | HRCU-A-CB (Split System: Heat Pump with Remote Outdoor Unit-Air-Source) | 25VNA424A*031* | ADP |  | H,PG34936 | 59TN6C100C21**22 | 23600 | 20 | 10.5 | 25000 | 19300 | 77.2% | 2.48 | 0 | 13 |  |  |  |  | R-410A | 1.9667 | Residential & Commercial | USHP | Ducted CEE Tier 1
214440969 | Central HP <5.4 tons | CARRIER | HRCU-A-CB (Split System: Heat Pump with Remote Outdoor Unit-Air-Source) | 25VNA424A*031* | ADP |  | H,PG53936 | 59TN6C120C24**22 | 23400 | 20 | 10.5 | 25000 | 19300 | 77.2% | 2.48 | 0 | 13 |  |  |  |  | R-410A | 1.95 | Residential & Commercial | USHP | Ducted CEE Tier 1
213796737 | Central HP <5.4 tons | BRYANT | HRCU-A-CB (Split System: Heat Pump with Remote Outdoor Unit-Air-Source) | 38MURAQ36AB3 | ADP |  | V,C36H***P429+CBPE3A* | 0 | 35400 | 15.2 | 8.25 | 36200 | 31200 | 86.19% | 1.8 | 0 | 9.5 |  |  |  |  | R-410A | 2.95 | Residential & Commercial | USHP
213608455 | Central HP <5.4 tons | BRYANT | HRCU-A-C (Split System: Heat Pump with Remote Outdoor Unit with No Indoor Fan --Air Source) | 38MURAQ36AB3 | ADP |  | CDP36J15P+TD | 0 | 35400 | 15.2 | 8.35 | 36200 | 31200 | 86.19% | 1.8 | 0 | 9.5 |  |  |  |  | R-410A | 2.95 | Residential & Commercial | USHP
215425804 | Central HP <5.4 tons | YORK | HRCU-A-CB (Split System: Heat Pump with Remote Outdoor Unit-Air-Source) | HH824E2S11 | ADP |  | H,YE24*36+TXV | Y91E026A08SMPS1 | 22000 | 17 | 8.1 | 21200 | 16900 | 79.72% | 1.92 | 0 | 11 |  |  |  |  | R-454B | 1.8333 | Residential & Commercial | USHP | Ducted CEE Tier 1
215425834 | Central HP <5.4 tons | YORK | HRCU-A-CB (Split System: Heat Pump with Remote Outdoor Unit-Air-Source) | HH824E2S11 | ADP |  | H,YE32*24+TXV | Y91E080B12SMPS1 | 22200 | 17 | 8.65 | 21200 | 17400 | 82.08% | 1.94 | 0 | 11.5 |  |  |  |  | R-454B | 1.85 | Residential & Commercial | USHP | Ducted CEE Tier 1
215425851 | Central HP <5.4 tons | YORK | HRCU-A-CB (Split System: Heat Pump with Remote Outdoor Unit-Air-Source) | HH824E2S11 | ADP |  | H,YE7J*24+TXV | YP9C080B12MP13 | 22400 | 17 | 8.8 | 21400 | 17300 | 80.84% | 1.96 | 0 | 11.5 |  |  |  |  | R-454B | 1.8667 | Residential & Commercial | USHP | Ducted CEE Tier 1
213613868 | Central HP <5.4 tons | CONTINENTAL | HRCU-A-C (Split System: Heat Pump with Remote Outdoor Unit with No Indoor Fan --Air Source) | WSEHV4860RA1-C | ADP |  | *E49960+TD | 0 | 50500 | 15.2 | 8.35 | 51000 | 36800 | 72.16% | 1.78 | 0 | 9.5 |  |  |  |  | R-410A | 4.2083 | Residential & Commercial | USHP
211242238 | Central HP <5.4 tons | BRYANT HEATING AND COOLING SYSTEMS | HRCU-A-CB (Split System: Heat Pump with Remote Outdoor Unit-Air-Source) | 38MURAQ24AB3* |  |  | CAP**3617AL* | OVMAAB042112 | 24200 | 16 | 8.5 | 26200 | 22600 | 86.26% | 1.86 | 0 | 10 |  |  |  |  | R-410A | 2.0167 | Residential & Commercial | USHP | Ducted CEE Tier 1
211242386 | Central HP <5.4 tons | BRYANT HEATING AND COOLING SYSTEMS | HRCU-A-CB (Split System: Heat Pump with Remote Outdoor Unit-Air-Source) | 38MURAQ24AB3* |  |  | CAP**3621AL* | 82*SA48045V17*** | 23400 | 17 | 8.5 | 25600 | 23600 | 92.19% | 1.96 | 0 | 10 |  |  |  |  | R-410A | 1.95 | Residential & Commercial | USHP | Ducted CEE Tier 1
211242620 | Central HP <5.4 tons | BRYANT HEATING AND COOLING SYSTEMS | HRCU-A-CB (Split System: Heat Pump with Remote Outdoor Unit-Air-Source) | 38MURAQ24AB3* |  |  | CAP**3621AL* | 912SD42060E17*** | 24600 | 17 | 8.5 | 26200 | 22200 | 84.73% | 1.86 | 0 | 10 |  |  |  |  | R-410A | 2.05 | Residential & Commercial | USHP | Ducted CEE Tier 1
211242653 | Central HP <5.4 tons | BRYANT HEATING AND COOLING SYSTEMS | HRCU-A-CB (Split System: Heat Pump with Remote Outdoor Unit-Air-Source) | 38MURAQ24AB3* |  |  | CAP**3621AL* | 912SD60100E21*** | 25000 | 17 | 8.5 | 26600 | 21800 | 81.95% | 1.82 | 0 | 10.5 |  |  |  |  | R-410A | 2.0833 | Residential & Commercial | USHP | Ducted CEE Tier 1
211242737 | Central HP <5.4 tons | BRYANT HEATING AND COOLING SYSTEMS | HRCU-A-CB (Split System: Heat Pump with Remote Outdoor Unit-Air-Source) | 38MURAQ24AB3* |  |  | CAP**3621AL* | OVMAAB042112 | 24200 | 16.5 | 8.5 | 26200 | 22600 | 86.26% | 1.86 | 0 | 10 |  |  |  |  | R-410A | 2.0167 | Residential & Commercial | USHP | Ducted CEE Tier 1
212976692 | Central HP <5.4 tons | AIRQUEST | HRCU-A-CB (Split System: Heat Pump with Remote Outdoor Unit-Air-Source) | DLCURAH24ABK |  |  | EN(A,D)4X36L21** | *96VTN1002120B* | 23600 | 17 | 8.5 | 26200 | 24600 | 93.89% | 2.04 | 0 | 10.5 |  |  |  |  | R-410A | 1.9667 | Residential & Commercial | USHP | Ducted CEE Tier 1
211242755 | Central HP <5.4 tons | BRYANT HEATING AND COOLING SYSTEMS | HRCU-A-CB (Split System: Heat Pump with Remote Outdoor Unit-Air-Source) | 38MURAQ24AB3* |  |  | CAP**3717AL* | 82*SA36045V14*** | 24800 | 16.5 | 8.5 | 25800 | 21400 | 82.95% | 1.78 | 0 | 10 |  |  |  |  | R-410A | 2.0667 | Residential & Commercial | USHP | Ducted CEE Tier 1
211242538 | Central HP <5.4 tons | BRYANT HEATING AND COOLING SYSTEMS | HRCU-A-CB (Split System: Heat Pump with Remote Outdoor Unit-Air-Source) | 38MURAQ24AB3* |  |  | CAP**3621AL* | 82*TA66110V21*** | 24000 | 17 | 8.5 | 25800 | 23000 | 89.15% | 1.9 | 0 | 10 |  |  |  |  | R-410A | 2 | Residential & Commercial | USHP | Ducted CEE Tier 1
211242922 | Central HP <5.4 tons | BRYANT HEATING AND COOLING SYSTEMS | HRCU-A-CB (Split System: Heat Pump with Remote Outdoor Unit-Air-Source) | 38MURAQ24AB3* |  |  | CAP**3717AL* | 926TB48080V17*** | 24600 | 16.5 | 8.5 | 25600 | 21400 | 83.59% | 1.8 | 0 | 10 |  |  |  |  | R-410A | 2.05 | Residential & Commercial | USHP | Ducted CEE Tier 1
211243006 | Central HP <5.4 tons | BRYANT HEATING AND COOLING SYSTEMS | HRCU-A-CB (Split System: Heat Pump with Remote Outdoor Unit-Air-Source) | 38MURAQ24AB3* |  |  | CAP**3717AL* | 926TB42060V17*** | 24400 | 16.5 | 8.5 | 25600 | 21600 | 84.38% | 1.8 | 0 | 10 |  |  |  |  | R-410A | 2.0333 | Residential & Commercial | USHP | Ducted CEE Tier 1
214331201 | Central HP <5.4 tons | CONTINENTAL | HRCU-A-CB (Split System: Heat Pump with Remote Outdoor Unit-Air-Source) | WSEHV2436RA1-C | ADP |  | *E34936 | WPV070T3AA | 37000 | 16 | 8.25 | 34800 | 32400 | 93.1% | 1.76 | 0 | 9.5 |  |  |  |  | R-410A | 3.0833 | Residential & Commercial | USHP
214328277 | Central HP <5.4 tons | CONTINENTAL | HRCU-A-CB (Split System: Heat Pump with Remote Outdoor Unit-Air-Source) | WSEHV2436RA1-C | ADP |  | H,A,DG34936 | WPV050T3AA | 22000 | 17 | 8.5 | 23400 | 17100 | 73.08% | 1.8 | 0 | 10 |  |  |  |  | R-410A | 1.8333 | Residential & Commercial | USHP | Ducted CEE Tier 1
211244474 | Central HP <5.4 tons | BRYANT HEATING AND COOLING SYSTEMS | HRCU-A-CB (Split System: Heat Pump with Remote Outdoor Unit-Air-Source) | 38MURAQ24AB3* |  |  | CNPV*3017AL* | 935SA36040E17*** | 23600 | 16.5 | 8.1 | 25800 | 23600 | 91.47% | 1.96 | 0 | 10 |  |  |  |  | R-410A | 1.9667 | Residential & Commercial | USHP | Ducted CEE Tier 1
212520218 | Central HP <5.4 tons | CARRIER | HRCU-A-CB (Split System: Heat Pump with Remote Outdoor Unit-Air-Source) | 38MURAQ24AB3* | ADP |  | H,PG34936 | 58S(B,C)*A070E17**16 | 24800 | 16 | 8.1 | 25200 | 21800 | 86.51% | 1.82 | 0 | 10.5 |  |  |  |  | R-410A | 2.0667 | Residential & Commercial | USHP | Ducted CEE Tier 1
214328283 | Central HP <5.4 tons | CONTINENTAL | HRCU-A-CB (Split System: Heat Pump with Remote Outdoor Unit-Air-Source) | WSEHV2436RA1-C | ADP |  | H,A,DE34936 | WPV070T3AA | 22000 | 17 | 8.5 | 23400 | 17100 | 73.08% | 1.8 | 0 | 10 |  |  |  |  | R-410A | 1.8333 | Residential & Commercial | USHP | Ducted CEE Tier 1
212927283 | Central HP <5.4 tons | CHAMPION HEATING AND COOLING | HRCU-A-CB (Split System: Heat Pump with Remote Outdoor Unit-Air-Source) | HMH72B341 | ADP |  | H,YG9J936 | TM8E080B12MP11 | 34000 | 18 | 8.5 | 32400 | 24000 | 74.07% | 2.06 | 0 | 9.5 |  |  |  |  | R-410A | 2.8333 | Residential & Commercial | USHP
211387763 | Central HP <5.4 tons | FRASER-JOHNSTON | HRCU-A-CB (Split System: Heat Pump with Remote Outdoor Unit-Air-Source) | HMH72B341 |  |  | XAHB36DBCN1 | TM9V080B12MP12 | 33200 | 16.5 | 8.1 | 33400 | 23600 | 70.66% | 2 | 0 | 9.5 |  |  |  |  | R-410A | 2.7667 | Residential & Commercial | USHP
214629224 | Central HP <5.4 tons | CARRIER | HRCU-A-CB (Split System: Heat Pump with Remote Outdoor Unit-Air-Source) | 38MURAQ36AB3* | ADP |  | PL36H175P159 | 59SC6A080M17**16 | 34800 | 16 | 8.1 | 36800 | 34600 | 94.02% | 1.98 | 0 | 9.5 |  |  |  |  | R-410A | 2.9 | Residential & Commercial | USHP
214328291 | Central HP <5.4 tons | CONTINENTAL | HRCU-A-CB (Split System: Heat Pump with Remote Outdoor Unit-Air-Source) | WSEHV2436RA1-C | ADP |  | H,A,DE34936 | WUV060T3AA | 22000 | 17 | 8.5 | 23400 | 17100 | 73.08% | 1.8 | 0 | 10 |  |  |  |  | R-410A | 1.8333 | Residential & Commercial | USHP | Ducted CEE Tier 1
214328284 | Central HP <5.4 tons | CONTINENTAL | HRCU-A-CB (Split System: Heat Pump with Remote Outdoor Unit-Air-Source) | WSEHV2436RA1-C | ADP |  | H,A,DE35936 | WPV070T3AA | 22000 | 17 | 8.5 | 23400 | 17100 | 73.08% | 1.8 | 0 | 10 |  |  |  |  | R-410A | 1.8333 | Residential & Commercial | USHP | Ducted CEE Tier 1
214328285 | Central HP <5.4 tons | CONTINENTAL | HRCU-A-CB (Split System: Heat Pump with Remote Outdoor Unit-Air-Source) | WSEHV2436RA1-C | ADP |  | H,A,DG34936 | WPV070T3AA | 22000 | 17 | 8.5 | 23400 | 17100 | 73.08% | 1.8 | 0 | 10 |  |  |  |  | R-410A | 1.8333 | Residential & Commercial | USHP | Ducted CEE Tier 1
214331202 | Central HP <5.4 tons | CONTINENTAL | HRCU-A-CB (Split System: Heat Pump with Remote Outdoor Unit-Air-Source) | WSEHV2436RA1-C | ADP |  | *E35936 | WPV070T3AA | 37400 | 16 | 8.35 | 35000 | 32400 | 92.57% | 1.78 | 0 | 9.5 |  |  |  |  | R-410A | 3.1167 | Residential & Commercial | USHP
211243339 | Central HP <5.4 tons | BRYANT HEATING AND COOLING SYSTEMS | HRCU-A-CB (Split System: Heat Pump with Remote Outdoor Unit-Air-Source) | 38MURAQ24AB3* |  |  | CAP**3721AL* | 82*SA48070V17*** | 24600 | 17 | 8.5 | 25400 | 21200 | 83.46% | 1.78 | 0 | 10.5 |  |  |  |  | R-410A | 2.05 | Residential & Commercial | USHP | Ducted CEE Tier 1
211243472 | Central HP <5.4 tons | BRYANT HEATING AND COOLING SYSTEMS | HRCU-A-CB (Split System: Heat Pump with Remote Outdoor Unit-Air-Source) | 38MURAQ24AB3* |  |  | CAP**3721AL* | 926TB60100V21*** | 24400 | 17 | 8.5 | 25200 | 21200 | 84.13% | 1.78 | 0 | 10.5 |  |  |  |  | R-410A | 2.0333 | Residential & Commercial | USHP | Ducted CEE Tier 1
211243726 | Central HP <5.4 tons | BRYANT HEATING AND COOLING SYSTEMS | HRCU-A-CB (Split System: Heat Pump with Remote Outdoor Unit-Air-Source) | 38MURAQ24AB3* |  |  | CNPV*2414AL* | 82*TA36045V14*** | 23800 | 16 | 8.5 | 26800 | 23200 | 86.57% | 1.92 | 0 | 10 |  |  |  |  | R-410A | 1.9833 | Residential & Commercial | USHP | Ducted CEE Tier 1
211243891 | Central HP <5.4 tons | BRYANT HEATING AND COOLING SYSTEMS | HRCU-A-CB (Split System: Heat Pump with Remote Outdoor Unit-Air-Source) | 38MURAQ24AB3* |  |  | CNPV*2417AL* | 926SA48080V17*** | 23800 | 16 | 8.5 | 26800 | 23400 | 87.31% | 1.92 | 0 | 10 |  |  |  |  | R-410A | 1.9833 | Residential & Commercial | USHP | Ducted CEE Tier 1
210595968 | Central HP <5.4 tons | CARRIER | HRCU-A-CB (Split System: Heat Pump with Remote Outdoor Unit-Air-Source) | 25VNA825A*031* |  |  | CAP**4321AL*+UI | 59CU5A100C21**22 | 24400 | 17 | 8.5 | 21200 | 16600 | 78.3% | 2.04 | 0 | 11 |  |  |  |  | R-410A | 2.0333 | Residential & Commercial | USHP | Ducted CEE Tier 1
210595997 | Central HP <5.4 tons | CARRIER | HRCU-A-CB (Split System: Heat Pump with Remote Outdoor Unit-Air-Source) | 25VNA825A*031* |  |  | CAP**4824AL*+UI | 59MN7B100C21**22 | 24200 | 16.5 | 8.1 | 21000 | 16500 | 78.57% | 2.02 | 0 | 11 |  |  |  |  | R-410A | 2.0167 | Residential & Commercial | USHP | Ducted CEE Tier 1
214624794 | Central HP <5.4 tons | CARRIER | HRCU-A-CB (Split System: Heat Pump with Remote Outdoor Unit-Air-Source) | 38MURAQ24AB3* | ADP |  | PL36H210P749 | 58SU*B060M17**16 | 23400 | 17 | 8.5 | 24000 | 23600 | 98.33% | 2 | 0 | 10.5 |  |  |  |  | R-410A | 1.95 | Residential & Commercial | USHP | Ducted CEE Tier 1
213147021 | Central HP <5.4 tons | CARRIER | HRCU-A-CB (Split System: Heat Pump with Remote Outdoor Unit-Air-Source) | 38MURAQ24AB3* | ADP |  | V,C36H***P429+AEFE3A* | 0 | 23600 | 18 | 8.7 | 24800 | 22600 | 91.13% | 1.86 | 0 | 10 |  |  |  |  | R-410A | 1.9667 | Residential & Commercial | USHP | Ducted CEE Tier 1
209872689 | Central HP <5.4 tons | RHEEM | HRCU-A-CB (Split System: Heat Pump with Remote Outdoor Unit-Air-Source) | RP18AZ24AJVC |  |  | RCFZ2421HEAAM | R97MV0703A17DHS | 22800 | 20 | 8.5 | 22800 | 26000 | 114% | 2.1 | 0 | 12.5 |  |  |  |  | R-410A | 1.9 | Residential & Commercial | USHP | Ducted CEE Tier 1
209872705 | Central HP <5.4 tons | RHEEM | HRCU-A-CB (Split System: Heat Pump with Remote Outdoor Unit-Air-Source) | RP18AZ36AJVC |  |  | RCFZ6021SEAAM | R98MV0603A17UPS | 34200 | 19 | 8.5 | 34200 | 43500 | 127.2% | 2.2 | 0 | 12.5 |  |  |  |  | R-410A | 2.85 | Residential & Commercial | USHP | Ducted CEE Tier 1
209872704 | Central HP <5.4 tons | RHEEM | HRCU-A-CB (Split System: Heat Pump with Remote Outdoor Unit-Air-Source) | RP18AZ36AJVC |  |  | RCFZ6021SEAAM | R97MV1005A21DHS | 34200 | 19 | 8.5 | 34200 | 43000 | 125.7% | 2.2 | 0 | 12.5 |  |  |  |  | R-410A | 2.85 | Residential & Commercial | USHP | Ducted CEE Tier 1
208552856 | Central HP <5.4 tons | RHEEM | HRCU-A-CB (Split System: Heat Pump with Remote Outdoor Unit-Air-Source) | RP18AZ24AJVC |  |  | RHMVZ2421HEACA | 0 | 22800 | 20 | 8.5 | 22800 | 24800 | 108.8% | 2 | 0 | 12.5 |  |  |  |  | R-410A | 1.9 | Residential & Commercial | USHP | Ducted CEE Tier 1
216738513 | Central HP <5.4 tons | TEMPSTAR | HRCU-A-CB (Split System: Heat Pump with Remote Outdoor Unit-Air-Source) | D5CUHAH24AAK |  |  | ESH5X36M12A* | *92MSN1202420A* | 23000 | 15.2 | 8.1 | 21000 | 18700 | 89.05% | 1.9 | 0 | 10.5 |  |  |  |  | R-454B | 1.9167 | Residential & Commercial | USHP | Ducted CEE Tier 1
211241393 | Central HP <5.4 tons | BRYANT HEATING AND COOLING SYSTEMS | HRCU-A-CB (Split System: Heat Pump with Remote Outdoor Unit-Air-Source) | 38MURAQ24AB3* |  |  | CAP**3017AL* | 926SA42060V17*** | 23400 | 16.5 | 8.5 | 25800 | 24200 | 93.8% | 2.02 | 0 | 10 |  |  |  |  | R-410A | 1.95 | Residential & Commercial | USHP | Ducted CEE Tier 1
211241793 | Central HP <5.4 tons | BRYANT HEATING AND COOLING SYSTEMS | HRCU-A-CB (Split System: Heat Pump with Remote Outdoor Unit-Air-Source) | 38MURAQ24AB3* |  |  | CAP**3017AL* | OVLAAB036098 | 23200 | 16.5 | 8.5 | 25800 | 24400 | 94.57% | 2.02 | 0 | 10 |  |  |  |  | R-410A | 1.9333 | Residential & Commercial | USHP | Ducted CEE Tier 1
211242096 | Central HP <5.4 tons | BRYANT HEATING AND COOLING SYSTEMS | HRCU-A-CB (Split System: Heat Pump with Remote Outdoor Unit-Air-Source) | 38MURAQ24AB3* |  |  | CAP**3617AL* | 8(0,1)*SA36070E17*** | 24400 | 16.5 | 8.5 | 26400 | 22400 | 84.85% | 1.84 | 0 | 10 |  |  |  |  | R-410A | 2.0333 | Residential & Commercial | USHP | Ducted CEE Tier 1
214328275 | Central HP <5.4 tons | CONTINENTAL | HRCU-A-CB (Split System: Heat Pump with Remote Outdoor Unit-Air-Source) | WSEHV2436RA1-C | ADP |  | H,A,DE34936 | WPV050T3AA | 22000 | 17 | 8.5 | 23400 | 17100 | 73.08% | 1.8 | 0 | 10 |  |  |  |  | R-410A | 1.8333 | Residential & Commercial | USHP | Ducted CEE Tier 1
212520236 | Central HP <5.4 tons | CARRIER | HRCU-A-CB (Split System: Heat Pump with Remote Outdoor Unit-Air-Source) | 38MURAQ24AB3* | ADP |  | H,PG24936 | 58SP*A045V14**12 | 24000 | 16 | 8.5 | 25400 | 23400 | 92.13% | 1.96 | 0 | 10 |  |  |  |  | R-410A | 2 | Residential & Commercial | USHP | Ducted CEE Tier 1
212520261 | Central HP <5.4 tons | CARRIER | HRCU-A-CB (Split System: Heat Pump with Remote Outdoor Unit-Air-Source) | 38MURAQ24AB3* | ADP |  | H,PG32936 | 58SU*A060E17**16 | 24800 | 17 | 8.5 | 25000 | 21400 | 85.6% | 1.82 | 0 | 10.5 |  |  |  |  | R-410A | 2.0667 | Residential & Commercial | USHP | Ducted CEE Tier 1
216761967 | Central HP <5.4 tons | BRYANT HEATING AND COOLING SYSTEMS | HRCU-A-CB (Split System: Heat Pump with Remote Outdoor Unit-Air-Source) | 38MURAQ24AA3* | ADP |  | H,PG1K936 | 927TA48080V17*** | 24400 | 16 | 9 | 22800 | 18800 | 82.46% | 2.12 | 0 | 10 |  |  |  |  | R-410A | 2.0333 | Residential & Commercial | USHP | Ducted CEE Tier 1
212383294 | Central HP <5.4 tons | DAY & NIGHT | HRCU-A-CB (Split System: Heat Pump with Remote Outdoor Unit-Air-Source) | DLCURAH36ABK |  |  | EA*4X36L21A* | *80ES(N,L)0901714A* | 35600 | 15.5 | 8.1 | 39500 | 35200 | 89.11% | 1.84 | 0 | 9.5 |  |  |  |  | R-410A | 2.9667 | Residential & Commercial | USHP
214328279 | Central HP <5.4 tons | CONTINENTAL | HRCU-A-CB (Split System: Heat Pump with Remote Outdoor Unit-Air-Source) | WSEHV2436RA1-C | ADP |  | H,A,DE34936 | WPV060T3AA | 22000 | 17 | 8.5 | 23400 | 17100 | 73.08% | 1.8 | 0 | 10 |  |  |  |  | R-410A | 1.8333 | Residential & Commercial | USHP | Ducted CEE Tier 1
214328294 | Central HP <5.4 tons | CONTINENTAL | HRCU-A-CB (Split System: Heat Pump with Remote Outdoor Unit-Air-Source) | WSEHV2436RA1-C | ADP |  | H,A,DG35936 | WUV060T3AA | 22000 | 17 | 8.5 | 23400 | 17100 | 73.08% | 1.8 | 0 | 10 |  |  |  |  | R-410A | 1.8333 | Residential & Commercial | USHP | Ducted CEE Tier 1
214331203 | Central HP <5.4 tons | CONTINENTAL | HRCU-A-CB (Split System: Heat Pump with Remote Outdoor Unit-Air-Source) | WSEHV2436RA1-C | ADP |  | *G34936 | WPV070T3AA | 37000 | 16 | 8.25 | 34800 | 32400 | 93.1% | 1.76 | 0 | 9.5 |  |  |  |  | R-410A | 3.0833 | Residential & Commercial | USHP
212520216 | Central HP <5.4 tons | CARRIER | HRCU-A-CB (Split System: Heat Pump with Remote Outdoor Unit-Air-Source) | 38MURAQ24AB3* | ADP |  | H,PG24936 | 58S(B,C)*A070E17**16 | 24600 | 16 | 8.5 | 25800 | 22600 | 87.6% | 1.88 | 0 | 10 |  |  |  |  | R-410A | 2.05 | Residential & Commercial | USHP | Ducted CEE Tier 1
212520232 | Central HP <5.4 tons | CARRIER | HRCU-A-CB (Split System: Heat Pump with Remote Outdoor Unit-Air-Source) | 38MURAQ24AB3* | ADP |  | H,PG24936 | 58S(B,C)*A110E21**20 | 24200 | 16 | 8.5 | 25200 | 21800 | 86.51% | 1.82 | 0 | 10 |  |  |  |  | R-410A | 2.0167 | Residential & Commercial | USHP | Ducted CEE Tier 1
212520233 | Central HP <5.4 tons | CARRIER | HRCU-A-CB (Split System: Heat Pump with Remote Outdoor Unit-Air-Source) | 38MURAQ24AB3* | ADP |  | H,PG32936 | 58S(B,C)*A110E21**20 | 24600 | 16 | 8.5 | 25200 | 21800 | 86.51% | 1.82 | 0 | 10.5 |  |  |  |  | R-410A | 2.05 | Residential & Commercial | USHP | Ducted CEE Tier 1
212520247 | Central HP <5.4 tons | CARRIER | HRCU-A-CB (Split System: Heat Pump with Remote Outdoor Unit-Air-Source) | 38MURAQ24AB3* | ADP |  | H,PG9J936 | 58SP*A070V17**16 | 24000 | 17 | 8.5 | 24400 | 22400 | 91.8% | 1.9 | 0 | 10 |  |  |  |  | R-410A | 2 | Residential & Commercial | USHP | Ducted CEE Tier 1
212520249 | Central HP <5.4 tons | CARRIER | HRCU-A-CB (Split System: Heat Pump with Remote Outdoor Unit-Air-Source) | 38MURAQ24AB3* | ADP |  | H,PG32936 | 58SP*A070V21**20 | 24600 | 16 | 8.5 | 25000 | 21600 | 86.4% | 1.82 | 0 | 10 |  |  |  |  | R-410A | 2.05 | Residential & Commercial | USHP | Ducted CEE Tier 1
214630492 | Central HP <5.4 tons | CARRIER | HRCU-A-CB (Split System: Heat Pump with Remote Outdoor Unit-Air-Source) | 25VNA837A*031* | ADP |  | PL36H210P299 | 58CU*A040C17**12 | 32400 | 18 | 8.5 | 30400 | 24600 | 80.92% | 2 | 0 | 11 |  |  |  |  | R-410A | 2.7 | Residential & Commercial | USHP | Ducted CEE Tier 1
215934057 | Central HP <5.4 tons | AIRQUEST | HRCU-A-CB (Split System: Heat Pump with Remote Outdoor Unit-Air-Source) | H5H3V48*K*AAA* |  |  | EA*5X48M21A*+WALLCON | *97CMN0801714B* | 42500 | 20 | 9.5 | 48500 | 36400 | 75.05% | 2 | 0 | 10.5 |  |  |  |  | R-454B | 3.5417 | Residential & Commercial | USHP | Ducted CEE Tier 1
216681551 | Central HP <5.4 tons | AIRQUEST | HRCU-A-CB (Split System: Heat Pump with Remote Outdoor Unit-Air-Source) | DLCURAH24ABK |  |  | EHD4X36AAL | *97VTN0802120A* | 24200 | 16.5 | 9 | 25600 | 22000 | 85.94% | 1.75 | 0 | 10 |  |  |  |  | R-410A | 2.0167 | Residential & Commercial | USHP | Ducted CEE Tier 1
209872708 | Central HP <5.4 tons | RHEEM | HRCU-A-CB (Split System: Heat Pump with Remote Outdoor Unit-Air-Source) | RP18AZ36AJVC |  |  | RCFZ6021SEAAM | R98MV1005A21UPS | 34200 | 19 | 8.5 | 34200 | 43500 | 127.2% | 2.2 | 0 | 12.5 |  |  |  |  | R-410A | 2.85 | Residential & Commercial | USHP | Ducted CEE Tier 1
213369592 | Central HP <5.4 tons | CONTINENTAL | HRCU-A-C (Split System: Heat Pump with Remote Outdoor Unit with No Indoor Fan --Air Source) | WSEHV2436RA1-C | ADP |  | *E7J936 | 0 | 22200 | 15.2 | 8.4 | 22400 | 21200 | 94.64% | 1.78 | 0 | 10.5 |  |  |  |  | R-410A | 1.85 | Residential & Commercial | USHP | Ducted CEE Tier 1
213372370 | Central HP <5.4 tons | RHEEM | HRCU-A-CB (Split System: Heat Pump with Remote Outdoor Unit-Air-Source) | RP18AZ24AJVC |  |  | RCFZ2421HEAAM | R951V0603A17UHU | 22800 | 20 | 8.5 | 22800 | 26200 | 114.9% | 2.1 | 0 | 12.5 |  |  |  |  | R-410A | 1.9 | Residential & Commercial | USHP | Ducted CEE Tier 1
214328308 | Central HP <5.4 tons | CONTINENTAL | HRCU-A-CB (Split System: Heat Pump with Remote Outdoor Unit-Air-Source) | WSEHV4860RA1-C | ADP |  | H,A,DE37960 | WUV080T4BA | 46000 | 17 | 8.5 | 48000 | 34600 | 72.08% | 1.8 | 0 | 10 |  |  |  |  | R-410A | 3.8333 | Residential & Commercial | USHP | Ducted CEE Tier 1
213369428 | Central HP <5.4 tons | CARRIER | HRCU-A-CB (Split System: Heat Pump with Remote Outdoor Unit-Air-Source) | 38MURAQ36AB3* | ADP |  | H,PG7J936 | 59TP6B100V21**22 | 35200 | 16 | 8.1 | 36800 | 34800 | 94.57% | 1.82 | 0 | 10 |  |  |  |  | R-410A | 2.9333 | Residential & Commercial | USHP | Ducted CEE Tier 1
214328295 | Central HP <5.4 tons | CONTINENTAL | HRCU-A-CB (Split System: Heat Pump with Remote Outdoor Unit-Air-Source) | WSEHV2436RA1-C | ADP |  | H,A,DE34936 | WUV070T3AA | 22000 | 17 | 8.5 | 23400 | 17100 | 73.08% | 1.8 | 0 | 10 |  |  |  |  | R-410A | 1.8333 | Residential & Commercial | USHP | Ducted CEE Tier 1
214331204 | Central HP <5.4 tons | CONTINENTAL | HRCU-A-CB (Split System: Heat Pump with Remote Outdoor Unit-Air-Source) | WSEHV2436RA1-C | ADP |  | *G35936 | WPV070T3AA | 37400 | 16 | 8.35 | 35000 | 32400 | 92.57% | 1.78 | 0 | 9.5 |  |  |  |  | R-410A | 3.1167 | Residential & Commercial | USHP
213608456 | Central HP <5.4 tons | BRYANT | HRCU-A-C (Split System: Heat Pump with Remote Outdoor Unit with No Indoor Fan --Air Source) | 38MURAQ36AB3 | ADP |  | H,PG8J936+TD | 0 | 35600 | 15.2 | 8.45 | 36400 | 31200 | 85.71% | 1.82 | 0 | 9.5 |  |  |  |  | R-410A | 2.9667 | Residential & Commercial | USHP
213796321 | Central HP <5.4 tons | BRYANT | HRCU-A-CB (Split System: Heat Pump with Remote Outdoor Unit-Air-Source) | 38MURAQ36AB3 | ADP |  | C36A***L139+CBPE3A* | 0 | 35800 | 15.2 | 8.35 | 36200 | 31200 | 86.19% | 1.8 | 0 | 10 |  |  |  |  | R-410A | 2.9833 | Residential & Commercial | USHP | Ducted CEE Tier 1
212520234 | Central HP <5.4 tons | CARRIER | HRCU-A-CB (Split System: Heat Pump with Remote Outdoor Unit-Air-Source) | 38MURAQ24AB3* | ADP |  | H,PG34936 | 58S(B,C)*A110E21**20 | 24800 | 16 | 8.5 | 25200 | 21800 | 86.51% | 1.82 | 0 | 10.5 |  |  |  |  | R-410A | 2.0667 | Residential & Commercial | USHP | Ducted CEE Tier 1
212520243 | Central HP <5.4 tons | CARRIER | HRCU-A-CB (Split System: Heat Pump with Remote Outdoor Unit-Air-Source) | 38MURAQ24AB3* | ADP |  | H,PG9J936 | 58SP*A045V17**16 | 23400 | 17 | 8.5 | 24000 | 23200 | 96.67% | 1.96 | 0 | 10 |  |  |  |  | R-410A | 1.95 | Residential & Commercial | USHP | Ducted CEE Tier 1
212520250 | Central HP <5.4 tons | CARRIER | HRCU-A-CB (Split System: Heat Pump with Remote Outdoor Unit-Air-Source) | 38MURAQ24AB3* | ADP |  | H,PG34936 | 58SP*A070V21**20 | 24600 | 16 | 8.1 | 25000 | 22000 | 88% | 1.84 | 0 | 10.5 |  |  |  |  | R-410A | 2.05 | Residential & Commercial | USHP | Ducted CEE Tier 1
214328306 | Central HP <5.4 tons | CONTINENTAL | HRCU-A-CB (Split System: Heat Pump with Remote Outdoor Unit-Air-Source) | WSEHV4860RA1-C | ADP |  | H,A,DE48960 | WUV070T4BA | 46000 | 17 | 8.5 | 48000 | 34600 | 72.08% | 1.8 | 0 | 10 |  |  |  |  | R-410A | 3.8333 | Residential & Commercial | USHP | Ducted CEE Tier 1
213153599 | Central HP <5.4 tons | CONTINENTAL | HRCU-A-C (Split System: Heat Pump with Remote Outdoor Unit with No Indoor Fan --Air Source) | WSEHV4860RA1-C | ADP |  | HG52960+TD | 0 | 47000 | 15.2 | 8.5 | 46000 | 33200 | 72.17% | 1.8 | 0 | 10 |  |  |  |  | R-410A | 3.9167 | Residential & Commercial | USHP | Ducted CEE Tier 1
211240439 | Central HP <5.4 tons | BRYANT HEATING AND COOLING SYSTEMS | HRCU-A-CB (Split System: Heat Pump with Remote Outdoor Unit-Air-Source) | 38MURAQ24AB3* |  |  | CAP**2417AL* | 8(0,1)*SA48070E17*** | 24600 | 16 | 8.5 | 27400 | 23000 | 83.94% | 1.88 | 0 | 10 |  |  |  |  | R-410A | 2.05 | Residential & Commercial | USHP | Ducted CEE Tier 1
211240522 | Central HP <5.4 tons | BRYANT HEATING AND COOLING SYSTEMS | HRCU-A-CB (Split System: Heat Pump with Remote Outdoor Unit-Air-Source) | 38MURAQ24AB3* |  |  | CAP**2417AL* | 926TB36040V17*** | 23000 | 15.5 | 8.5 | 26400 | 26000 | 98.48% | 2.18 | 0 | 9.5 |  |  |  |  | R-410A | 1.9167 | Residential & Commercial | USHP
211240674 | Central HP <5.4 tons | BRYANT HEATING AND COOLING SYSTEMS | HRCU-A-CB (Split System: Heat Pump with Remote Outdoor Unit-Air-Source) | 38MURAQ24AB3* |  |  | CAP**2417AL* | 912SD36060E14*** | 23200 | 16.5 | 8.5 | 26400 | 25800 | 97.73% | 2.18 | 0 | 10 |  |  |  |  | R-410A | 1.9333 | Residential & Commercial | USHP | Ducted CEE Tier 1
212632233 | Central HP <5.4 tons | LENNOX | HRCU-A-CB (Split System: Heat Pump with Remote Outdoor Unit-Air-Source) | EL22XPV-024-230A** | ADP |  | LD19/36Z9 | SL280DF060NV36B* | 23800 | 20 | 8.5 | 22000 | 15400 | 70% | 1.92 | 0 | 13.5 |  |  |  |  | R-410A | 1.9833 | Residential & Commercial | USHP | Ducted CEE Tier 1
212384792 | Central HP <5.4 tons | DAY & NIGHT | HRCU-A-CB (Split System: Heat Pump with Remote Outdoor Unit-Air-Source) | DLCURAH36ABK |  |  | EN(A,D,W)4X48L21** | *92ESN0801716A* | 36200 | 16.5 | 8.1 | 39000 | 34800 | 89.23% | 2.02 | 0 | 10.5 |  |  |  |  | R-410A | 3.0167 | Residential & Commercial | USHP | Ducted CEE Tier 1
211242197 | Central HP <5.4 tons | BRYANT HEATING AND COOLING SYSTEMS | HRCU-A-CB (Split System: Heat Pump with Remote Outdoor Unit-Air-Source) | 38MURAQ24AB3* |  |  | CAP**3617AL* | 8(0,1)*SA36070E14*** | 24400 | 17 | 8.5 | 26200 | 22400 | 85.5% | 1.86 | 0 | 10 |  |  |  |  | R-410A | 2.0333 | Residential & Commercial | USHP | Ducted CEE Tier 1
211242395 | Central HP <5.4 tons | BRYANT HEATING AND COOLING SYSTEMS | HRCU-A-CB (Split System: Heat Pump with Remote Outdoor Unit-Air-Source) | 38MURAQ24AB3* |  |  | CAP**3621AL* | 82*SA48070V17*** | 24000 | 17 | 8.5 | 26000 | 22800 | 87.69% | 1.9 | 0 | 10 |  |  |  |  | R-410A | 2 | Residential & Commercial | USHP | Ducted CEE Tier 1
214328282 | Central HP <5.4 tons | CONTINENTAL | HRCU-A-CB (Split System: Heat Pump with Remote Outdoor Unit-Air-Source) | WSEHV2436RA1-C | ADP |  | H,A,DG35936 | WPV060T3AA | 22000 | 17 | 8.5 | 23400 | 17100 | 73.08% | 1.8 | 0 | 10 |  |  |  |  | R-410A | 1.8333 | Residential & Commercial | USHP | Ducted CEE Tier 1
214328289 | Central HP <5.4 tons | CONTINENTAL | HRCU-A-CB (Split System: Heat Pump with Remote Outdoor Unit-Air-Source) | WSEHV2436RA1-C | ADP |  | H,A,DG34936 | WUV050T3AA | 22000 | 17 | 8.5 | 23400 | 17100 | 73.08% | 1.8 | 0 | 10 |  |  |  |  | R-410A | 1.8333 | Residential & Commercial | USHP | Ducted CEE Tier 1
214331206 | Central HP <5.4 tons | CONTINENTAL | HRCU-A-CB (Split System: Heat Pump with Remote Outdoor Unit-Air-Source) | WSEHV2436RA1-C | ADP |  | *E35936 | WUV070T3AA | 37400 | 16 | 8.35 | 35000 | 32400 | 92.57% | 1.78 | 0 | 9.5 |  |  |  |  | R-410A | 3.1167 | Residential & Commercial | USHP
214331208 | Central HP <5.4 tons | CONTINENTAL | HRCU-A-CB (Split System: Heat Pump with Remote Outdoor Unit-Air-Source) | WSEHV2436RA1-C | ADP |  | *G35936 | WUV070T3AA | 37400 | 16 | 8.35 | 35000 | 32400 | 92.57% | 1.78 | 0 | 9.5 |  |  |  |  | R-410A | 3.1167 | Residential & Commercial | USHP
214328300 | Central HP <5.4 tons | CONTINENTAL | HRCU-A-CB (Split System: Heat Pump with Remote Outdoor Unit-Air-Source) | WSEHV4860RA1-C | ADP |  | H,A,DE48960 | WPV070T4BA | 46000 | 17 | 8.5 | 48000 | 34600 | 72.08% | 1.8 | 0 | 10 |  |  |  |  | R-410A | 3.8333 | Residential & Commercial | USHP | Ducted CEE Tier 1
214328305 | Central HP <5.4 tons | CONTINENTAL | HRCU-A-CB (Split System: Heat Pump with Remote Outdoor Unit-Air-Source) | WSEHV4860RA1-C | ADP |  | H,A,DE37960 | WUV070T4BA | 46000 | 17 | 8.5 | 48000 | 34600 | 72.08% | 1.8 | 0 | 10 |  |  |  |  | R-410A | 3.8333 | Residential & Commercial | USHP | Ducted CEE Tier 1
213948869 | Central HP <5.4 tons | BRYANT | HRCU-A-CB (Split System: Heat Pump with Remote Outdoor Unit-Air-Source) | 38MURAQ36AB3 | ADP |  | F,PE*G33936 | 0 | 35800 | 15.2 | 8.35 | 36200 | 31200 | 86.19% | 1.8 | 0 | 10 |  |  |  |  | R-410A | 2.9833 | Residential & Commercial | USHP | Ducted CEE Tier 1
214301858 | Central HP <5.4 tons | CHAMPION HEATING AND COOLING | HRCU-A-CB (Split System: Heat Pump with Remote Outdoor Unit-Air-Source) | HMH72B341 | ADP |  | H,YE7J(1,2)36+TXV | TM9V040A10MP12 | 32000 | 16 | 8.1 | 31800 | 23000 | 72.33% | 2 | 0 | 9.5 |  |  |  |  | R-410A | 2.6667 | Residential & Commercial | USHP
214301860 | Central HP <5.4 tons | CHAMPION HEATING AND COOLING | HRCU-A-CB (Split System: Heat Pump with Remote Outdoor Unit-Air-Source) | HMH72B341 | ADP |  | H,YE7J(1,2)36+TXV | TM9V080B12MP12 | 32800 | 17 | 8.3 | 31600 | 23000 | 72.78% | 2 | 0 | 9.5 |  |  |  |  | R-410A | 2.7333 | Residential & Commercial | USHP
214301878 | Central HP <5.4 tons | CHAMPION HEATING AND COOLING | HRCU-A-CB (Split System: Heat Pump with Remote Outdoor Unit-Air-Source) | HMH72B341 | ADP |  | H,YE9J(1,2)36+TXV | Z8ES040A12SMPS1 | 34000 | 18 | 8.5 | 31800 | 23800 | 74.84% | 2.1 | 0 | 10 |  |  |  |  | R-410A | 2.8333 | Residential & Commercial | USHP | Ducted CEE Tier 1
214331207 | Central HP <5.4 tons | CONTINENTAL | HRCU-A-CB (Split System: Heat Pump with Remote Outdoor Unit-Air-Source) | WSEHV2436RA1-C | ADP |  | *G34936 | WUV070T3AA | 37000 | 16 | 8.25 | 34800 | 32400 | 93.1% | 1.76 | 0 | 9.5 |  |  |  |  | R-410A | 3.0833 | Residential & Commercial | USHP
212520200 | Central HP <5.4 tons | CARRIER | HRCU-A-CB (Split System: Heat Pump with Remote Outdoor Unit-Air-Source) | 38MURAQ24AB3* | ADP |  | H,PG24936 | 58S(B,C)*A045E14**12 | 24400 | 16 | 8.5 | 25600 | 22800 | 89.06% | 1.9 | 0 | 10 |  |  |  |  | R-410A | 2.0333 | Residential & Commercial | USHP | Ducted CEE Tier 1
212520202 | Central HP <5.4 tons | CARRIER | HRCU-A-CB (Split System: Heat Pump with Remote Outdoor Unit-Air-Source) | 38MURAQ24AB3* | ADP |  | H,PG34936 | 58S(B,C)*A045E14**12 | 24600 | 16 | 8.1 | 25000 | 22000 | 88% | 1.84 | 0 | 10.5 |  |  |  |  | R-410A | 2.05 | Residential & Commercial | USHP | Ducted CEE Tier 1
212520245 | Central HP <5.4 tons | CARRIER | HRCU-A-CB (Split System: Heat Pump with Remote Outdoor Unit-Air-Source) | 38MURAQ24AB3* | ADP |  | H,PG32936 | 58SP*A070V17**16 | 23400 | 17 | 8.5 | 24400 | 22400 | 91.8% | 1.9 | 0 | 9.5 |  |  |  |  | R-410A | 1.95 | Residential & Commercial | USHP
212520286 | Central HP <5.4 tons | CARRIER | HRCU-A-CB (Split System: Heat Pump with Remote Outdoor Unit-Air-Source) | 38MURAQ24AB3* | ADP |  | H,PG34936 | 58TP*A090V21**20 | 24200 | 17 | 8.5 | 24400 | 22400 | 91.8% | 1.88 | 0 | 10 |  |  |  |  | R-410A | 2.0167 | Residential & Commercial | USHP | Ducted CEE Tier 1
213353856 | Central HP <5.4 tons | BRYANT HEATING AND COOLING SYSTEMS | HRCU-A-CB (Split System: Heat Pump with Remote Outdoor Unit-Air-Source) | 38MURAQ36AB3* |  |  | F54AA*C42L* | 0 | 37200 | 16 | 9 | 38500 | 35000 | 90.91% | 2.04 | 0 | 10 |  |  |  |  | R-410A | 3.1 | Residential & Commercial | USHP | Ducted CEE Tier 1
213613869 | Central HP <5.4 tons | CONTINENTAL | HRCU-A-C (Split System: Heat Pump with Remote Outdoor Unit with No Indoor Fan --Air Source) | WSEHV4860RA1-C | ADP |  | *E50960 | 0 | 47000 | 15.2 | 8.4 | 46000 | 33200 | 72.17% | 1.78 | 0 | 10 |  |  |  |  | R-410A | 3.9167 | Residential & Commercial | USHP | Ducted CEE Tier 1
213796738 | Central HP <5.4 tons | BRYANT | HRCU-A-CB (Split System: Heat Pump with Remote Outdoor Unit-Air-Source) | 38MURAQ36AB3 | ADP |  | V,C36H175P139+CBPE4B* | 0 | 36000 | 15.2 | 8.4 | 36200 | 31200 | 86.19% | 1.82 | 0 | 10 |  |  |  |  | R-410A | 3 | Residential & Commercial | USHP | Ducted CEE Tier 1
211243940 | Central HP <5.4 tons | BRYANT HEATING AND COOLING SYSTEMS | HRCU-A-CB (Split System: Heat Pump with Remote Outdoor Unit-Air-Source) | 38MURAQ24AB3* |  |  | CNPV*2417AL* | 82*SA48045V17*** | 23800 | 16 | 8.5 | 26800 | 23400 | 87.31% | 1.92 | 0 | 10 |  |  |  |  | R-410A | 1.9833 | Residential & Commercial | USHP | Ducted CEE Tier 1
211243958 | Central HP <5.4 tons | BRYANT HEATING AND COOLING SYSTEMS | HRCU-A-CB (Split System: Heat Pump with Remote Outdoor Unit-Air-Source) | 38MURAQ24AB3* |  |  | CNPV*2417AL* | 935SA48060E17*** | 23800 | 16.5 | 8.5 | 26800 | 23400 | 87.31% | 1.92 | 0 | 10 |  |  |  |  | R-410A | 1.9833 | Residential & Commercial | USHP | Ducted CEE Tier 1
211244110 | Central HP <5.4 tons | BRYANT HEATING AND COOLING SYSTEMS | HRCU-A-CB (Split System: Heat Pump with Remote Outdoor Unit-Air-Source) | 38MURAQ24AB3* |  |  | CNPV*2417AL* | 8(0,1)*SA36045E17*** | 23600 | 16 | 8.5 | 26800 | 23600 | 88.06% | 1.94 | 0 | 10 |  |  |  |  | R-410A | 1.9667 | Residential & Commercial | USHP | Ducted CEE Tier 1
214280278 | Central HP <5.4 tons | TEMPSTAR | HRCU-A-CB (Split System: Heat Pump with Remote Outdoor Unit-Air-Source) | DLCURAH36ABK |  |  | EA*4X37L21A* | *96MSN0601716A* | 36000 | 15.5 | 8.5 | 38000 | 35000 | 92.11% | 2.06 | 0 | 10 |  |  |  |  | R-410A | 3 | Residential & Commercial | USHP | Ducted CEE Tier 1
210589388 | Central HP <5.4 tons | RHEEM | HRCU-A-CB (Split System: Heat Pump with Remote Outdoor Unit-Air-Source) | RP18AZ36AJVC |  |  | RCFZ6021SEAAM | R802VA075421M | 34200 | 20 | 8.5 | 34200 | 43000 | 125.7% | 2.2 | 0 | 12.5 |  |  |  |  | R-410A | 2.85 | Residential & Commercial | USHP | Ducted CEE Tier 1
210589390 | Central HP <5.4 tons | RHEEM | HRCU-A-CB (Split System: Heat Pump with Remote Outdoor Unit-Air-Source) | RP18AZ36AJVC |  |  | RCFZ6021SEAAM | R802VA100521M | 34200 | 20 | 8.5 | 34200 | 43000 | 125.7% | 2.2 | 0 | 12.5 |  |  |  |  | R-410A | 2.85 | Residential & Commercial | USHP | Ducted CEE Tier 1
214328287 | Central HP <5.4 tons | CONTINENTAL | HRCU-A-CB (Split System: Heat Pump with Remote Outdoor Unit-Air-Source) | WSEHV2436RA1-C | ADP |  | H,A,DE34936 | WUV050T3AA | 22000 | 17 | 8.5 | 23400 | 17100 | 73.08% | 1.8 | 0 | 10 |  |  |  |  | R-410A | 1.8333 | Residential & Commercial | USHP | Ducted CEE Tier 1
213881429 | Central HP <5.4 tons | CARRIER | HRCU-A-CB (Split System: Heat Pump with Remote Outdoor Unit-Air-Source) | 38MURAQ36AB3* | ADP |  | PL36H210P299 | 58TP*B090V17**16 | 36200 | 16 | 8.5 | 36400 | 34400 | 94.51% | 2.04 | 0 | 10 |  |  |  |  | R-410A | 3.0167 | Residential & Commercial | USHP | Ducted CEE Tier 1
214624931 | Central HP <5.4 tons | CARRIER | HRCU-A-CB (Split System: Heat Pump with Remote Outdoor Unit-Air-Source) | 38MURAQ36AB3* | ADP |  | PL36H210P749 | 58SU*B100M21**20 | 35200 | 16 | 8.5 | 36800 | 34600 | 94.02% | 1.88 | 0 | 9.5 |  |  |  |  | R-410A | 2.9333 | Residential & Commercial | USHP
214328293 | Central HP <5.4 tons | CONTINENTAL | HRCU-A-CB (Split System: Heat Pump with Remote Outdoor Unit-Air-Source) | WSEHV2436RA1-C | ADP |  | H,A,DG34936 | WUV060T3AA | 22000 | 17 | 8.5 | 23400 | 17100 | 73.08% | 1.8 | 0 | 10 |  |  |  |  | R-410A | 1.8333 | Residential & Commercial | USHP | Ducted CEE Tier 1
214328296 | Central HP <5.4 tons | CONTINENTAL | HRCU-A-CB (Split System: Heat Pump with Remote Outdoor Unit-Air-Source) | WSEHV2436RA1-C | ADP |  | H,A,DE35936 | WUV070T3AA | 22000 | 17 | 8.5 | 23400 | 17100 | 73.08% | 1.8 | 0 | 10 |  |  |  |  | R-410A | 1.8333 | Residential & Commercial | USHP | Ducted CEE Tier 1
214331337 | Central HP <5.4 tons | CONTINENTAL | HRCU-A-CB (Split System: Heat Pump with Remote Outdoor Unit-Air-Source) | WSEHV4860RA1-C | ADP |  | H,A,DG52960 | WPV080T4BA | 46000 | 17 | 8.5 | 48000 | 34600 | 72.08% | 1.8 | 0 | 10 |  |  |  |  | R-410A | 3.8333 | Residential & Commercial | USHP | Ducted CEE Tier 1
213312024 | Central HP <5.4 tons | BRYANT HEATING AND COOLING SYSTEMS | HRCU-A-CB (Split System: Heat Pump with Remote Outdoor Unit-Air-Source) | 38MURAQ36AB3* | ADP |  | C36A***L129+CBPE4B* | 0 | 35600 | 16 | 8.1 | 36800 | 34400 | 93.48% | 2 | 0 | 9.5 |  |  |  |  | R-410A | 2.9667 | Residential & Commercial | USHP
213927598 | Central HP <5.4 tons | BRYANT | HRCU-A-C (Split System: Heat Pump with Remote Outdoor Unit with No Indoor Fan --Air Source) | 38MURAQ36AB3 | ADP |  | H,PG7J936+TD | 0 | 35200 | 15.2 | 8.35 | 36200 | 31200 | 86.19% | 1.8 | 0 | 9.5 |  |  |  |  | R-410A | 2.9333 | Residential & Commercial | USHP
210474598 | Central HP <5.4 tons | DAY & NIGHT | HRCU-A-CB (Split System: Heat Pump with Remote Outdoor Unit-Air-Source) | CVH825GKA3* |  |  | EHD4X48AAL+WALLCON | *97CMN1002122A* | 24200 | 16 | 8.1 | 21200 | 16700 | 78.77% | 2.04 | 0 | 11 |  |  |  |  | R-410A | 2.0167 | Residential & Commercial | USHP | Ducted CEE Tier 1
214328276 | Central HP <5.4 tons | CONTINENTAL | HRCU-A-CB (Split System: Heat Pump with Remote Outdoor Unit-Air-Source) | WSEHV2436RA1-C | ADP |  | H,A,DE35936 | WPV050T3AA | 22000 | 17 | 8.5 | 23400 | 17100 | 73.08% | 1.8 | 0 | 10 |  |  |  |  | R-410A | 1.8333 | Residential & Commercial | USHP | Ducted CEE Tier 1
213369632 | Central HP <5.4 tons | Dettson | HRCU-A-C (Split System: Heat Pump with Remote Outdoor Unit with No Indoor Fan --Air Source) | EVD-24-O | ADP |  | *G21924+TD | 0 | 23000 | 16 | 8.8 | 23000 | 19600 | 85.22% | 1.84 | 0 | 10 |  |  |  |  | R-410A | 1.9167 | Residential & Commercial | USHP | Ducted CEE Tier 1
213311582 | Central HP <5.4 tons | CARRIER | HRCU-A-CB (Split System: Heat Pump with Remote Outdoor Unit-Air-Source) | 38MURAQ24AB3* | ADP |  | C36A***L129+CBPE4B* | 0 | 23600 | 18 | 8.65 | 24800 | 22600 | 91.13% | 1.86 | 0 | 10 |  |  |  |  | R-410A | 1.9667 | Residential & Commercial | USHP | Ducted CEE Tier 1
211206980 | Central HP <5.4 tons | FRASER-JOHNSTON | HRCU-A-CB (Split System: Heat Pump with Remote Outdoor Unit-Air-Source) | HL20B4821 |  |  | XAMC48HE3N1+CC | TM8V100C16MP12 | 43500 | 19 | 9 | 44500 | 36200 | 81.35% | 2.14 | 0 | 12 |  |  |  |  | R-410A | 3.625 | Residential & Commercial | USHP | Ducted CEE Tier 1
214328304 | Central HP <5.4 tons | CONTINENTAL | HRCU-A-CB (Split System: Heat Pump with Remote Outdoor Unit-Air-Source) | WSEHV4860RA1-C | ADP |  | H,A,DE50960 | WPV080T4BA | 46000 | 17 | 8.5 | 48000 | 34600 | 72.08% | 1.8 | 0 | 10 |  |  |  |  | R-410A | 3.8333 | Residential & Commercial | USHP | Ducted CEE Tier 1
212383369 | Central HP <5.4 tons | DAY & NIGHT | HRCU-A-CB (Split System: Heat Pump with Remote Outdoor Unit-Air-Source) | DLCURAH36ABK |  |  | EA*4X36L21A* | *80ESU0802120A | 36600 | 15.2 | 8.1 | 40000 | 35400 | 88.5% | 1.88 | 0 | 10 |  |  |  |  | R-410A | 3.05 | Residential & Commercial | USHP | Ducted CEE Tier 1
212384280 | Central HP <5.4 tons | DAY & NIGHT | HRCU-A-CB (Split System: Heat Pump with Remote Outdoor Unit-Air-Source) | DLCURAH36ABK |  |  | END4X42L17** | *80ES(N,L)0701712A* | 35800 | 15.2 | 8.1 | 39500 | 35000 | 88.61% | 1.96 | 0 | 10 |  |  |  |  | R-410A | 2.9833 | Residential & Commercial | USHP | Ducted CEE Tier 1
212384355 | Central HP <5.4 tons | DAY & NIGHT | HRCU-A-CB (Split System: Heat Pump with Remote Outdoor Unit-Air-Source) | DLCURAH36ABK |  |  | END4X42L17** | *80ESU0601716A | 36400 | 15.5 | 8.1 | 39500 | 35000 | 88.61% | 1.98 | 0 | 10 |  |  |  |  | R-410A | 3.0333 | Residential & Commercial | USHP | Ducted CEE Tier 1
212384780 | Central HP <5.4 tons | DAY & NIGHT | HRCU-A-CB (Split System: Heat Pump with Remote Outdoor Unit-Air-Source) | DLCURAH36ABK |  |  | EN(A,D,W)4X48L21** | *80ES(N,L)0701716A* | 35800 | 16 | 8.1 | 39000 | 34800 | 89.23% | 2 | 0 | 10 |  |  |  |  | R-410A | 2.9833 | Residential & Commercial | USHP | Ducted CEE Tier 1
213250279 | Central HP <5.4 tons | CONTINENTAL | HRCU-A-C (Split System: Heat Pump with Remote Outdoor Unit with No Indoor Fan --Air Source) | WSEHV4860RA1-C | ADP |  | *G52960 | 0 | 50500 | 15.2 | 8.5 | 51000 | 36400 | 71.37% | 1.8 | 0 | 9.5 |  |  |  |  | R-410A | 4.2083 | Residential & Commercial | USHP
216487558 | Central HP <5.4 tons | BRYANT HEATING AND COOLING SYSTEMS | HRCU-A-CB (Split System: Heat Pump with Remote Outdoor Unit-Air-Source) | 290VAN060**AA* | ADP |  | CE(P,V)6024G48*+TXV | 88*TB60090C21*** | 55500 | 19 | 9 | 57500 | 41000 | 71.3% | 2.02 | 0 | 8.5 |  |  |  |  | R-454B | 4.625 | Residential & Commercial | USHP
212520270 | Central HP <5.4 tons | CARRIER | HRCU-A-CB (Split System: Heat Pump with Remote Outdoor Unit-Air-Source) | 38MURAQ24AB3* | ADP |  | H,PG34936 | 58TP*A045V14**12 | 24200 | 16 | 8.1 | 24600 | 22400 | 91.06% | 1.88 | 0 | 10.5 |  |  |  |  | R-410A | 2.0167 | Residential & Commercial | USHP | Ducted CEE Tier 1
211387645 | Central HP <5.4 tons | FRASER-JOHNSTON | HRCU-A-CB (Split System: Heat Pump with Remote Outdoor Unit-Air-Source) | HMH72B341 |  |  | XAFC36DBCN1 | TM9V080C16MP12 | 34000 | 17.5 | 8.1 | 33800 | 23800 | 70.41% | 2.08 | 0 | 10 |  |  |  |  | R-410A | 2.8333 | Residential & Commercial | USHP | Ducted CEE Tier 1
212441647 | Central HP <5.4 tons | CHAMPION HEATING AND COOLING | HRCU-A-CB (Split System: Heat Pump with Remote Outdoor Unit-Air-Source) | HMH72B341 | ADP |  | H,YE8J936 | TM9V060B12MP12 | 32600 | 17 | 8.5 | 32400 | 23200 | 71.6% | 2.02 | 0 | 9.5 |  |  |  |  | R-410A | 2.7167 | Residential & Commercial | USHP
215224761 | Central HP <5.4 tons | CARRIER | HRCU-A-CB (Split System: Heat Pump with Remote Outdoor Unit-Air-Source) | 25VNA424A*031* | ADP |  | H,PG9J936 | 59MN7C100C21**22 | 23400 | 20 | 10.5 | 25000 | 19400 | 77.6% | 2.46 | 0 | 13.5 |  |  |  |  | R-410A | 1.95 | Residential & Commercial | USHP | Ducted CEE Tier 1
210589356 | Central HP <5.4 tons | RHEEM | HRCU-A-CB (Split System: Heat Pump with Remote Outdoor Unit-Air-Source) | RP18AZ60AJVC |  |  | RCFZ6021SEAAM | R802VA100521M | 53000 | 19 | 8.1 | 52500 | 50000 | 95.24% | 1.9 | 0 | 10 |  |  |  |  | R-410A | 4.4167 | Residential & Commercial | USHP | Ducted CEE Tier 1
211240792 | Central HP <5.4 tons | BRYANT HEATING AND COOLING SYSTEMS | HRCU-A-CB (Split System: Heat Pump with Remote Outdoor Unit-Air-Source) | 38MURAQ24AB3* |  |  | CAP**2417AL* | OVMAAB042112 | 23800 | 15.5 | 8.5 | 27000 | 24000 | 88.89% | 1.96 | 0 | 10 |  |  |  |  | R-410A | 1.9833 | Residential & Commercial | USHP | Ducted CEE Tier 1
214301864 | Central HP <5.4 tons | CHAMPION HEATING AND COOLING | HRCU-A-CB (Split System: Heat Pump with Remote Outdoor Unit-Air-Source) | HMH72B341 | ADP |  | H,YE7J(1,2)36+TXV | TM9V100C16MP12 | 33200 | 17 | 8.5 | 31400 | 22800 | 72.61% | 2.06 | 0 | 10 |  |  |  |  | R-410A | 2.7667 | Residential & Commercial | USHP | Ducted CEE Tier 1
213312025 | Central HP <5.4 tons | BRYANT HEATING AND COOLING SYSTEMS | HRCU-A-CB (Split System: Heat Pump with Remote Outdoor Unit-Air-Source) | 38MURAQ36AB3* | ADP |  | C36A***L129+CBPE3A* | 0 | 35400 | 15.2 | 8.1 | 36800 | 34400 | 93.48% | 2 | 0 | 9.5 |  |  |  |  | R-410A | 2.95 | Residential & Commercial | USHP
214331339 | Central HP <5.4 tons | CONTINENTAL | HRCU-A-CB (Split System: Heat Pump with Remote Outdoor Unit-Air-Source) | WSEHV4860RA1-C | ADP |  | H,A,DG52960 | WUV070T4BA | 46000 | 17 | 8.5 | 48000 | 34600 | 72.08% | 1.8 | 0 | 10 |  |  |  |  | R-410A | 3.8333 | Residential & Commercial | USHP | Ducted CEE Tier 1
214628496 | Central HP <5.4 tons | CARRIER | HRCU-A-CB (Split System: Heat Pump with Remote Outdoor Unit-Air-Source) | 38MURAQ24AB3* | ADP |  | V,C36H175P159 | 59SU5B060M17**16 | 23600 | 17 | 8.5 | 24800 | 24000 | 96.77% | 2.02 | 0 | 10.5 |  |  |  |  | R-410A | 1.9667 | Residential & Commercial | USHP | Ducted CEE Tier 1
214440957 | Central HP <5.4 tons | CARRIER | HRCU-A-CB (Split System: Heat Pump with Remote Outdoor Unit-Air-Source) | 25VNA424A*031* | ADP |  | H,PG9J936 | 59TN6C100C21**22 | 23600 | 20 | 10.5 | 25000 | 19300 | 77.2% | 2.48 | 0 | 13 |  |  |  |  | R-410A | 1.9667 | Residential & Commercial | USHP | Ducted CEE Tier 1
210470320 | Central HP <5.4 tons | BRYANT HEATING AND COOLING SYSTEMS | HRCU-A-CB (Split System: Heat Pump with Remote Outdoor Unit-Air-Source) | 288BNV037*0**B* |  |  | CAP**6024AL*+UI | 987MB66120C24*** | 32800 | 17.5 | 8.5 | 32000 | 24800 | 77.5% | 1.98 | 0 | 11.7 |  |  |  |  | R-410A | 2.7333 | Residential & Commercial | USHP | Ducted CEE Tier 1
211242413 | Central HP <5.4 tons | BRYANT HEATING AND COOLING SYSTEMS | HRCU-A-CB (Split System: Heat Pump with Remote Outdoor Unit-Air-Source) | 38MURAQ24AB3* |  |  | CAP**3621AL* | 82*SA60090V21*** | 24200 | 17 | 8.5 | 26000 | 22800 | 87.69% | 1.88 | 0 | 10 |  |  |  |  | R-410A | 2.0167 | Residential & Commercial | USHP | Ducted CEE Tier 1
211242446 | Central HP <5.4 tons | BRYANT HEATING AND COOLING SYSTEMS | HRCU-A-CB (Split System: Heat Pump with Remote Outdoor Unit-Air-Source) | 38MURAQ24AB3* |  |  | CAP**3621AL* | 82*TA60090V21*** | 24200 | 17 | 8.5 | 26000 | 22800 | 87.69% | 1.88 | 0 | 10 |  |  |  |  | R-410A | 2.0167 | Residential & Commercial | USHP | Ducted CEE Tier 1
210595956 | Central HP <5.4 tons | CARRIER | HRCU-A-CB (Split System: Heat Pump with Remote Outdoor Unit-Air-Source) | 25VNA825A*031* |  |  | CAP**4224AL*+UI | 59MN7B100C21**22 | 23800 | 16.5 | 8.1 | 21400 | 16600 | 77.57% | 1.96 | 0 | 11 |  |  |  |  | R-410A | 1.9833 | Residential & Commercial | USHP | Ducted CEE Tier 1
210596058 | Central HP <5.4 tons | CARRIER | HRCU-A-CB (Split System: Heat Pump with Remote Outdoor Unit-Air-Source) | 25VNA825A*031* |  |  | CSPH*4212AL*+UI | 58TN*A070C17**16 | 24200 | 16 | 8.1 | 21400 | 16600 | 77.57% | 2 | 0 | 10.5 |  |  |  |  | R-410A | 2.0167 | Residential & Commercial | USHP | Ducted CEE Tier 1
210596092 | Central HP <5.4 tons | CARRIER | HRCU-A-CB (Split System: Heat Pump with Remote Outdoor Unit-Air-Source) | 25VNA825A*031* |  |  | CSPH*4812AL*+UI | 59TN6B120C24**22 | 24200 | 16.5 | 8.1 | 21200 | 16600 | 78.3% | 2.02 | 0 | 11 |  |  |  |  | R-410A | 2.0167 | Residential & Commercial | USHP | Ducted CEE Tier 1
213608452 | Central HP <5.4 tons | BRYANT | HRCU-A-C (Split System: Heat Pump with Remote Outdoor Unit with No Indoor Fan --Air Source) | 38MURAQ30AB3 | ADP |  | CDP36J15P+TD | 0 | 29400 | 15.2 | 9.35 | 31200 | 26600 | 85.26% | 1.8 | 0 | 10 |  |  |  |  | R-410A | 2.45 | Residential & Commercial | USHP | Ducted CEE Tier 1
212927282 | Central HP <5.4 tons | CHAMPION HEATING AND COOLING | HRCU-A-CB (Split System: Heat Pump with Remote Outdoor Unit-Air-Source) | HMH72B341 | ADP |  | H,YG9J936 | TM8E060A12MP11 | 34000 | 17 | 8.5 | 32200 | 23400 | 72.67% | 2.06 | 0 | 10 |  |  |  |  | R-410A | 2.8333 | Residential & Commercial | USHP | Ducted CEE Tier 1
215932087 | Central HP <5.4 tons | AIRQUEST | HRCU-A-CB (Split System: Heat Pump with Remote Outdoor Unit-Air-Source) | H5H3V36*K*AAA* |  |  | EA*5X36M17A*+WALLCON | *97CMN0601714B* | 32000 | 19 | 9.5 | 34600 | 26600 | 76.88% | 2 | 0 | 10.5 |  |  |  |  | R-454B | 2.6667 | Residential & Commercial | USHP | Ducted CEE Tier 1
215932267 | Central HP <5.4 tons | AIRQUEST | HRCU-A-CB (Split System: Heat Pump with Remote Outdoor Unit-Air-Source) | H5H3V36*K*AAA* |  |  | EA*5X42M21A*+WALLCON | *95CSU0601716B* | 32400 | 19.5 | 9.5 | 35400 | 27200 | 76.84% | 2 | 0 | 11 |  |  |  |  | R-454B | 2.7 | Residential & Commercial | USHP | Ducted CEE Tier 1
213613859 | Central HP <5.4 tons | BRYANT | HRCU-A-C (Split System: Heat Pump with Remote Outdoor Unit with No Indoor Fan --Air Source) | 38MURAQ30AB3 | ADP |  | H,PE32936+TD | 0 | 29000 | 15.2 | 9.2 | 31200 | 26600 | 85.26% | 1.78 | 0 | 10 |  |  |  |  | R-410A | 2.4167 | Residential & Commercial | USHP | Ducted CEE Tier 1
216977291 | Central HP <5.4 tons | BRYANT HEATING AND COOLING SYSTEMS | HRCU-A-CB (Split System: Heat Pump with Remote Outdoor Unit-Air-Source) | 37MUHAQ24AA3 | ADP |  | V,C36H***P42*+TXV | 82*TB36070V14*** | 22200 | 16 | 8.5 | 19400 | 18800 | 96.91% | 1.96 | 0 | 10.5 |  |  |  |  | R-454B | 1.85 | Residential & Commercial | USHP | Ducted CEE Tier 1
214441902 | Central HP <5.4 tons | BRYANT HEATING AND COOLING SYSTEMS | HRCU-A-CB (Split System: Heat Pump with Remote Outdoor Unit-Air-Source) | 284ANV024*0**B* | ADP |  | V,C36H175P159 | 88*TB36045C17*** | 23400 | 20 | 10.5 | 25000 | 19500 | 78% | 2.42 | 0 | 12.5 |  |  |  |  | R-410A | 1.95 | Residential & Commercial | USHP | Ducted CEE Tier 1
214441909 | Central HP <5.4 tons | BRYANT HEATING AND COOLING SYSTEMS | HRCU-A-CB (Split System: Heat Pump with Remote Outdoor Unit-Air-Source) | 284ANV024*0**B* | ADP |  | V,C36H***P219 | 986TD30040C14*** | 22800 | 18 | 10 | 25400 | 20000 | 78.74% | 2.3 | 0 | 12 |  |  |  |  | R-410A | 1.9 | Residential & Commercial | USHP | Ducted CEE Tier 1
214331334 | Central HP <5.4 tons | CONTINENTAL | HRCU-A-CB (Split System: Heat Pump with Remote Outdoor Unit-Air-Source) | WSEHV4860RA1-C | ADP |  | H,A,DG50960 | WPV070T4BA | 46000 | 17 | 8.5 | 48000 | 34600 | 72.08% | 1.8 | 0 | 10 |  |  |  |  | R-410A | 3.8333 | Residential & Commercial | USHP | Ducted CEE Tier 1
214331335 | Central HP <5.4 tons | CONTINENTAL | HRCU-A-CB (Split System: Heat Pump with Remote Outdoor Unit-Air-Source) | WSEHV4860RA1-C | ADP |  | H,A,DG52960 | WPV070T4BA | 46000 | 17 | 8.5 | 48000 | 34600 | 72.08% | 1.8 | 0 | 10 |  |  |  |  | R-410A | 3.8333 | Residential & Commercial | USHP | Ducted CEE Tier 1
210596047 | Central HP <5.4 tons | CARRIER | HRCU-A-CB (Split System: Heat Pump with Remote Outdoor Unit-Air-Source) | 25VNA825A*031* |  |  | CNPV*4824AL*+UI | 59CU5A100C21**22 | 24200 | 17 | 8.1 | 21200 | 16600 | 78.3% | 2.02 | 0 | 11.5 |  |  |  |  | R-410A | 2.0167 | Residential & Commercial | USHP | Ducted CEE Tier 1
210596077 | Central HP <5.4 tons | CARRIER | HRCU-A-CB (Split System: Heat Pump with Remote Outdoor Unit-Air-Source) | 25VNA825A*031* |  |  | CSPH*4812AL*+UI | 58TN*A070C14**12 | 24400 | 17 | 8.1 | 21200 | 16500 | 77.83% | 2.02 | 0 | 11 |  |  |  |  | R-410A | 2.0333 | Residential & Commercial | USHP | Ducted CEE Tier 1
211388501 | Central HP <5.4 tons | FRASER-JOHNSTON | HRCU-A-CB (Split System: Heat Pump with Remote Outdoor Unit-Air-Source) | HMH72B341 |  |  | XAFB36DXXN1+TXV | TM9V040A10MP12 | 33200 | 17 | 8.1 | 33200 | 23400 | 70.48% | 2 | 0 | 9.5 |  |  |  |  | R-410A | 2.7667 | Residential & Commercial | USHP
211390271 | Central HP <5.4 tons | FRASER-JOHNSTON | HRCU-A-CB (Split System: Heat Pump with Remote Outdoor Unit-Air-Source) | HMH72B341 |  |  | XAFC36DBCN1 | TMLV100C16MP12 | 34000 | 17.5 | 8.5 | 33800 | 23800 | 70.41% | 2.08 | 0 | 10 |  |  |  |  | R-410A | 2.8333 | Residential & Commercial | USHP | Ducted CEE Tier 1
214630351 | Central HP <5.4 tons | CARRIER | HRCU-A-CB (Split System: Heat Pump with Remote Outdoor Unit-Air-Source) | 25VNA825A*032* | ADP |  | PL36H210P749 | 58CU*A040C17**12 | 23800 | 17 | 8.1 | 19800 | 16200 | 81.82% | 1.96 | 0 | 11 |  |  |  |  | R-410A | 1.9833 | Residential & Commercial | USHP | Ducted CEE Tier 1
214630403 | Central HP <5.4 tons | CARRIER | HRCU-A-CB (Split System: Heat Pump with Remote Outdoor Unit-Air-Source) | 25VNA825A*032* | ADP |  | PL36H210P749 | 59MN7B060C21**20 | 23600 | 16 | 8.1 | 19800 | 16300 | 82.32% | 1.94 | 0 | 11 |  |  |  |  | R-410A | 1.9667 | Residential & Commercial | USHP | Ducted CEE Tier 1
210596197 | Central HP <5.4 tons | CARRIER | HRCU-A-CB (Split System: Heat Pump with Remote Outdoor Unit-Air-Source) | 25VNA837A*030* |  |  | CAP**6124AL*+UI | 58TN*A135C24**22 | 33200 | 18 | 8.5 | 32000 | 24800 | 77.5% | 2.02 | 0 | 12 |  |  |  |  | R-410A | 2.7667 | Residential & Commercial | USHP | Ducted CEE Tier 1
210596206 | Central HP <5.4 tons | CARRIER | HRCU-A-CB (Split System: Heat Pump with Remote Outdoor Unit-Air-Source) | 25VNA837A*030* |  |  | CAP**6124AL*+UI | 59TN6B120C24**22 | 33200 | 18 | 8.5 | 32000 | 24800 | 77.5% | 2 | 0 | 12 |  |  |  |  | R-410A | 2.7667 | Residential & Commercial | USHP | Ducted CEE Tier 1
210596220 | Central HP <5.4 tons | CARRIER | HRCU-A-CB (Split System: Heat Pump with Remote Outdoor Unit-Air-Source) | 25VNA837A*030* |  |  | CNPV*4824AL*+UI | 59CU5A080C21**20 | 32400 | 17.5 | 8.1 | 32800 | 24800 | 75.61% | 1.96 | 0 | 11.7 |  |  |  |  | R-410A | 2.7 | Residential & Commercial | USHP | Ducted CEE Tier 1
210596247 | Central HP <5.4 tons | CARRIER | HRCU-A-CB (Split System: Heat Pump with Remote Outdoor Unit-Air-Source) | 25VNA837A*030* |  |  | CSPH*6012AL*+UI | 59CU5A080C21**20 | 33000 | 17 | 8.1 | 32200 | 24800 | 77.02% | 2.02 | 0 | 11.5 |  |  |  |  | R-410A | 2.75 | Residential & Commercial | USHP | Ducted CEE Tier 1
214301880 | Central HP <5.4 tons | CHAMPION HEATING AND COOLING | HRCU-A-CB (Split System: Heat Pump with Remote Outdoor Unit-Air-Source) | HMH72B341 | ADP |  | H,YE9J(1,2)36+TXV | Z8ES080B12LMPS1 | 33200 | 18 | 8.5 | 31400 | 23000 | 73.25% | 2.04 | 0 | 10 |  |  |  |  | R-410A | 2.7667 | Residential & Commercial | USHP | Ducted CEE Tier 1
214301882 | Central HP <5.4 tons | CHAMPION HEATING AND COOLING | HRCU-A-CB (Split System: Heat Pump with Remote Outdoor Unit-Air-Source) | HMH72B341 | ADP |  | H,YE9J(1,2)36+TXV | Z8ES080B12SMPS1 | 33200 | 18 | 8.5 | 31400 | 23000 | 73.25% | 2.04 | 0 | 10 |  |  |  |  | R-410A | 2.7667 | Residential & Commercial | USHP | Ducted CEE Tier 1
211387625 | Central HP <5.4 tons | FRASER-JOHNSTON | HRCU-A-CB (Split System: Heat Pump with Remote Outdoor Unit-Air-Source) | HMH72B341 |  |  | XAFC36DXXN1+TXV | TM9V080C16MP12 | 34000 | 17.5 | 8.1 | 33800 | 23800 | 70.41% | 2.08 | 0 | 10 |  |  |  |  | R-410A | 2.8333 | Residential & Commercial | USHP | Ducted CEE Tier 1
214328303 | Central HP <5.4 tons | CONTINENTAL | HRCU-A-CB (Split System: Heat Pump with Remote Outdoor Unit-Air-Source) | WSEHV4860RA1-C | ADP |  | H,A,DE48960 | WPV080T4BA | 46000 | 17 | 8.5 | 48000 | 34600 | 72.08% | 1.8 | 0 | 10 |  |  |  |  | R-410A | 3.8333 | Residential & Commercial | USHP | Ducted CEE Tier 1
213252486 | Central HP <5.4 tons | CARRIER | HRCU-A-CB (Split System: Heat Pump with Remote Outdoor Unit-Air-Source) | 38MURAQ30AB3* | ADP |  | CF361E* | 0 | 30200 | 15.2 | 8.4 | 33400 | 27000 | 80.84% | 1.8 | 0 | 9 |  |  |  |  | R-410A | 2.5167 | Residential & Commercial | USHP
214440933 | Central HP <5.4 tons | CARRIER | HRCU-A-CB (Split System: Heat Pump with Remote Outdoor Unit-Air-Source) | 25VNA424A*031* | ADP |  | H,PG32936 | 59TN6C060C17**14 | 23000 | 20 | 10 | 25000 | 19500 | 78% | 2.4 | 0 | 12.5 |  |  |  |  | R-410A | 1.9167 | Residential & Commercial | USHP | Ducted CEE Tier 1
211388226 | Central HP <5.4 tons | FRASER-JOHNSTON | HRCU-A-CB (Split System: Heat Pump with Remote Outdoor Unit-Air-Source) | HMH72B341 |  |  | XAFC36DXXN1+TXV | TP9C060B12MP13 | 34000 | 17.5 | 8.1 | 34000 | 24200 | 71.18% | 2.06 | 0 | 9.5 |  |  |  |  | R-410A | 2.8333 | Residential & Commercial | USHP
211388415 | Central HP <5.4 tons | FRASER-JOHNSTON | HRCU-A-CB (Split System: Heat Pump with Remote Outdoor Unit-Air-Source) | HMH72B341 |  |  | XAFB30CXXN1+TXV | TP9C060B12MP13 | 32600 | 17 | 8.1 | 33600 | 23600 | 70.24% | 2.02 | 0 | 9.5 |  |  |  |  | R-410A | 2.7167 | Residential & Commercial | USHP
215853345 | Central HP <5.4 tons | COLEMAN | HRCU-A-CB (Split System: Heat Pump with Remote Outdoor Unit-Air-Source) | HH836E2S11 |  |  | CTU48C5XFS1+JMET16CS2N1+TXV | 0 | 33800 | 19 | 9 | 31200 | 25200 | 80.77% | 2 | 0 | 11.7 |  |  |  |  | R-454B | 2.8167 | Residential & Commercial | USHP | Ducted CEE Tier 1
215853354 | Central HP <5.4 tons | COLEMAN | HRCU-A-CB (Split System: Heat Pump with Remote Outdoor Unit-Air-Source) | HH836E2S11 |  |  | CTM36C5CDS1+JME16C2SN1 | 0 | 33400 | 19 | 9 | 30400 | 24800 | 81.58% | 2 | 0 | 12 |  |  |  |  | R-454B | 2.7833 | Residential & Commercial | USHP | Ducted CEE Tier 1
214771864 | Central HP <5.4 tons | CONTINENTAL | HRCU-A-C (Split System: Heat Pump with Remote Outdoor Unit with No Indoor Fan --Air Source) | WSEHV2436RA1-C | ADP |  | H,DE34936+TD | 0 | 31600 | 15.2 | 8.5 | 32400 | 23600 | 72.84% | 1.8 | 0 | 9 |  |  |  |  | R-410A | 2.6333 | Residential & Commercial | USHP
216953683 | Central HP <5.4 tons | CONTINENTAL | HRCU-A-C (Split System: Heat Pump with Remote Outdoor Unit with No Indoor Fan --Air Source) | WSEHV4860RA1-C | ADP |  | A48VHC+TXV+TD | 0 | 46500 | 15.2 | 8.5 | 46000 | 33200 | 72.17% | 1.8 | 0 | 9.5 |  |  |  |  | R-410A | 3.875 | Residential & Commercial | USHP
214440965 | Central HP <5.4 tons | CARRIER | HRCU-A-CB (Split System: Heat Pump with Remote Outdoor Unit-Air-Source) | 25VNA424A*031* | ADP |  | H,PG34936 | 59TN6C120C24**22 | 23400 | 20 | 10.5 | 25000 | 19300 | 77.2% | 2.48 | 0 | 13 |  |  |  |  | R-410A | 1.95 | Residential & Commercial | USHP | Ducted CEE Tier 1
213613856 | Central HP <5.4 tons | BRYANT | HRCU-A-C (Split System: Heat Pump with Remote Outdoor Unit with No Indoor Fan --Air Source) | 38MURAQ30AB3 | ADP |  | CDP30A15P+TD | 0 | 28600 | 15.2 | 9.05 | 31000 | 26600 | 85.81% | 1.76 | 0 | 10 |  |  |  |  | R-410A | 2.3833 | Residential & Commercial | USHP | Ducted CEE Tier 1
214328307 | Central HP <5.4 tons | CONTINENTAL | HRCU-A-CB (Split System: Heat Pump with Remote Outdoor Unit-Air-Source) | WSEHV4860RA1-C | ADP |  | H,A,DE50960 | WUV070T4BA | 46000 | 17 | 8.5 | 48000 | 34600 | 72.08% | 1.8 | 0 | 10 |  |  |  |  | R-410A | 3.8333 | Residential & Commercial | USHP | Ducted CEE Tier 1
212441655 | Central HP <5.4 tons | CHAMPION HEATING AND COOLING | HRCU-A-CB (Split System: Heat Pump with Remote Outdoor Unit-Air-Source) | HMH72B341 | ADP |  | H,YE8J936 | TM9V100C16MP12 | 33200 | 17 | 8.5 | 32400 | 22800 | 70.37% | 2.06 | 0 | 10 |  |  |  |  | R-410A | 2.7667 | Residential & Commercial | USHP | Ducted CEE Tier 1
214807762 | Central HP <5.4 tons | LUXAIRE | HRCU-A-CB (Split System: Heat Pump with Remote Outdoor Unit-Air-Source) | HH836E2S11 |  |  | CTU36B5XDS1+TXV | Z8ES080B12SMPS1 | 33200 | 18 | 8.5 | 30400 | 24800 | 81.58% | 2 | 0 | 11.7 |  |  |  |  | R-454B | 2.7667 | Residential & Commercial | USHP | Ducted CEE Tier 1
215935327 | Central HP <5.4 tons | AIRQUEST | HRCU-A-CB (Split System: Heat Pump with Remote Outdoor Unit-Air-Source) | H5H3V36*K*AAA* |  |  | EVM5X60M24A*+WALLCON | *80CSU1002120A* | 35400 | 21.5 | 8.5 | 38000 | 28600 | 75.26% | 2.02 | 0 | 12 |  |  |  |  | R-454B | 2.95 | Residential & Commercial | USHP | Ducted CEE Tier 1
211713198 | Central HP <5.4 tons | BRYANT HEATING AND COOLING SYSTEMS | HRCU-A-CB (Split System: Heat Pump with Remote Outdoor Unit-Air-Source) | 38MURAQ30AB3* |  |  | CAP**4321AL* | 926TB60080V21*** | 30400 | 15.2 | 8.1 | 33000 | 26200 | 79.39% | 1.84 | 0 | 9 |  |  |  |  | R-410A | 2.5333 | Residential & Commercial | USHP
209872736 | Central HP <5.4 tons | RHEEM | HRCU-A-CB (Split System: Heat Pump with Remote Outdoor Unit-Air-Source) | RP18AZ60AJVC |  |  | RCFZ6021SEAAM | R97MV1005A21DHS | 52500 | 18 | 8.1 | 52500 | 50500 | 96.19% | 1.9 | 0 | 10 |  |  |  |  | R-410A | 4.375 | Residential & Commercial | USHP | Ducted CEE Tier 1
216779114 | Central HP <5.4 tons | BRYANT | HRCU-A-C (Split System: Heat Pump with Remote Outdoor Unit with No Indoor Fan --Air Source) | 38MURAQ30AB3 | ADP |  | H,PG7J930+TD | 0 | 29400 | 15.2 | 9.35 | 31200 | 26600 | 85.26% | 1.8 | 0 | 10 |  |  |  |  | R-410A | 2.45 | Residential & Commercial | USHP | Ducted CEE Tier 1
212927285 | Central HP <5.4 tons | CHAMPION HEATING AND COOLING | HRCU-A-CB (Split System: Heat Pump with Remote Outdoor Unit-Air-Source) | HMH72B341 | ADP |  | H,YG9J936 | TM9E040A10MP12 | 32200 | 17 | 8.5 | 32400 | 23000 | 70.99% | 1.98 | 0 | 9.5 |  |  |  |  | R-410A | 2.6833 | Residential & Commercial | USHP
209872688 | Central HP <5.4 tons | RHEEM | HRCU-A-CB (Split System: Heat Pump with Remote Outdoor Unit-Air-Source) | RP18AZ24AJVC |  |  | RCFZ2421HEAAM | R97MV0603A17DHS | 22800 | 20 | 8.5 | 22800 | 26000 | 114% | 2.1 | 0 | 12.5 |  |  |  |  | R-410A | 1.9 | Residential & Commercial | USHP | Ducted CEE Tier 1
209872706 | Central HP <5.4 tons | RHEEM | HRCU-A-CB (Split System: Heat Pump with Remote Outdoor Unit-Air-Source) | RP18AZ36AJVC |  |  | RCFZ6021SEAAM | R98MV0703A17UPS | 34200 | 19 | 8.5 | 34200 | 43500 | 127.2% | 2.2 | 0 | 12.5 |  |  |  |  | R-410A | 2.85 | Residential & Commercial | USHP | Ducted CEE Tier 1
214331338 | Central HP <5.4 tons | CONTINENTAL | HRCU-A-CB (Split System: Heat Pump with Remote Outdoor Unit-Air-Source) | WSEHV4860RA1-C | ADP |  | H,A,DG50960 | WUV070T4BA | 46000 | 17 | 8.5 | 48000 | 34600 | 72.08% | 1.8 | 0 | 10 |  |  |  |  | R-410A | 3.8333 | Residential & Commercial | USHP | Ducted CEE Tier 1
214440982 | Central HP <5.4 tons | CARRIER | HRCU-A-CB (Split System: Heat Pump with Remote Outdoor Unit-Air-Source) | 25VNA436A*031* | ADP |  | H,PG34936 | 59TN6C100C21**22 | 32600 | 20 | 9 | 34800 | 27200 | 78.16% | 2.04 | 0 | 12 |  |  |  |  | R-410A | 2.7167 | Residential & Commercial | USHP | Ducted CEE Tier 1
213252485 | Central HP <5.4 tons | CARRIER | HRCU-A-CB (Split System: Heat Pump with Remote Outdoor Unit-Air-Source) | 38MURAQ30AB3* | ADP |  | CF371E* | 0 | 31200 | 15.2 | 8.5 | 33800 | 26400 | 78.11% | 1.86 | 0 | 9 |  |  |  |  | R-410A | 2.6 | Residential & Commercial | USHP
213608453 | Central HP <5.4 tons | BRYANT | HRCU-A-C (Split System: Heat Pump with Remote Outdoor Unit with No Indoor Fan --Air Source) | 38MURAQ30AB3 | ADP |  | H,PG33936+TD | 0 | 29400 | 15.2 | 9.35 | 31200 | 26600 | 85.26% | 1.8 | 0 | 10 |  |  |  |  | R-410A | 2.45 | Residential & Commercial | USHP | Ducted CEE Tier 1
213613855 | Central HP <5.4 tons | BRYANT | HRCU-A-C (Split System: Heat Pump with Remote Outdoor Unit with No Indoor Fan --Air Source) | 38MURAQ30AB3 | ADP |  | CDP30A13P+TD | 0 | 28600 | 15.2 | 9.05 | 31000 | 26600 | 85.81% | 1.76 | 0 | 10 |  |  |  |  | R-410A | 2.3833 | Residential & Commercial | USHP | Ducted CEE Tier 1
216508771 | Central HP <5.4 tons | LUXAIRE | HRCU-A-CB (Split System: Heat Pump with Remote Outdoor Unit-Air-Source) | HH836E2S11 |  |  | CTF30A5ADS1 | TMLV060A12MP12 | 32800 | 17 | 8.5 | 30600 | 25200 | 82.35% | 2 | 0 | 11 |  |  |  |  | R-454B | 2.7333 | Residential & Commercial | USHP | Ducted CEE Tier 1
214301905 | Central HP <5.4 tons | CHAMPION HEATING AND COOLING | HRCU-A-CB (Split System: Heat Pump with Remote Outdoor Unit-Air-Source) | HMH72B341 | ADP |  | H,YE7J(1,2)36+TXV | Z8ES120C20SMPS1 | 33000 | 17 | 8.5 | 31400 | 23000 | 73.25% | 2.04 | 0 | 9.5 |  |  |  |  | R-410A | 2.75 | Residential & Commercial | USHP
215932607 | Central HP <5.4 tons | AIRQUEST | HRCU-A-CB (Split System: Heat Pump with Remote Outdoor Unit-Air-Source) | H5H3V36*K*AAA* |  |  | EA*5X60M24A*+WALLCON | *97CMN0802120B* | 34000 | 20 | 9.5 | 34200 | 26000 | 76.02% | 2.06 | 0 | 11.7 |  |  |  |  | R-454B | 2.8333 | Residential & Commercial | USHP | Ducted CEE Tier 1
211388794 | Central HP <5.4 tons | FRASER-JOHNSTON | HRCU-A-CB (Split System: Heat Pump with Remote Outdoor Unit-Air-Source) | HMH72B341 |  |  | XAHB36DXXN1+TXV | TM9E080B12MP12 | 33200 | 17 | 8.1 | 33200 | 23400 | 70.48% | 2 | 0 | 9.5 |  |  |  |  | R-410A | 2.7667 | Residential & Commercial | USHP
211388985 | Central HP <5.4 tons | FRASER-JOHNSTON | HRCU-A-CB (Split System: Heat Pump with Remote Outdoor Unit-Air-Source) | HMH72B341 |  |  | XAHB36DXXN1+TXV | TM9E060B12MP12 | 33200 | 17 | 8.1 | 33200 | 23600 | 71.08% | 2 | 0 | 9.5 |  |  |  |  | R-410A | 2.7667 | Residential & Commercial | USHP
211390337 | Central HP <5.4 tons | FRASER-JOHNSTON | HRCU-A-CB (Split System: Heat Pump with Remote Outdoor Unit-Air-Source) | HMH72B341 |  |  | XAFC30CXXN1+TXV | TM8V080C16MP12 | 33000 | 17.5 | 8.5 | 33000 | 23200 | 70.3% | 2.04 | 0 | 9.5 |  |  |  |  | R-410A | 2.75 | Residential & Commercial | USHP
211390473 | Central HP <5.4 tons | FRASER-JOHNSTON | HRCU-A-CB (Split System: Heat Pump with Remote Outdoor Unit-Air-Source) | HMH72B341 |  |  | XAHC30CXXN1+TXV | TM8V080B12MP12 | 31800 | 16.5 | 8.1 | 33000 | 23200 | 70.3% | 1.96 | 0 | 9 |  |  |  |  | R-410A | 2.65 | Residential & Commercial | USHP
213796735 | Central HP <5.4 tons | BRYANT | HRCU-A-CB (Split System: Heat Pump with Remote Outdoor Unit-Air-Source) | 38MURAQ30AB3 | ADP |  | V,C36H***P429+CBPE3A* | 0 | 29800 | 15.2 | 8.9 | 31200 | 26600 | 85.26% | 1.78 | 0 | 10 |  |  |  |  | R-410A | 2.4833 | Residential & Commercial | USHP | Ducted CEE Tier 1
216782215 | Central HP <5.4 tons | LUXAIRE | HRCU-A-CB (Split System: Heat Pump with Remote Outdoor Unit-Air-Source) | HH860E2S11 |  |  | CTF60C5CGS1 | Z8ES120C20LMPS1 | 45000 | 18 | 9 | 45500 | 33400 | 73.41% | 2 | 0 | 11.7 |  |  |  |  | R-454B | 3.75 | Residential & Commercial | USHP | Ducted CEE Tier 1
213796318 | Central HP <5.4 tons | BRYANT | HRCU-A-CB (Split System: Heat Pump with Remote Outdoor Unit-Air-Source) | 38MURAQ30AB3 | ADP |  | C36A***L139+CBPE4B* | 0 | 30000 | 15.2 | 8.9 | 31200 | 26600 | 85.26% | 1.8 | 0 | 10 |  |  |  |  | R-410A | 2.5 | Residential & Commercial | USHP | Ducted CEE Tier 1
209872733 | Central HP <5.4 tons | RHEEM | HRCU-A-CB (Split System: Heat Pump with Remote Outdoor Unit-Air-Source) | RP18AZ60AJVC |  |  | RCFZ6021SEAAM | R962V0705A21M4S | 52500 | 18 | 8.1 | 52500 | 50500 | 96.19% | 1.9 | 0 | 10 |  |  |  |  | R-410A | 4.375 | Residential & Commercial | USHP | Ducted CEE Tier 1
212480250 | Central HP <5.4 tons | CARRIER | HRCU-A-CB (Split System: Heat Pump with Remote Outdoor Unit-Air-Source) | 38MURAQ30AB3* | ADP |  | A36VCA+TXV | 59SC2D080E17**16 | 29600 | 15.2 | 8.1 | 32200 | 27400 | 85.09% | 1.76 | 0 | 9 |  |  |  |  | R-410A | 2.4667 | Residential & Commercial | USHP
216682109 | Central HP <5.4 tons | AIRQUEST | HRCU-A-CB (Split System: Heat Pump with Remote Outdoor Unit-Air-Source) | DLCURAH30ABK |  |  | EA*4X43L21A* | *97VTN1002120A* | 30600 | 15.2 | 9 | 33200 | 26000 | 78.31% | 1.8 | 0 | 9 |  |  |  |  | R-410A | 2.55 | Residential & Commercial | USHP
214331340 | Central HP <5.4 tons | CONTINENTAL | HRCU-A-CB (Split System: Heat Pump with Remote Outdoor Unit-Air-Source) | WSEHV4860RA1-C | ADP |  | H,A,DG50960 | WUV080T4BA | 46000 | 17 | 8.5 | 48000 | 34600 | 72.08% | 1.8 | 0 | 10 |  |  |  |  | R-410A | 3.8333 | Residential & Commercial | USHP | Ducted CEE Tier 1
211390571 | Central HP <5.4 tons | FRASER-JOHNSTON | HRCU-A-CB (Split System: Heat Pump with Remote Outdoor Unit-Air-Source) | HMH72B341 |  |  | XAHB30CXXN1+TXV | TM8V080B12MP12 | 31600 | 16.5 | 8.1 | 32800 | 23000 | 70.12% | 1.96 | 0 | 9 |  |  |  |  | R-410A | 2.6333 | Residential & Commercial | USHP
211391282 | Central HP <5.4 tons | FRASER-JOHNSTON | HRCU-A-CB (Split System: Heat Pump with Remote Outdoor Unit-Air-Source) | HMH72B341 |  |  | XAHC30CXXN1+TXV | TM8E120C16MP11 | 32400 | 17.5 | 8.1 | 32400 | 22800 | 70.37% | 2 | 0 | 9.5 |  |  |  |  | R-410A | 2.7 | Residential & Commercial | USHP
213255490 | Central HP <5.4 tons | KERR | HRCU-A-C (Split System: Heat Pump with Remote Outdoor Unit with No Indoor Fan --Air Source) | A-KCD30SA-1 | ADP |  | *G8J936+TD | 0 | 29800 | 15.2 | 9.5 | 31400 | 26600 | 84.71% | 1.82 | 0 | 10.5 |  |  |  |  | R-410A | 2.4833 | Residential & Commercial | USHP | Ducted CEE Tier 1
213249233 | Central HP <5.4 tons | KERR | HRCU-A-C (Split System: Heat Pump with Remote Outdoor Unit with No Indoor Fan --Air Source) | A-KCD30SA-1 | ADP |  | HG33936+TD | 0 | 29400 | 15.2 | 9.35 | 31200 | 26600 | 85.26% | 1.8 | 0 | 10 |  |  |  |  | R-410A | 2.45 | Residential & Commercial | USHP | Ducted CEE Tier 1
214809014 | Central HP <5.4 tons | LUXAIRE | HRCU-A-CB (Split System: Heat Pump with Remote Outdoor Unit-Air-Source) | HH860E2S11 |  |  | CTU60C5XGS1+TXV | TP9C100C16MP13 | 43500 | 18 | 9 | 44000 | 33200 | 75.45% | 2 | 0 | 11.7 |  |  |  |  | R-454B | 3.625 | Residential & Commercial | USHP | Ducted CEE Tier 1
214809148 | Central HP <5.4 tons | LUXAIRE | HRCU-A-CB (Split System: Heat Pump with Remote Outdoor Unit-Air-Source) | HH860E2S11 |  |  | CTU60D5XGS1+JMVT20DC2N1+TXV | 0 | 45500 | 19 | 9.5 | 45000 | 33800 | 75.11% | 2 | 0 | 12 |  |  |  |  | R-454B | 3.7917 | Residential & Commercial | USHP | Ducted CEE Tier 1
211391566 | Central HP <5.4 tons | FRASER-JOHNSTON | HRCU-A-CB (Split System: Heat Pump with Remote Outdoor Unit-Air-Source) | HMH72B341 |  |  | XAFC30CXXN1+TXV | TMLE100C16MP11 | 33000 | 18 | 8.5 | 33000 | 23200 | 70.3% | 2.04 | 0 | 10 |  |  |  |  | R-410A | 2.75 | Residential & Commercial | USHP | Ducted CEE Tier 1
211391634 | Central HP <5.4 tons | FRASER-JOHNSTON | HRCU-A-CB (Split System: Heat Pump with Remote Outdoor Unit-Air-Source) | HMH72B341 |  |  | XAHC30CXXN1+TXV | TM8E100B12MP11 | 32000 | 17.5 | 8.1 | 32600 | 23000 | 70.55% | 1.98 | 0 | 9.5 |  |  |  |  | R-410A | 2.6667 | Residential & Commercial | USHP
215934937 | Central HP <5.4 tons | AIRQUEST | HRCU-A-CB (Split System: Heat Pump with Remote Outdoor Unit-Air-Source) | H5H3V36*K*AAA* |  |  | EVM5X44M21A*+WALLCON | *96CTN0801714B* | 35400 | 21.5 | 8.5 | 38500 | 28800 | 74.81% | 2.02 | 0 | 12 |  |  |  |  | R-454B | 2.95 | Residential & Commercial | USHP | Ducted CEE Tier 1
215935157 | Central HP <5.4 tons | AIRQUEST | HRCU-A-CB (Split System: Heat Pump with Remote Outdoor Unit-Air-Source) | H5H3V36*K*AAA* |  |  | EVM5X60M21A*+WALLCON | *80CSU0601716A* | 35600 | 22 | 8.5 | 38000 | 28600 | 75.26% | 2.02 | 0 | 12 |  |  |  |  | R-454B | 2.9667 | Residential & Commercial | USHP | Ducted CEE Tier 1
215935207 | Central HP <5.4 tons | AIRQUEST | HRCU-A-CB (Split System: Heat Pump with Remote Outdoor Unit-Air-Source) | H5H3V36*K*AAA* |  |  | EVM5X60M21A*+WALLCON | *80CTL0901716B* | 35600 | 22 | 8.5 | 38000 | 28600 | 75.26% | 2.02 | 0 | 12 |  |  |  |  | R-454B | 2.9667 | Residential & Commercial | USHP | Ducted CEE Tier 1
215935357 | Central HP <5.4 tons | AIRQUEST | HRCU-A-CB (Split System: Heat Pump with Remote Outdoor Unit-Air-Source) | H5H3V36*K*AAA* |  |  | EVM5X60M24A*+WALLCON | *80CTL1102120B* | 35600 | 22 | 8.5 | 38000 | 28400 | 74.74% | 2.04 | 0 | 12.5 |  |  |  |  | R-454B | 2.9667 | Residential & Commercial | USHP | Ducted CEE Tier 1
213796319 | Central HP <5.4 tons | BRYANT | HRCU-A-CB (Split System: Heat Pump with Remote Outdoor Unit-Air-Source) | 38MURAQ30AB3 | ADP |  | C36A***L139+CBPE3A* | 0 | 30000 | 15.2 | 8.9 | 31200 | 26600 | 85.26% | 1.8 | 0 | 10 |  |  |  |  | R-410A | 2.5 | Residential & Commercial | USHP | Ducted CEE Tier 1
210596801 | Central HP <5.4 tons | DAY & NIGHT | HRCU-A-CB (Split System: Heat Pump with Remote Outdoor Unit-Air-Source) | CVH825GKA2* |  |  | EA*4X43L21A*+WALLCON | *97CMN0801714A* | 24400 | 16.5 | 8.1 | 21200 | 16700 | 78.77% | 2.02 | 0 | 11 |  |  |  |  | R-410A | 2.0333 | Residential & Commercial | USHP | Ducted CEE Tier 1
213613857 | Central HP <5.4 tons | BRYANT | HRCU-A-C (Split System: Heat Pump with Remote Outdoor Unit with No Indoor Fan --Air Source) | 38MURAQ30AB3 | ADP |  | CDP36A15P+TD | 0 | 29000 | 15.2 | 9.2 | 31200 | 26600 | 85.26% | 1.78 | 0 | 10 |  |  |  |  | R-410A | 2.4167 | Residential & Commercial | USHP | Ducted CEE Tier 1
213738365 | Central HP <5.4 tons | DAY & NIGHT | HRCU-A-CB (Split System: Heat Pump with Remote Outdoor Unit-Air-Source) | DLCURAH30ABK | ADP |  | FG81936 | *80MSU0401712A* | 29800 | 15.2 | 8.1 | 32200 | 27200 | 84.47% | 1.8 | 0 | 9 |  |  |  |  | R-410A | 2.4833 | Residential & Commercial | USHP
214628589 | Central HP <5.4 tons | CARRIER | HRCU-A-CB (Split System: Heat Pump with Remote Outdoor Unit-Air-Source) | 38MURAQ30AB3* | ADP |  | C36A***L129 | 58S(B,C)*B070M17**12 | 28800 | 15.2 | 8.1 | 32600 | 27200 | 83.44% | 1.8 | 0 | 8.5 |  |  |  |  | R-410A | 2.4 | Residential & Commercial | USHP
211712874 | Central HP <5.4 tons | DAY & NIGHT | HRCU-A-CB (Split System: Heat Pump with Remote Outdoor Unit-Air-Source) | DLCURAH30ABK |  |  | EA*4X42L24A* | *80ES(N,L)1102420A* | 30000 | 15.2 | 8.1 | 33800 | 27200 | 80.47% | 1.8 | 0 | 9 |  |  |  |  | R-410A | 2.5 | Residential & Commercial | USHP
216682097 | Central HP <5.4 tons | AIRQUEST | HRCU-A-CB (Split System: Heat Pump with Remote Outdoor Unit-Air-Source) | DLCURAH30ABK |  |  | EA*4X42L24A* | *97VTN1002120A* | 30200 | 15.2 | 9 | 34000 | 27200 | 80% | 1.75 | 0 | 9 |  |  |  |  | R-410A | 2.5167 | Residential & Commercial | USHP
214440973 | Central HP <5.4 tons | CARRIER | HRCU-A-CB (Split System: Heat Pump with Remote Outdoor Unit-Air-Source) | 25VNA436A*031* | ADP |  | H,PG9J936 | 59TN6C060C17**14 | 32400 | 19 | 9 | 36400 | 28200 | 77.47% | 1.98 | 0 | 11.7 |  |  |  |  | R-410A | 2.7 | Residential & Commercial | USHP | Ducted CEE Tier 1
211712947 | Central HP <5.4 tons | DAY & NIGHT | HRCU-A-CB (Split System: Heat Pump with Remote Outdoor Unit-Air-Source) | DLCURAH30ABK |  |  | EA*4X42L24A* | *80ESU0802120A | 29800 | 15.2 | 8.1 | 33800 | 27200 | 80.47% | 1.78 | 0 | 9 |  |  |  |  | R-410A | 2.4833 | Residential & Commercial | USHP
214808999 | Central HP <5.4 tons | LUXAIRE | HRCU-A-CB (Split System: Heat Pump with Remote Outdoor Unit-Air-Source) | HH860E2S11 |  |  | CTU60C5XGS1+JMVT17CC2N1+TXV | 0 | 44500 | 18 | 9 | 44000 | 33000 | 75% | 2 | 0 | 12 |  |  |  |  | R-454B | 3.7083 | Residential & Commercial | USHP | Ducted CEE Tier 1
214809026 | Central HP <5.4 tons | LUXAIRE | HRCU-A-CB (Split System: Heat Pump with Remote Outdoor Unit-Air-Source) | HH860E2S11 |  |  | CTU60C5XGS1+JMC16C2SN1+TXV | 0 | 45000 | 19 | 9 | 45000 | 33600 | 74.67% | 2 | 0 | 12 |  |  |  |  | R-454B | 3.75 | Residential & Commercial | USHP | Ducted CEE Tier 1
214440975 | Central HP <5.4 tons | CARRIER | HRCU-A-CB (Split System: Heat Pump with Remote Outdoor Unit-Air-Source) | 25VNA436A*031* | ADP |  | H,PG53936 | 59TN6C060C17**14 | 33600 | 19 | 9 | 35200 | 27400 | 77.84% | 2.02 | 0 | 12 |  |  |  |  | R-410A | 2.8 | Residential & Commercial | USHP | Ducted CEE Tier 1
214624838 | Central HP <5.4 tons | CARRIER | HRCU-A-CB (Split System: Heat Pump with Remote Outdoor Unit-Air-Source) | 38MURAQ30AB3* | ADP |  | C36A***L129 | 58SU*B060M17**16 | 29200 | 15.2 | 8.1 | 32400 | 27400 | 84.57% | 1.78 | 0 | 8.5 |  |  |  |  | R-410A | 2.4333 | Residential & Commercial | USHP
211712913 | Central HP <5.4 tons | HEIL | HRCU-A-CB (Split System: Heat Pump with Remote Outdoor Unit-Air-Source) | DLCURAH30ABK |  |  | EA*4X42L24A* | *92ESN1002120A* | 30600 | 15.2 | 8.1 | 34200 | 27000 | 78.95% | 1.82 | 0 | 9 |  |  |  |  | R-410A | 2.55 | Residential & Commercial | USHP
214301899 | Central HP <5.4 tons | CHAMPION HEATING AND COOLING | HRCU-A-CB (Split System: Heat Pump with Remote Outdoor Unit-Air-Source) | HMH72B341 | ADP |  | H,YE7J(1,2)36+TXV | Z8ES120C16LMPS1 | 32600 | 17 | 8.5 | 30400 | 22200 | 73.03% | 2.04 | 0 | 9.5 |  |  |  |  | R-410A | 2.7167 | Residential & Commercial | USHP
214421527 | Central HP <5.4 tons | LUXAIRE | HRCU-A-CB (Split System: Heat Pump with Remote Outdoor Unit-Air-Source) | HH836E2S11 |  |  | CTM48C5CFS1+JMET16CS2N1 | 0 | 33800 | 19 | 9 | 31400 | 25200 | 80.25% | 2 | 0 | 11.7 |  |  |  |  | R-454B | 2.8167 | Residential & Commercial | USHP | Ducted CEE Tier 1
216782124 | Central HP <5.4 tons | LUXAIRE | HRCU-A-CB (Split System: Heat Pump with Remote Outdoor Unit-Air-Source) | HH836E2S11 |  |  | CTF48C5CFS1 | Z8ES100C16LMPS1 | 34000 | 19 | 9 | 31600 | 25200 | 79.75% | 2 | 0 | 11 |  |  |  |  | R-454B | 2.8333 | Residential & Commercial | USHP | Ducted CEE Tier 1
216782542 | Central HP <5.4 tons | LUXAIRE | HRCU-A-CB (Split System: Heat Pump with Remote Outdoor Unit-Air-Source) | HH836E2S11 |  |  | CTM36C5CDS1 | Z8ES120C20LMPS1 | 34400 | 18 | 8.5 | 32000 | 26200 | 81.88% | 2 | 0 | 11 |  |  |  |  | R-454B | 2.8667 | Residential & Commercial | USHP | Ducted CEE Tier 1
213796149 | Central HP <5.4 tons | COLEMAN | HRCU-A-CB (Split System: Heat Pump with Remote Outdoor Unit-Air-Source) | HMH72B341 | ADP |  | H,YG35936 | TM8V060A12MP12 | 34000 | 17 | 8.1 | 32400 | 23800 | 73.46% | 2.06 | 0 | 9.5 |  |  |  |  | R-410A | 2.8333 | Residential & Commercial | USHP
215932457 | Central HP <5.4 tons | AIRQUEST | HRCU-A-CB (Split System: Heat Pump with Remote Outdoor Unit-Air-Source) | H5H3V36*K*AAA* |  |  | EA*5X48M21A*+WALLCON | *95CSU0601716B* | 33200 | 19.5 | 9.5 | 35000 | 26800 | 76.57% | 2.02 | 0 | 11 |  |  |  |  | R-454B | 2.7667 | Residential & Commercial | USHP | Ducted CEE Tier 1
214301906 | Central HP <5.4 tons | CHAMPION HEATING AND COOLING | HRCU-A-CB (Split System: Heat Pump with Remote Outdoor Unit-Air-Source) | HMH72B341 | ADP |  | H,YE9J(1,2)36+TXV | Z8ES120C20SMPS1 | 34000 | 17 | 8.5 | 32400 | 24200 | 74.69% | 2.12 | 0 | 9.5 |  |  |  |  | R-410A | 2.8333 | Residential & Commercial | USHP
214301840 | Central HP <5.4 tons | CHAMPION HEATING AND COOLING | HRCU-A-CB (Split System: Heat Pump with Remote Outdoor Unit-Air-Source) | HMH72B341 | ADP |  | H,YE7J(1,2)36+TXV | TM8E100B12MP11 | 32800 | 17 | 8.1 | 31800 | 23000 | 72.33% | 2.04 | 0 | 9.5 |  |  |  |  | R-410A | 2.7333 | Residential & Commercial | USHP
214301854 | Central HP <5.4 tons | CHAMPION HEATING AND COOLING | HRCU-A-CB (Split System: Heat Pump with Remote Outdoor Unit-Air-Source) | HMH72B341 | ADP |  | H,YE7J(1,2)36+TXV | TM9E100C16MP12 | 33000 | 17 | 8.5 | 31400 | 22800 | 72.61% | 2.04 | 0 | 10 |  |  |  |  | R-410A | 2.75 | Residential & Commercial | USHP | Ducted CEE Tier 1
214301889 | Central HP <5.4 tons | CHAMPION HEATING AND COOLING | HRCU-A-CB (Split System: Heat Pump with Remote Outdoor Unit-Air-Source) | HMH72B341 | ADP |  | H,YE7J(1,2)36+TXV | Z8ES100B12LMPS1 | 33000 | 18 | 8.5 | 31400 | 22800 | 72.61% | 2.04 | 0 | 9.5 |  |  |  |  | R-410A | 2.75 | Residential & Commercial | USHP
215932957 | Central HP <5.4 tons | AIRQUEST | HRCU-A-CB (Split System: Heat Pump with Remote Outdoor Unit-Air-Source) | H5H3V36*K*AAA* |  |  | EA*5X61M24A*+WALLCON | *96CTN1202422B* | 34400 | 20.5 | 9.5 | 34200 | 26000 | 76.02% | 2.08 | 0 | 12 |  |  |  |  | R-454B | 2.8667 | Residential & Commercial | USHP | Ducted CEE Tier 1
215933377 | Central HP <5.4 tons | AIRQUEST | HRCU-A-CB (Split System: Heat Pump with Remote Outdoor Unit-Air-Source) | H5H3V36*K*AAA* |  |  | ESH5X42M12A*+WALLCON | *95CSU0802120B* | 33600 | 19 | 9 | 34800 | 26600 | 76.44% | 1.92 | 0 | 11 |  |  |  |  | R-454B | 2.8 | Residential & Commercial | USHP | Ducted CEE Tier 1
213411106 | Central HP <5.4 tons | COLEMAN | HRCU-A-CB (Split System: Heat Pump with Remote Outdoor Unit-Air-Source) | HMH72B341 | ADP |  | H,YG35936 | Z8ES040A12SMPS1 | 34000 | 18 | 8.5 | 31800 | 23800 | 74.84% | 2.1 | 0 | 10 |  |  |  |  | R-410A | 2.8333 | Residential & Commercial | USHP | Ducted CEE Tier 1
214396454 | Central HP <5.4 tons | LUXAIRE | HRCU-A-CB (Split System: Heat Pump with Remote Outdoor Unit-Air-Source) | HH836E2S11 |  |  | CTF36C5CDS1 | TMLE120C16MP11 | 33200 | 18 | 8.5 | 30600 | 25000 | 81.7% | 2 | 0 | 11.7 |  |  |  |  | R-454B | 2.7667 | Residential & Commercial | USHP | Ducted CEE Tier 1
214396841 | Central HP <5.4 tons | LUXAIRE | HRCU-A-CB (Split System: Heat Pump with Remote Outdoor Unit-Air-Source) | HH836E2S11 |  |  | CTF36B5CDS1 | TM9V060B12MP12 | 33000 | 17 | 8.5 | 31000 | 25200 | 81.29% | 2 | 0 | 11 |  |  |  |  | R-454B | 2.75 | Residential & Commercial | USHP | Ducted CEE Tier 1
214396858 | Central HP <5.4 tons | LUXAIRE | HRCU-A-CB (Split System: Heat Pump with Remote Outdoor Unit-Air-Source) | HH836E2S11 |  |  | CTM36C5CDS1 | TM8V100C16MP12 | 34000 | 18 | 8.5 | 32000 | 26200 | 81.88% | 2 | 0 | 11 |  |  |  |  | R-454B | 2.8333 | Residential & Commercial | USHP | Ducted CEE Tier 1
214396942 | Central HP <5.4 tons | LUXAIRE | HRCU-A-CB (Split System: Heat Pump with Remote Outdoor Unit-Air-Source) | HH836E2S11 |  |  | CTM48C5CFS1+JMVT16CC2N1 | 0 | 34000 | 19 | 9 | 31400 | 25000 | 79.62% | 2 | 0 | 11.7 |  |  |  |  | R-454B | 2.8333 | Residential & Commercial | USHP | Ducted CEE Tier 1
210596226 | Central HP <5.4 tons | CARRIER | HRCU-A-CB (Split System: Heat Pump with Remote Outdoor Unit-Air-Source) | 25VNA837A*030* |  |  | CNPV*6024AL*+UI | 59CU5A080C21**20 | 32800 | 18 | 8.1 | 32200 | 24600 | 76.4% | 1.98 | 0 | 12 |  |  |  |  | R-410A | 2.7333 | Residential & Commercial | USHP | Ducted CEE Tier 1
210596241 | Central HP <5.4 tons | CARRIER | HRCU-A-CB (Split System: Heat Pump with Remote Outdoor Unit-Air-Source) | 25VNA837A*030* |  |  | CSPH*6012AL*+UI | 58TN*A070C14**12 | 32800 | 17 | 8.1 | 32400 | 25000 | 77.16% | 2 | 0 | 11 |  |  |  |  | R-410A | 2.7333 | Residential & Commercial | USHP | Ducted CEE Tier 1
215726300 | Central HP <5.4 tons | COLEMAN | HRCU-A-CB (Split System: Heat Pump with Remote Outdoor Unit-Air-Source) | HH860E2S11 | ADP |  | H,YG84*60+TXV+AEFE5* | 0 | 46000 | 19 | 9 | 44000 | 33600 | 76.36% | 2.1 | 0 | 12 |  |  |  |  | R-454B | 3.8333 | Residential & Commercial | USHP | Ducted CEE Tier 1
214809256 | Central HP <5.4 tons | LUXAIRE | HRCU-A-CB (Split System: Heat Pump with Remote Outdoor Unit-Air-Source) | HH860E2S11 |  |  | CTU60C5XGS1+TXV | TL9E100C20UH11 | 44000 | 17 | 9 | 44500 | 33400 | 75.06% | 2 | 0 | 11.7 |  |  |  |  | R-454B | 3.6667 | Residential & Commercial | USHP | Ducted CEE Tier 1
214624816 | Central HP <5.4 tons | CARRIER | HRCU-A-CB (Split System: Heat Pump with Remote Outdoor Unit-Air-Source) | 38MURAQ30AB3* | ADP |  | V,C36H175P149 | 58SU*B040M17**12 | 29800 | 15.2 | 8.5 | 32200 | 27000 | 83.85% | 1.78 | 0 | 9 |  |  |  |  | R-410A | 2.4833 | Residential & Commercial | USHP
213147034 | Central HP <5.4 tons | CARRIER | HRCU-A-CB (Split System: Heat Pump with Remote Outdoor Unit-Air-Source) | 38MURAQ30AB3* | ADP |  | C36A***L139+AEFE4B* | 0 | 30000 | 15.2 | 8.3 | 33400 | 27000 | 80.84% | 1.78 | 0 | 8.5 |  |  |  |  | R-410A | 2.5 | Residential & Commercial | USHP
214628890 | Central HP <5.4 tons | CARRIER | HRCU-A-CB (Split System: Heat Pump with Remote Outdoor Unit-Air-Source) | 38MURAQ30AB3* | ADP |  | PL36H210P299 | 59SU5B080M21**20 | 30600 | 15.2 | 8.1 | 31800 | 26000 | 81.76% | 1.86 | 0 | 9 |  |  |  |  | R-410A | 2.55 | Residential & Commercial | USHP
214440990 | Central HP <5.4 tons | CARRIER | HRCU-A-CB (Split System: Heat Pump with Remote Outdoor Unit-Air-Source) | 25VNA436A*031* | ADP |  | H,PG9J936 | 59TN6C120C24**22 | 32800 | 20 | 9 | 34800 | 27200 | 78.16% | 2.04 | 0 | 12 |  |  |  |  | R-410A | 2.7333 | Residential & Commercial | USHP | Ducted CEE Tier 1
214440992 | Central HP <5.4 tons | CARRIER | HRCU-A-CB (Split System: Heat Pump with Remote Outdoor Unit-Air-Source) | 25VNA436A*031* | ADP |  | H,PG53936 | 59TN6C120C24**22 | 33800 | 20 | 9 | 34200 | 26400 | 77.19% | 2.02 | 0 | 12.5 |  |  |  |  | R-410A | 2.8167 | Residential & Commercial | USHP | Ducted CEE Tier 1
211713400 | Central HP <5.4 tons | HEIL | HRCU-A-CB (Split System: Heat Pump with Remote Outdoor Unit-Air-Source) | DLCURAH30ABK |  |  | EA*4X43L21A* | *80ESU0601716A | 31200 | 15.2 | 8.5 | 33400 | 26000 | 77.84% | 1.86 | 0 | 9 |  |  |  |  | R-410A | 2.6 | Residential & Commercial | USHP
212520268 | Central HP <5.4 tons | CARRIER | HRCU-A-CB (Split System: Heat Pump with Remote Outdoor Unit-Air-Source) | 38MURAQ24AB3* | ADP |  | H,PG24936 | 58TP*A045V14**12 | 24000 | 16 | 8.5 | 25200 | 23600 | 93.65% | 1.98 | 0 | 10 |  |  |  |  | R-410A | 2 | Residential & Commercial | USHP | Ducted CEE Tier 1
211387282 | Central HP <5.4 tons | FRASER-JOHNSTON | HRCU-A-CB (Split System: Heat Pump with Remote Outdoor Unit-Air-Source) | HMH72B341 |  |  | XAHC30CXXN1+TXV | TP9C100C20MP13 | 32800 | 17 | 8.1 | 33000 | 23200 | 70.3% | 2.02 | 0 | 9 |  |  |  |  | R-410A | 2.7333 | Residential & Commercial | USHP
216783384 | Central HP <5.4 tons | LUXAIRE | HRCU-A-CB (Split System: Heat Pump with Remote Outdoor Unit-Air-Source) | HH836E2S11 |  |  | CTM36C5CDS1 | Z8ES080C16LMPS1 | 34000 | 18 | 8.5 | 31200 | 25400 | 81.41% | 2 | 0 | 11.7 |  |  |  |  | R-454B | 2.8333 | Residential & Commercial | USHP | Ducted CEE Tier 1
216782030 | Central HP <5.4 tons | LUXAIRE | HRCU-A-CB (Split System: Heat Pump with Remote Outdoor Unit-Air-Source) | HH836E2S11 |  |  | CTM48C5CFS1 | Z8ES100C20LMPS1 | 34400 | 19 | 9 | 32000 | 25400 | 79.38% | 2 | 0 | 11 |  |  |  |  | R-454B | 2.8667 | Residential & Commercial | USHP | Ducted CEE Tier 1
211222711 | Central HP <5.4 tons | HEIL | HRCU-A-CB (Split System: Heat Pump with Remote Outdoor Unit-Air-Source) | DLCURAH30ABK |  |  | EA*4X37L21A* | *96VTN1002122A* | 30600 | 15.2 | 8.1 | 33000 | 26200 | 79.39% | 1.84 | 0 | 9 |  |  |  |  | R-410A | 2.55 | Residential & Commercial | USHP
214624860 | Central HP <5.4 tons | CARRIER | HRCU-A-CB (Split System: Heat Pump with Remote Outdoor Unit-Air-Source) | 38MURAQ30AB3* | ADP |  | V,C36H175P139 | 58SU*B060M17**16 | 29600 | 15.2 | 8.1 | 32400 | 27400 | 84.57% | 1.78 | 0 | 9 |  |  |  |  | R-410A | 2.4667 | Residential & Commercial | USHP
213608444 | Central HP <5.4 tons | BRYANT | HRCU-A-C (Split System: Heat Pump with Remote Outdoor Unit with No Indoor Fan --Air Source) | 38MURAQ18AB3 | ADP |  | H,PE20924+TD | 0 | 17100 | 15.2 | 8.65 | 17000 | 14500 | 85.29% | 2.02 | 0 | 11 |  |  |  |  | R-410A | 1.425 | Residential & Commercial | USHP | Ducted CEE Tier 1
211194260 | Central HP <5.4 tons | CARRIER | HRCU-A-CB (Split System: Heat Pump with Remote Outdoor Unit-Air-Source) | 38MURAQ30AB3* |  |  | CAP**3721AL* | 58SU*A040E17**12 | 31000 | 15.2 | 8.1 | 33400 | 26000 | 77.84% | 1.86 | 0 | 9 |  |  |  |  | R-410A | 2.5833 | Residential & Commercial | USHP
214331336 | Central HP <5.4 tons | CONTINENTAL | HRCU-A-CB (Split System: Heat Pump with Remote Outdoor Unit-Air-Source) | WSEHV4860RA1-C | ADP |  | H,A,DG50960 | WPV080T4BA | 46000 | 17 | 8.5 | 48000 | 34600 | 72.08% | 1.8 | 0 | 10 |  |  |  |  | R-410A | 3.8333 | Residential & Commercial | USHP | Ducted CEE Tier 1
214440971 | Central HP <5.4 tons | CARRIER | HRCU-A-CB (Split System: Heat Pump with Remote Outdoor Unit-Air-Source) | 25VNA436A*031* | ADP |  | H,PG34936 | 59TN6C060C17**14 | 32400 | 19 | 9 | 36400 | 28200 | 77.47% | 1.98 | 0 | 11.7 |  |  |  |  | R-410A | 2.7 | Residential & Commercial | USHP | Ducted CEE Tier 1
212441622 | Central HP <5.4 tons | CHAMPION HEATING AND COOLING | HRCU-A-CB (Split System: Heat Pump with Remote Outdoor Unit-Air-Source) | HMH72B341 | ADP |  | H,YE8J936 | TM8E100C16MP11 | 33000 | 18 | 8.5 | 32400 | 22800 | 70.37% | 2.04 | 0 | 10 |  |  |  |  | R-410A | 2.75 | Residential & Commercial | USHP | Ducted CEE Tier 1
214624822 | Central HP <5.4 tons | CARRIER | HRCU-A-CB (Split System: Heat Pump with Remote Outdoor Unit-Air-Source) | 38MURAQ30AB3* | ADP |  | V,C36H175P159 | 58SU*B040M17**12 | 30000 | 15.2 | 8.5 | 32200 | 27000 | 83.85% | 1.78 | 0 | 9 |  |  |  |  | R-410A | 2.5 | Residential & Commercial | USHP
214624855 | Central HP <5.4 tons | CARRIER | HRCU-A-CB (Split System: Heat Pump with Remote Outdoor Unit-Air-Source) | 38MURAQ30AB3* | ADP |  | PL36H210P749 | 58SU*B060M17**16 | 29600 | 15.2 | 8.1 | 32400 | 27400 | 84.57% | 1.78 | 0 | 9 |  |  |  |  | R-410A | 2.4667 | Residential & Commercial | USHP
213608447 | Central HP <5.4 tons | BRYANT | HRCU-A-C (Split System: Heat Pump with Remote Outdoor Unit with No Indoor Fan --Air Source) | 38MURAQ24AB3 | ADP |  | H,PG21924+TD | 0 | 23000 | 16 | 8.8 | 23000 | 19600 | 85.22% | 1.84 | 0 | 10 |  |  |  |  | R-410A | 1.9167 | Residential & Commercial | USHP | Ducted CEE Tier 1
213608448 | Central HP <5.4 tons | BRYANT | HRCU-A-C (Split System: Heat Pump with Remote Outdoor Unit with No Indoor Fan --Air Source) | 38MURAQ24AB3 | ADP |  | H,PE21924+TD | 0 | 23000 | 16 | 8.8 | 23000 | 19600 | 85.22% | 1.84 | 0 | 10 |  |  |  |  | R-410A | 1.9167 | Residential & Commercial | USHP | Ducted CEE Tier 1
214396524 | Central HP <5.4 tons | LUXAIRE | HRCU-A-CB (Split System: Heat Pump with Remote Outdoor Unit-Air-Source) | HH836E2S11 |  |  | CTM48C5CFS1 | TM8V080C16MP12 | 33000 | 19 | 9 | 31200 | 25200 | 80.77% | 2 | 0 | 11 |  |  |  |  | R-454B | 2.75 | Residential & Commercial | USHP | Ducted CEE Tier 1
214624830 | Central HP <5.4 tons | CARRIER | HRCU-A-CB (Split System: Heat Pump with Remote Outdoor Unit-Air-Source) | 38MURAQ30AB3* | ADP |  | V,C36H175P139 | 58SU*B040M17**12 | 29800 | 15.2 | 8.5 | 32200 | 27400 | 85.09% | 1.76 | 0 | 9 |  |  |  |  | R-410A | 2.4833 | Residential & Commercial | USHP
211194198 | Central HP <5.4 tons | CARRIER | HRCU-A-CB (Split System: Heat Pump with Remote Outdoor Unit-Air-Source) | 38MURAQ30AB3* |  |  | CAP**3621AL* | 58SU*A080E21**20 | 29600 | 15.2 | 8.1 | 33800 | 27600 | 81.66% | 1.76 | 0 | 9 |  |  |  |  | R-410A | 2.4667 | Residential & Commercial | USHP
213362746 | Central HP <5.4 tons | COLEMAN | HRCU-A-CB (Split System: Heat Pump with Remote Outdoor Unit-Air-Source) | HMH72B341 | ADP |  | H,YG9J936 | TM8V080B12MP12 | 32400 | 17 | 8.1 | 32000 | 23200 | 72.5% | 2 | 0 | 9.5 |  |  |  |  | R-410A | 2.7 | Residential & Commercial | USHP
213608450 | Central HP <5.4 tons | BRYANT | HRCU-A-C (Split System: Heat Pump with Remote Outdoor Unit with No Indoor Fan --Air Source) | 38MURAQ24AB3 | ADP |  | CDP24H15P+TD | 0 | 24000 | 16 | 9.1 | 23200 | 19600 | 84.48% | 1.88 | 0 | 10.5 |  |  |  |  | R-410A | 2 | Residential & Commercial | USHP | Ducted CEE Tier 1
213369419 | Central HP <5.4 tons | CARRIER | HRCU-A-CB (Split System: Heat Pump with Remote Outdoor Unit-Air-Source) | 38MURAQ30AB3* | ADP |  | H,PG7J936 | 59TP6B100V21**22 | 29200 | 15.2 | 8.1 | 32400 | 26800 | 82.72% | 1.8 | 0 | 8.5 |  |  |  |  | R-410A | 2.4333 | Residential & Commercial | USHP
213948866 | Central HP <5.4 tons | BRYANT | HRCU-A-CB (Split System: Heat Pump with Remote Outdoor Unit-Air-Source) | 38MURAQ24AB3 | ADP |  | F,PE*G22924 | 0 | 24000 | 16 | 9 | 23200 | 19600 | 84.48% | 1.86 | 0 | 10.5 |  |  |  |  | R-410A | 2 | Residential & Commercial | USHP | Ducted CEE Tier 1
214849125 | Central HP <5.4 tons | YORK | HRCU-A-CB (Split System: Heat Pump with Remote Outdoor Unit-Air-Source) | HMH72B341 | ADP |  | CX360B935 | Y81E040A12SMPS1 | 33200 | 18 | 8.5 | 31400 | 23000 | 73.25% | 2.06 | 0 | 10 |  |  |  |  | R-410A | 2.7667 | Residential & Commercial | USHP | Ducted CEE Tier 1
211712777 | Central HP <5.4 tons | HEIL | HRCU-A-CB (Split System: Heat Pump with Remote Outdoor Unit-Air-Source) | DLCURAH30ABK |  |  | EA*4X42L24A* | *96VTN0802120A* | 29600 | 15.2 | 8.1 | 33600 | 27400 | 81.55% | 1.78 | 0 | 9 |  |  |  |  | R-410A | 2.4667 | Residential & Commercial | USHP
211712810 | Central HP <5.4 tons | HEIL | HRCU-A-CB (Split System: Heat Pump with Remote Outdoor Unit-Air-Source) | DLCURAH30ABK |  |  | EA*4X42L24A* | *80ES(N,L)0702116A* | 29600 | 15.2 | 8.1 | 33800 | 27400 | 81.07% | 1.78 | 0 | 9 |  |  |  |  | R-410A | 2.4667 | Residential & Commercial | USHP
211194274 | Central HP <5.4 tons | CARRIER | HRCU-A-CB (Split System: Heat Pump with Remote Outdoor Unit-Air-Source) | 38MURAQ30AB3* |  |  | CAP**3721AL* | 59SC2D080E21**20 | 31200 | 15.2 | 8.5 | 33400 | 26000 | 77.84% | 1.88 | 0 | 9 |  |  |  |  | R-410A | 2.6 | Residential & Commercial | USHP
211194287 | Central HP <5.4 tons | CARRIER | HRCU-A-CB (Split System: Heat Pump with Remote Outdoor Unit-Air-Source) | 38MURAQ30AB3* |  |  | CAP**3721AL* | 59TP6B100V21**22 | 30600 | 15.2 | 8.1 | 33000 | 26200 | 79.39% | 1.84 | 0 | 9 |  |  |  |  | R-410A | 2.55 | Residential & Commercial | USHP
213353808 | Central HP <5.4 tons | BRYANT HEATING AND COOLING SYSTEMS | HRCU-A-CB (Split System: Heat Pump with Remote Outdoor Unit-Air-Source) | 38MURAQ30AB3* |  |  | F54AA*B30L* | 0 | 30000 | 15.2 | 8.5 | 33600 | 27200 | 80.95% | 1.8 | 0 | 9 |  |  |  |  | R-410A | 2.5 | Residential & Commercial | USHP
214440984 | Central HP <5.4 tons | CARRIER | HRCU-A-CB (Split System: Heat Pump with Remote Outdoor Unit-Air-Source) | 25VNA436A*031* | ADP |  | H,PG9J936 | 59TN6C100C21**22 | 32800 | 20 | 9 | 34800 | 27200 | 78.16% | 2.04 | 0 | 12 |  |  |  |  | R-410A | 2.7333 | Residential & Commercial | USHP | Ducted CEE Tier 1
216487474 | Central HP <5.4 tons | BRYANT HEATING AND COOLING SYSTEMS | HRCU-A-CB (Split System: Heat Pump with Remote Outdoor Unit-Air-Source) | 290VAN048**AA* | ADP |  | CE(P,V)4817G1K*+TXV | 88*TB48090C17*** | 44000 | 17 | 9 | 46500 | 33800 | 72.69% | 2.06 | 0 | 9.5 |  |  |  |  | R-454B | 3.6667 | Residential & Commercial | USHP
216487476 | Central HP <5.4 tons | BRYANT HEATING AND COOLING SYSTEMS | HRCU-A-CB (Split System: Heat Pump with Remote Outdoor Unit-Air-Source) | 290VAN048**AA* | ADP |  | CE(P,V)4821G1K*+TXV | 88*TB48090C17*** | 44000 | 17 | 9 | 46500 | 33800 | 72.69% | 2.06 | 0 | 9.5 |  |  |  |  | R-454B | 3.6667 | Residential & Commercial | USHP
216487515 | Central HP <5.4 tons | BRYANT HEATING AND COOLING SYSTEMS | HRCU-A-CB (Split System: Heat Pump with Remote Outdoor Unit-Air-Source) | 290VAN048**AA* | ADP |  | CE(P,V)4817G1K*+TXV | 987MC42080C17*** | 44000 | 17 | 9 | 47000 | 34200 | 72.77% | 2.04 | 0 | 9 |  |  |  |  | R-454B | 3.6667 | Residential & Commercial | USHP
213608454 | Central HP <5.4 tons | BRYANT | HRCU-A-C (Split System: Heat Pump with Remote Outdoor Unit with No Indoor Fan --Air Source) | 38MURAQ30AB3 | ADP |  | H,PG8J936+TD | 0 | 29800 | 15.2 | 9.5 | 31400 | 26600 | 84.71% | 1.82 | 0 | 10.5 |  |  |  |  | R-410A | 2.4833 | Residential & Commercial | USHP | Ducted CEE Tier 1
209872735 | Central HP <5.4 tons | RHEEM | HRCU-A-CB (Split System: Heat Pump with Remote Outdoor Unit-Air-Source) | RP18AZ60AJVC |  |  | RCFZ6021SEAAM | R962V1005A21M4S | 52500 | 18 | 8.1 | 52500 | 50500 | 96.19% | 1.9 | 0 | 10 |  |  |  |  | R-410A | 4.375 | Residential & Commercial | USHP | Ducted CEE Tier 1
213927597 | Central HP <5.4 tons | BRYANT | HRCU-A-C (Split System: Heat Pump with Remote Outdoor Unit with No Indoor Fan --Air Source) | 38MURAQ30AB3 | ADP |  | H,PG7J936+TD | 0 | 29400 | 15.2 | 9.35 | 31200 | 26600 | 85.26% | 1.8 | 0 | 10 |  |  |  |  | R-410A | 2.45 | Residential & Commercial | USHP | Ducted CEE Tier 1
213255489 | Central HP <5.4 tons | KERR | HRCU-A-C (Split System: Heat Pump with Remote Outdoor Unit with No Indoor Fan --Air Source) | A-KCD30SA-1 | ADP |  | *G33936+TD | 0 | 29400 | 15.2 | 9.35 | 31200 | 26600 | 85.26% | 1.8 | 0 | 10 |  |  |  |  | R-410A | 2.45 | Residential & Commercial | USHP | Ducted CEE Tier 1
213146407 | Central HP <5.4 tons | BRYANT HEATING AND COOLING SYSTEMS | HRCU-A-CB (Split System: Heat Pump with Remote Outdoor Unit-Air-Source) | 38MURAQ30AB3* | ADP |  | C36A***L139+AEFE3A* | 0 | 29800 | 15.2 | 8.3 | 33400 | 27000 | 80.84% | 1.78 | 0 | 8.5 |  |  |  |  | R-410A | 2.4833 | Residential & Commercial | USHP
215853349 | Central HP <5.4 tons | COLEMAN | HRCU-A-CB (Split System: Heat Pump with Remote Outdoor Unit-Air-Source) | HH836E2S11 |  |  | CTM36C5CDS1+JMVT17CC2N1 | 0 | 34400 | 19 | 9 | 31600 | 25800 | 81.65% | 2 | 0 | 11.7 |  |  |  |  | R-454B | 2.8667 | Residential & Commercial | USHP | Ducted CEE Tier 1
213608445 | Central HP <5.4 tons | BRYANT | HRCU-A-C (Split System: Heat Pump with Remote Outdoor Unit with No Indoor Fan --Air Source) | 38MURAQ18AB3 | ADP |  | H,PG21924+TD | 0 | 17700 | 16 | 8.85 | 17100 | 14600 | 85.38% | 2.06 | 0 | 11.5 |  |  |  |  | R-410A | 1.475 | Residential & Commercial | USHP | Ducted CEE Tier 1
211395882 | Central HP <5.4 tons | FRASER-JOHNSTON | HRCU-A-CB (Split System: Heat Pump with Remote Outdoor Unit-Air-Source) | HMH72B341 |  |  | XAUC48FXXN1+TXV | TM9V060B12MP12 | 33000 | 16.5 | 8.1 | 32400 | 24000 | 74.07% | 2.04 | 0 | 9 |  |  |  |  | R-410A | 2.75 | Residential & Commercial | USHP
211396116 | Central HP <5.4 tons | FRASER-JOHNSTON | HRCU-A-CB (Split System: Heat Pump with Remote Outdoor Unit-Air-Source) | HMH72B341 |  |  | XAFD48FXXN1+TXV | TM9E080C16MP12 | 34000 | 17 | 8.1 | 33400 | 24600 | 73.65% | 2.08 | 0 | 9 |  |  |  |  | R-410A | 2.8333 | Residential & Commercial | USHP
214628644 | Central HP <5.4 tons | CARRIER | HRCU-A-CB (Split System: Heat Pump with Remote Outdoor Unit-Air-Source) | 38MURAQ30AB3* | ADP |  | C36A***L129 | 58S(B,C)*B090M17**14 | 29000 | 15.2 | 8.1 | 32600 | 27200 | 83.44% | 1.8 | 0 | 8.5 |  |  |  |  | R-410A | 2.4167 | Residential & Commercial | USHP
214628676 | Central HP <5.4 tons | CARRIER | HRCU-A-CB (Split System: Heat Pump with Remote Outdoor Unit-Air-Source) | 38MURAQ30AB3* | ADP |  | C36A***L159 | 58S(B,C)*B090M21**16 | 29600 | 15.2 | 8.1 | 32200 | 27200 | 84.47% | 1.78 | 0 | 9 |  |  |  |  | R-410A | 2.4667 | Residential & Commercial | USHP
214628860 | Central HP <5.4 tons | CARRIER | HRCU-A-CB (Split System: Heat Pump with Remote Outdoor Unit-Air-Source) | 38MURAQ30AB3* | ADP |  | PL36H210P299 | 59SU5B060M17**16 | 30600 | 15.2 | 8.5 | 32000 | 26000 | 81.25% | 1.86 | 0 | 9 |  |  |  |  | R-410A | 2.55 | Residential & Commercial | USHP
214421507 | Central HP <5.4 tons | LUXAIRE | HRCU-A-CB (Split System: Heat Pump with Remote Outdoor Unit-Air-Source) | HH836E2S11 |  |  | CTF36B5CDS1+JMET12BS2N1 | 0 | 34200 | 19 | 9 | 31600 | 25800 | 81.65% | 2 | 0 | 11.7 |  |  |  |  | R-454B | 2.85 | Residential & Commercial | USHP | Ducted CEE Tier 1
211396102 | Central HP <5.4 tons | FRASER-JOHNSTON | HRCU-A-CB (Split System: Heat Pump with Remote Outdoor Unit-Air-Source) | HMH72B341 |  |  | XAHC48FBCN1 | TM9E080C16MP12 | 33600 | 17 | 8.1 | 32800 | 24200 | 73.78% | 2.04 | 0 | 9 |  |  |  |  | R-410A | 2.8 | Residential & Commercial | USHP
214624833 | Central HP <5.4 tons | CARRIER | HRCU-A-CB (Split System: Heat Pump with Remote Outdoor Unit-Air-Source) | 38MURAQ30AB3* | ADP |  | PL36H210P299 | 58SU*B060M17**16 | 30800 | 15.2 | 8.5 | 31400 | 25800 | 82.17% | 1.84 | 0 | 9 |  |  |  |  | R-410A | 2.5667 | Residential & Commercial | USHP
211712651 | Central HP <5.4 tons | DAY & NIGHT | HRCU-A-CB (Split System: Heat Pump with Remote Outdoor Unit-Air-Source) | DLCURAH30ABK |  |  | EA*4X42L24A* | *96VTN1002122A* | 29600 | 15.2 | 8.1 | 33800 | 27200 | 80.47% | 1.78 | 0 | 9 |  |  |  |  | R-410A | 2.4667 | Residential & Commercial | USHP
214440977 | Central HP <5.4 tons | CARRIER | HRCU-A-CB (Split System: Heat Pump with Remote Outdoor Unit-Air-Source) | 25VNA436A*031* | ADP |  | H,PG34936 | 59TN6C080C17**14 | 32400 | 19 | 9 | 36400 | 28200 | 77.47% | 1.98 | 0 | 11.7 |  |  |  |  | R-410A | 2.7 | Residential & Commercial | USHP | Ducted CEE Tier 1
212441615 | Central HP <5.4 tons | CHAMPION HEATING AND COOLING | HRCU-A-CB (Split System: Heat Pump with Remote Outdoor Unit-Air-Source) | HMH72B341 | ADP |  | H,YE8J936 | TM8E080B12MP11 | 32800 | 17 | 8.5 | 32400 | 23400 | 72.22% | 2.02 | 0 | 9.5 |  |  |  |  | R-410A | 2.7333 | Residential & Commercial | USHP
211712936 | Central HP <5.4 tons | DAY & NIGHT | HRCU-A-CB (Split System: Heat Pump with Remote Outdoor Unit-Air-Source) | DLCURAH30ABK |  |  | EA*4X42L24A* | *80ES(N,L)1552420A* | 29800 | 15.2 | 8.1 | 33800 | 27200 | 80.47% | 1.78 | 0 | 9 |  |  |  |  | R-410A | 2.4833 | Residential & Commercial | USHP
211392168 | Central HP <5.4 tons | FRASER-JOHNSTON | HRCU-A-CB (Split System: Heat Pump with Remote Outdoor Unit-Air-Source) | HMH72B341 |  |  | XAHC36DBCN1 | TM8E080B12MP11 | 33400 | 17.5 | 8.1 | 33200 | 23400 | 70.48% | 2.02 | 0 | 9.5 |  |  |  |  | R-410A | 2.7833 | Residential & Commercial | USHP
211392536 | Central HP <5.4 tons | FRASER-JOHNSTON | HRCU-A-CB (Split System: Heat Pump with Remote Outdoor Unit-Air-Source) | HMH72B341 |  |  | XAHB36DXXN1+TXV | TMLE060A12MP11 | 33200 | 17 | 8.1 | 33200 | 23400 | 70.48% | 2 | 0 | 9.5 |  |  |  |  | R-410A | 2.7667 | Residential & Commercial | USHP
211392713 | Central HP <5.4 tons | FRASER-JOHNSTON | HRCU-A-CB (Split System: Heat Pump with Remote Outdoor Unit-Air-Source) | HMH72B341 |  |  | XAUB30CXXN1+TXV | TM8E060A12MP11 | 32800 | 17.5 | 8.1 | 33400 | 23400 | 70.06% | 2.02 | 0 | 9.5 |  |  |  |  | R-410A | 2.7333 | Residential & Commercial | USHP
211392863 | Central HP <5.4 tons | FRASER-JOHNSTON | HRCU-A-CB (Split System: Heat Pump with Remote Outdoor Unit-Air-Source) | HMH72B341 |  |  | XAFB36DBCN1 | TM8E040A12MP11 | 34000 | 18 | 8.1 | 33600 | 23800 | 70.83% | 2.06 | 0 | 10 |  |  |  |  | R-410A | 2.8333 | Residential & Commercial | USHP | Ducted CEE Tier 1
215932337 | Central HP <5.4 tons | AIRQUEST | HRCU-A-CB (Split System: Heat Pump with Remote Outdoor Unit-Air-Source) | H5H3V36*K*AAA* |  |  | EA*5X42M21A*+WALLCON | *96CTN0601714B* | 32400 | 19.5 | 9.5 | 34200 | 26400 | 77.19% | 2.02 | 0 | 10.5 |  |  |  |  | R-454B | 2.7 | Residential & Commercial | USHP | Ducted CEE Tier 1
212980899 | Central HP <5.4 tons | BRYANT HEATING AND COOLING SYSTEMS | HRCU-A-CB (Split System: Heat Pump with Remote Outdoor Unit-Air-Source) | 38MURAQ30AB3* |  |  | CAP**3621AL* | 8(0,1)*SB60110M21*** | 30200 | 15.2 | 8.1 | 34400 | 27800 | 80.81% | 1.8 | 0 | 9 |  |  |  |  | R-410A | 2.5167 | Residential & Commercial | USHP
211392886 | Central HP <5.4 tons | FRASER-JOHNSTON | HRCU-A-CB (Split System: Heat Pump with Remote Outdoor Unit-Air-Source) | HMH72B341 |  |  | XAFB36DBCN1 | TMLE040A12MP11 | 34000 | 18 | 8.1 | 33600 | 23800 | 70.83% | 2.06 | 0 | 10 |  |  |  |  | R-410A | 2.8333 | Residential & Commercial | USHP | Ducted CEE Tier 1
211392988 | Central HP <5.4 tons | FRASER-JOHNSTON | HRCU-A-CB (Split System: Heat Pump with Remote Outdoor Unit-Air-Source) | HMH72B341 |  |  | XAHC36DBCN1 | TL9E100C20UH11 | 34000 | 16.5 | 8.1 | 34000 | 24600 | 72.35% | 2.08 | 0 | 9.5 |  |  |  |  | R-410A | 2.8333 | Residential & Commercial | USHP
211393213 | Central HP <5.4 tons | FRASER-JOHNSTON | HRCU-A-CB (Split System: Heat Pump with Remote Outdoor Unit-Air-Source) | HMH72B341 |  |  | XAFC36DBCN1 | TL9E060B12UH11 | 33800 | 18 | 8.1 | 34000 | 24200 | 71.18% | 2.04 | 0 | 9.5 |  |  |  |  | R-410A | 2.8167 | Residential & Commercial | USHP
211394097 | Central HP <5.4 tons | FRASER-JOHNSTON | HRCU-A-CB (Split System: Heat Pump with Remote Outdoor Unit-Air-Source) | HMH72B341 |  |  | XAFC48FBCN1 | TM9Y080C16MP11 | 33800 | 17.5 | 8.5 | 32800 | 24200 | 73.78% | 2.06 | 0 | 9 |  |  |  |  | R-410A | 2.8167 | Residential & Commercial | USHP
215932587 | Central HP <5.4 tons | AIRQUEST | HRCU-A-CB (Split System: Heat Pump with Remote Outdoor Unit-Air-Source) | H5H3V36*K*AAA* |  |  | EA*5X60M24A*+WALLCON | *95CSU1002122B* | 34000 | 20.5 | 9.5 | 34000 | 25800 | 75.88% | 2.04 | 0 | 12 |  |  |  |  | R-454B | 2.8333 | Residential & Commercial | USHP | Ducted CEE Tier 1
215932737 | Central HP <5.4 tons | AIRQUEST | HRCU-A-CB (Split System: Heat Pump with Remote Outdoor Unit-Air-Source) | H5H3V36*K*AAA* |  |  | EA*5X61M21A*+WALLCON | *80CTL1102120B* | 34400 | 20.5 | 9.5 | 34200 | 26000 | 76.02% | 2.06 | 0 | 12 |  |  |  |  | R-454B | 2.8667 | Residential & Commercial | USHP | Ducted CEE Tier 1
215932837 | Central HP <5.4 tons | AIRQUEST | HRCU-A-CB (Split System: Heat Pump with Remote Outdoor Unit-Air-Source) | H5H3V36*K*AAA* |  |  | EA*5X61M21A*+WALLCON | *96CTN1002122B* | 34400 | 20.5 | 9.5 | 34200 | 26000 | 76.02% | 2.06 | 0 | 12 |  |  |  |  | R-454B | 2.8667 | Residential & Commercial | USHP | Ducted CEE Tier 1
215932887 | Central HP <5.4 tons | AIRQUEST | HRCU-A-CB (Split System: Heat Pump with Remote Outdoor Unit-Air-Source) | H5H3V36*K*AAA* |  |  | EA*5X61M24A*+WALLCON | *95CSU0802120B* | 34400 | 20.5 | 9.5 | 34400 | 26000 | 75.58% | 2.06 | 0 | 12 |  |  |  |  | R-454B | 2.8667 | Residential & Commercial | USHP | Ducted CEE Tier 1
214728362 | Central HP <5.4 tons | LUXAIRE | HRCU-A-CB (Split System: Heat Pump with Remote Outdoor Unit-Air-Source) | HH836E2S11 |  |  | CTU36B5XDS1+TXV | TM9E080B12MP12 | 33600 | 18 | 8.5 | 31800 | 26000 | 81.76% | 2 | 0 | 11 |  |  |  |  | R-454B | 2.8 | Residential & Commercial | USHP | Ducted CEE Tier 1
214728394 | Central HP <5.4 tons | LUXAIRE | HRCU-A-CB (Split System: Heat Pump with Remote Outdoor Unit-Air-Source) | HH836E2S11 |  |  | CTU36B5XDS1+TXV | TP9C060B12MP13 | 33000 | 17 | 8.5 | 31000 | 25200 | 81.29% | 2 | 0 | 11 |  |  |  |  | R-454B | 2.75 | Residential & Commercial | USHP | Ducted CEE Tier 1
215932937 | Central HP <5.4 tons | AIRQUEST | HRCU-A-CB (Split System: Heat Pump with Remote Outdoor Unit-Air-Source) | H5H3V36*K*AAA* |  |  | EA*5X61M24A*+WALLCON | *97CMN1202422B* | 34400 | 20.5 | 9.5 | 34400 | 26000 | 75.58% | 2.06 | 0 | 12 |  |  |  |  | R-454B | 2.8667 | Residential & Commercial | USHP | Ducted CEE Tier 1
215933187 | Central HP <5.4 tons | AIRQUEST | HRCU-A-CB (Split System: Heat Pump with Remote Outdoor Unit-Air-Source) | H5H3V36*K*AAA* |  |  | ESH5X36M12A*+WALLCON | *97CMN0801714B* | 33000 | 18.5 | 9 | 35600 | 27200 | 76.4% | 1.92 | 0 | 10.5 |  |  |  |  | R-454B | 2.75 | Residential & Commercial | USHP | Ducted CEE Tier 1
215933257 | Central HP <5.4 tons | AIRQUEST | HRCU-A-CB (Split System: Heat Pump with Remote Outdoor Unit-Air-Source) | H5H3V36*K*AAA* |  |  | ESH5X36M12A*+WALLCON | *96CTN1002122B* | 33400 | 19 | 9 | 34800 | 26600 | 76.44% | 1.92 | 0 | 11 |  |  |  |  | R-454B | 2.7833 | Residential & Commercial | USHP | Ducted CEE Tier 1
215933487 | Central HP <5.4 tons | AIRQUEST | HRCU-A-CB (Split System: Heat Pump with Remote Outdoor Unit-Air-Source) | H5H3V36*K*AAA* |  |  | ESH5X42M12A*+WALLCON | *96CTN1002122B* | 33600 | 19 | 9 | 34600 | 26600 | 76.88% | 1.94 | 0 | 11.5 |  |  |  |  | R-454B | 2.8 | Residential & Commercial | USHP | Ducted CEE Tier 1
215933607 | Central HP <5.4 tons | AIRQUEST | HRCU-A-CB (Split System: Heat Pump with Remote Outdoor Unit-Air-Source) | H5H3V36*K*AAA* |  |  | ESH5X48M12A*+WALLCON | *95CSU0601716B* | 33600 | 19 | 9 | 35200 | 27000 | 76.7% | 1.92 | 0 | 11 |  |  |  |  | R-454B | 2.8 | Residential & Commercial | USHP | Ducted CEE Tier 1
213613861 | Central HP <5.4 tons | BRYANT | HRCU-A-C (Split System: Heat Pump with Remote Outdoor Unit with No Indoor Fan --Air Source) | 38MURAQ36AB3 | ADP |  | H,PE32936+TD | 0 | 34800 | 15.2 | 8.2 | 36200 | 31200 | 86.19% | 1.78 | 0 | 9.5 |  |  |  |  | R-410A | 2.9 | Residential & Commercial | USHP
213608446 | Central HP <5.4 tons | BRYANT | HRCU-A-C (Split System: Heat Pump with Remote Outdoor Unit with No Indoor Fan --Air Source) | 38MURAQ24AB3 | ADP |  | H,PE20924+TD | 0 | 22400 | 15.2 | 8.6 | 23000 | 19600 | 85.22% | 1.8 | 0 | 10 |  |  |  |  | R-410A | 1.8667 | Residential & Commercial | USHP | Ducted CEE Tier 1
215935623 | Central HP <5.4 tons | TEMPSTAR | HRCU-A-CB (Split System: Heat Pump with Remote Outdoor Unit-Air-Source) | T5H3V36*K*AAA* |  |  | EVD5X36M21A*+WALLCON | *80CTL0451712B* | 34000 | 20 | 8.5 | 39500 | 29000 | 73.42% | 2.02 | 0 | 11 |  |  |  |  | R-454B | 2.8333 | Residential & Commercial | USHP | Ducted CEE Tier 1
212920688 | Central HP <5.4 tons | YORK | HRCU-A-CB (Split System: Heat Pump with Remote Outdoor Unit-Air-Source) | HMH72B341 | ADP |  | AD-48(P,U)*****1+TXV | TM9V100C16MP12 | 34000 | 17 | 8.5 | 32400 | 23600 | 72.84% | 2.1 | 0 | 10 |  |  |  |  | R-410A | 2.8333 | Residential & Commercial | USHP | Ducted CEE Tier 1
214731148 | Central HP <5.4 tons | BRYANT HEATING AND COOLING SYSTEMS | HRCU-A-CB (Split System: Heat Pump with Remote Outdoor Unit-Air-Source) | 38MURAQ18AB3* | ADP |  | H,PG9J936 | 926TC36060V14*** | 17500 | 16 | 8.5 | 16900 | 18800 | 111.2% | 2.3 | 0 | 10.5 |  |  |  |  | R-410A | 1.4583 | Residential & Commercial | USHP | Ducted CEE Tier 1
214624811 | Central HP <5.4 tons | CARRIER | HRCU-A-CB (Split System: Heat Pump with Remote Outdoor Unit-Air-Source) | 38MURAQ30AB3* | ADP |  | C36A***L139 | 58SU*B040M17**12 | 29600 | 15.2 | 8.5 | 32200 | 27400 | 85.09% | 1.76 | 0 | 9 |  |  |  |  | R-410A | 2.4667 | Residential & Commercial | USHP
215935017 | Central HP <5.4 tons | AIRQUEST | HRCU-A-CB (Split System: Heat Pump with Remote Outdoor Unit-Air-Source) | H5H3V36*K*AAA* |  |  | EVM5X49M21A*+WALLCON | *80CTL0702120B* | 35600 | 21.5 | 8.5 | 38000 | 28600 | 75.26% | 2.02 | 0 | 12 |  |  |  |  | R-454B | 2.9667 | Residential & Commercial | USHP | Ducted CEE Tier 1
215934967 | Central HP <5.4 tons | AIRQUEST | HRCU-A-CB (Split System: Heat Pump with Remote Outdoor Unit-Air-Source) | H5H3V36*K*AAA* |  |  | EVM5X48M21A*+WALLCON | *96CTN0601714B* | 34600 | 20.5 | 8.5 | 38000 | 27600 | 72.63% | 2.05 | 0 | 11.5 |  |  |  |  | R-454B | 2.8833 | Residential & Commercial | USHP | Ducted CEE Tier 1
215935237 | Central HP <5.4 tons | AIRQUEST | HRCU-A-CB (Split System: Heat Pump with Remote Outdoor Unit-Air-Source) | H5H3V36*K*AAA* |  |  | EVM5X60M21A*+WALLCON | *95CSU0601716B* | 35400 | 21.5 | 8.5 | 38500 | 29000 | 75.32% | 2.02 | 0 | 12 |  |  |  |  | R-454B | 2.95 | Residential & Commercial | USHP | Ducted CEE Tier 1
212520311 | Central HP <5.4 tons | CARRIER | HRCU-A-CB (Split System: Heat Pump with Remote Outdoor Unit-Air-Source) | 38MURAQ30AB3* | ADP |  | H,PG9J936 | 58S(B,C)*A070E21**16 | 29600 | 15.2 | 8.1 | 32200 | 27000 | 83.85% | 1.78 | 0 | 9 |  |  |  |  | R-410A | 2.4667 | Residential & Commercial | USHP
212520370 | Central HP <5.4 tons | CARRIER | HRCU-A-CB (Split System: Heat Pump with Remote Outdoor Unit-Air-Source) | 38MURAQ30AB3* | ADP |  | H,PG34936 | 58SP*A110V24**22 | 29800 | 15.2 | 8.1 | 32200 | 26800 | 83.23% | 1.8 | 0 | 9 |  |  |  |  | R-410A | 2.4833 | Residential & Commercial | USHP
214596112 | Central HP <5.4 tons | INNOVAIR | HRCU-A-C (Split System: Heat Pump with Remote Outdoor Unit with No Indoor Fan --Air Source) | MHD-24 | ADP |  | HG21924+AEFE3A* | 0 | 22600 | 15.2 | 9.05 | 22600 | 22600 | 100% | 1.94 | 0 | 11.5 |  |  |  |  | R-410A | 1.8833 | Residential & Commercial | USHP | Ducted CEE Tier 1
211712691 | Central HP <5.4 tons | DAY & NIGHT | HRCU-A-CB (Split System: Heat Pump with Remote Outdoor Unit-Air-Source) | DLCURAH30ABK |  |  | EA*4X42L24A* | *80VSL1102422A* | 30000 | 15.2 | 8.1 | 33800 | 27200 | 80.47% | 1.8 | 0 | 9 |  |  |  |  | R-410A | 2.5 | Residential & Commercial | USHP
212441625 | Central HP <5.4 tons | CHAMPION HEATING AND COOLING | HRCU-A-CB (Split System: Heat Pump with Remote Outdoor Unit-Air-Source) | HMH72B341 | ADP |  | H,YE8J936 | TM8E120C16MP11 | 33200 | 18 | 8.5 | 32400 | 22800 | 70.37% | 2.06 | 0 | 10 |  |  |  |  | R-410A | 2.7667 | Residential & Commercial | USHP | Ducted CEE Tier 1
216411152 | Central HP <5.4 tons | LUXAIRE | HRCU-A-CB (Split System: Heat Pump with Remote Outdoor Unit-Air-Source) | HMH72B341 |  |  | XAHB36DBCN1 | Z9ET040A10SMPS1 | 32600 | 17.5 | 8.5 | 32800 | 23000 | 70.12% | 1.96 | 0 | 9.5 |  |  |  |  | R-410A | 2.7167 | Residential & Commercial | USHP
211712776 | Central HP <5.4 tons | DAY & NIGHT | HRCU-A-CB (Split System: Heat Pump with Remote Outdoor Unit-Air-Source) | DLCURAH30ABK |  |  | EA*4X42L24A* | *96VTN0802120A* | 29600 | 15.2 | 8.1 | 33600 | 27400 | 81.55% | 1.78 | 0 | 9 |  |  |  |  | R-410A | 2.4667 | Residential & Commercial | USHP
215423244 | Central HP <5.4 tons | YORK | HRCU-A-CB (Split System: Heat Pump with Remote Outdoor Unit-Air-Source) | HH836E2S11 | ADP |  | H,YE9J*36+TXV | TM8V080B12MP12 | 32400 | 16 | 8.5 | 28800 | 24800 | 86.11% | 2 | 0 | 11 |  |  |  |  | R-454B | 2.7 | Residential & Commercial | USHP | Ducted CEE Tier 1
214849136 | Central HP <5.4 tons | YORK | HRCU-A-CB (Split System: Heat Pump with Remote Outdoor Unit-Air-Source) | HMH72B341 | ADP |  | CV360*9 | Y81E080B12LMPS1 | 32800 | 17 | 8.3 | 31200 | 23000 | 73.72% | 2 | 0 | 9.5 |  |  |  |  | R-410A | 2.7333 | Residential & Commercial | USHP
214849150 | Central HP <5.4 tons | YORK | HRCU-A-CB (Split System: Heat Pump with Remote Outdoor Unit-Air-Source) | HMH72B341 | ADP |  | CV363*9 | Y81E080B12SMPS1 | 33200 | 18 | 8.5 | 31400 | 23000 | 73.25% | 2.04 | 0 | 10 |  |  |  |  | R-410A | 2.7667 | Residential & Commercial | USHP | Ducted CEE Tier 1
214731137 | Central HP <5.4 tons | BRYANT HEATING AND COOLING SYSTEMS | HRCU-A-CB (Split System: Heat Pump with Remote Outdoor Unit-Air-Source) | 38MURAQ18AB3* | ADP |  | H,PG31930 | 926TC30040V14*** | 16600 | 16 | 8.5 | 16600 | 19000 | 114.5% | 2.34 | 0 | 9.5 |  |  |  |  | R-410A | 1.3833 | Residential & Commercial | USHP
215441372 | Central HP <5.4 tons | YORK | HRCU-A-CB (Split System: Heat Pump with Remote Outdoor Unit-Air-Source) | HMH72B341 | ADP |  | V,Y36H175P157 | TM9E080B12MP12 | 34000 | 17 | 8.1 | 32200 | 23600 | 73.29% | 2.06 | 0 | 10 |  |  |  |  | R-410A | 2.8333 | Residential & Commercial | USHP | Ducted CEE Tier 1
215441374 | Central HP <5.4 tons | YORK | HRCU-A-CB (Split System: Heat Pump with Remote Outdoor Unit-Air-Source) | HMH72B341 | ADP |  | H,YG8J736 | TM9E080B12MP12 | 32800 | 17 | 8.1 | 32000 | 23200 | 72.5% | 2.02 | 0 | 9.5 |  |  |  |  | R-410A | 2.7333 | Residential & Commercial | USHP
216487583 | Central HP <5.4 tons | BRYANT HEATING AND COOLING SYSTEMS | HRCU-A-CB (Split System: Heat Pump with Remote Outdoor Unit-Air-Source) | 293VAN036**AA* | ADP |  | CE(P,V)3614G34*+TXV | 88*TB36070C14*** | 33000 | 19 | 9 | 33600 | 26600 | 79.17% | 1.92 | 0 | 10.5 |  |  |  |  | R-454B | 2.75 | Residential & Commercial | USHP | Ducted CEE Tier 1
212520343 | Central HP <5.4 tons | CARRIER | HRCU-A-CB (Split System: Heat Pump with Remote Outdoor Unit-Air-Source) | 38MURAQ30AB3* | ADP |  | H,PG9J936 | 58S(B,C)*A155E24**20 | 29800 | 15.2 | 8.1 | 32200 | 26800 | 83.23% | 1.78 | 0 | 9 |  |  |  |  | R-410A | 2.4833 | Residential & Commercial | USHP
214624654 | Central HP <5.4 tons | CARRIER | HRCU-A-CB (Split System: Heat Pump with Remote Outdoor Unit-Air-Source) | 38MURAQ18AB3* | ADP |  | C36A***L129 | 58SU*B040M17**12 | 17100 | 16 | 8.5 | 16800 | 18500 | 110.1% | 2.28 | 0 | 10 |  |  |  |  | R-410A | 1.425 | Residential & Commercial | USHP | Ducted CEE Tier 1
215423295 | Central HP <5.4 tons | YORK | HRCU-A-CB (Split System: Heat Pump with Remote Outdoor Unit-Air-Source) | HH836E2S11 | ADP |  | H,YE80*36+TXV | TM9E080C16MP12 | 33800 | 19 | 8.5 | 31000 | 25800 | 83.23% | 2 | 0 | 11 |  |  |  |  | R-454B | 2.8167 | Residential & Commercial | USHP | Ducted CEE Tier 1
215423310 | Central HP <5.4 tons | YORK | HRCU-A-CB (Split System: Heat Pump with Remote Outdoor Unit-Air-Source) | HH836E2S11 | ADP |  | H,YE80*36+TXV | TM9E100C20MP12 | 33800 | 17 | 8.5 | 30400 | 25400 | 83.55% | 2 | 0 | 11 |  |  |  |  | R-454B | 2.8167 | Residential & Commercial | USHP | Ducted CEE Tier 1
215423327 | Central HP <5.4 tons | YORK | HRCU-A-CB (Split System: Heat Pump with Remote Outdoor Unit-Air-Source) | HH836E2S11 | ADP |  | H,YE35*36+TXV | TM9V100C16MP12 | 33400 | 18 | 8.5 | 29400 | 24800 | 84.35% | 2 | 0 | 11 |  |  |  |  | R-454B | 2.7833 | Residential & Commercial | USHP | Ducted CEE Tier 1
215423361 | Central HP <5.4 tons | YORK | HRCU-A-CB (Split System: Heat Pump with Remote Outdoor Unit-Air-Source) | HH836E2S11 | ADP |  | H,YE34*36+TXV | Y81E080B12SMPS1 | 32400 | 17 | 8.4 | 28400 | 24400 | 85.92% | 1.98 | 0 | 11.5 |  |  |  |  | R-454B | 2.7 | Residential & Commercial | USHP | Ducted CEE Tier 1
215423363 | Central HP <5.4 tons | YORK | HRCU-A-CB (Split System: Heat Pump with Remote Outdoor Unit-Air-Source) | HH836E2S11 | ADP |  | H,YE9J*36+TXV-BLEED | Y81E080B12SMPS1 | 32800 | 17 | 8.5 | 28400 | 24400 | 85.92% | 2 | 0 | 11.7 |  |  |  |  | R-454B | 2.7333 | Residential & Commercial | USHP | Ducted CEE Tier 1
210596819 | Central HP <5.4 tons | DAY & NIGHT | HRCU-A-CB (Split System: Heat Pump with Remote Outdoor Unit-Air-Source) | CVH825GKA2* |  |  | EA*4X48L21A*+WALLCON | *80CTL0701716A* | 24000 | 17 | 8.1 | 21000 | 16600 | 79.05% | 2.02 | 0 | 11 |  |  |  |  | R-410A | 2 | Residential & Commercial | USHP | Ducted CEE Tier 1
210596969 | Central HP <5.4 tons | DAY & NIGHT | HRCU-A-CB (Split System: Heat Pump with Remote Outdoor Unit-Air-Source) | CVH825GKA2* |  |  | EHD4X48AAL+WALLCON | *95CSU0802120A* | 24200 | 16.5 | 8.1 | 21200 | 16600 | 78.3% | 2.02 | 0 | 11 |  |  |  |  | R-410A | 2.0167 | Residential & Commercial | USHP | Ducted CEE Tier 1
211713399 | Central HP <5.4 tons | DAY & NIGHT | HRCU-A-CB (Split System: Heat Pump with Remote Outdoor Unit-Air-Source) | DLCURAH30ABK |  |  | EA*4X43L21A* | *80ESU0601716A | 31200 | 15.2 | 8.5 | 33400 | 26000 | 77.84% | 1.86 | 0 | 9 |  |  |  |  | R-410A | 2.6 | Residential & Commercial | USHP
213796734 | Central HP <5.4 tons | BRYANT | HRCU-A-CB (Split System: Heat Pump with Remote Outdoor Unit-Air-Source) | 38MURAQ24AB3 | ADP |  | V,C36H***P039+CBPE3A* | 0 | 24000 | 16 | 9 | 23200 | 19600 | 84.48% | 1.86 | 0 | 10.5 |  |  |  |  | R-410A | 2 | Residential & Commercial | USHP | Ducted CEE Tier 1
213147036 | Central HP <5.4 tons | CARRIER | HRCU-A-CB (Split System: Heat Pump with Remote Outdoor Unit-Air-Source) | 38MURAQ30AB3* | ADP |  | V,C36H***P219+AEFE3A* | 0 | 30200 | 15.2 | 8.4 | 33400 | 27000 | 80.84% | 1.8 | 0 | 9 |  |  |  |  | R-410A | 2.5167 | Residential & Commercial | USHP
211194261 | Central HP <5.4 tons | CARRIER | HRCU-A-CB (Split System: Heat Pump with Remote Outdoor Unit-Air-Source) | 38MURAQ30AB3* |  |  | CAP**3721AL* | 58SU*A060E17**16 | 31200 | 15.2 | 8.5 | 33400 | 26000 | 77.84% | 1.86 | 0 | 9 |  |  |  |  | R-410A | 2.6 | Residential & Commercial | USHP
210597438 | Central HP <5.4 tons | DAY & NIGHT | HRCU-A-CB (Split System: Heat Pump with Remote Outdoor Unit-Air-Source) | CVH837GKA** |  |  | EA*4X61L21A*+WALLCON | *96CTN1002122A* | 33200 | 17.5 | 8.5 | 32000 | 24800 | 77.5% | 2 | 0 | 12 |  |  |  |  | R-410A | 2.7667 | Residential & Commercial | USHP | Ducted CEE Tier 1
213369668 | Central HP <5.4 tons | KERR | HRCU-A-C (Split System: Heat Pump with Remote Outdoor Unit with No Indoor Fan --Air Source) | A-KCD30SA-1 | ADP |  | *E32936+TD | 0 | 29000 | 15.2 | 9.2 | 31200 | 26600 | 85.26% | 1.78 | 0 | 10 |  |  |  |  | R-410A | 2.4167 | Residential & Commercial | USHP | Ducted CEE Tier 1
215423497 | Central HP <5.4 tons | YORK | HRCU-A-CB (Split System: Heat Pump with Remote Outdoor Unit-Air-Source) | HH860E2S11 | ADP |  | H,YE2K*60+TXV | TM8E080C20MP11 | 52500 | 18 | 8.35 | 53000 | 39500 | 74.53% | 1.96 | 0 | 10.5 |  |  |  |  | R-454B | 4.375 | Residential & Commercial | USHP | Ducted CEE Tier 1
214624665 | Central HP <5.4 tons | CARRIER | HRCU-A-CB (Split System: Heat Pump with Remote Outdoor Unit-Air-Source) | 38MURAQ18AB3* | ADP |  | PL36H175P159 | 58SU*B040M17**12 | 17500 | 16 | 8.5 | 16500 | 18100 | 109.7% | 2.24 | 0 | 10.5 |  |  |  |  | R-410A | 1.4583 | Residential & Commercial | USHP | Ducted CEE Tier 1
216440224 | Central HP <5.4 tons | TRANE | HRCU-A-CB (Split System: Heat Pump with Remote Outdoor Unit-Air-Source) | 5TWV0X36A1 |  |  | 5TXCC009AS3 | S9V2C100U4VSB+LRP | 34800 | 20 | 9.4 | 32400 | 23800 | 73.46% | 2.1 | 0 | 12.7 |  |  |  |  | R-454B | 2.9 | Residential & Commercial | USHP | Ducted CEE Tier 1
213147022 | Central HP <5.4 tons | CARRIER | HRCU-A-CB (Split System: Heat Pump with Remote Outdoor Unit-Air-Source) | 38MURAQ24AB3* | ADP |  | C36A***L129+AEFE4B* | 0 | 23600 | 18 | 8.65 | 24800 | 22600 | 91.13% | 1.86 | 0 | 10 |  |  |  |  | R-410A | 1.9667 | Residential & Commercial | USHP | Ducted CEE Tier 1
209872702 | Central HP <5.4 tons | RHEEM | HRCU-A-CB (Split System: Heat Pump with Remote Outdoor Unit-Air-Source) | RP18AZ36AJVC |  |  | RCFZ6021SEAAM | R962V0855A21M4S | 34200 | 19 | 8.5 | 34200 | 43000 | 125.7% | 2.2 | 0 | 12.5 |  |  |  |  | R-410A | 2.85 | Residential & Commercial | USHP | Ducted CEE Tier 1
213255487 | Central HP <5.4 tons | KERR | HRCU-A-C (Split System: Heat Pump with Remote Outdoor Unit with No Indoor Fan --Air Source) | A-KCD30SA-1 | ADP |  | *E31930+TD | 0 | 28600 | 15.2 | 9.05 | 31000 | 26600 | 85.81% | 1.76 | 0 | 10 |  |  |  |  | R-410A | 2.3833 | Residential & Commercial | USHP | Ducted CEE Tier 1
211941017 | Central HP <5.4 tons | CARRIER | HRCU-A-CB (Split System: Heat Pump with Remote Outdoor Unit-Air-Source) | 25VNA424A*031* | ADP |  | H,PG34936 | 58TN*A070C14**12 | 23400 | 21 | 8.1 | 25000 | 19400 | 77.6% | 2.42 | 0 | 13.5 |  |  |  |  | R-410A | 1.95 | Residential & Commercial | USHP | Ducted CEE Tier 1
214596057 | Central HP <5.4 tons | BRYANT | HRCU-A-C (Split System: Heat Pump with Remote Outdoor Unit with No Indoor Fan --Air Source) | 38MURAQ18AB3 | ADP |  | H,PG21930+TD | 0 | 17700 | 16 | 8.85 | 17100 | 14600 | 85.38% | 2.06 | 0 | 11.5 |  |  |  |  | R-410A | 1.475 | Residential & Commercial | USHP | Ducted CEE Tier 1
214596059 | Central HP <5.4 tons | BRYANT | HRCU-A-C (Split System: Heat Pump with Remote Outdoor Unit with No Indoor Fan --Air Source) | 38MURAQ24AB3 | ADP |  | H,PG22936+TD | 0 | 23600 | 16 | 9 | 23200 | 19600 | 84.48% | 1.86 | 0 | 10.5 |  |  |  |  | R-410A | 1.9667 | Residential & Commercial | USHP | Ducted CEE Tier 1
213312766 | Central HP <5.4 tons | CARRIER | HRCU-A-CB (Split System: Heat Pump with Remote Outdoor Unit-Air-Source) | 38MURAQ18AB3* | ADP |  | V36H***P039+CBPE3A* | 0 | 17500 | 15.5 | 8.7 | 17000 | 19400 | 114.1% | 2.32 | 0 | 10.5 |  |  |  |  | R-410A | 1.4583 | Residential & Commercial | USHP | Ducted CEE Tier 1
211388735 | Central HP <5.4 tons | FRASER-JOHNSTON | HRCU-A-CB (Split System: Heat Pump with Remote Outdoor Unit-Air-Source) | HMH72B341 |  |  | XAFC30CXXN1+TXV | TM9E080C16MP12 | 33000 | 18 | 8.1 | 33000 | 23200 | 70.3% | 2.04 | 0 | 10 |  |  |  |  | R-410A | 2.75 | Residential & Commercial | USHP | Ducted CEE Tier 1
211388817 | Central HP <5.4 tons | FRASER-JOHNSTON | HRCU-A-CB (Split System: Heat Pump with Remote Outdoor Unit-Air-Source) | HMH72B341 |  |  | XAHB30CXXN1+TXV | TM9E080B12MP12 | 32000 | 16.5 | 8.1 | 32800 | 23000 | 70.12% | 1.98 | 0 | 9.5 |  |  |  |  | R-410A | 2.6667 | Residential & Commercial | USHP
215423511 | Central HP <5.4 tons | YORK | HRCU-A-CB (Split System: Heat Pump with Remote Outdoor Unit-Air-Source) | HH860E2S11 | ADP |  | H,YE2K*48+TXV | TM8E100C16MP11 | 44500 | 17 | 8.45 | 43500 | 33800 | 77.7% | 2 | 0 | 11 |  |  |  |  | R-454B | 3.7083 | Residential & Commercial | USHP | Ducted CEE Tier 1
215423544 | Central HP <5.4 tons | YORK | HRCU-A-CB (Split System: Heat Pump with Remote Outdoor Unit-Air-Source) | HH860E2S11 | ADP |  | H,YE48*60+TXV-BLEED | TM8E120C16MP11 | 44500 | 18 | 8.5 | 43500 | 33800 | 77.7% | 2 | 0 | 11 |  |  |  |  | R-454B | 3.7083 | Residential & Commercial | USHP | Ducted CEE Tier 1
215423561 | Central HP <5.4 tons | YORK | HRCU-A-CB (Split System: Heat Pump with Remote Outdoor Unit-Air-Source) | HH860E2S11 | ADP |  | H,YE54*60+TXV | TM8E120C20MP11 | 53000 | 19 | 8.5 | 52000 | 38500 | 74.04% | 2 | 0 | 11 |  |  |  |  | R-454B | 4.4167 | Residential & Commercial | USHP | Ducted CEE Tier 1
215423581 | Central HP <5.4 tons | YORK | HRCU-A-CB (Split System: Heat Pump with Remote Outdoor Unit-Air-Source) | HH860E2S11 | ADP |  | H,YE36*60+TXV | TM8V080C16MP12 | 43000 | 17 | 8.4 | 42000 | 32800 | 78.1% | 1.98 | 0 | 11.5 |  |  |  |  | R-454B | 3.5833 | Residential & Commercial | USHP | Ducted CEE Tier 1
211194294 | Central HP <5.4 tons | CARRIER | HRCU-A-CB (Split System: Heat Pump with Remote Outdoor Unit-Air-Source) | 38MURAQ30AB3* |  |  | FMA4X36**AL* | 0 | 31200 | 15.5 | 8.5 | 35400 | 26800 | 75.71% | 1.86 | 0 | 9 |  |  |  |  | R-410A | 2.6 | Residential & Commercial | USHP
214301904 | Central HP <5.4 tons | CHAMPION HEATING AND COOLING | HRCU-A-CB (Split System: Heat Pump with Remote Outdoor Unit-Air-Source) | HMH72B341 | ADP |  | H,YE9J(1,2)36+TXV | Z8ES120C20LMPS1 | 34000 | 17 | 8.5 | 32400 | 24200 | 74.69% | 2.12 | 0 | 9.5 |  |  |  |  | R-410A | 2.8333 | Residential & Commercial | USHP
214875846 | Central HP <5.4 tons | LUXAIRE | HRCU-A-CB (Split System: Heat Pump with Remote Outdoor Unit-Air-Source) | HMH72B341 |  |  | XAFC36DBCN1+JMC16C2SN1 | 0 | 34000 | 18.5 | 8.5 | 34000 | 23800 | 70% | 2 | 0 | 10.5 |  |  |  |  | R-410A | 2.8333 | Residential & Commercial | USHP | Ducted CEE Tier 1
215933677 | Central HP <5.4 tons | AIRQUEST | HRCU-A-CB (Split System: Heat Pump with Remote Outdoor Unit-Air-Source) | H5H3V36*K*AAA* |  |  | ESH5X48M12A*+WALLCON | *97CMN1202422B* | 33800 | 19.5 | 9 | 35000 | 26600 | 76% | 1.92 | 0 | 11.5 |  |  |  |  | R-454B | 2.8167 | Residential & Commercial | USHP | Ducted CEE Tier 1
211385831 | Central HP <5.4 tons | FRASER-JOHNSTON | HRCU-A-CB (Split System: Heat Pump with Remote Outdoor Unit-Air-Source) | HMH72B341 |  |  | XAFC48FXXN1+TXV | TM8E080C16MP11 | 33400 | 17 | 8.5 | 32200 | 23400 | 72.67% | 2.06 | 0 | 9.5 |  |  |  |  | R-410A | 2.7833 | Residential & Commercial | USHP
213787632 | Central HP <5.4 tons | AIRQUEST | HRCU-A-CB (Split System: Heat Pump with Remote Outdoor Unit-Air-Source) | DLCURAH30ABK |  |  | FTMA4B48L0C* | 0 | 31600 | 15.75 | 9 | 32400 | 25800 | 79.63% | 1.88 | 0 | 9.5 |  |  |  |  | R-410A | 2.6333 | Residential & Commercial | USHP
213608449 | Central HP <5.4 tons | BRYANT | HRCU-A-C (Split System: Heat Pump with Remote Outdoor Unit with No Indoor Fan --Air Source) | 38MURAQ24AB3 | ADP |  | CDP24H13P+TD | 0 | 24000 | 16 | 9.1 | 23200 | 19600 | 84.48% | 1.88 | 0 | 10.5 |  |  |  |  | R-410A | 2 | Residential & Commercial | USHP | Ducted CEE Tier 1
213829748 | Central HP <5.4 tons | RHEEM | HRCU-A-CB (Split System: Heat Pump with Remote Outdoor Unit-Air-Source) | RP18AZ48AJVC |  |  | RCFZ6021SEAAM | R801V0504A17UHU | 45000 | 19 | 8.5 | 44000 | 45500 | 103.4% | 1.9 | 0 | 12 |  |  |  |  | R-410A | 3.75 | Residential & Commercial | USHP | Ducted CEE Tier 1
209872722 | Central HP <5.4 tons | RHEEM | HRCU-A-CB (Split System: Heat Pump with Remote Outdoor Unit-Air-Source) | RP18AZ48AJVC |  |  | RCFZ6021SEAAM | R97MV0855A21DHS | 44500 | 19 | 8.1 | 43500 | 45000 | 103.4% | 2 | 0 | 10 |  |  |  |  | R-410A | 3.7083 | Residential & Commercial | USHP | Ducted CEE Tier 1
211713351 | Central HP <5.4 tons | DAY & NIGHT | HRCU-A-CB (Split System: Heat Pump with Remote Outdoor Unit-Air-Source) | DLCURAH30ABK |  |  | EA*4X43L21A* | *92ESN0802120A* | 31200 | 15.2 | 8.5 | 33600 | 26000 | 77.38% | 1.88 | 0 | 9 |  |  |  |  | R-410A | 2.6 | Residential & Commercial | USHP
211206881 | Central HP <5.4 tons | FRASER-JOHNSTON | HRCU-A-CB (Split System: Heat Pump with Remote Outdoor Unit-Air-Source) | HL20B3621 |  |  | XAMB36DE2N1+CC | TM9V080B12MP12 | 32200 | 18 | 8.5 | 34000 | 29400 | 86.47% | 1.92 | 0 | 11.7 |  |  |  |  | R-410A | 2.6833 | Residential & Commercial | USHP | Ducted CEE Tier 1
212441632 | Central HP <5.4 tons | CHAMPION HEATING AND COOLING | HRCU-A-CB (Split System: Heat Pump with Remote Outdoor Unit-Air-Source) | HMH72B341 | ADP |  | H,YE8J936 | TM9E060B12MP12 | 32600 | 17 | 8.5 | 32400 | 23200 | 71.6% | 2 | 0 | 9.5 |  |  |  |  | R-410A | 2.7167 | Residential & Commercial | USHP
215423597 | Central HP <5.4 tons | YORK | HRCU-A-CB (Split System: Heat Pump with Remote Outdoor Unit-Air-Source) | HH860E2S11 | ADP |  | H,YE36*60+TXV-BLEED | TM8V100C16MP12 | 43000 | 17 | 8.4 | 42000 | 32800 | 78.1% | 1.98 | 0 | 11.5 |  |  |  |  | R-454B | 3.5833 | Residential & Commercial | USHP | Ducted CEE Tier 1
215423628 | Central HP <5.4 tons | YORK | HRCU-A-CB (Split System: Heat Pump with Remote Outdoor Unit-Air-Source) | HH860E2S11 | ADP |  | H,YE36*60+TXV | TM8V120C20MP12 | 51500 | 18 | 8.3 | 52000 | 38500 | 74.04% | 1.96 | 0 | 10.5 |  |  |  |  | R-454B | 4.2917 | Residential & Commercial | USHP | Ducted CEE Tier 1
215423629 | Central HP <5.4 tons | YORK | HRCU-A-CB (Split System: Heat Pump with Remote Outdoor Unit-Air-Source) | HH860E2S11 | ADP |  | H,YE37*60+TXV | TM8V120C20MP12 | 52000 | 18 | 8.35 | 52000 | 38500 | 74.04% | 1.98 | 0 | 10.5 |  |  |  |  | R-454B | 4.3333 | Residential & Commercial | USHP | Ducted CEE Tier 1
215423631 | Central HP <5.4 tons | YORK | HRCU-A-CB (Split System: Heat Pump with Remote Outdoor Unit-Air-Source) | HH860E2S11 | ADP |  | H,YE3K*60+TXV | TM8V120C20MP12 | 44500 | 18 | 8.5 | 43000 | 33400 | 77.67% | 2 | 0 | 11 |  |  |  |  | R-454B | 3.7083 | Residential & Commercial | USHP | Ducted CEE Tier 1
215423646 | Central HP <5.4 tons | YORK | HRCU-A-CB (Split System: Heat Pump with Remote Outdoor Unit-Air-Source) | HH860E2S11 | ADP |  | H,YE2K*60+TXV | TM8Y080C16MP11 | 43500 | 17 | 8.45 | 42000 | 33000 | 78.57% | 2 | 0 | 11.5 |  |  |  |  | R-454B | 3.625 | Residential & Commercial | USHP | Ducted CEE Tier 1
215423648 | Central HP <5.4 tons | YORK | HRCU-A-CB (Split System: Heat Pump with Remote Outdoor Unit-Air-Source) | HH860E2S11 | ADP |  | H,YE48*60+TXV-BLEED | TM8Y080C16MP11 | 44000 | 18 | 8.5 | 42000 | 33000 | 78.57% | 2 | 0 | 11.7 |  |  |  |  | R-454B | 3.6667 | Residential & Commercial | USHP | Ducted CEE Tier 1
215423678 | Central HP <5.4 tons | YORK | HRCU-A-CB (Split System: Heat Pump with Remote Outdoor Unit-Air-Source) | HH860E2S11 | ADP |  | H,YE37*60+TXV | TM8Y100C20MP11 | 52500 | 18 | 8.35 | 53000 | 39500 | 74.53% | 1.98 | 0 | 10.5 |  |  |  |  | R-454B | 4.375 | Residential & Commercial | USHP | Ducted CEE Tier 1
215423679 | Central HP <5.4 tons | YORK | HRCU-A-CB (Split System: Heat Pump with Remote Outdoor Unit-Air-Source) | HH860E2S11 | ADP |  | H,YE2K*60+TXV | TM8Y100C20MP11 | 52500 | 18 | 8.35 | 53000 | 39500 | 74.53% | 1.96 | 0 | 10.5 |  |  |  |  | R-454B | 4.375 | Residential & Commercial | USHP | Ducted CEE Tier 1
214624670 | Central HP <5.4 tons | CARRIER | HRCU-A-CB (Split System: Heat Pump with Remote Outdoor Unit-Air-Source) | 38MURAQ18AB3* | ADP |  | PL36H210P749 | 58SU*B040M17**12 | 17500 | 16 | 8.5 | 16800 | 18500 | 110.1% | 2.28 | 0 | 10.5 |  |  |  |  | R-410A | 1.4583 | Residential & Commercial | USHP | Ducted CEE Tier 1
214440941 | Central HP <5.4 tons | CARRIER | HRCU-A-CB (Split System: Heat Pump with Remote Outdoor Unit-Air-Source) | 25VNA424A*031* | ADP |  | H,PG24936 | 59TN6C080C17**14 | 22800 | 20 | 10 | 25200 | 19600 | 77.78% | 2.38 | 0 | 12.5 |  |  |  |  | R-410A | 1.9 | Residential & Commercial | USHP | Ducted CEE Tier 1
215423680 | Central HP <5.4 tons | YORK | HRCU-A-CB (Split System: Heat Pump with Remote Outdoor Unit-Air-Source) | HH860E2S11 | ADP |  | H,YE3K*60+TXV | TM8Y100C20MP11 | 44500 | 18 | 8.5 | 43000 | 33400 | 77.67% | 2 | 0 | 11.7 |  |  |  |  | R-454B | 3.7083 | Residential & Commercial | USHP | Ducted CEE Tier 1
215423698 | Central HP <5.4 tons | YORK | HRCU-A-CB (Split System: Heat Pump with Remote Outdoor Unit-Air-Source) | HH860E2S11 | ADP |  | H,YE55*60+TXV | TM8Y120C20MP11 | 53500 | 19 | 8.5 | 53000 | 39500 | 74.53% | 2 | 0 | 11 |  |  |  |  | R-454B | 4.4583 | Residential & Commercial | USHP | Ducted CEE Tier 1
215423711 | Central HP <5.4 tons | YORK | HRCU-A-CB (Split System: Heat Pump with Remote Outdoor Unit-Air-Source) | HH860E2S11 | ADP |  | H,YE48*48+TXV | TM9E080C16MP12 | 44500 | 18 | 8.5 | 43500 | 34000 | 78.16% | 2 | 0 | 11 |  |  |  |  | R-454B | 3.7083 | Residential & Commercial | USHP | Ducted CEE Tier 1
215423728 | Central HP <5.4 tons | YORK | HRCU-A-CB (Split System: Heat Pump with Remote Outdoor Unit-Air-Source) | HH860E2S11 | ADP |  | H,YE55*60+TXV | TM9E080C20MP12 | 53500 | 19 | 8.5 | 53000 | 39500 | 74.53% | 2 | 0 | 11 |  |  |  |  | R-454B | 4.4583 | Residential & Commercial | USHP | Ducted CEE Tier 1
215423748 | Central HP <5.4 tons | YORK | HRCU-A-CB (Split System: Heat Pump with Remote Outdoor Unit-Air-Source) | HH860E2S11 | ADP |  | H,YE84*60+TXV | TM9E100C16MP12 | 44500 | 18 | 8.5 | 44000 | 34000 | 77.27% | 2 | 0 | 11 |  |  |  |  | R-454B | 3.7083 | Residential & Commercial | USHP | Ducted CEE Tier 1
215423765 | Central HP <5.4 tons | YORK | HRCU-A-CB (Split System: Heat Pump with Remote Outdoor Unit-Air-Source) | HH860E2S11 | ADP |  | H,YE2K*60+TXV | TM9E120D20MP12 | 52000 | 18 | 8.35 | 52500 | 39000 | 74.29% | 1.96 | 0 | 10.5 |  |  |  |  | R-454B | 4.3333 | Residential & Commercial | USHP | Ducted CEE Tier 1
216675536 | Central HP <5.4 tons | AIRQUEST | HRCU-A-CB (Split System: Heat Pump with Remote Outdoor Unit-Air-Source) | D5CURAH24AAK |  |  | EA*5X37M21A* | *80CSU0601716A* | 25400 | 16.5 | 9 | 23400 | 19200 | 82.05% | 2.06 | 0 | 10 |  |  |  |  | R-454B | 2.1167 | Residential & Commercial | USHP | Ducted CEE Tier 1
214624651 | Central HP <5.4 tons | CARRIER | HRCU-A-CB (Split System: Heat Pump with Remote Outdoor Unit-Air-Source) | 38MURAQ18AB3* | ADP |  | A36VCA+TXV | 58SU*B040M17**12 | 17500 | 16 | 8.5 | 16800 | 18500 | 110.1% | 2.28 | 0 | 10.5 |  |  |  |  | R-410A | 1.4583 | Residential & Commercial | USHP | Ducted CEE Tier 1
215935693 | Central HP <5.4 tons | TEMPSTAR | HRCU-A-CB (Split System: Heat Pump with Remote Outdoor Unit-Air-Source) | T5H3V36*K*AAA* |  |  | EVD5X36M21A*+WALLCON | *95CSU0802120B* | 34400 | 20.5 | 8.5 | 38500 | 28200 | 73.25% | 2.04 | 0 | 11.7 |  |  |  |  | R-454B | 2.8667 | Residential & Commercial | USHP | Ducted CEE Tier 1
215935773 | Central HP <5.4 tons | TEMPSTAR | HRCU-A-CB (Split System: Heat Pump with Remote Outdoor Unit-Air-Source) | T5H3V36*K*AAA* |  |  | EVD5X36M21A*+WALLCON | *96CTN0801714B* | 34200 | 20.5 | 8.5 | 39000 | 28400 | 72.82% | 2.02 | 0 | 11.5 |  |  |  |  | R-454B | 2.85 | Residential & Commercial | USHP | Ducted CEE Tier 1
215935993 | Central HP <5.4 tons | TEMPSTAR | HRCU-A-CB (Split System: Heat Pump with Remote Outdoor Unit-Air-Source) | T5H3V36*K*AAA* |  |  | EVD5X42M21A*+WALLCON | *80CTL0701716B* | 34200 | 20.5 | 8.5 | 39000 | 28400 | 72.82% | 2.02 | 0 | 11.5 |  |  |  |  | R-454B | 2.85 | Residential & Commercial | USHP | Ducted CEE Tier 1
210596243 | Central HP <5.4 tons | CARRIER | HRCU-A-CB (Split System: Heat Pump with Remote Outdoor Unit-Air-Source) | 25VNA837A*030* |  |  | CSPH*6012AL*+UI | 58TN*A090C17**16 | 33000 | 17.5 | 8.1 | 32200 | 24800 | 77.02% | 2.02 | 0 | 11.5 |  |  |  |  | R-410A | 2.75 | Residential & Commercial | USHP | Ducted CEE Tier 1
215669545 | Central HP <5.4 tons | AIRQUEST | HRCU-A-CB (Split System: Heat Pump with Remote Outdoor Unit-Air-Source) | H5H0V36*K*AAA* |  |  | EA*5X61M21A*+WALLCON | *97CMN0602120B* | 34600 | 18 | 9 | 34600 | 25000 | 72.25% | 1.9 | 0 | 10 |  |  |  |  | R-454B | 2.8833 | Residential & Commercial | USHP | Ducted CEE Tier 1
215669879 | Central HP <5.4 tons | AIRQUEST | HRCU-A-CB (Split System: Heat Pump with Remote Outdoor Unit-Air-Source) | H5H0V36*K*AAA* |  |  | ESH5X36M12A*+WALLCON | *97CMN0802120B* | 33800 | 16.5 | 8.5 | 35800 | 25400 | 70.95% | 1.76 | 0 | 9.5 |  |  |  |  | R-454B | 2.8167 | Residential & Commercial | USHP
212632712 | Central HP <5.4 tons | LENNOX | HRCU-A-CB (Split System: Heat Pump with Remote Outdoor Unit-Air-Source) | SL25XPV-036-230A** | ADP |  | LD30/36Y9 | EL296DF090XV60C* | 33400 | 20 | 8.7 | 34400 | 29400 | 85.47% | 1.76 | 0 | 13 |  |  |  |  | R-410A | 2.7833 | Residential & Commercial | USHP | Ducted CEE Tier 1
212632719 | Central HP <5.4 tons | LENNOX | HRCU-A-CB (Split System: Heat Pump with Remote Outdoor Unit-Air-Source) | SL25XPV-036-230A** | ADP |  | LD31/36Z9 | EL296DF110XV60C* | 33400 | 20 | 8.7 | 34400 | 29400 | 85.47% | 1.76 | 0 | 13 |  |  |  |  | R-410A | 2.7833 | Residential & Commercial | USHP | Ducted CEE Tier 1
212520150 | Central HP <5.4 tons | CARRIER | HRCU-A-CB (Split System: Heat Pump with Remote Outdoor Unit-Air-Source) | 38MURAQ18AB3* | ADP |  | H,PG34936 | 58S(B,C)*A045E14**12 | 18100 | 16 | 8.5 | 17100 | 18000 | 105.3% | 2.22 | 0 | 11 |  |  |  |  | R-410A | 1.5083 | Residential & Commercial | USHP | Ducted CEE Tier 1
212520168 | Central HP <5.4 tons | CARRIER | HRCU-A-CB (Split System: Heat Pump with Remote Outdoor Unit-Air-Source) | 38MURAQ18AB3* | ADP |  | H,PG24936 | 58SP*A045V17**16 | 17600 | 16 | 8.5 | 16900 | 18700 | 110.7% | 2.3 | 0 | 10.5 |  |  |  |  | R-410A | 1.4667 | Residential & Commercial | USHP | Ducted CEE Tier 1
216782658 | Central HP <5.4 tons | LUXAIRE | HRCU-A-CB (Split System: Heat Pump with Remote Outdoor Unit-Air-Source) | HH836E2S11 |  |  | CTF36C5CDS1 | Z8ES080C16LMPS1 | 34000 | 18 | 8.5 | 31200 | 25400 | 81.41% | 2 | 0 | 11.7 |  |  |  |  | R-454B | 2.8333 | Residential & Commercial | USHP | Ducted CEE Tier 1
213608451 | Central HP <5.4 tons | BRYANT | HRCU-A-C (Split System: Heat Pump with Remote Outdoor Unit with No Indoor Fan --Air Source) | 38MURAQ24AB3 | ADP |  | H,PG30924+TD | 0 | 24000 | 16 | 9.1 | 23200 | 19600 | 84.48% | 1.88 | 0 | 10.5 |  |  |  |  | R-410A | 2 | Residential & Commercial | USHP | Ducted CEE Tier 1
213311564 | Central HP <5.4 tons | CARRIER | HRCU-A-CB (Split System: Heat Pump with Remote Outdoor Unit-Air-Source) | 38MURAQ18AB3* | ADP |  | C36A***L129+CBPE3A* | 0 | 17800 | 15.5 | 8.95 | 17100 | 19400 | 113.5% | 2.4 | 0 | 10.5 |  |  |  |  | R-410A | 1.4833 | Residential & Commercial | USHP | Ducted CEE Tier 1
211389103 | Central HP <5.4 tons | FRASER-JOHNSTON | HRCU-A-CB (Split System: Heat Pump with Remote Outdoor Unit-Air-Source) | HMH72B341 |  |  | XAUB36DXXN1+TXV | TM9E060B12MP12 | 34000 | 17.5 | 8.1 | 34000 | 24200 | 71.18% | 2.04 | 0 | 9.5 |  |  |  |  | R-410A | 2.8333 | Residential & Commercial | USHP
212601810 | Central HP <5.4 tons | CARRIER | HRCU-A-CB (Split System: Heat Pump with Remote Outdoor Unit-Air-Source) | 38MURAQ18AB3* | ADP |  | C24A***L039 | 59TP6B040V17**12 | 17400 | 15.2 | 8.5 | 17100 | 18400 | 107.6% | 2.26 | 0 | 10 |  |  |  |  | R-410A | 1.45 | Residential & Commercial | USHP | Ducted CEE Tier 1
216675774 | Central HP <5.4 tons | AIRQUEST | HRCU-A-CB (Split System: Heat Pump with Remote Outdoor Unit-Air-Source) | D5CURAH24AAK |  |  | EA*5X24M17A* | *80MS(N,L)0701412A* | 23400 | 15.2 | 8.5 | 24600 | 19600 | 79.67% | 1.9 | 0 | 9.8 |  |  |  |  | R-454B | 1.95 | Residential & Commercial | USHP
213829724 | Central HP <5.4 tons | RHEEM | HRCU-A-CB (Split System: Heat Pump with Remote Outdoor Unit-Air-Source) | RP18AZ36AJVC |  |  | RCFZ3621MEAAM | R801V1005A21UHU | 34200 | 19 | 8.5 | 34200 | 43000 | 125.7% | 2.2 | 0 | 12.5 |  |  |  |  | R-410A | 2.85 | Residential & Commercial | USHP | Ducted CEE Tier 1
215423830 | Central HP <5.4 tons | YORK | HRCU-A-CB (Split System: Heat Pump with Remote Outdoor Unit-Air-Source) | HH860E2S11 | ADP |  | H,YE48*60+TXV | TM9V120D20MP12 | 44000 | 18 | 8.5 | 42000 | 33000 | 78.57% | 2 | 0 | 11.7 |  |  |  |  | R-454B | 3.6667 | Residential & Commercial | USHP | Ducted CEE Tier 1
215423847 | Central HP <5.4 tons | YORK | HRCU-A-CB (Split System: Heat Pump with Remote Outdoor Unit-Air-Source) | HH860E2S11 | ADP |  | H,YE54*48+TXV | TM9Y080C16MP11 | 44000 | 17 | 8.5 | 42500 | 33400 | 78.59% | 2 | 0 | 11 |  |  |  |  | R-454B | 3.6667 | Residential & Commercial | USHP | Ducted CEE Tier 1
215423864 | Central HP <5.4 tons | YORK | HRCU-A-CB (Split System: Heat Pump with Remote Outdoor Unit-Air-Source) | HH860E2S11 | ADP |  | H,YE48*60+TXV | TM9Y100C16MP11 | 44000 | 17 | 8.5 | 42500 | 33400 | 78.59% | 2 | 0 | 11 |  |  |  |  | R-454B | 3.6667 | Residential & Commercial | USHP | Ducted CEE Tier 1
215423895 | Central HP <5.4 tons | YORK | HRCU-A-CB (Split System: Heat Pump with Remote Outdoor Unit-Air-Source) | HH860E2S11 | ADP |  | H,YE84*60+TXV | TM9Y120D20MP11 | 53000 | 19 | 8.5 | 52500 | 39000 | 74.29% | 2 | 0 | 11 |  |  |  |  | R-454B | 4.4167 | Residential & Commercial | USHP | Ducted CEE Tier 1
215423896 | Central HP <5.4 tons | YORK | HRCU-A-CB (Split System: Heat Pump with Remote Outdoor Unit-Air-Source) | HH860E2S11 | ADP |  | H,YE86*60+TXV | TM9Y120D20MP11 | 53000 | 19 | 8.5 | 52500 | 39000 | 74.29% | 2 | 0 | 11 |  |  |  |  | R-454B | 4.4167 | Residential & Commercial | USHP | Ducted CEE Tier 1
215423913 | Central HP <5.4 tons | YORK | HRCU-A-CB (Split System: Heat Pump with Remote Outdoor Unit-Air-Source) | HH860E2S11 | ADP |  | H,YE84*60+TXV | Y81E080C16SMPS1 | 44500 | 18 | 8.5 | 42500 | 33000 | 77.65% | 2 | 0 | 12 |  |  |  |  | R-454B | 3.7083 | Residential & Commercial | USHP | Ducted CEE Tier 1
214328301 | Central HP <5.4 tons | CONTINENTAL | HRCU-A-CB (Split System: Heat Pump with Remote Outdoor Unit-Air-Source) | WSEHV4860RA1-C | ADP |  | H,A,DE50960 | WPV070T4BA | 46000 | 17 | 8.5 | 48000 | 34600 | 72.08% | 1.8 | 0 | 10 |  |  |  |  | R-410A | 3.8333 | Residential & Commercial | USHP | Ducted CEE Tier 1
214609074 | Central HP <5.4 tons | LUXAIRE | HRCU-A-CB (Split System: Heat Pump with Remote Outdoor Unit-Air-Source) | HH824E2S11 |  |  | CTF30A5ADS1 | Z9ES060A10SMPS1 | 23000 | 19 | 9 | 23000 | 18500 | 80.43% | 2 | 0 | 12 |  |  |  |  | R-454B | 1.9167 | Residential & Commercial | USHP | Ducted CEE Tier 1
214609157 | Central HP <5.4 tons | LUXAIRE | HRCU-A-CB (Split System: Heat Pump with Remote Outdoor Unit-Air-Source) | HH824E2S11 |  |  | CTF36B5ADS1 | Z9ES060B12SMPS1 | 23000 | 17 | 9.5 | 23000 | 18700 | 81.3% | 2 | 0 | 12 |  |  |  |  | R-454B | 1.9167 | Residential & Commercial | USHP | Ducted CEE Tier 1
215670031 | Central HP <5.4 tons | AIRQUEST | HRCU-A-CB (Split System: Heat Pump with Remote Outdoor Unit-Air-Source) | H5H0V36*K*AAA* |  |  | ESH5X42M12A*+WALLCON | *95CSU0802120B* | 34000 | 16 | 8.5 | 35600 | 25400 | 71.35% | 1.78 | 0 | 9.5 |  |  |  |  | R-454B | 2.8333 | Residential & Commercial | USHP
215669595 | Central HP <5.4 tons | AIRQUEST | HRCU-A-CB (Split System: Heat Pump with Remote Outdoor Unit-Air-Source) | H5H0V36*K*AAA* |  |  | EA*5X61M21A*+WALLCON | *96CTN0801714B* | 34600 | 18 | 9 | 34600 | 25000 | 72.25% | 1.9 | 0 | 10 |  |  |  |  | R-454B | 2.8833 | Residential & Commercial | USHP | Ducted CEE Tier 1
215670179 | Central HP <5.4 tons | AIRQUEST | HRCU-A-CB (Split System: Heat Pump with Remote Outdoor Unit-Air-Source) | H5H0V36*K*AAA* |  |  | ESH5X48M12A*+WALLCON | *80CTL0701716B* | 34000 | 16.5 | 8.5 | 35600 | 25400 | 71.35% | 1.78 | 0 | 9.5 |  |  |  |  | R-454B | 2.8333 | Residential & Commercial | USHP
215670349 | Central HP <5.4 tons | AIRQUEST | HRCU-A-CB (Split System: Heat Pump with Remote Outdoor Unit-Air-Source) | H5H0V36*K*AAA* |  |  | ESH5X48M12A*+WALLCON | *96CTN0801714B* | 34000 | 16.5 | 8.5 | 35600 | 25400 | 71.35% | 1.78 | 0 | 9.5 |  |  |  |  | R-454B | 2.8333 | Residential & Commercial | USHP
215674207 | Central HP <5.4 tons | AIRQUEST | HRCU-A-CB (Split System: Heat Pump with Remote Outdoor Unit-Air-Source) | H5H0V48*K*AAA* |  |  | EA*5X60M24A*+WALLCON | *80CTL1352422B* | 45000 | 18 | 9 | 47500 | 33400 | 70.32% | 2.08 | 0 | 10 |  |  |  |  | R-454B | 3.75 | Residential & Commercial | USHP | Ducted CEE Tier 1
215670499 | Central HP <5.4 tons | AIRQUEST | HRCU-A-CB (Split System: Heat Pump with Remote Outdoor Unit-Air-Source) | H5H0V36*K*AAA* |  |  | ESH5X60M12A*+WALLCON | *97CMN0601714B* | 34200 | 16.5 | 8.5 | 34800 | 25200 | 72.41% | 1.8 | 0 | 9.5 |  |  |  |  | R-454B | 2.85 | Residential & Commercial | USHP
214627828 | Central HP <5.4 tons | CARRIER | HRCU-A-CB (Split System: Heat Pump with Remote Outdoor Unit-Air-Source) | 38MURAQ18AB3* | ADP |  | PL36H175P159 | 59SU5B060M17**16 | 17500 | 16 | 8.1 | 16500 | 18300 | 110.9% | 2.24 | 0 | 11 |  |  |  |  | R-410A | 1.4583 | Residential & Commercial | USHP | Ducted CEE Tier 1
216644588 | Central HP <5.4 tons | TEMPSTAR | HRCU-A-CB (Split System: Heat Pump with Remote Outdoor Unit-Air-Source) | D5CUHAH18AAK |  |  | EA*5X30M17A* | OLV098A12* | 18200 | 15.2 | 9.5 | 20400 | 18400 | 90.2% | 1.94 | 0 | 11 |  |  |  |  | R-454B | 1.5167 | Residential & Commercial | USHP | Ducted CEE Tier 1
210717746 | Central HP <5.4 tons | CARRIER | HRCU-A-CB (Split System: Heat Pump with Remote Outdoor Unit-Air-Source) | 25VNA448A*031* | ADP |  | H,PG48960 | 59MN7B120C24**22 | 44500 | 21 | 9.5 | 44000 | 36000 | 81.82% | 2.34 | 0 | 12 |  |  |  |  | R-410A | 3.7083 | Residential & Commercial | USHP | Ducted CEE Tier 1
213255486 | Central HP <5.4 tons | KERR | HRCU-A-C (Split System: Heat Pump with Remote Outdoor Unit with No Indoor Fan --Air Source) | A-KCD24SA-1 | ADP |  | *G21924+TD | 0 | 23000 | 16 | 8.8 | 23000 | 19600 | 85.22% | 1.84 | 0 | 10 |  |  |  |  | R-410A | 1.9167 | Residential & Commercial | USHP | Ducted CEE Tier 1
211392818 | Central HP <5.4 tons | FRASER-JOHNSTON | HRCU-A-CB (Split System: Heat Pump with Remote Outdoor Unit-Air-Source) | HMH72B341 |  |  | XAHB30CXXN1+TXV | TMLE040A12MP11 | 32000 | 17.5 | 8.1 | 31800 | 23000 | 72.33% | 1.98 | 0 | 9.5 |  |  |  |  | R-410A | 2.6667 | Residential & Commercial | USHP
214328302 | Central HP <5.4 tons | CONTINENTAL | HRCU-A-CB (Split System: Heat Pump with Remote Outdoor Unit-Air-Source) | WSEHV4860RA1-C | ADP |  | H,A,DE37960 | WPV080T4BA | 46000 | 17 | 8.5 | 48000 | 34600 | 72.08% | 1.8 | 0 | 10 |  |  |  |  | R-410A | 3.8333 | Residential & Commercial | USHP | Ducted CEE Tier 1
216487302 | Central HP <5.4 tons | BRYANT HEATING AND COOLING SYSTEMS | HRCU-A-CB (Split System: Heat Pump with Remote Outdoor Unit-Air-Source) | 290VAN024**AA* | ADP |  | CE(P,V)2417G31*+TXV | 88*TB36045C17*** | 22600 | 16 | 9 | 23200 | 16600 | 71.55% | 1.94 | 0 | 9.5 |  |  |  |  | R-454B | 1.8833 | Residential & Commercial | USHP
216487654 | Central HP <5.4 tons | BRYANT HEATING AND COOLING SYSTEMS | HRCU-A-CB (Split System: Heat Pump with Remote Outdoor Unit-Air-Source) | 293VAN048**AA* | ADP |  | CE(P,V)6024G48*+TXV | 88*TB48090C17*** | 44000 | 20 | 9 | 47000 | 35400 | 75.32% | 1.86 | 0 | 11.5 |  |  |  |  | R-454B | 3.6667 | Residential & Commercial | USHP | Ducted CEE Tier 1
216738796 | Central HP <5.4 tons | TEMPSTAR | HRCU-A-CB (Split System: Heat Pump with Remote Outdoor Unit-Air-Source) | D5CUHAH24AAK |  |  | ESH5X36M12A* | *96CTN1202422B* | 23200 | 15.2 | 8.1 | 21000 | 18700 | 89.05% | 1.85 | 0 | 10.5 |  |  |  |  | R-454B | 1.9333 | Residential & Commercial | USHP | Ducted CEE Tier 1
214609103 | Central HP <5.4 tons | LUXAIRE | HRCU-A-CB (Split System: Heat Pump with Remote Outdoor Unit-Air-Source) | HH824E2S11 |  |  | CTM36B5ADS1 | Z9ES060B12SMPS1 | 23000 | 17 | 9.5 | 23000 | 18600 | 80.87% | 2 | 0 | 12 |  |  |  |  | R-454B | 1.9167 | Residential & Commercial | USHP | Ducted CEE Tier 1
212520175 | Central HP <5.4 tons | CARRIER | HRCU-A-CB (Split System: Heat Pump with Remote Outdoor Unit-Air-Source) | 38MURAQ18AB3* | ADP |  | H,PG9J936 | 58SP*A070V17**16 | 17400 | 16 | 8.5 | 16700 | 18800 | 112.6% | 2.32 | 0 | 10.5 |  |  |  |  | R-410A | 1.45 | Residential & Commercial | USHP | Ducted CEE Tier 1
214396987 | Central HP <5.4 tons | LUXAIRE | HRCU-A-CB (Split System: Heat Pump with Remote Outdoor Unit-Air-Source) | HH836E2S11 |  |  | CTF48C5CFS1 | TPLC100C16MP13 | 33400 | 18 | 9 | 31600 | 25400 | 80.38% | 2 | 0 | 11 |  |  |  |  | R-454B | 2.7833 | Residential & Commercial | USHP | Ducted CEE Tier 1
214396994 | Central HP <5.4 tons | LUXAIRE | HRCU-A-CB (Split System: Heat Pump with Remote Outdoor Unit-Air-Source) | HH836E2S11 |  |  | CTF48C5CFS1 | LPLC100C16MP13 | 33400 | 18 | 9 | 31600 | 25400 | 80.38% | 2 | 0 | 11 |  |  |  |  | R-454B | 2.7833 | Residential & Commercial | USHP | Ducted CEE Tier 1
214397312 | Central HP <5.4 tons | LUXAIRE | HRCU-A-CB (Split System: Heat Pump with Remote Outdoor Unit-Air-Source) | HH836E2S11 |  |  | CTF36B5CDS1 | TPLC080B12MP13 | 33000 | 17 | 8.5 | 31000 | 25200 | 81.29% | 2 | 0 | 11 |  |  |  |  | R-454B | 2.75 | Residential & Commercial | USHP | Ducted CEE Tier 1
214396887 | Central HP <5.4 tons | LUXAIRE | HRCU-A-CB (Split System: Heat Pump with Remote Outdoor Unit-Air-Source) | HH836E2S11 |  |  | CTF36C5CDS1 | TL9E080C16UH11 | 33800 | 18 | 8.5 | 32000 | 26000 | 81.25% | 2 | 0 | 11 |  |  |  |  | R-454B | 2.8167 | Residential & Commercial | USHP | Ducted CEE Tier 1
211387253 | Central HP <5.4 tons | FRASER-JOHNSTON | HRCU-A-CB (Split System: Heat Pump with Remote Outdoor Unit-Air-Source) | HMH72B341 |  |  | XAUB30CXXN1+TXV | TM9Y060B12MP11 | 32600 | 17.5 | 8.1 | 34000 | 23800 | 70% | 2 | 0 | 9.5 |  |  |  |  | R-410A | 2.7167 | Residential & Commercial | USHP
211387301 | Central HP <5.4 tons | FRASER-JOHNSTON | HRCU-A-CB (Split System: Heat Pump with Remote Outdoor Unit-Air-Source) | HMH72B341 |  |  | XAFC36DXXN1+TXV | TM9V100C20MP12 | 34000 | 17.5 | 8.1 | 34000 | 24800 | 72.94% | 2.12 | 0 | 9.5 |  |  |  |  | R-410A | 2.8333 | Residential & Commercial | USHP
211387420 | Central HP <5.4 tons | FRASER-JOHNSTON | HRCU-A-CB (Split System: Heat Pump with Remote Outdoor Unit-Air-Source) | HMH72B341 |  |  | XAHC36DXXN1+TXV | TP9C100C16MP13 | 33800 | 17 | 8.1 | 33400 | 23600 | 70.66% | 2.06 | 0 | 9.5 |  |  |  |  | R-410A | 2.8167 | Residential & Commercial | USHP
211641649 | Central HP <5.4 tons | MAINLINE | HRCU-A-CB (Split System: Heat Pump with Remote Outdoor Unit-Air-Source) | MLP18AZ48AJVC |  |  | MLHMVZ6021SEACA | 0 | 45000 | 18 | 8.5 | 40000 | 42000 | 105% | 1.8 | 0 | 12 |  |  |  |  | R-410A | 3.75 | Residential & Commercial | USHP | Ducted CEE Tier 1
216737475 | Central HP <5.4 tons | TEMPSTAR | HRCU-A-CB (Split System: Heat Pump with Remote Outdoor Unit-Air-Source) | D5CUHAH24AAK |  |  | ESH5X30M12A* | *92MSN0601714A* | 22400 | 15.5 | 8.1 | 21000 | 18800 | 89.52% | 1.9 | 0 | 10.5 |  |  |  |  | R-454B | 1.8667 | Residential & Commercial | USHP | Ducted CEE Tier 1
216737711 | Central HP <5.4 tons | TEMPSTAR | HRCU-A-CB (Split System: Heat Pump with Remote Outdoor Unit-Air-Source) | D5CUHAH24AAK |  |  | ESH5X30M12A* | *95MSU0601716A* | 22400 | 16 | 8.1 | 21000 | 18800 | 89.52% | 1.85 | 0 | 10.5 |  |  |  |  | R-454B | 1.8667 | Residential & Commercial | USHP | Ducted CEE Tier 1
214609122 | Central HP <5.4 tons | LUXAIRE | HRCU-A-CB (Split System: Heat Pump with Remote Outdoor Unit-Air-Source) | HH836E2S11 |  |  | CTF48C5CFS1 | Z9ES080C16SMPS1 | 34000 | 19 | 9 | 32600 | 25800 | 79.14% | 2 | 0 | 11 |  |  |  |  | R-454B | 2.8333 | Residential & Commercial | USHP | Ducted CEE Tier 1
211389118 | Central HP <5.4 tons | FRASER-JOHNSTON | HRCU-A-CB (Split System: Heat Pump with Remote Outdoor Unit-Air-Source) | HMH72B341 |  |  | XAFB30CXXN1+TXV | TM9E060B12MP12 | 32600 | 17 | 8.1 | 33600 | 23600 | 70.24% | 2 | 0 | 9.5 |  |  |  |  | R-410A | 2.7167 | Residential & Commercial | USHP
211389379 | Central HP <5.4 tons | FRASER-JOHNSTON | HRCU-A-CB (Split System: Heat Pump with Remote Outdoor Unit-Air-Source) | HMH72B341 |  |  | XAFC36DXXN1+TXV | TM8Y100C20MP11 | 34000 | 17.5 | 8.5 | 33800 | 23800 | 70.41% | 2.1 | 0 | 10 |  |  |  |  | R-410A | 2.8333 | Residential & Commercial | USHP | Ducted CEE Tier 1
211389470 | Central HP <5.4 tons | FRASER-JOHNSTON | HRCU-A-CB (Split System: Heat Pump with Remote Outdoor Unit-Air-Source) | HMH72B341 |  |  | XAHC36DBCN1 | TM8Y100C16MP11 | 34000 | 18 | 8.1 | 34000 | 24400 | 71.76% | 2.06 | 0 | 9.5 |  |  |  |  | R-410A | 2.8333 | Residential & Commercial | USHP
214624805 | Central HP <5.4 tons | CARRIER | HRCU-A-CB (Split System: Heat Pump with Remote Outdoor Unit-Air-Source) | 38MURAQ30AB3* | ADP |  | A36VCA+TXV | 58SU*B040M17**12 | 29800 | 15.2 | 8.5 | 32200 | 27000 | 83.85% | 1.78 | 0 | 9 |  |  |  |  | R-410A | 2.4833 | Residential & Commercial | USHP
215726294 | Central HP <5.4 tons | COLEMAN | HRCU-A-CB (Split System: Heat Pump with Remote Outdoor Unit-Air-Source) | HH836E2S11 | ADP |  | FE*TT3*37+TXV | 0 | 33400 | 19 | 9 | 29400 | 24800 | 84.35% | 2 | 0 | 11.7 |  |  |  |  | R-454B | 2.7833 | Residential & Commercial | USHP | Ducted CEE Tier 1
216782754 | Central HP <5.4 tons | LUXAIRE | HRCU-A-CB (Split System: Heat Pump with Remote Outdoor Unit-Air-Source) | HH836E2S11 |  |  | CTU48C5XFS1+TXV | Z8ES080C20LMPS1 | 34200 | 19 | 9 | 32000 | 25400 | 79.38% | 2 | 0 | 11 |  |  |  |  | R-454B | 2.85 | Residential & Commercial | USHP | Ducted CEE Tier 1
214624841 | Central HP <5.4 tons | CARRIER | HRCU-A-CB (Split System: Heat Pump with Remote Outdoor Unit-Air-Source) | 38MURAQ30AB3* | ADP |  | C36A***L139 | 58SU*B060M17**16 | 29600 | 15.2 | 8.1 | 32400 | 27400 | 84.57% | 1.78 | 0 | 9 |  |  |  |  | R-410A | 2.4667 | Residential & Commercial | USHP
215934997 | Central HP <5.4 tons | AIRQUEST | HRCU-A-CB (Split System: Heat Pump with Remote Outdoor Unit-Air-Source) | H5H3V36*K*AAA* |  |  | EVM5X49M21A*+WALLCON | *80CTL0451712B* | 35200 | 21 | 8.5 | 39000 | 29400 | 75.38% | 2 | 0 | 11.7 |  |  |  |  | R-454B | 2.9333 | Residential & Commercial | USHP | Ducted CEE Tier 1
216783104 | Central HP <5.4 tons | LUXAIRE | HRCU-A-CB (Split System: Heat Pump with Remote Outdoor Unit-Air-Source) | HH836E2S11 |  |  | CTM36B5CDS1 | Z8ES080B12LMPS1 | 33600 | 18 | 8.5 | 31200 | 25600 | 82.05% | 2 | 0 | 11 |  |  |  |  | R-454B | 2.8 | Residential & Commercial | USHP | Ducted CEE Tier 1
212926721 | Central HP <5.4 tons | KERR | HRCU-A-C (Split System: Heat Pump with Remote Outdoor Unit with No Indoor Fan --Air Source) | A-KCD24SA-1 | ADP |  | HG21924+TD | 0 | 23000 | 16 | 8.8 | 23000 | 19600 | 85.22% | 1.84 | 0 | 10 |  |  |  |  | R-410A | 1.9167 | Residential & Commercial | USHP | Ducted CEE Tier 1
216487689 | Central HP <5.4 tons | BRYANT HEATING AND COOLING SYSTEMS | HRCU-A-CB (Split System: Heat Pump with Remote Outdoor Unit-Air-Source) | 293VAN048**AA* | ADP |  | CE(P,V)4817G1K*+TXV | 88*TB66135C24*** | 44000 | 21 | 9.5 | 46000 | 35800 | 77.83% | 2 | 0 | 11 |  |  |  |  | R-454B | 3.6667 | Residential & Commercial | USHP | Ducted CEE Tier 1
214624900 | Central HP <5.4 tons | CARRIER | HRCU-A-CB (Split System: Heat Pump with Remote Outdoor Unit-Air-Source) | 38MURAQ36AB3* | ADP |  | PL36H175P149 | 58SU*B060M17**16 | 35200 | 16 | 8.1 | 36800 | 34600 | 94.02% | 1.86 | 0 | 10 |  |  |  |  | R-410A | 2.9333 | Residential & Commercial | USHP | Ducted CEE Tier 1
215423963 | Central HP <5.4 tons | YORK | HRCU-A-CB (Split System: Heat Pump with Remote Outdoor Unit-Air-Source) | HH860E2S11 | ADP |  | H,YE37*60+TXV | Y81E120C16SMPS1 | 44000 | 17 | 8.5 | 41500 | 32600 | 78.55% | 2 | 0 | 12 |  |  |  |  | R-454B | 3.6667 | Residential & Commercial | USHP | Ducted CEE Tier 1
215423996 | Central HP <5.4 tons | YORK | HRCU-A-CB (Split System: Heat Pump with Remote Outdoor Unit-Air-Source) | HH860E2S11 | ADP |  | H,YE48*60+TXV | Y81E130D20SMPS1 | 45000 | 18 | 9 | 43000 | 33200 | 77.21% | 2 | 0 | 12 |  |  |  |  | R-454B | 3.75 | Residential & Commercial | USHP | Ducted CEE Tier 1
215424014 | Central HP <5.4 tons | YORK | HRCU-A-CB (Split System: Heat Pump with Remote Outdoor Unit-Air-Source) | HH860E2S11 | ADP |  | H,YE54*60+TXV | Y91E080C16SMPS1 | 45000 | 18 | 8.5 | 45000 | 33400 | 74.22% | 2 | 0 | 11.7 |  |  |  |  | R-454B | 3.75 | Residential & Commercial | USHP | Ducted CEE Tier 1
215424029 | Central HP <5.4 tons | YORK | HRCU-A-CB (Split System: Heat Pump with Remote Outdoor Unit-Air-Source) | HH860E2S11 | ADP |  | H,YE48*48+TXV | Y91E080C20SMPS1 | 44500 | 18 | 8.5 | 44500 | 33000 | 74.16% | 2 | 0 | 12 |  |  |  |  | R-454B | 3.7083 | Residential & Commercial | USHP | Ducted CEE Tier 1
215735532 | Central HP <5.4 tons | YORK | HRCU-A-CB (Split System: Heat Pump with Remote Outdoor Unit-Air-Source) | HH824E2S11 | ADP |  | H,YE33*36+TXV-BLEED | TM8V080B12MP12 | 22600 | 17 | 8.8 | 21400 | 17700 | 82.71% | 1.96 | 0 | 10.5 |  |  |  |  | R-454B | 1.8833 | Residential & Commercial | USHP | Ducted CEE Tier 1
215735536 | Central HP <5.4 tons | YORK | HRCU-A-CB (Split System: Heat Pump with Remote Outdoor Unit-Air-Source) | HH824E2S11 | ADP |  | H,YE33*36+TXV-BLEED | TM9V060B12MP12 | 22400 | 17 | 8.8 | 21400 | 17200 | 80.37% | 1.96 | 0 | 11 |  |  |  |  | R-454B | 1.8667 | Residential & Commercial | USHP | Ducted CEE Tier 1
215424047 | Central HP <5.4 tons | YORK | HRCU-A-CB (Split System: Heat Pump with Remote Outdoor Unit-Air-Source) | HH860E2S11 | ADP |  | H,YE48*48+TXV | Y91E100C16SMPS1 | 45500 | 18 | 8.5 | 45000 | 33800 | 75.11% | 2 | 0 | 11.7 |  |  |  |  | R-454B | 3.7917 | Residential & Commercial | USHP | Ducted CEE Tier 1
215424048 | Central HP <5.4 tons | YORK | HRCU-A-CB (Split System: Heat Pump with Remote Outdoor Unit-Air-Source) | HH860E2S11 | ADP |  | H,YE48*60+TXV | Y91E100C16SMPS1 | 45500 | 18 | 8.5 | 45000 | 33800 | 75.11% | 2 | 0 | 11.7 |  |  |  |  | R-454B | 3.7917 | Residential & Commercial | USHP | Ducted CEE Tier 1
213369387 | Central HP <5.4 tons | CARRIER | HRCU-A-CB (Split System: Heat Pump with Remote Outdoor Unit-Air-Source) | 38MURAQ18AB3* | ADP |  | H,PG7J936 | 59TP6C040V14**10 | 16900 | 16 | 8.5 | 16600 | 19000 | 114.5% | 2.34 | 0 | 9.5 |  |  |  |  | R-410A | 1.4083 | Residential & Commercial | USHP
215669445 | Central HP <5.4 tons | AIRQUEST | HRCU-A-CB (Split System: Heat Pump with Remote Outdoor Unit-Air-Source) | H5H0V36*K*AAA* |  |  | EA*5X61M21A*+WALLCON | *80CSU1002120A* | 34800 | 18 | 9 | 34400 | 24800 | 72.09% | 1.9 | 0 | 10 |  |  |  |  | R-454B | 2.9 | Residential & Commercial | USHP | Ducted CEE Tier 1
216681133 | Central HP <5.4 tons | AIRQUEST | HRCU-A-CB (Split System: Heat Pump with Remote Outdoor Unit-Air-Source) | DLCURAH36ABK |  |  | EN(A,D,W)4X42L21** | *97VTN0802120A* | 35600 | 15.5 | 8.5 | 39000 | 34800 | 89.23% | 1.75 | 0 | 10 |  |  |  |  | R-410A | 2.9667 | Residential & Commercial | USHP | Ducted CEE Tier 1
213250278 | Central HP <5.4 tons | CONTINENTAL | HRCU-A-C (Split System: Heat Pump with Remote Outdoor Unit with No Indoor Fan --Air Source) | WSEHV4860RA1-C | ADP |  | *G52960+TD | 0 | 47000 | 15.2 | 8.5 | 46000 | 33200 | 72.17% | 1.8 | 0 | 10 |  |  |  |  | R-410A | 3.9167 | Residential & Commercial | USHP | Ducted CEE Tier 1
212383327 | Central HP <5.4 tons | CARRIER | HRCU-A-CB (Split System: Heat Pump with Remote Outdoor Unit-Air-Source) | 38MURAQ36AB3* |  |  | CAP**3621AL* | 59SC2D080E17**16 | 35200 | 16 | 8.1 | 39000 | 35200 | 90.26% | 1.82 | 0 | 9.5 |  |  |  |  | R-410A | 2.9333 | Residential & Commercial | USHP
214624819 | Central HP <5.4 tons | CARRIER | HRCU-A-CB (Split System: Heat Pump with Remote Outdoor Unit-Air-Source) | 38MURAQ30AB3* | ADP |  | PL36H175P159 | 58SU*B040M17**12 | 30000 | 15.2 | 8.5 | 32200 | 27000 | 83.85% | 1.78 | 0 | 9 |  |  |  |  | R-410A | 2.5 | Residential & Commercial | USHP
213147042 | Central HP <5.4 tons | CARRIER | HRCU-A-CB (Split System: Heat Pump with Remote Outdoor Unit-Air-Source) | 38MURAQ36AB3* | ADP |  | C36A***L139+AEFE4B* | 0 | 36000 | 16 | 8.1 | 36800 | 34400 | 93.48% | 2 | 0 | 9.5 |  |  |  |  | R-410A | 3 | Residential & Commercial | USHP
216017538 | Central HP <5.4 tons | YORK | HRCU-A-C (Split System: Heat Pump with Remote Outdoor Unit with No Indoor Fan --Air Source) | HH860E2S11 | ADP |  | V,Y60H210P19*+TXV-BLEED+TD | 0 | 44500 | 15.2 | 8.5 | 44000 | 33800 | 76.82% | 2 | 0 | 11 |  |  |  |  | R-454B | 3.7083 | Residential & Commercial | USHP | Ducted CEE Tier 1
216981019 | Central HP <5.4 tons | YORK | HRCU-A-CB (Split System: Heat Pump with Remote Outdoor Unit-Air-Source) | HH860E2S11 | ADP |  | V,Y60H210P19*+TXV-BLEED | TM8V120C20MP12 | 53500 | 19 | 9 | 52000 | 38500 | 74.04% | 2 | 0 | 11 |  |  |  |  | R-454B | 4.4583 | Residential & Commercial | USHP | Ducted CEE Tier 1
213311981 | Central HP <5.4 tons | BRYANT HEATING AND COOLING SYSTEMS | HRCU-A-CB (Split System: Heat Pump with Remote Outdoor Unit-Air-Source) | 38MURAQ18AB3* | ADP |  | C36A***L139+CBPE3A* | 0 | 17800 | 15.5 | 9 | 17100 | 19400 | 113.5% | 2.4 | 0 | 10.5 |  |  |  |  | R-410A | 1.4833 | Residential & Commercial | USHP | Ducted CEE Tier 1
206788596 | Central HP <5.4 tons | CARRIER | HRCU-A-CB (Split System: Heat Pump with Remote Outdoor Unit-Air-Source) | 25VNA436A*031* |  |  | CAP**4221AL*+UI | 59MN7B080C17**14 | 32800 | 19 | 9 | 35800 | 26800 | 74.86% | 1.96 | 12 | 11 |  |  |  |  | R-410A | 2.7333 | Residential & Commercial | USHP | Ducted CEE Tier 1
206788603 | Central HP <5.4 tons | CARRIER | HRCU-A-CB (Split System: Heat Pump with Remote Outdoor Unit-Air-Source) | 25VNA436A*031* |  |  | CAP**4221AL*+UI | 59MN7B060C21**20 | 32800 | 18.5 | 9 | 35600 | 26800 | 75.28% | 1.98 | 12 | 11.7 |  |  |  |  | R-410A | 2.7333 | Residential & Commercial | USHP | Ducted CEE Tier 1
206788721 | Central HP <5.4 tons | CARRIER | HRCU-A-CB (Split System: Heat Pump with Remote Outdoor Unit-Air-Source) | 25VNA436A*031* |  |  | CNPV*4824AL*+UI | 59TN6B120C24**22 | 33800 | 19.5 | 9 | 35000 | 26000 | 74.29% | 2.04 | 13 | 12.5 |  |  |  |  | R-410A | 2.8167 | Residential & Commercial | USHP | Ducted CEE Tier 1
215424049 | Central HP <5.4 tons | YORK | HRCU-A-CB (Split System: Heat Pump with Remote Outdoor Unit-Air-Source) | HH860E2S11 | ADP |  | H,YE54*48+TXV | Y91E100C16SMPS1 | 45500 | 18 | 8.5 | 45000 | 33800 | 75.11% | 2 | 0 | 11.7 |  |  |  |  | R-454B | 3.7917 | Residential & Commercial | USHP | Ducted CEE Tier 1
215424080 | Central HP <5.4 tons | YORK | HRCU-A-CB (Split System: Heat Pump with Remote Outdoor Unit-Air-Source) | HH860E2S11 | ADP |  | H,YE2K*60+TXV | Y91E120D20SMPS1 | 46500 | 17 | 8.45 | 45000 | 33800 | 75.11% | 2 | 0 | 11.7 |  |  |  |  | R-454B | 3.875 | Residential & Commercial | USHP | Ducted CEE Tier 1
215423413 | Central HP <5.4 tons | YORK | HRCU-A-CB (Split System: Heat Pump with Remote Outdoor Unit-Air-Source) | HH836E2S11 | ADP |  | H,YE9J*36+TXV-BLEED | Y91E080C20SMPS1 | 34200 | 17 | 8.1 | 30400 | 23800 | 78.29% | 2 | 0 | 10.5 |  |  |  |  | R-454B | 2.85 | Residential & Commercial | USHP | Ducted CEE Tier 1
215423429 | Central HP <5.4 tons | YORK | HRCU-A-CB (Split System: Heat Pump with Remote Outdoor Unit-Air-Source) | HH836E2S11 | ADP |  | H,YE9J*36+TXV | YP9C080B12MP13 | 33000 | 17 | 8.5 | 29200 | 24800 | 84.93% | 2 | 0 | 11 |  |  |  |  | R-454B | 2.75 | Residential & Commercial | USHP | Ducted CEE Tier 1
212977090 | Central HP <5.4 tons | AIRQUEST | HRCU-A-CB (Split System: Heat Pump with Remote Outdoor Unit-Air-Source) | DLCURAH36ABK |  |  | EA*4X48L24A* | *96VTN1002122B* | 35800 | 16.5 | 8.5 | 37800 | 34600 | 91.53% | 2.02 | 0 | 10 |  |  |  |  | R-410A | 2.9833 | Residential & Commercial | USHP | Ducted CEE Tier 1
216981013 | Central HP <5.4 tons | YORK | HRCU-A-CB (Split System: Heat Pump with Remote Outdoor Unit-Air-Source) | HH836E2S11 | ADP |  | H,YG80*36+TXV-BLEED | Y92E060B12SMPS1 | 33400 | 18 | 8.5 | 30000 | 23800 | 79.33% | 2 | 0 | 11 |  |  |  |  | R-454B | 2.7833 | Residential & Commercial | USHP | Ducted CEE Tier 1
216981014 | Central HP <5.4 tons | YORK | HRCU-A-CB (Split System: Heat Pump with Remote Outdoor Unit-Air-Source) | HH836E2S11 | ADP |  | V,Y36H175P38*+TXV-BLEED | Y92E080B12SMPS1 | 33400 | 18 | 8.5 | 29800 | 23600 | 79.19% | 2 | 0 | 11 |  |  |  |  | R-454B | 2.7833 | Residential & Commercial | USHP | Ducted CEE Tier 1
210597522 | Central HP <5.4 tons | DAY & NIGHT | HRCU-A-CB (Split System: Heat Pump with Remote Outdoor Unit-Air-Source) | CVH837GKA** |  |  | EHD4X60AAL+WALLCON | *80CTL1352422A* | 33000 | 17 | 8.1 | 32200 | 24800 | 77.02% | 2.02 | 0 | 11.5 |  |  |  |  | R-410A | 2.75 | Residential & Commercial | USHP | Ducted CEE Tier 1
210597552 | Central HP <5.4 tons | DAY & NIGHT | HRCU-A-CB (Split System: Heat Pump with Remote Outdoor Unit-Air-Source) | CVH837GKA** |  |  | EHD4X60AAL+WALLCON | *97CMN1002122A* | 33000 | 17 | 8.1 | 32200 | 24800 | 77.02% | 2.02 | 0 | 11.5 |  |  |  |  | R-410A | 2.75 | Residential & Commercial | USHP | Ducted CEE Tier 1
212520454 | Central HP <5.4 tons | CARRIER | HRCU-A-CB (Split System: Heat Pump with Remote Outdoor Unit-Air-Source) | 38MURAQ36AB3* | ADP |  | H,PG32936 | 58S(B,C)*A110E24**20 | 34000 | 15.2 | 8.1 | 36400 | 27800 | 76.37% | 1.8 | 0 | 9.5 |  |  |  |  | R-410A | 2.8333 | Residential & Commercial | USHP
214596058 | Central HP <5.4 tons | BRYANT | HRCU-A-C (Split System: Heat Pump with Remote Outdoor Unit with No Indoor Fan --Air Source) | 38MURAQ24AB3 | ADP |  | H,PG21930+TD | 0 | 23000 | 16 | 8.8 | 23000 | 19600 | 85.22% | 1.84 | 0 | 10 |  |  |  |  | R-410A | 1.9167 | Residential & Commercial | USHP | Ducted CEE Tier 1
215424447 | Central HP <5.4 tons | YORK | HRCU-A-CB (Split System: Heat Pump with Remote Outdoor Unit-Air-Source) | HH824E2S11 | ADP |  | H,YE33*36+TXV | TM8E040A12MP11 | 22400 | 16 | 8.8 | 21000 | 16800 | 80% | 1.96 | 0 | 11.5 |  |  |  |  | R-454B | 1.8667 | Residential & Commercial | USHP | Ducted CEE Tier 1
215424449 | Central HP <5.4 tons | YORK | HRCU-A-CB (Split System: Heat Pump with Remote Outdoor Unit-Air-Source) | HH824E2S11 | ADP |  | H,YE7J*30+TXV | TM8E040A12MP11 | 22400 | 16 | 8.8 | 21000 | 16800 | 80% | 1.96 | 0 | 11.5 |  |  |  |  | R-454B | 1.8667 | Residential & Commercial | USHP | Ducted CEE Tier 1
215424464 | Central HP <5.4 tons | YORK | HRCU-A-CB (Split System: Heat Pump with Remote Outdoor Unit-Air-Source) | HH824E2S11 | ADP |  | H,YE32*36+TXV | TM8E080B12MP11 | 22200 | 17 | 8.65 | 21200 | 17500 | 82.55% | 1.94 | 0 | 11.5 |  |  |  |  | R-454B | 1.85 | Residential & Commercial | USHP | Ducted CEE Tier 1
215424465 | Central HP <5.4 tons | YORK | HRCU-A-CB (Split System: Heat Pump with Remote Outdoor Unit-Air-Source) | HH824E2S11 | ADP |  | H,YE33*36+TXV | TM8E080B12MP11 | 22600 | 17 | 8.8 | 21400 | 17500 | 81.78% | 1.96 | 0 | 11.7 |  |  |  |  | R-454B | 1.8833 | Residential & Commercial | USHP | Ducted CEE Tier 1
214328310 | Central HP <5.4 tons | CONTINENTAL | HRCU-A-CB (Split System: Heat Pump with Remote Outdoor Unit-Air-Source) | WSEHV4860RA1-C | ADP |  | H,A,DE50960 | WUV080T4BA | 46000 | 17 | 8.5 | 48000 | 34600 | 72.08% | 1.8 | 0 | 10 |  |  |  |  | R-410A | 3.8333 | Residential & Commercial | USHP | Ducted CEE Tier 1
210717747 | Central HP <5.4 tons | CARRIER | HRCU-A-CB (Split System: Heat Pump with Remote Outdoor Unit-Air-Source) | 25VNA448A*031* | ADP |  | H,PG48960 | 59TN6B100C21**22 | 44500 | 21 | 9.5 | 44000 | 35800 | 81.36% | 2.34 | 0 | 12 |  |  |  |  | R-410A | 3.7083 | Residential & Commercial | USHP | Ducted CEE Tier 1
214771896 | Central HP <5.4 tons | CONTINENTAL | HRCU-A-C (Split System: Heat Pump with Remote Outdoor Unit with No Indoor Fan --Air Source) | WSEHV2436RA1-C | ADP |  | H,DE33936 | 0 | 22400 | 15.2 | 8.4 | 22400 | 21200 | 94.64% | 1.78 | 0 | 10.5 |  |  |  |  | R-410A | 1.8667 | Residential & Commercial | USHP | Ducted CEE Tier 1
215674407 | Central HP <5.4 tons | AIRQUEST | HRCU-A-CB (Split System: Heat Pump with Remote Outdoor Unit-Air-Source) | H5H0V48*K*AAA* |  |  | EA*5X61M21A*+WALLCON | *97CMN0602120B* | 45500 | 17.5 | 9 | 48000 | 34200 | 71.25% | 2.06 | 0 | 9.5 |  |  |  |  | R-454B | 3.7917 | Residential & Commercial | USHP
215674307 | Central HP <5.4 tons | AIRQUEST | HRCU-A-CB (Split System: Heat Pump with Remote Outdoor Unit-Air-Source) | H5H0V48*K*AAA* |  |  | EA*5X61M21A*+WALLCON | *80CSU0802120A* | 46000 | 18 | 9 | 47500 | 33600 | 70.74% | 2.08 | 0 | 10 |  |  |  |  | R-454B | 3.8333 | Residential & Commercial | USHP | Ducted CEE Tier 1
214328281 | Central HP <5.4 tons | CONTINENTAL | HRCU-A-CB (Split System: Heat Pump with Remote Outdoor Unit-Air-Source) | WSEHV2436RA1-C | ADP |  | H,A,DG34936 | WPV060T3AA | 22000 | 17 | 8.5 | 23400 | 17100 | 73.08% | 1.8 | 0 | 10 |  |  |  |  | R-410A | 1.8333 | Residential & Commercial | USHP | Ducted CEE Tier 1
214397287 | Central HP <5.4 tons | LUXAIRE | HRCU-A-CB (Split System: Heat Pump with Remote Outdoor Unit-Air-Source) | HH836E2S11 |  |  | CTF36B5CDS1 | TM9E080B12MP12 | 33600 | 18 | 8.5 | 31800 | 26000 | 81.76% | 2 | 0 | 11 |  |  |  |  | R-454B | 2.8 | Residential & Commercial | USHP | Ducted CEE Tier 1
214396444 | Central HP <5.4 tons | LUXAIRE | HRCU-A-CB (Split System: Heat Pump with Remote Outdoor Unit-Air-Source) | HH836E2S11 |  |  | JHE36C5CD2SS1 | 0 | 33800 | 19 | 8.5 | 31000 | 25000 | 80.65% | 2 | 0 | 11.7 |  |  |  |  | R-454B | 2.8167 | Residential & Commercial | USHP | Ducted CEE Tier 1
212520170 | Central HP <5.4 tons | CARRIER | HRCU-A-CB (Split System: Heat Pump with Remote Outdoor Unit-Air-Source) | 38MURAQ18AB3* | ADP |  | H,PG34936 | 58SP*A045V17**16 | 17600 | 16 | 8.5 | 16900 | 18700 | 110.7% | 2.3 | 0 | 10.5 |  |  |  |  | R-410A | 1.4667 | Residential & Commercial | USHP | Ducted CEE Tier 1
212520184 | Central HP <5.4 tons | CARRIER | HRCU-A-CB (Split System: Heat Pump with Remote Outdoor Unit-Air-Source) | 38MURAQ18AB3* | ADP |  | H,PG24936 | 58TP*A045V14**12 | 17600 | 16 | 8.5 | 16900 | 18400 | 108.9% | 2.26 | 0 | 11 |  |  |  |  | R-410A | 1.4667 | Residential & Commercial | USHP | Ducted CEE Tier 1
212520186 | Central HP <5.4 tons | CARRIER | HRCU-A-CB (Split System: Heat Pump with Remote Outdoor Unit-Air-Source) | 38MURAQ18AB3* | ADP |  | H,PG34936 | 58TP*A045V14**12 | 17600 | 16 | 8.5 | 16900 | 18400 | 108.9% | 2.26 | 0 | 11 |  |  |  |  | R-410A | 1.4667 | Residential & Commercial | USHP | Ducted CEE Tier 1
212520195 | Central HP <5.4 tons | CARRIER | HRCU-A-CB (Split System: Heat Pump with Remote Outdoor Unit-Air-Source) | 38MURAQ18AB3* | ADP |  | H,PG9J936 | 58TP*A070V17**16 | 17300 | 16 | 8.5 | 16500 | 18800 | 113.9% | 2.32 | 0 | 10.5 |  |  |  |  | R-410A | 1.4417 | Residential & Commercial | USHP | Ducted CEE Tier 1
211394464 | Central HP <5.4 tons | FRASER-JOHNSTON | HRCU-A-CB (Split System: Heat Pump with Remote Outdoor Unit-Air-Source) | HMH72B341 |  |  | XAHC48FXXN1+TXV | TM9V100C20MP12 | 33200 | 17 | 8.5 | 32000 | 23400 | 73.12% | 2.04 | 0 | 9 |  |  |  |  | R-410A | 2.7667 | Residential & Commercial | USHP
211394946 | Central HP <5.4 tons | FRASER-JOHNSTON | HRCU-A-CB (Split System: Heat Pump with Remote Outdoor Unit-Air-Source) | HMH72B341 |  |  | XAUC48FXXN1+TXV | TM9V100C16MP12 | 33800 | 16.5 | 8.5 | 32400 | 23800 | 73.46% | 2.08 | 0 | 9.5 |  |  |  |  | R-410A | 2.8167 | Residential & Commercial | USHP
211395180 | Central HP <5.4 tons | FRASER-JOHNSTON | HRCU-A-CB (Split System: Heat Pump with Remote Outdoor Unit-Air-Source) | HMH72B341 |  |  | XAFD48FXXN1+TXV | TM9V080C16MP12 | 33400 | 16.5 | 8.5 | 32400 | 23600 | 72.84% | 2.06 | 0 | 9.5 |  |  |  |  | R-410A | 2.7833 | Residential & Commercial | USHP
216763909 | Central HP <5.4 tons | TRANE | HRCU-A-C (Split System: Heat Pump with Remote Outdoor Unit with No Indoor Fan --Air Source) | 5TWR7036A1 |  |  | 5TXCC009AS3 | 0 | 33600 | 16 | 8.7 | 32800 | 24400 | 74.39% | 2.1 | 0 | 11.5 |  |  |  |  | R-454B | 2.8 | Residential & Commercial | USHP | Ducted CEE Tier 1
216682788 | Central HP <5.4 tons | AIRQUEST | HRCU-A-CB (Split System: Heat Pump with Remote Outdoor Unit-Air-Source) | DLCURAH30ABK |  |  | EA*4X37L21A* | *97VTN1002122A* | 30400 | 15.2 | 9 | 33000 | 26000 | 78.79% | 1.75 | 0 | 9 |  |  |  |  | R-410A | 2.5333 | Residential & Commercial | USHP
216050992 | Central HP <5.4 tons | RHEEM | HRCU-A-CB (Split System: Heat Pump with Remote Outdoor Unit-Air-Source) | RP19AY24AJVC |  |  | RCFY2421HEAAM | R951V0703A17M4 | 22800 | 20 | 10 | 22800 | 18600 | 81.58% | 1.8 | 0 | 12 |  |  |  |  | R-454B | 1.9 | Residential & Commercial | USHP | Ducted CEE Tier 1
216051006 | Central HP <5.4 tons | RHEEM | HRCU-A-CB (Split System: Heat Pump with Remote Outdoor Unit-Air-Source) | RP19AY24AJVC |  |  | RCFY2421HEAAM | R951V0403A17UH | 22800 | 21 | 10 | 22800 | 18700 | 82.02% | 1.8 | 0 | 13 |  |  |  |  | R-454B | 1.9 | Residential & Commercial | USHP | Ducted CEE Tier 1
214280291 | Central HP <5.4 tons | TEMPSTAR | HRCU-A-CB (Split System: Heat Pump with Remote Outdoor Unit-Air-Source) | DLCURAH36ABK |  |  | EA*4X42L21A* | *96MSN0601716A* | 35200 | 15.5 | 8.5 | 38500 | 35200 | 91.43% | 1.88 | 0 | 9.5 |  |  |  |  | R-410A | 2.9333 | Residential & Commercial | USHP
216051030 | Central HP <5.4 tons | RHEEM | HRCU-A-CB (Split System: Heat Pump with Remote Outdoor Unit-Air-Source) | RP19AY24AJVC |  |  | RCFY2421HEAAM | R98MV0703A17UP | 22800 | 20 | 10 | 22800 | 18500 | 81.14% | 1.8 | 0 | 12 |  |  |  |  | R-454B | 1.9 | Residential & Commercial | USHP | Ducted CEE Tier 1
211387953 | Central HP <5.4 tons | FRASER-JOHNSTON | HRCU-A-CB (Split System: Heat Pump with Remote Outdoor Unit-Air-Source) | HMH72B341 |  |  | XAUB36DXXN1+TXV | TP9C080B12MP13 | 33600 | 17.5 | 8.5 | 33400 | 23400 | 70.06% | 2.04 | 0 | 10 |  |  |  |  | R-410A | 2.8 | Residential & Commercial | USHP | Ducted CEE Tier 1
211388352 | Central HP <5.4 tons | FRASER-JOHNSTON | HRCU-A-CB (Split System: Heat Pump with Remote Outdoor Unit-Air-Source) | HMH72B341 |  |  | XAUB36DXXN1+TXV | TM9V060B12MP12 | 33800 | 17 | 8.5 | 33400 | 23800 | 71.26% | 2.04 | 0 | 9.5 |  |  |  |  | R-410A | 2.8167 | Residential & Commercial | USHP
216051132 | Central HP <5.4 tons | RHEEM | HRCU-A-CB (Split System: Heat Pump with Remote Outdoor Unit-Air-Source) | RP19AY48AJVC |  |  | RCFY4821SEAAM | R98MV0855A21UP | 45500 | 19 | 10 | 45500 | 42000 | 92.31% | 2.1 | 0 | 12 |  |  |  |  | R-454B | 3.7917 | Residential & Commercial | USHP | Ducted CEE Tier 1
215297503 | Central HP <5.4 tons | YORK | HRCU-A-CB (Split System: Heat Pump with Remote Outdoor Unit-Air-Source) | HMH72B341 | ADP |  | V,Y36H175P137 | Y81E080B12SMPS1 | 33200 | 18 | 8.5 | 31400 | 23000 | 73.25% | 2.04 | 0 | 10 |  |  |  |  | R-410A | 2.7667 | Residential & Commercial | USHP | Ducted CEE Tier 1
206788728 | Central HP <5.4 tons | CARRIER | HRCU-A-CB (Split System: Heat Pump with Remote Outdoor Unit-Air-Source) | 25VNA436A*031* |  |  | CNPV*4824AL*+UI | 59MN7B060C21**20 | 33600 | 19 | 9 | 35400 | 26200 | 74.01% | 2.02 | 12.5 | 12 |  |  |  |  | R-410A | 2.8 | Residential & Commercial | USHP | Ducted CEE Tier 1
206788735 | Central HP <5.4 tons | CARRIER | HRCU-A-CB (Split System: Heat Pump with Remote Outdoor Unit-Air-Source) | 25VNA436A*031* |  |  | CNPV*6024AL*+UI | 59MN7B120C24**22 | 34200 | 20 | 9 | 34800 | 25600 | 73.56% | 2.02 | 13 | 12.5 |  |  |  |  | R-410A | 2.85 | Residential & Commercial | USHP | Ducted CEE Tier 1
206788744 | Central HP <5.4 tons | CARRIER | HRCU-A-CB (Split System: Heat Pump with Remote Outdoor Unit-Air-Source) | 25VNA436A*031* |  |  | CSPH*3612AL*+UI | 59TN6B060C17**14 | 33400 | 17.5 | 9 | 35600 | 26400 | 74.16% | 2 | 12 | 11 |  |  |  |  | R-410A | 2.7833 | Residential & Commercial | USHP | Ducted CEE Tier 1
206788762 | Central HP <5.4 tons | CARRIER | HRCU-A-CB (Split System: Heat Pump with Remote Outdoor Unit-Air-Source) | 25VNA436A*031* |  |  | CSPH*4212AL*+UI | 59TN6B120C24**22 | 34000 | 18.5 | 9 | 35200 | 26000 | 73.86% | 2.04 | 12.5 | 12 |  |  |  |  | R-410A | 2.8333 | Residential & Commercial | USHP | Ducted CEE Tier 1
206788771 | Central HP <5.4 tons | CARRIER | HRCU-A-CB (Split System: Heat Pump with Remote Outdoor Unit-Air-Source) | 25VNA436A*031* |  |  | CSPH*4212AL*+UI | 59MN7B060C21**20 | 33800 | 18 | 9 | 35400 | 26200 | 74.01% | 2.02 | 12 | 11.5 |  |  |  |  | R-410A | 2.8167 | Residential & Commercial | USHP | Ducted CEE Tier 1
211390079 | Central HP <5.4 tons | FRASER-JOHNSTON | HRCU-A-CB (Split System: Heat Pump with Remote Outdoor Unit-Air-Source) | HMH72B341 |  |  | XAHC30CXXN1+TXV | TM8V100C16MP12 | 32400 | 17 | 8.1 | 32400 | 22800 | 70.37% | 2 | 0 | 9.5 |  |  |  |  | R-410A | 2.7 | Residential & Commercial | USHP
211390940 | Central HP <5.4 tons | FRASER-JOHNSTON | HRCU-A-CB (Split System: Heat Pump with Remote Outdoor Unit-Air-Source) | HMH72B341 |  |  | XAHB36DBCN1 | TPLC060A12MP13 | 33400 | 16.5 | 8.1 | 33600 | 23800 | 70.83% | 2.02 | 0 | 9.5 |  |  |  |  | R-410A | 2.7833 | Residential & Commercial | USHP
211391551 | Central HP <5.4 tons | FRASER-JOHNSTON | HRCU-A-CB (Split System: Heat Pump with Remote Outdoor Unit-Air-Source) | HMH72B341 |  |  | XAFC30CXXN1+TXV | TM8E100C16MP11 | 33000 | 18 | 8.5 | 33000 | 23200 | 70.3% | 2.04 | 0 | 10 |  |  |  |  | R-410A | 2.75 | Residential & Commercial | USHP | Ducted CEE Tier 1
211902844 | Central HP <5.4 tons | CARRIER | HRCU-A-CB (Split System: Heat Pump with Remote Outdoor Unit-Air-Source) | 38MURAQ24AB3* | ADP |  | CDP29A15P+TXV | 59SC2D080E17**16 | 23800 | 17 | 8.5 | 25200 | 23800 | 94.44% | 1.96 | 0 | 10 |  |  |  |  | R-410A | 1.9833 | Residential & Commercial | USHP | Ducted CEE Tier 1
211912009 | Central HP <5.4 tons | CARRIER | HRCU-A-CB (Split System: Heat Pump with Remote Outdoor Unit-Air-Source) | 38MURAQ24AB3* | ADP |  | CDP35H15P+TXV | 59SC2D080E17**16 | 24000 | 17 | 8.5 | 25200 | 23800 | 94.44% | 1.96 | 0 | 10 |  |  |  |  | R-410A | 2 | Residential & Commercial | USHP | Ducted CEE Tier 1
214584626 | Central HP <5.4 tons | COLEMAN | HRCU-A-CB (Split System: Heat Pump with Remote Outdoor Unit-Air-Source) | HH836E2S11 |  |  | CTF48C5CFS1 | Z8ES120C16SMPS1 | 34000 | 19 | 9 | 31600 | 25200 | 79.75% | 2 | 0 | 11.7 |  |  |  |  | R-454B | 2.8333 | Residential & Commercial | USHP | Ducted CEE Tier 1
212383235 | Central HP <5.4 tons | DAY & NIGHT | HRCU-A-CB (Split System: Heat Pump with Remote Outdoor Unit-Air-Source) | DLCURAH36ABK |  |  | EA*4X36L21A* | *95ESN0802120A* | 35800 | 15.5 | 8.1 | 39500 | 35400 | 89.62% | 1.84 | 0 | 9.5 |  |  |  |  | R-410A | 2.9833 | Residential & Commercial | USHP
212383333 | Central HP <5.4 tons | DAY & NIGHT | HRCU-A-CB (Split System: Heat Pump with Remote Outdoor Unit-Air-Source) | DLCURAH36ABK |  |  | EA*4X36L21A* | *92ESN0801716A* | 35200 | 16 | 8.1 | 39000 | 35200 | 90.26% | 1.82 | 0 | 9.5 |  |  |  |  | R-410A | 2.9333 | Residential & Commercial | USHP
212383462 | Central HP <5.4 tons | DAY & NIGHT | HRCU-A-CB (Split System: Heat Pump with Remote Outdoor Unit-Air-Source) | DLCURAH36ABK |  |  | EA*4X43L21A* | *80ES(N,L)0701716A* | 36800 | 15.5 | 8.5 | 39000 | 34800 | 89.23% | 2.1 | 0 | 10 |  |  |  |  | R-410A | 3.0667 | Residential & Commercial | USHP | Ducted CEE Tier 1
216761977 | Central HP <5.4 tons | BRYANT HEATING AND COOLING SYSTEMS | HRCU-A-CB (Split System: Heat Pump with Remote Outdoor Unit-Air-Source) | 38MURAQ24AB3* | ADP |  | H,PG7J936 | 927TA48080V17*** | 25400 | 18 | 10.5 | 25000 | 34200 | 136.8% | 2.6 | 0 | 11 |  |  |  |  | R-410A | 2.1167 | Residential & Commercial | USHP | Ducted CEE Tier 1
209872720 | Central HP <5.4 tons | RHEEM | HRCU-A-CB (Split System: Heat Pump with Remote Outdoor Unit-Air-Source) | RP18AZ48AJVC |  |  | RCFZ6021SEAAM | R962V0855A21M4S | 44500 | 18 | 8.5 | 43000 | 45000 | 104.7% | 2 | 0 | 11.7 |  |  |  |  | R-410A | 3.7083 | Residential & Commercial | USHP | Ducted CEE Tier 1
211713130 | Central HP <5.4 tons | DAY & NIGHT | HRCU-A-CB (Split System: Heat Pump with Remote Outdoor Unit-Air-Source) | DLCURAH30ABK |  |  | EA*4X43L21A* | *80ESU0401712A* | 31200 | 15.2 | 8.1 | 33400 | 26000 | 77.84% | 1.86 | 0 | 9 |  |  |  |  | R-410A | 2.6 | Residential & Commercial | USHP
206788778 | Central HP <5.4 tons | CARRIER | HRCU-A-CB (Split System: Heat Pump with Remote Outdoor Unit-Air-Source) | 25VNA436A*031* |  |  | CSPH*4812AL*+UI | 59TN6B120C24**22 | 34200 | 19 | 9 | 35000 | 25800 | 73.71% | 2.04 | 12.5 | 12 |  |  |  |  | R-410A | 2.85 | Residential & Commercial | USHP | Ducted CEE Tier 1
206788785 | Central HP <5.4 tons | CARRIER | HRCU-A-CB (Split System: Heat Pump with Remote Outdoor Unit-Air-Source) | 25VNA436A*031* |  |  | CSPH*4812AL*+UI | 58TN*A090C17**16 | 34200 | 19.5 | 9 | 35000 | 25800 | 73.71% | 2.06 | 12.5 | 12 |  |  |  |  | R-410A | 2.85 | Residential & Commercial | USHP | Ducted CEE Tier 1
216981028 | Central HP <5.4 tons | YORK | HRCU-A-CB (Split System: Heat Pump with Remote Outdoor Unit-Air-Source) | HH860E2S11 | ADP |  | V,Y60H210P19*+TXV-BLEED | Y92E100C16SMPS1 | 44500 | 19 | 9 | 43500 | 32800 | 75.4% | 2 | 0 | 11 |  |  |  |  | R-454B | 3.7083 | Residential & Commercial | USHP | Ducted CEE Tier 1
206788344 | Central HP <5.4 tons | CARRIER | HRCU-A-CB (Split System: Heat Pump with Remote Outdoor Unit-Air-Source) | 25VNA424A*031* |  |  | CAP**4221AL*+UI | 59MN7B080C17**14 | 23400 | 20 | 10.5 | 26600 | 19900 | 74.81% | 2.44 | 13 | 13 |  |  |  |  | R-410A | 1.95 | Residential & Commercial | USHP | Ducted CEE Tier 1
206788794 | Central HP <5.4 tons | CARRIER | HRCU-A-CB (Split System: Heat Pump with Remote Outdoor Unit-Air-Source) | 25VNA436A*031* |  |  | CSPH*6012AL*+UI | 59TN6B120C24**22 | 34600 | 19 | 9 | 34600 | 25200 | 72.83% | 2.04 | 13 | 12 |  |  |  |  | R-410A | 2.8833 | Residential & Commercial | USHP | Ducted CEE Tier 1
214328299 | Central HP <5.4 tons | CONTINENTAL | HRCU-A-CB (Split System: Heat Pump with Remote Outdoor Unit-Air-Source) | WSEHV4860RA1-C | ADP |  | H,A,DE37960 | WPV070T4BA | 46000 | 17 | 8.5 | 48000 | 34600 | 72.08% | 1.8 | 0 | 10 |  |  |  |  | R-410A | 3.8333 | Residential & Commercial | USHP | Ducted CEE Tier 1
214331341 | Central HP <5.4 tons | CONTINENTAL | HRCU-A-CB (Split System: Heat Pump with Remote Outdoor Unit-Air-Source) | WSEHV4860RA1-C | ADP |  | H,A,DG52960 | WUV080T4BA | 46000 | 17 | 8.5 | 48000 | 34600 | 72.08% | 1.8 | 0 | 10 |  |  |  |  | R-410A | 3.8333 | Residential & Commercial | USHP | Ducted CEE Tier 1
216487658 | Central HP <5.4 tons | BRYANT HEATING AND COOLING SYSTEMS | HRCU-A-CB (Split System: Heat Pump with Remote Outdoor Unit-Air-Source) | 293VAN048**AA* | ADP |  | CE(P,V)4821G1K*+TXV | 88*TB48090C17*** | 43500 | 20 | 9 | 46500 | 35400 | 76.13% | 1.86 | 0 | 11 |  |  |  |  | R-454B | 3.625 | Residential & Commercial | USHP | Ducted CEE Tier 1
216487674 | Central HP <5.4 tons | BRYANT HEATING AND COOLING SYSTEMS | HRCU-A-CB (Split System: Heat Pump with Remote Outdoor Unit-Air-Source) | 293VAN048**AA* | ADP |  | CE(P,V)4821G1K*+TXV | 88*TB60090C21*** | 44000 | 21 | 9.5 | 46000 | 35800 | 77.83% | 1.92 | 0 | 11 |  |  |  |  | R-454B | 3.6667 | Residential & Commercial | USHP | Ducted CEE Tier 1
215667273 | Central HP <5.4 tons | AIRQUEST | HRCU-A-CB (Split System: Heat Pump with Remote Outdoor Unit-Air-Source) | H5H0V24*K*AAA* |  |  | EA*5X25M17A*+WALLCON | *96CTN0401410B* | 23400 | 16 | 9 | 24000 | 16800 | 70% | 1.98 | 0 | 9.5 |  |  |  |  | R-454B | 1.95 | Residential & Commercial | USHP
215667805 | Central HP <5.4 tons | AIRQUEST | HRCU-A-CB (Split System: Heat Pump with Remote Outdoor Unit-Air-Source) | H5H0V24*K*AAA* |  |  | EA*5X37M17A*+WALLCON | *96CTN0801714B* | 23800 | 17 | 9 | 23400 | 16500 | 70.51% | 2 | 0 | 10.5 |  |  |  |  | R-454B | 1.9833 | Residential & Commercial | USHP | Ducted CEE Tier 1
216487553 | Central HP <5.4 tons | BRYANT HEATING AND COOLING SYSTEMS | HRCU-A-CB (Split System: Heat Pump with Remote Outdoor Unit-Air-Source) | 290VAN060**AA* | ADP |  | CE(P,V)6021G48*+TXV | 88*TB60070C21*** | 54500 | 18 | 8.5 | 57500 | 41500 | 72.17% | 1.88 | 0 | 8.5 |  |  |  |  | R-454B | 4.5417 | Residential & Commercial | USHP
216487569 | Central HP <5.4 tons | BRYANT HEATING AND COOLING SYSTEMS | HRCU-A-CB (Split System: Heat Pump with Remote Outdoor Unit-Air-Source) | 290VAN060**AA* | ADP |  | CE(P,V)6021G48*+TXV | 987MC60080C21*** | 55000 | 18 | 9 | 58000 | 41500 | 71.55% | 2.02 | 0 | 8.5 |  |  |  |  | R-454B | 4.5833 | Residential & Commercial | USHP
216487571 | Central HP <5.4 tons | BRYANT HEATING AND COOLING SYSTEMS | HRCU-A-CB (Split System: Heat Pump with Remote Outdoor Unit-Air-Source) | 290VAN060**AA* | ADP |  | CE(P,V)6024G48*+TXV | 987MC60080C21*** | 55000 | 18 | 9 | 58000 | 41500 | 71.55% | 2.02 | 0 | 8.5 |  |  |  |  | R-454B | 4.5833 | Residential & Commercial | USHP
216487585 | Central HP <5.4 tons | BRYANT HEATING AND COOLING SYSTEMS | HRCU-A-CB (Split System: Heat Pump with Remote Outdoor Unit-Air-Source) | 293VAN036**AA* | ADP |  | CE(P,V)3617G34*+TXV | 88*TB36070C14*** | 33000 | 19 | 9 | 33600 | 26600 | 79.17% | 1.92 | 0 | 10.5 |  |  |  |  | R-454B | 2.75 | Residential & Commercial | USHP | Ducted CEE Tier 1
215424483 | Central HP <5.4 tons | YORK | HRCU-A-CB (Split System: Heat Pump with Remote Outdoor Unit-Air-Source) | HH824E2S11 | ADP |  | H,YE33*36+TXV | TM8V080B12MP12 | 22600 | 17 | 8.8 | 21400 | 17700 | 82.71% | 1.96 | 0 | 10.5 |  |  |  |  | R-454B | 1.8833 | Residential & Commercial | USHP | Ducted CEE Tier 1
215424500 | Central HP <5.4 tons | YORK | HRCU-A-CB (Split System: Heat Pump with Remote Outdoor Unit-Air-Source) | HH824E2S11 | ADP |  | H,YE31*24+TXV | TM9E026A08MP12 | 21800 | 16 | 8.5 | 21200 | 17200 | 81.13% | 1.9 | 0 | 10 |  |  |  |  | R-454B | 1.8167 | Residential & Commercial | USHP | Ducted CEE Tier 1
215424516 | Central HP <5.4 tons | YORK | HRCU-A-CB (Split System: Heat Pump with Remote Outdoor Unit-Air-Source) | HH824E2S11 | ADP |  | H,YE8J*30+TXV | TM9E040A10MP12 | 22600 | 16 | 8.9 | 21400 | 17700 | 82.71% | 1.98 | 0 | 10.5 |  |  |  |  | R-454B | 1.8833 | Residential & Commercial | USHP | Ducted CEE Tier 1
215424532 | Central HP <5.4 tons | YORK | HRCU-A-CB (Split System: Heat Pump with Remote Outdoor Unit-Air-Source) | HH824E2S11 | ADP |  | H,YE7J*30+TXV | TM9E060B12MP12 | 23000 | 16 | 9 | 21400 | 17900 | 83.64% | 2 | 0 | 11.7 |  |  |  |  | R-454B | 1.9167 | Residential & Commercial | USHP | Ducted CEE Tier 1
215424533 | Central HP <5.4 tons | YORK | HRCU-A-CB (Split System: Heat Pump with Remote Outdoor Unit-Air-Source) | HH824E2S11 | ADP |  | H,YE7J*36+TXV | TM9E060B12MP12 | 23000 | 16 | 9 | 21400 | 17900 | 83.64% | 2 | 0 | 11.7 |  |  |  |  | R-454B | 1.9167 | Residential & Commercial | USHP | Ducted CEE Tier 1
216487683 | Central HP <5.4 tons | BRYANT HEATING AND COOLING SYSTEMS | HRCU-A-CB (Split System: Heat Pump with Remote Outdoor Unit-Air-Source) | 293VAN048**AA* | ADP |  | CE(P,V)4821G1K*+TXV | 88*TB60110C21*** | 44000 | 21 | 9.5 | 46000 | 36000 | 78.26% | 1.92 | 0 | 11 |  |  |  |  | R-454B | 3.6667 | Residential & Commercial | USHP | Ducted CEE Tier 1
214328288 | Central HP <5.4 tons | CONTINENTAL | HRCU-A-CB (Split System: Heat Pump with Remote Outdoor Unit-Air-Source) | WSEHV2436RA1-C | ADP |  | H,A,DE35936 | WUV050T3AA | 22000 | 17 | 8.5 | 23400 | 17100 | 73.08% | 1.8 | 0 | 10 |  |  |  |  | R-410A | 1.8333 | Residential & Commercial | USHP | Ducted CEE Tier 1
214328297 | Central HP <5.4 tons | CONTINENTAL | HRCU-A-CB (Split System: Heat Pump with Remote Outdoor Unit-Air-Source) | WSEHV2436RA1-C | ADP |  | H,A,DG34936 | WUV070T3AA | 22000 | 17 | 8.5 | 23400 | 17100 | 73.08% | 1.8 | 0 | 10 |  |  |  |  | R-410A | 1.8333 | Residential & Commercial | USHP | Ducted CEE Tier 1
214328286 | Central HP <5.4 tons | CONTINENTAL | HRCU-A-CB (Split System: Heat Pump with Remote Outdoor Unit-Air-Source) | WSEHV2436RA1-C | ADP |  | H,A,DG35936 | WPV070T3AA | 22000 | 17 | 8.5 | 23400 | 17100 | 73.08% | 1.8 | 0 | 10 |  |  |  |  | R-410A | 1.8333 | Residential & Commercial | USHP | Ducted CEE Tier 1
211804287 | Central HP <5.4 tons | MIDEA | HRCU-A-C (Split System: Heat Pump with Remote Outdoor Unit with No Indoor Fan --Air Source) | MOVA-36HDN1-M20G | ADP |  | H,YG9J(1,2)36+TXV+TD | 0 | 23200 | 15.2 | 9 | 22400 | 15900 | 70.98% | 1.82 | 0 | 12 |  |  |  |  | R-410A | 1.9333 | Residential & Commercial | USHP | Ducted CEE Tier 1
216050995 | Central HP <5.4 tons | RHEEM | HRCU-A-CB (Split System: Heat Pump with Remote Outdoor Unit-Air-Source) | RP19AY24AJVC |  |  | RCFY2421HEAAM | R951V0603A17UH | 22800 | 21 | 10 | 22800 | 18600 | 81.58% | 1.8 | 0 | 13 |  |  |  |  | R-454B | 1.9 | Residential & Commercial | USHP | Ducted CEE Tier 1
216761986 | Central HP <5.4 tons | BRYANT HEATING AND COOLING SYSTEMS | HRCU-A-CB (Split System: Heat Pump with Remote Outdoor Unit-Air-Source) | 38MURAQ36AB3* | ADP |  | H,PG9J936 | 927TA48080V17*** | 37200 | 18 | 11.5 | 42000 | 41500 | 98.81% | 2.3 | 0 | 11 |  |  |  |  | R-410A | 3.1 | Residential & Commercial | USHP | Ducted CEE Tier 1
216051095 | Central HP <5.4 tons | RHEEM | HRCU-A-CB (Split System: Heat Pump with Remote Outdoor Unit-Air-Source) | RP19AY36AJVC |  |  | RCFY3621MEAAM | R97MV0603A17DH | 34200 | 21 | 10 | 34200 | 29600 | 86.55% | 2 | 0 | 12 |  |  |  |  | R-454B | 2.85 | Residential & Commercial | USHP | Ducted CEE Tier 1
215424564 | Central HP <5.4 tons | YORK | HRCU-A-CB (Split System: Heat Pump with Remote Outdoor Unit-Air-Source) | HH824E2S11 | ADP |  | H,YE31*30+TXV | TM9V080B12MP12 | 21800 | 17 | 8.5 | 21200 | 17300 | 81.6% | 1.9 | 0 | 11 |  |  |  |  | R-454B | 1.8167 | Residential & Commercial | USHP | Ducted CEE Tier 1
215424566 | Central HP <5.4 tons | YORK | HRCU-A-CB (Split System: Heat Pump with Remote Outdoor Unit-Air-Source) | HH824E2S11 | ADP |  | H,YE33*36+TXV | TM9V080B12MP12 | 23000 | 17 | 9 | 21400 | 17900 | 83.64% | 2 | 0 | 12 |  |  |  |  | R-454B | 1.9167 | Residential & Commercial | USHP | Ducted CEE Tier 1
215424597 | Central HP <5.4 tons | YORK | HRCU-A-CB (Split System: Heat Pump with Remote Outdoor Unit-Air-Source) | HH824E2S11 | ADP |  | H,YE8J*30+TXV | TM9Y080B12MP11 | 23000 | 17 | 9 | 21400 | 18100 | 84.58% | 2 | 0 | 11.7 |  |  |  |  | R-454B | 1.9167 | Residential & Commercial | USHP | Ducted CEE Tier 1
215424615 | Central HP <5.4 tons | YORK | HRCU-A-CB (Split System: Heat Pump with Remote Outdoor Unit-Air-Source) | HH824E2S11 | ADP |  | H,YE7J*30+TXV | Y81E080B12SMPS1 | 23000 | 18 | 9 | 21400 | 18100 | 84.58% | 2 | 0 | 12 |  |  |  |  | R-454B | 1.9167 | Residential & Commercial | USHP | Ducted CEE Tier 1
215870952 | Central HP <5.4 tons | YORK | HRCU-A-CB (Split System: Heat Pump with Remote Outdoor Unit-Air-Source) | HH836E2S11 | ADP |  | CH365B*C+TXV | YP9C080B12MP13 | 32600 | 17 | 8.4 | 29200 | 24800 | 84.93% | 1.98 | 0 | 10.5 |  |  |  |  | R-454B | 2.7167 | Residential & Commercial | USHP | Ducted CEE Tier 1
214776395 | Central HP <5.4 tons | YORK | HRCU-A-CB (Split System: Heat Pump with Remote Outdoor Unit-Air-Source) | HH836E2S11 | ADP |  | CH365B*C+TXV | TM9V080B12MP12 | 32600 | 17 | 8.4 | 29200 | 24800 | 84.93% | 1.98 | 0 | 10.5 |  |  |  |  | R-454B | 2.7167 | Residential & Commercial | USHP | Ducted CEE Tier 1
214776409 | Central HP <5.4 tons | YORK | HRCU-A-CB (Split System: Heat Pump with Remote Outdoor Unit-Air-Source) | HH836E2S11 | ADP |  | CV365**C+TXV | Y82E080B12LMPS1 | 32400 | 18 | 8.4 | 28400 | 24400 | 85.92% | 1.98 | 0 | 11.5 |  |  |  |  | R-454B | 2.7 | Residential & Commercial | USHP | Ducted CEE Tier 1
206788903 | Central HP <5.4 tons | CARRIER | HRCU-A-CB (Split System: Heat Pump with Remote Outdoor Unit-Air-Source) | 25VNA448A*031* |  |  | CAP**4824AL*+UI | 58TN*A135C24**22 | 44000 | 21 | 9.5 | 46000 | 36200 | 78.7% | 2.3 | 12.5 | 12 |  |  |  |  | R-410A | 3.6667 | Residential & Commercial | USHP | Ducted CEE Tier 1
216737827 | Central HP <5.4 tons | TEMPSTAR | HRCU-A-CB (Split System: Heat Pump with Remote Outdoor Unit-Air-Source) | D5CUHAH24AAK |  |  | ESH5X30M12A* | *96VTN0601412B* | 22200 | 15.2 | 8.1 | 21000 | 18800 | 89.52% | 1.9 | 0 | 10.5 |  |  |  |  | R-454B | 1.85 | Residential & Commercial | USHP | Ducted CEE Tier 1
216738361 | Central HP <5.4 tons | TEMPSTAR | HRCU-A-CB (Split System: Heat Pump with Remote Outdoor Unit-Air-Source) | D5CUHAH24AAK |  |  | ESH5X36M12A* | *80VTL1102122B* | 22800 | 15.2 | 8.1 | 21000 | 18600 | 88.57% | 1.85 | 0 | 10.5 |  |  |  |  | R-454B | 1.9 | Residential & Commercial | USHP | Ducted CEE Tier 1
216738636 | Central HP <5.4 tons | TEMPSTAR | HRCU-A-CB (Split System: Heat Pump with Remote Outdoor Unit-Air-Source) | D5CUHAH24AAK |  |  | ESH5X36M12A* | *96VSN0401712B* | 22600 | 15.5 | 8.1 | 21000 | 18600 | 88.57% | 1.85 | 0 | 10.5 |  |  |  |  | R-454B | 1.8833 | Residential & Commercial | USHP | Ducted CEE Tier 1
216738645 | Central HP <5.4 tons | TEMPSTAR | HRCU-A-CB (Split System: Heat Pump with Remote Outdoor Unit-Air-Source) | D5CUHAH24AAK |  |  | ESH5X36M12A* | *96VSN0601412B* | 22600 | 16 | 8.1 | 20800 | 18500 | 88.94% | 1.85 | 0 | 11 |  |  |  |  | R-454B | 1.8833 | Residential & Commercial | USHP | Ducted CEE Tier 1
214624844 | Central HP <5.4 tons | CARRIER | HRCU-A-CB (Split System: Heat Pump with Remote Outdoor Unit-Air-Source) | 38MURAQ30AB3* | ADP |  | PL36H175P149 | 58SU*B060M17**16 | 29600 | 15.2 | 8.1 | 32200 | 27000 | 83.85% | 1.8 | 0 | 9 |  |  |  |  | R-410A | 2.4667 | Residential & Commercial | USHP
216051002 | Central HP <5.4 tons | RHEEM | HRCU-A-CB (Split System: Heat Pump with Remote Outdoor Unit-Air-Source) | RP19AY24AJVC |  |  | RCFY2421HEAAM | R951V0603A17M4 | 22800 | 21 | 10 | 22800 | 18600 | 81.58% | 1.8 | 0 | 13 |  |  |  |  | R-454B | 1.9 | Residential & Commercial | USHP | Ducted CEE Tier 1
216051038 | Central HP <5.4 tons | RHEEM | HRCU-A-CB (Split System: Heat Pump with Remote Outdoor Unit-Air-Source) | RP19AY24AJVC |  |  | RCFY2421HEAAM | R97MV0603A17DH | 22800 | 21 | 10 | 22800 | 18500 | 81.14% | 1.8 | 0 | 13 |  |  |  |  | R-454B | 1.9 | Residential & Commercial | USHP | Ducted CEE Tier 1
214396238 | Central HP <5.4 tons | LUXAIRE | HRCU-A-CB (Split System: Heat Pump with Remote Outdoor Unit-Air-Source) | HH824E2S11 |  |  | CTF36B5ADS1 | TM8E100B12MP11 | 23000 | 18 | 9.5 | 23000 | 18900 | 82.17% | 2 | 0 | 12 |  |  |  |  | R-454B | 1.9167 | Residential & Commercial | USHP | Ducted CEE Tier 1
213311565 | Central HP <5.4 tons | CARRIER | HRCU-A-CB (Split System: Heat Pump with Remote Outdoor Unit-Air-Source) | 38MURAQ18AB3* | ADP |  | C36A***L139+CBPE3A* | 0 | 17800 | 15.5 | 9 | 17100 | 18300 | 107% | 2.2 | 0 | 10.5 |  |  |  |  | R-410A | 1.4833 | Residential & Commercial | USHP | Ducted CEE Tier 1
212500227 | Central HP <5.4 tons | MIDEA | HRCU-A-CB (Split System: Heat Pump with Remote Outdoor Unit-Air-Source) | MOVA-60HDN1-M20G | ADP |  | F,PE*TT3960 | 0 | 45000 | 18 | 9.15 | 46000 | 33200 | 72.17% | 1.94 | 0 | 11.5 |  |  |  |  | R-410A | 3.75 | Residential & Commercial | USHP | Ducted CEE Tier 1
212520165 | Central HP <5.4 tons | CARRIER | HRCU-A-CB (Split System: Heat Pump with Remote Outdoor Unit-Air-Source) | 38MURAQ18AB3* | ADP |  | H,PG32936 | 58SP*A045V14**12 | 17500 | 16 | 8.5 | 17000 | 18700 | 110% | 2.3 | 0 | 10 |  |  |  |  | R-410A | 1.4583 | Residential & Commercial | USHP | Ducted CEE Tier 1
212520180 | Central HP <5.4 tons | CARRIER | HRCU-A-CB (Split System: Heat Pump with Remote Outdoor Unit-Air-Source) | 38MURAQ18AB3* | ADP |  | H,PG24936 | 58SU*A060E17**16 | 18500 | 16 | 8.5 | 17800 | 18100 | 101.7% | 2.24 | 0 | 11 |  |  |  |  | R-410A | 1.5417 | Residential & Commercial | USHP | Ducted CEE Tier 1
216487586 | Central HP <5.4 tons | BRYANT HEATING AND COOLING SYSTEMS | HRCU-A-CB (Split System: Heat Pump with Remote Outdoor Unit-Air-Source) | 293VAN036**AA* | ADP |  | CE(P,V)3614G34*+TXV | 88*TB48070C17*** | 32600 | 19 | 9.5 | 33600 | 26600 | 79.17% | 2 | 0 | 11 |  |  |  |  | R-454B | 2.7167 | Residential & Commercial | USHP | Ducted CEE Tier 1
216487588 | Central HP <5.4 tons | BRYANT HEATING AND COOLING SYSTEMS | HRCU-A-CB (Split System: Heat Pump with Remote Outdoor Unit-Air-Source) | 293VAN036**AA* | ADP |  | CE(P,V)3617G34*+TXV | 88*TB48070C17*** | 32600 | 19 | 9.5 | 33600 | 26600 | 79.17% | 2 | 0 | 11 |  |  |  |  | R-454B | 2.7167 | Residential & Commercial | USHP | Ducted CEE Tier 1
216487401 | Central HP <5.4 tons | BRYANT HEATING AND COOLING SYSTEMS | HRCU-A-CB (Split System: Heat Pump with Remote Outdoor Unit-Air-Source) | 290VAN036**AA* | ADP |  | CE(P,V)3617G34*+TXV | 88*TB48070C17*** | 33000 | 18 | 9 | 33600 | 24800 | 73.81% | 1.88 | 0 | 9.5 |  |  |  |  | R-454B | 2.75 | Residential & Commercial | USHP
216487436 | Central HP <5.4 tons | BRYANT HEATING AND COOLING SYSTEMS | HRCU-A-CB (Split System: Heat Pump with Remote Outdoor Unit-Air-Source) | 290VAN036**AA* | ADP |  | CE(P,V)3617G34*+TXV | 987MC60080C21*** | 33200 | 18 | 9 | 33400 | 24600 | 73.65% | 1.88 | 0 | 9.5 |  |  |  |  | R-454B | 2.7667 | Residential & Commercial | USHP
212520196 | Central HP <5.4 tons | CARRIER | HRCU-A-CB (Split System: Heat Pump with Remote Outdoor Unit-Air-Source) | 38MURAQ18AB3* | ADP |  | H,PG24936 | 58TP*A090V17**16 | 17600 | 16 | 8.5 | 16900 | 18500 | 109.5% | 2.26 | 0 | 10.5 |  |  |  |  | R-410A | 1.4667 | Residential & Commercial | USHP | Ducted CEE Tier 1
215424617 | Central HP <5.4 tons | YORK | HRCU-A-CB (Split System: Heat Pump with Remote Outdoor Unit-Air-Source) | HH824E2S11 | ADP |  | H,YE8J*30+TXV | Y81E080B12SMPS1 | 23000 | 18 | 9 | 21400 | 18100 | 84.58% | 2 | 0 | 12 |  |  |  |  | R-454B | 1.9167 | Residential & Commercial | USHP | Ducted CEE Tier 1
215424632 | Central HP <5.4 tons | YORK | HRCU-A-CB (Split System: Heat Pump with Remote Outdoor Unit-Air-Source) | HH824E2S11 | ADP |  | H,YE7J*36+TXV | Y82E060A12LMPS1 | 22400 | 18 | 8.8 | 21400 | 17300 | 80.84% | 1.96 | 0 | 11.5 |  |  |  |  | R-454B | 1.8667 | Residential & Commercial | USHP | Ducted CEE Tier 1
215424114 | Central HP <5.4 tons | YORK | HRCU-A-CB (Split System: Heat Pump with Remote Outdoor Unit-Air-Source) | HH860E2S11 | ADP |  | H,YE2K*60+TXV | YP9C100C16MP13 | 43000 | 17 | 8.45 | 42000 | 32800 | 78.1% | 2 | 0 | 11.5 |  |  |  |  | R-454B | 3.5833 | Residential & Commercial | USHP | Ducted CEE Tier 1
215425335 | Central HP <5.4 tons | YORK | HRCU-A-CB (Split System: Heat Pump with Remote Outdoor Unit-Air-Source) | HH860E2S11 | ADP |  | H,YE3K*48+TXV | TL9E100C20UH11 | 44500 | 18 | 8.5 | 43500 | 33600 | 77.24% | 2 | 0 | 11 |  |  |  |  | R-454B | 3.7083 | Residential & Commercial | USHP | Ducted CEE Tier 1
215424681 | Central HP <5.4 tons | YORK | HRCU-A-CB (Split System: Heat Pump with Remote Outdoor Unit-Air-Source) | HH824E2S11 | ADP |  | H,YE31*30+TXV | Y91E080B12SMPS1 | 21800 | 17 | 8.5 | 21200 | 17400 | 82.08% | 1.9 | 0 | 11 |  |  |  |  | R-454B | 1.8167 | Residential & Commercial | USHP | Ducted CEE Tier 1
215424699 | Central HP <5.4 tons | YORK | HRCU-A-CB (Split System: Heat Pump with Remote Outdoor Unit-Air-Source) | HH824E2S11 | ADP |  | H,YE31*30+TXV | YP9C080B12MP13 | 21800 | 17 | 8.5 | 21200 | 17300 | 81.6% | 1.9 | 0 | 11 |  |  |  |  | R-454B | 1.8167 | Residential & Commercial | USHP | Ducted CEE Tier 1
216684931 | Central HP <5.4 tons | MAINLINE | HRCU-A-CB (Split System: Heat Pump with Remote Outdoor Unit-Air-Source) | MLP19AY24AJVC |  |  | TCFY2421HEAAM | ML801V0504A17UHS | 22800 | 20 | 8.5 | 22800 | 18500 | 81.14% | 1.8 | 0 | 12 |  |  |  |  | R-454B | 1.9 | Residential & Commercial | USHP | Ducted CEE Tier 1
216051120 | Central HP <5.4 tons | RHEEM | HRCU-A-CB (Split System: Heat Pump with Remote Outdoor Unit-Air-Source) | RP19AY48AJVC |  |  | RCFY4821SEAAM | R802V0755A21DZ | 45500 | 19 | 10 | 45500 | 41500 | 91.21% | 2.1 | 0 | 12 |  |  |  |  | R-454B | 3.7917 | Residential & Commercial | USHP | Ducted CEE Tier 1
216051114 | Central HP <5.4 tons | RHEEM | HRCU-A-CB (Split System: Heat Pump with Remote Outdoor Unit-Air-Source) | RP19AY36AJVC |  |  | RCFY3621MEAAM | R962V0703A17M4 | 34200 | 20 | 10 | 34200 | 29600 | 86.55% | 2 | 0 | 12 |  |  |  |  | R-454B | 2.85 | Residential & Commercial | USHP | Ducted CEE Tier 1
216051151 | Central HP <5.4 tons | RHEEM | HRCU-A-CB (Split System: Heat Pump with Remote Outdoor Unit-Air-Source) | RP19AY60AJVC |  |  | RCFY6021SEAAM | R802V0755A21UH | 53500 | 17 | 10 | 53500 | 48500 | 90.65% | 2 | 0 | 10 |  |  |  |  | R-454B | 4.4583 | Residential & Commercial | USHP | Ducted CEE Tier 1
215933857 | Central HP <5.4 tons | AIRQUEST | HRCU-A-CB (Split System: Heat Pump with Remote Outdoor Unit-Air-Source) | H5H3V36*K*AAA* |  |  | ESH5X60M12A*+WALLCON | *97CMN0601714B* | 33800 | 19 | 9 | 33800 | 25800 | 76.33% | 1.96 | 0 | 11 |  |  |  |  | R-454B | 2.8167 | Residential & Commercial | USHP | Ducted CEE Tier 1
215933907 | Central HP <5.4 tons | AIRQUEST | HRCU-A-CB (Split System: Heat Pump with Remote Outdoor Unit-Air-Source) | H5H3V36*K*AAA* |  |  | ESH5X60M12A*+WALLCON | *96CTN0401410B* | 32600 | 17.5 | 8.5 | 33400 | 25600 | 76.65% | 1.86 | 0 | 10.5 |  |  |  |  | R-454B | 2.7167 | Residential & Commercial | USHP | Ducted CEE Tier 1
211194292 | Central HP <5.4 tons | CARRIER | HRCU-A-CB (Split System: Heat Pump with Remote Outdoor Unit-Air-Source) | 38MURAQ30AB3* |  |  | FM(C,U)4Z36**AL* | 0 | 30400 | 15.5 | 8.5 | 35000 | 27400 | 78.29% | 1.82 | 0 | 9 |  |  |  |  | R-410A | 2.5333 | Residential & Commercial | USHP
212978223 | Central HP <5.4 tons | BRYANT HEATING AND COOLING SYSTEMS | HRCU-A-CB (Split System: Heat Pump with Remote Outdoor Unit-Air-Source) | 38MURAQ18AB3* |  |  | CAP**1917AL* | 8(0,1)*SB36070M14*** | 18200 | 17 | 8.5 | 18100 | 17700 | 97.79% | 2.16 | 0 | 11 |  |  |  |  | R-410A | 1.5167 | Residential & Commercial | USHP | Ducted CEE Tier 1
212978309 | Central HP <5.4 tons | BRYANT HEATING AND COOLING SYSTEMS | HRCU-A-CB (Split System: Heat Pump with Remote Outdoor Unit-Air-Source) | 38MURAQ18AB3* |  |  | CNPV*2414AL* | 8(0,1)*SB36070M14*** | 17600 | 16.5 | 8.5 | 18500 | 19100 | 103.2% | 2.3 | 0 | 11 |  |  |  |  | R-410A | 1.4667 | Residential & Commercial | USHP | Ducted CEE Tier 1
214624662 | Central HP <5.4 tons | CARRIER | HRCU-A-CB (Split System: Heat Pump with Remote Outdoor Unit-Air-Source) | 38MURAQ18AB3* | ADP |  | V,C36H175P149 | 58SU*B040M17**12 | 17500 | 16 | 8.5 | 16800 | 18500 | 110.1% | 2.28 | 0 | 10.5 |  |  |  |  | R-410A | 1.4583 | Residential & Commercial | USHP | Ducted CEE Tier 1
215939797 | Central HP <5.4 tons | AIRQUEST | HRCU-A-CB (Split System: Heat Pump with Remote Outdoor Unit-Air-Source) | H5H3V36*K*AAA* |  |  | EA*5X60M24A*+WALLCON | *97CTN0802120A* | 34000 | 20 | 9.5 | 34200 | 26000 | 76.02% | 2.06 | 0 | 11.7 |  |  |  |  | R-454B | 2.8333 | Residential & Commercial | USHP | Ducted CEE Tier 1
215940617 | Central HP <5.4 tons | AIRQUEST | HRCU-A-CB (Split System: Heat Pump with Remote Outdoor Unit-Air-Source) | H5H3V36*K*AAA* |  |  | EVD5X42M21A*+WALLCON | *96CTN0802120B* | 34400 | 20.5 | 8.5 | 38500 | 28200 | 73.25% | 2.04 | 0 | 11.7 |  |  |  |  | R-454B | 2.8667 | Residential & Commercial | USHP | Ducted CEE Tier 1
206788378 | Central HP <5.4 tons | CARRIER | HRCU-A-CB (Split System: Heat Pump with Remote Outdoor Unit-Air-Source) | 25VNA424A*031* |  |  | CNPV*3621AL*+UI | 59MN7B060C21**20 | 23200 | 19.5 | 9.5 | 26800 | 20000 | 74.63% | 2.36 | 13 | 13 |  |  |  |  | R-410A | 1.9333 | Residential & Commercial | USHP | Ducted CEE Tier 1
206788417 | Central HP <5.4 tons | CARRIER | HRCU-A-CB (Split System: Heat Pump with Remote Outdoor Unit-Air-Source) | 25VNA424A*031* |  |  | CSPH*3612AL*+UI | 58TN*A070C14**12 | 23800 | 20.5 | 9.5 | 26600 | 19700 | 74.06% | 2.5 | 14 | 13 |  |  |  |  | R-410A | 1.9833 | Residential & Commercial | USHP | Ducted CEE Tier 1
215423215 | Central HP <5.4 tons | YORK | HRCU-A-CB (Split System: Heat Pump with Remote Outdoor Unit-Air-Source) | HH836E2S11 | ADP |  | H,YE80*36+TXV | TM8E080C20MP11 | 34200 | 17 | 8.5 | 30800 | 25400 | 82.47% | 2 | 0 | 11 |  |  |  |  | R-454B | 2.85 | Residential & Commercial | USHP | Ducted CEE Tier 1
215423217 | Central HP <5.4 tons | YORK | HRCU-A-CB (Split System: Heat Pump with Remote Outdoor Unit-Air-Source) | HH836E2S11 | ADP |  | H,YE35*36+TXV | TM8E100B12MP11 | 33200 | 18 | 8.5 | 29600 | 25000 | 84.46% | 2 | 0 | 11 |  |  |  |  | R-454B | 2.7667 | Residential & Commercial | USHP | Ducted CEE Tier 1
215423226 | Central HP <5.4 tons | YORK | HRCU-A-CB (Split System: Heat Pump with Remote Outdoor Unit-Air-Source) | HH836E2S11 | ADP |  | H,YE34*36+TXV | TM8E100C20MP11 | 33400 | 16 | 8.35 | 30600 | 25400 | 83.01% | 1.98 | 0 | 10.5 |  |  |  |  | R-454B | 2.7833 | Residential & Commercial | USHP | Ducted CEE Tier 1
215423242 | Central HP <5.4 tons | YORK | HRCU-A-CB (Split System: Heat Pump with Remote Outdoor Unit-Air-Source) | HH836E2S11 | ADP |  | H,YE35*36+TXV | TM8V080B12MP12 | 32400 | 17 | 8.5 | 28800 | 24800 | 86.11% | 2 | 0 | 11 |  |  |  |  | R-454B | 2.7 | Residential & Commercial | USHP | Ducted CEE Tier 1
215423249 | Central HP <5.4 tons | YORK | HRCU-A-CB (Split System: Heat Pump with Remote Outdoor Unit-Air-Source) | HH836E2S11 | ADP |  | H,YE9J*36+TXV | TM8V080C16MP12 | 33600 | 18 | 8.5 | 30000 | 25200 | 84% | 2 | 0 | 11 |  |  |  |  | R-454B | 2.8 | Residential & Commercial | USHP | Ducted CEE Tier 1
215423276 | Central HP <5.4 tons | YORK | HRCU-A-CB (Split System: Heat Pump with Remote Outdoor Unit-Air-Source) | HH836E2S11 | ADP |  | H,YE34*36+TXV | TM8Y120C20MP11 | 33400 | 18 | 8.35 | 30600 | 25400 | 83.01% | 1.98 | 0 | 10.5 |  |  |  |  | R-454B | 2.7833 | Residential & Commercial | USHP | Ducted CEE Tier 1
215423326 | Central HP <5.4 tons | YORK | HRCU-A-CB (Split System: Heat Pump with Remote Outdoor Unit-Air-Source) | HH836E2S11 | ADP |  | H,YE34*36+TXV | TM9V100C16MP12 | 33000 | 17 | 8.4 | 29400 | 24800 | 84.35% | 1.98 | 0 | 10.5 |  |  |  |  | R-454B | 2.75 | Residential & Commercial | USHP | Ducted CEE Tier 1
215423333 | Central HP <5.4 tons | YORK | HRCU-A-CB (Split System: Heat Pump with Remote Outdoor Unit-Air-Source) | HH836E2S11 | ADP |  | H,YE9J*36+TXV-BLEED | TM9V100C20MP12 | 34200 | 18 | 8.5 | 31000 | 25600 | 82.58% | 2 | 0 | 10 |  |  |  |  | R-454B | 2.85 | Residential & Commercial | USHP | Ducted CEE Tier 1
215423342 | Central HP <5.4 tons | YORK | HRCU-A-CB (Split System: Heat Pump with Remote Outdoor Unit-Air-Source) | HH836E2S11 | ADP |  | H,YE35*36+TXV | TM9Y080B12MP11 | 33000 | 18 | 8.5 | 29400 | 25000 | 85.03% | 2 | 0 | 11 |  |  |  |  | R-454B | 2.75 | Residential & Commercial | USHP | Ducted CEE Tier 1
215423349 | Central HP <5.4 tons | YORK | HRCU-A-CB (Split System: Heat Pump with Remote Outdoor Unit-Air-Source) | HH836E2S11 | ADP |  | H,YE9J*36+TXV | TM9Y080C16MP11 | 33800 | 18 | 8.5 | 30400 | 25400 | 83.55% | 2 | 0 | 11 |  |  |  |  | R-454B | 2.8167 | Residential & Commercial | USHP | Ducted CEE Tier 1
212384832 | Central HP <5.4 tons | DAY & NIGHT | HRCU-A-CB (Split System: Heat Pump with Remote Outdoor Unit-Air-Source) | DLCURAH36ABK |  |  | FJMA4*42L*C* | 0 | 37000 | 16 | 8.1 | 39000 | 34800 | 89.23% | 2 | 0 | 10 |  |  |  |  | R-410A | 3.0833 | Residential & Commercial | USHP | Ducted CEE Tier 1
215938367 | Central HP <5.4 tons | AIRQUEST | HRCU-A-CB (Split System: Heat Pump with Remote Outdoor Unit-Air-Source) | H5H3V48*K*AAA* |  |  | EVD5X60M24A*+WALLCON | *97CMN1002122B* | 45500 | 20.5 | 8.1 | 52500 | 38000 | 72.38% | 1.9 | 0 | 11.5 |  |  |  |  | R-454B | 3.7917 | Residential & Commercial | USHP | Ducted CEE Tier 1
213296994 | Central HP <5.4 tons | LUXAIRE | HRCU-A-CB (Split System: Heat Pump with Remote Outdoor Unit-Air-Source) | HMH72B341 |  |  | XAFB36DBCN1 | Z8ES080B12LMPS1 | 34000 | 18 | 8.1 | 33400 | 24000 | 71.86% | 2.08 | 0 | 10 |  |  |  |  | R-410A | 2.8333 | Residential & Commercial | USHP | Ducted CEE Tier 1
213297044 | Central HP <5.4 tons | LUXAIRE | HRCU-A-CB (Split System: Heat Pump with Remote Outdoor Unit-Air-Source) | HMH72B341 |  |  | XAHC36DBCN1 | Z9ES080B12SMPS1 | 33200 | 17 | 8.5 | 32000 | 22400 | 70% | 1.8 | 0 | 10 |  |  |  |  | R-410A | 2.7667 | Residential & Commercial | USHP | Ducted CEE Tier 1
216051043 | Central HP <5.4 tons | RHEEM | HRCU-A-CB (Split System: Heat Pump with Remote Outdoor Unit-Air-Source) | RP19AY24AJVC |  |  | RCFY2421HEAAM | R801V0504A17UHN | 22800 | 20 | 10 | 22800 | 18500 | 81.14% | 1.8 | 0 | 12 |  |  |  |  | R-454B | 1.9 | Residential & Commercial | USHP | Ducted CEE Tier 1
216051129 | Central HP <5.4 tons | RHEEM | HRCU-A-CB (Split System: Heat Pump with Remote Outdoor Unit-Air-Source) | RP19AY48AJVC |  |  | RCFY4821SEAAM | R962V0705A21M4 | 45500 | 18 | 10 | 45500 | 42000 | 92.31% | 2.1 | 0 | 12 |  |  |  |  | R-454B | 3.7917 | Residential & Commercial | USHP | Ducted CEE Tier 1
214396962 | Central HP <5.4 tons | LUXAIRE | HRCU-A-CB (Split System: Heat Pump with Remote Outdoor Unit-Air-Source) | HH836E2S11 |  |  | CTM48C5CFS1 | TMLE120C16MP11 | 33600 | 19 | 9 | 31400 | 25400 | 80.89% | 2 | 0 | 11 |  |  |  |  | R-454B | 2.8 | Residential & Commercial | USHP | Ducted CEE Tier 1
211225681 | Central HP <5.4 tons | CARRIER | HRCU-A-CB (Split System: Heat Pump with Remote Outdoor Unit-Air-Source) | 38MURAQ36AB3* |  |  | CAP**3621AL* | 59SC2D100E21**22 | 36400 | 15.2 | 8.1 | 40000 | 35400 | 88.5% | 1.86 | 0 | 9.5 |  |  |  |  | R-410A | 3.0333 | Residential & Commercial | USHP
211387743 | Central HP <5.4 tons | FRASER-JOHNSTON | HRCU-A-CB (Split System: Heat Pump with Remote Outdoor Unit-Air-Source) | HMH72B341 |  |  | XAHB36DXXN1+TXV | TM9V080B12MP12 | 33200 | 16.5 | 8.1 | 33400 | 23600 | 70.66% | 2 | 0 | 9.5 |  |  |  |  | R-410A | 2.7667 | Residential & Commercial | USHP
216487486 | Central HP <5.4 tons | BRYANT HEATING AND COOLING SYSTEMS | HRCU-A-CB (Split System: Heat Pump with Remote Outdoor Unit-Air-Source) | 290VAN048**AA* | ADP |  | CE(P,V)6021G48*+TXV | 88*TB60090C21*** | 45000 | 18 | 9 | 45500 | 33000 | 72.53% | 2.08 | 0 | 10 |  |  |  |  | R-454B | 3.75 | Residential & Commercial | USHP | Ducted CEE Tier 1
214584671 | Central HP <5.4 tons | COLEMAN | HRCU-A-CB (Split System: Heat Pump with Remote Outdoor Unit-Air-Source) | HH836E2S11 |  |  | CTF36C5CDS1 | Z8ES120C16SMPS1 | 34400 | 18 | 8.5 | 31600 | 25800 | 81.65% | 2 | 0 | 11.7 |  |  |  |  | R-454B | 2.8667 | Residential & Commercial | USHP | Ducted CEE Tier 1
216487519 | Central HP <5.4 tons | BRYANT HEATING AND COOLING SYSTEMS | HRCU-A-CB (Split System: Heat Pump with Remote Outdoor Unit-Air-Source) | 290VAN048**AA* | ADP |  | CE(P,V)6021G48*+TXV | 987MC60060C21*** | 45000 | 17 | 9 | 45500 | 33600 | 73.85% | 2.06 | 0 | 9.5 |  |  |  |  | R-454B | 3.75 | Residential & Commercial | USHP
216487535 | Central HP <5.4 tons | BRYANT HEATING AND COOLING SYSTEMS | HRCU-A-CB (Split System: Heat Pump with Remote Outdoor Unit-Air-Source) | 290VAN048**AA* | ADP |  | CE(P,V)6021G48*+TXV | 987MC66100C21*** | 45000 | 18 | 9 | 45500 | 33200 | 72.97% | 2.06 | 0 | 10 |  |  |  |  | R-454B | 3.75 | Residential & Commercial | USHP | Ducted CEE Tier 1
214584706 | Central HP <5.4 tons | COLEMAN | HRCU-A-CB (Split System: Heat Pump with Remote Outdoor Unit-Air-Source) | HH836E2S11 |  |  | CTM36C5CDS1 | Z8ES080C16SMPS1 | 34000 | 18 | 8.5 | 31200 | 25400 | 81.41% | 2 | 0 | 11.7 |  |  |  |  | R-454B | 2.8333 | Residential & Commercial | USHP | Ducted CEE Tier 1
211242528 | Central HP <5.4 tons | BRYANT HEATING AND COOLING SYSTEMS | HRCU-A-CB (Split System: Heat Pump with Remote Outdoor Unit-Air-Source) | 38MURAQ24AB3* |  |  | CAP**3621AL* | 926TB60100V21*** | 24000 | 17 | 8.5 | 26000 | 22800 | 87.69% | 1.9 | 0 | 10 |  |  |  |  | R-410A | 2 | Residential & Commercial | USHP | Ducted CEE Tier 1
216684914 | Central HP <5.4 tons | MAINLINE | HRCU-A-CB (Split System: Heat Pump with Remote Outdoor Unit-Air-Source) | MLP19AY24AJVC |  |  | TCFY2421HEAAM | ML951V0603A17M4 | 22800 | 21 | 8.5 | 22800 | 18600 | 81.58% | 1.8 | 0 | 13 |  |  |  |  | R-454B | 1.9 | Residential & Commercial | USHP | Ducted CEE Tier 1
216684916 | Central HP <5.4 tons | MAINLINE | HRCU-A-CB (Split System: Heat Pump with Remote Outdoor Unit-Air-Source) | MLP19AY24AJVC |  |  | TCFY2421HEAAM | ML921V0403A17M4 | 22800 | 21 | 8.5 | 22800 | 18500 | 81.14% | 1.8 | 0 | 13 |  |  |  |  | R-454B | 1.9 | Residential & Commercial | USHP | Ducted CEE Tier 1
216684923 | Central HP <5.4 tons | MAINLINE | HRCU-A-CB (Split System: Heat Pump with Remote Outdoor Unit-Air-Source) | MLP19AY24AJVC |  |  | TCFY2421HEAAM | ML97MV0603A17DH | 22800 | 21 | 8.5 | 22800 | 18500 | 81.14% | 1.8 | 0 | 13 |  |  |  |  | R-454B | 1.9 | Residential & Commercial | USHP | Ducted CEE Tier 1
211010182 | Central HP <5.4 tons | COLEMAN | HRCU-A-CB (Split System: Heat Pump with Remote Outdoor Unit-Air-Source) | HC20B2421 |  |  | JHVVB24DE1C2N1+CC | 0 | 23000 | 19 | 8.5 | 22400 | 19600 | 87.5% | 1.9 | 0 | 12.4 |  |  |  |  | R-410A | 1.9167 | Residential & Commercial | USHP | Ducted CEE Tier 1
211242829 | Central HP <5.4 tons | BRYANT HEATING AND COOLING SYSTEMS | HRCU-A-CB (Split System: Heat Pump with Remote Outdoor Unit-Air-Source) | 38MURAQ24AB3* |  |  | CAP**3717AL* | 8(0,1)*SA48070E17*** | 25400 | 16 | 8.5 | 26400 | 21000 | 79.55% | 1.76 | 0 | 10 |  |  |  |  | R-410A | 2.1167 | Residential & Commercial | USHP | Ducted CEE Tier 1
211243130 | Central HP <5.4 tons | BRYANT HEATING AND COOLING SYSTEMS | HRCU-A-CB (Split System: Heat Pump with Remote Outdoor Unit-Air-Source) | 38MURAQ24AB3* |  |  | CAP**3717AL* | 912SD36040E17*** | 24200 | 16 | 8.1 | 25400 | 22000 | 86.61% | 1.82 | 0 | 10 |  |  |  |  | R-410A | 2.0167 | Residential & Commercial | USHP | Ducted CEE Tier 1
215938397 | Central HP <5.4 tons | AIRQUEST | HRCU-A-CB (Split System: Heat Pump with Remote Outdoor Unit-Air-Source) | H5H3V48*K*AAA* |  |  | EVD5X60M24A*+WALLCON | *96CTN1202422B* | 45500 | 20.5 | 8.1 | 52500 | 38000 | 72.38% | 1.95 | 0 | 11.5 |  |  |  |  | R-454B | 3.7917 | Residential & Commercial | USHP | Ducted CEE Tier 1
214595055 | Central HP <5.4 tons | LUXAIRE | HRCU-A-CB (Split System: Heat Pump with Remote Outdoor Unit-Air-Source) | HH836E2S11 |  |  | CTM48C5CFS1 | Z8ES100C16SMPS1 | 34000 | 19 | 9 | 31600 | 25200 | 79.75% | 2 | 0 | 11 |  |  |  |  | R-454B | 2.8333 | Residential & Commercial | USHP | Ducted CEE Tier 1
216051020 | Central HP <5.4 tons | RHEEM | HRCU-A-CB (Split System: Heat Pump with Remote Outdoor Unit-Air-Source) | RP19AY24AJVC |  |  | RCFY2421HEAAM | R98MV0855A21UP | 22800 | 21 | 10 | 22800 | 18400 | 80.7% | 1.8 | 0 | 13 |  |  |  |  | R-454B | 1.9 | Residential & Commercial | USHP | Ducted CEE Tier 1
216508747 | Central HP <5.4 tons | LUXAIRE | HRCU-A-CB (Split System: Heat Pump with Remote Outdoor Unit-Air-Source) | HH836E2S11 |  |  | CTF30A5ADS1 | TM8E040A12MP11 | 33000 | 18 | 8.5 | 31000 | 25400 | 81.94% | 2 | 0 | 11 |  |  |  |  | R-454B | 2.75 | Residential & Commercial | USHP | Ducted CEE Tier 1
211389351 | Central HP <5.4 tons | FRASER-JOHNSTON | HRCU-A-CB (Split System: Heat Pump with Remote Outdoor Unit-Air-Source) | HMH72B341 |  |  | XAHC30CXXN1+TXV | TM8Y100C20MP11 | 32800 | 17 | 8.1 | 32800 | 23000 | 70.12% | 2.02 | 0 | 9.5 |  |  |  |  | R-410A | 2.7333 | Residential & Commercial | USHP
211389444 | Central HP <5.4 tons | FRASER-JOHNSTON | HRCU-A-CB (Split System: Heat Pump with Remote Outdoor Unit-Air-Source) | HMH72B341 |  |  | XAHC36DXXN1+TXV | TM8Y100C16MP11 | 34000 | 18 | 8.1 | 34000 | 24400 | 71.76% | 2.06 | 0 | 9.5 |  |  |  |  | R-410A | 2.8333 | Residential & Commercial | USHP
211389485 | Central HP <5.4 tons | FRASER-JOHNSTON | HRCU-A-CB (Split System: Heat Pump with Remote Outdoor Unit-Air-Source) | HMH72B341 |  |  | XAHC36DBCN1 | TM8Y080C16MP11 | 34000 | 18 | 8.1 | 34000 | 24400 | 71.76% | 2.06 | 0 | 9.5 |  |  |  |  | R-410A | 2.8333 | Residential & Commercial | USHP
215425367 | Central HP <5.4 tons | YORK | HRCU-A-CB (Split System: Heat Pump with Remote Outdoor Unit-Air-Source) | HH860E2S11 | ADP |  | H,YE1K*48+TXV | TM8E120C16MP11 | 44000 | 17 | 8.45 | 43500 | 33800 | 77.7% | 1.98 | 0 | 10.5 |  |  |  |  | R-454B | 3.6667 | Residential & Commercial | USHP | Ducted CEE Tier 1
215425368 | Central HP <5.4 tons | YORK | HRCU-A-CB (Split System: Heat Pump with Remote Outdoor Unit-Air-Source) | HH860E2S11 | ADP |  | H,YE55*48+TXV | TM8E120C16MP11 | 44500 | 18 | 8.5 | 43500 | 33800 | 77.7% | 2 | 0 | 11 |  |  |  |  | R-454B | 3.7083 | Residential & Commercial | USHP | Ducted CEE Tier 1
215425384 | Central HP <5.4 tons | YORK | HRCU-A-CB (Split System: Heat Pump with Remote Outdoor Unit-Air-Source) | HH860E2S11 | ADP |  | H,YE53*48+TXV | TM8V080C16MP12 | 43500 | 18 | 8.5 | 42000 | 32800 | 78.1% | 2 | 0 | 11.7 |  |  |  |  | R-454B | 3.625 | Residential & Commercial | USHP | Ducted CEE Tier 1
215425399 | Central HP <5.4 tons | YORK | HRCU-A-CB (Split System: Heat Pump with Remote Outdoor Unit-Air-Source) | HH860E2S11 | ADP |  | H,YE86*48+TXV | TM8V100C16MP12 | 43500 | 18 | 8.5 | 42000 | 32800 | 78.1% | 2 | 0 | 11.7 |  |  |  |  | R-454B | 3.625 | Residential & Commercial | USHP | Ducted CEE Tier 1
216981015 | Central HP <5.4 tons | YORK | HRCU-A-CB (Split System: Heat Pump with Remote Outdoor Unit-Air-Source) | HH836E2S11 | ADP |  | H,YG80*36+TXV-BLEED | Y92E080B12SMPS1 | 33400 | 18 | 8.5 | 29800 | 23600 | 79.19% | 2 | 0 | 11 |  |  |  |  | R-454B | 2.7833 | Residential & Commercial | USHP | Ducted CEE Tier 1
215425285 | Central HP <5.4 tons | YORK | HRCU-A-CB (Split System: Heat Pump with Remote Outdoor Unit-Air-Source) | HH836E2S11 | ADP |  | H,YE1K*36+TXV | TM8Y080B12MP11 | 33000 | 18 | 8.5 | 29200 | 24800 | 84.93% | 2 | 0 | 11 |  |  |  |  | R-454B | 2.75 | Residential & Commercial | USHP | Ducted CEE Tier 1
215667725 | Central HP <5.4 tons | AIRQUEST | HRCU-A-CB (Split System: Heat Pump with Remote Outdoor Unit-Air-Source) | H5H0V24*K*AAA* |  |  | EA*5X37M17A*+WALLCON | *80CSU0401712A* | 23800 | 17 | 9 | 23400 | 16500 | 70.51% | 2 | 0 | 10.5 |  |  |  |  | R-454B | 1.9833 | Residential & Commercial | USHP | Ducted CEE Tier 1
214239132 | Central HP <5.4 tons | TEMPSTAR | HRCU-A-CB (Split System: Heat Pump with Remote Outdoor Unit-Air-Source) | TVH837GKA2* |  |  | EN(A,D,W)4X42L21**+WALLCON | *97CMN1002122B* | 31800 | 16.5 | 8.1 | 33000 | 24400 | 73.94% | 1.88 | 0 | 11 |  |  |  |  | R-410A | 2.65 | Residential & Commercial | USHP | Ducted CEE Tier 1
214239282 | Central HP <5.4 tons | TEMPSTAR | HRCU-A-CB (Split System: Heat Pump with Remote Outdoor Unit-Air-Source) | TVH837GKA2* |  |  | EN(A,D,W)4X48L21**+WALLCON | *96CTN1002122B* | 32400 | 17 | 8.1 | 32600 | 24600 | 75.46% | 1.96 | 0 | 11.7 |  |  |  |  | R-410A | 2.7 | Residential & Commercial | USHP | Ducted CEE Tier 1
214239352 | Central HP <5.4 tons | TEMPSTAR | HRCU-A-CB (Split System: Heat Pump with Remote Outdoor Unit-Air-Source) | TVH837GKA2* |  |  | EN(A,D)4X48L24**+WALLCON | *96CTN1202422B* | 32400 | 17 | 8.1 | 32600 | 24600 | 75.46% | 1.96 | 0 | 11.7 |  |  |  |  | R-410A | 2.7 | Residential & Commercial | USHP | Ducted CEE Tier 1
212383112 | Central HP <5.4 tons | CARRIER | HRCU-A-CB (Split System: Heat Pump with Remote Outdoor Unit-Air-Source) | 38MURAQ36AB3* |  |  | CAP**3621AL* | 59SP6A080V21**20 | 35400 | 16 | 8.1 | 39500 | 35200 | 89.11% | 1.82 | 0 | 9.5 |  |  |  |  | R-410A | 2.95 | Residential & Commercial | USHP
211225732 | Central HP <5.4 tons | CARRIER | HRCU-A-CB (Split System: Heat Pump with Remote Outdoor Unit-Air-Source) | 38MURAQ36AB3* |  |  | CAP**3721AL* | 58S(B,C)*A090E21**20 | 36800 | 16 | 8.5 | 38500 | 34800 | 90.39% | 2.1 | 0 | 10 |  |  |  |  | R-410A | 3.0667 | Residential & Commercial | USHP | Ducted CEE Tier 1
211225733 | Central HP <5.4 tons | CARRIER | HRCU-A-CB (Split System: Heat Pump with Remote Outdoor Unit-Air-Source) | 38MURAQ36AB3* |  |  | CAP**3721AL* | 58S(B,C)*A110E21**20 | 37000 | 15.5 | 8.5 | 38500 | 34800 | 90.39% | 2.12 | 0 | 10 |  |  |  |  | R-410A | 3.0833 | Residential & Commercial | USHP | Ducted CEE Tier 1
211225765 | Central HP <5.4 tons | CARRIER | HRCU-A-CB (Split System: Heat Pump with Remote Outdoor Unit-Air-Source) | 38MURAQ36AB3* |  |  | CAP**3721AL* | 59TP6B100V21**22 | 36800 | 16.5 | 8.5 | 38500 | 34800 | 90.39% | 2.1 | 0 | 10 |  |  |  |  | R-410A | 3.0667 | Residential & Commercial | USHP | Ducted CEE Tier 1
211225767 | Central HP <5.4 tons | CARRIER | HRCU-A-CB (Split System: Heat Pump with Remote Outdoor Unit-Air-Source) | 38MURAQ36AB3* |  |  | CAP**3721AL* | OVLAAB048112 | 36600 | 15.2 | 8.5 | 38500 | 35000 | 90.91% | 2.08 | 0 | 10 |  |  |  |  | R-410A | 3.05 | Residential & Commercial | USHP | Ducted CEE Tier 1
211225799 | Central HP <5.4 tons | CARRIER | HRCU-A-CB (Split System: Heat Pump with Remote Outdoor Unit-Air-Source) | 38MURAQ36AB3* |  |  | CAP**4221AL* | 59SC2D100E21**20 | 35200 | 16.5 | 8.1 | 38500 | 35000 | 90.91% | 1.88 | 0 | 10 |  |  |  |  | R-410A | 2.9333 | Residential & Commercial | USHP | Ducted CEE Tier 1
210597555 | Central HP <5.4 tons | DAY & NIGHT | HRCU-A-CB (Split System: Heat Pump with Remote Outdoor Unit-Air-Source) | CVH837GKA** |  |  | EHD4X60AAL+WALLCON | *97CMN1202422A* | 33000 | 17 | 8.1 | 32200 | 25000 | 77.64% | 2 | 0 | 11 |  |  |  |  | R-410A | 2.75 | Residential & Commercial | USHP | Ducted CEE Tier 1
213942102 | Central HP <5.4 tons | AIRQUEST | HRCU-A-CB (Split System: Heat Pump with Remote Outdoor Unit-Air-Source) | DLCURAH24ABK |  |  | EN(A,D,W)4X36L17** | *96VTN0601716B* | 24000 | 16.5 | 9 | 26000 | 23200 | 89.23% | 1.92 | 0 | 10.5 |  |  |  |  | R-410A | 2 | Residential & Commercial | USHP | Ducted CEE Tier 1
215425418 | Central HP <5.4 tons | YORK | HRCU-A-CB (Split System: Heat Pump with Remote Outdoor Unit-Air-Source) | HH860E2S11 | ADP |  | H,YE86*48+TXV | TM8Y080C16MP11 | 44000 | 18 | 8.5 | 42000 | 33000 | 78.57% | 2 | 0 | 11.7 |  |  |  |  | R-454B | 3.6667 | Residential & Commercial | USHP | Ducted CEE Tier 1
215425452 | Central HP <5.4 tons | YORK | HRCU-A-CB (Split System: Heat Pump with Remote Outdoor Unit-Air-Source) | HH860E2S11 | ADP |  | H,YE3K*48+TXV | TM9E100C16MP12 | 44500 | 18 | 8.5 | 44000 | 34000 | 77.27% | 2 | 0 | 11 |  |  |  |  | R-454B | 3.7083 | Residential & Commercial | USHP | Ducted CEE Tier 1
213297094 | Central HP <5.4 tons | LUXAIRE | HRCU-A-CB (Split System: Heat Pump with Remote Outdoor Unit-Air-Source) | HMH72B341 |  |  | XAHC36DBCN1 | Z8ET080B12LMPS1 | 33000 | 18 | 8.1 | 32000 | 22400 | 70% | 2 | 0 | 9.5 |  |  |  |  | R-410A | 2.75 | Residential & Commercial | USHP
213297244 | Central HP <5.4 tons | LUXAIRE | HRCU-A-CB (Split System: Heat Pump with Remote Outdoor Unit-Air-Source) | HMH72B341 |  |  | XAFB36DXXN1+TXV | Z9ET040A10SMPS1 | 34000 | 18 | 8.1 | 33400 | 23800 | 71.26% | 2.04 | 0 | 9.5 |  |  |  |  | R-410A | 2.8333 | Residential & Commercial | USHP
213297459 | Central HP <5.4 tons | LUXAIRE | HRCU-A-CB (Split System: Heat Pump with Remote Outdoor Unit-Air-Source) | HMH72B341 |  |  | XAFC36DBCN1 | Z9ES080C20SMPS1 | 33800 | 17 | 8.5 | 32800 | 23000 | 70.12% | 1.8 | 0 | 10 |  |  |  |  | R-410A | 2.8167 | Residential & Commercial | USHP | Ducted CEE Tier 1
213297529 | Central HP <5.4 tons | LUXAIRE | HRCU-A-CB (Split System: Heat Pump with Remote Outdoor Unit-Air-Source) | HMH72B341 |  |  | XAHC36DBCN1 | Z8ES120C16SMPS1 | 34000 | 17.5 | 8.1 | 33400 | 24000 | 71.86% | 2.08 | 0 | 9.5 |  |  |  |  | R-410A | 2.8333 | Residential & Commercial | USHP
213796810 | Central HP <5.4 tons | CARRIER | HRCU-A-CB (Split System: Heat Pump with Remote Outdoor Unit-Air-Source) | 38MURAQ24AB3* | ADP |  | V,C36H175P139+CBPE4B* | 0 | 24000 | 16 | 8.85 | 25000 | 22600 | 90.4% | 1.9 | 0 | 10 |  |  |  |  | R-410A | 2 | Residential & Commercial | USHP | Ducted CEE Tier 1
211240277 | Central HP <5.4 tons | BRYANT HEATING AND COOLING SYSTEMS | HRCU-A-CB (Split System: Heat Pump with Remote Outdoor Unit-Air-Source) | 38MURAQ24AB3* |  |  | CAP**2414AL* | 915SB36060E14*** | 24000 | 15.5 | 8.5 | 27200 | 23600 | 86.76% | 1.92 | 0 | 10 |  |  |  |  | R-410A | 2 | Residential & Commercial | USHP | Ducted CEE Tier 1
216739006 | Central HP <5.4 tons | TEMPSTAR | HRCU-A-CB (Split System: Heat Pump with Remote Outdoor Unit-Air-Source) | D5CUHAH24AAK |  |  | FEVB0024**+NAVA53601CK | 0 | 23000 | 15.5 | 8.5 | 21000 | 18700 | 89.05% | 1.98 | 0 | 11 |  |  |  |  | R-454B | 1.9167 | Residential & Commercial | USHP | Ducted CEE Tier 1
216739104 | Central HP <5.4 tons | TEMPSTAR | HRCU-A-CB (Split System: Heat Pump with Remote Outdoor Unit-Air-Source) | D5CUHAH24AAK |  |  | FM(C,U)5Z30**AL* | 0 | 23200 | 17 | 9 | 21400 | 19300 | 90.19% | 2.08 | 0 | 11 |  |  |  |  | R-454B | 1.9333 | Residential & Commercial | USHP | Ducted CEE Tier 1
211240904 | Central HP <5.4 tons | BRYANT HEATING AND COOLING SYSTEMS | HRCU-A-CB (Split System: Heat Pump with Remote Outdoor Unit-Air-Source) | 38MURAQ24AB3* |  |  | CAP**2517AL* | 82*SA48045V17*** | 24800 | 16.5 | 8.5 | 25600 | 21200 | 82.81% | 1.78 | 0 | 10 |  |  |  |  | R-410A | 2.0667 | Residential & Commercial | USHP | Ducted CEE Tier 1
211240486 | Central HP <5.4 tons | BRYANT HEATING AND COOLING SYSTEMS | HRCU-A-CB (Split System: Heat Pump with Remote Outdoor Unit-Air-Source) | 38MURAQ24AB3* |  |  | CAP**2417AL* | 935SA48060E17*** | 24000 | 16.5 | 8.5 | 26800 | 24000 | 89.55% | 1.98 | 0 | 10 |  |  |  |  | R-410A | 2 | Residential & Commercial | USHP | Ducted CEE Tier 1
216051024 | Central HP <5.4 tons | RHEEM | HRCU-A-CB (Split System: Heat Pump with Remote Outdoor Unit-Air-Source) | RP19AY24AJVC |  |  | RCFY2421HEAAM | R98MV0603A17UP | 22800 | 21 | 10 | 22800 | 18500 | 81.14% | 1.8 | 0 | 13 |  |  |  |  | R-454B | 1.9 | Residential & Commercial | USHP | Ducted CEE Tier 1
216051123 | Central HP <5.4 tons | RHEEM | HRCU-A-CB (Split System: Heat Pump with Remote Outdoor Unit-Air-Source) | RP19AY48AJVC |  |  | RCFY4821SEAAM | R802V0754A17DZ | 45500 | 19 | 10 | 45500 | 42000 | 92.31% | 2.1 | 0 | 11.7 |  |  |  |  | R-454B | 3.7917 | Residential & Commercial | USHP | Ducted CEE Tier 1
216051124 | Central HP <5.4 tons | RHEEM | HRCU-A-CB (Split System: Heat Pump with Remote Outdoor Unit-Air-Source) | RP19AY48AJVC |  |  | RCFY4821SEAAM | R802V0755A21UH | 45500 | 19 | 10 | 45500 | 42000 | 92.31% | 2.1 | 0 | 12 |  |  |  |  | R-454B | 3.7917 | Residential & Commercial | USHP | Ducted CEE Tier 1
211395681 | Central HP <5.4 tons | FRASER-JOHNSTON | HRCU-A-CB (Split System: Heat Pump with Remote Outdoor Unit-Air-Source) | HMH72B341 |  |  | XAUC48FXXN1+TXV | TP9C080B12MP13 | 33400 | 16.5 | 8.5 | 32600 | 24000 | 73.62% | 2.06 | 0 | 9 |  |  |  |  | R-410A | 2.7833 | Residential & Commercial | USHP
215425453 | Central HP <5.4 tons | YORK | HRCU-A-CB (Split System: Heat Pump with Remote Outdoor Unit-Air-Source) | HH860E2S11 | ADP |  | H,YE1K*48+TXV | TM9E100C16MP12 | 44000 | 17 | 8.45 | 44000 | 34000 | 77.27% | 1.98 | 0 | 10.5 |  |  |  |  | R-454B | 3.6667 | Residential & Commercial | USHP | Ducted CEE Tier 1
215425503 | Central HP <5.4 tons | YORK | HRCU-A-CB (Split System: Heat Pump with Remote Outdoor Unit-Air-Source) | HH860E2S11 | ADP |  | H,YE37*48+TXV | TM9Y100C16MP11 | 44000 | 16 | 8.5 | 42500 | 33400 | 78.59% | 2 | 0 | 11 |  |  |  |  | R-454B | 3.6667 | Residential & Commercial | USHP | Ducted CEE Tier 1
215425653 | Central HP <5.4 tons | YORK | HRCU-A-CB (Split System: Heat Pump with Remote Outdoor Unit-Air-Source) | HH824E2S11 | ADP |  | H,YE32*30+TXV-BLEED | TM8E040A12MP11 | 22200 | 16 | 8.65 | 20800 | 16800 | 80.77% | 1.94 | 0 | 11.5 |  |  |  |  | R-454B | 1.85 | Residential & Commercial | USHP | Ducted CEE Tier 1
215425534 | Central HP <5.4 tons | YORK | HRCU-A-CB (Split System: Heat Pump with Remote Outdoor Unit-Air-Source) | HH860E2S11 | ADP |  | H,YE37*48+TXV | Y81E100C16SMPS1 | 44000 | 17 | 8.5 | 42000 | 32800 | 78.1% | 2 | 0 | 12 |  |  |  |  | R-454B | 3.6667 | Residential & Commercial | USHP | Ducted CEE Tier 1
215425550 | Central HP <5.4 tons | YORK | HRCU-A-CB (Split System: Heat Pump with Remote Outdoor Unit-Air-Source) | HH860E2S11 | ADP |  | H,YE72*48+TXV | Y81E120C16SMPS1 | 44000 | 18 | 8.5 | 42000 | 32600 | 77.62% | 2 | 0 | 12 |  |  |  |  | R-454B | 3.6667 | Residential & Commercial | USHP | Ducted CEE Tier 1
211225697 | Central HP <5.4 tons | CARRIER | HRCU-A-CB (Split System: Heat Pump with Remote Outdoor Unit-Air-Source) | 38MURAQ36AB3* |  |  | CAP**3717AL* | 58S(B,C)*A070E14**12 | 35800 | 15.5 | 8.1 | 38500 | 35000 | 90.91% | 2 | 0 | 10 |  |  |  |  | R-410A | 2.9833 | Residential & Commercial | USHP | Ducted CEE Tier 1
211225706 | Central HP <5.4 tons | CARRIER | HRCU-A-CB (Split System: Heat Pump with Remote Outdoor Unit-Air-Source) | 38MURAQ36AB3* |  |  | CAP**3717AL* | 58TP*A070V14**12 | 36000 | 15.5 | 8.1 | 38500 | 35000 | 90.91% | 2 | 0 | 10 |  |  |  |  | R-410A | 3 | Residential & Commercial | USHP | Ducted CEE Tier 1
211225731 | Central HP <5.4 tons | CARRIER | HRCU-A-CB (Split System: Heat Pump with Remote Outdoor Unit-Air-Source) | 38MURAQ36AB3* |  |  | CAP**3721AL* | 58S(B,C)*A090E21**16 | 36600 | 16 | 8.5 | 38500 | 34800 | 90.39% | 2.1 | 0 | 10 |  |  |  |  | R-410A | 3.05 | Residential & Commercial | USHP | Ducted CEE Tier 1
211225747 | Central HP <5.4 tons | CARRIER | HRCU-A-CB (Split System: Heat Pump with Remote Outdoor Unit-Air-Source) | 38MURAQ36AB3* |  |  | CAP**3721AL* | 59SC2D060E17**14 | 36400 | 16 | 8.5 | 38500 | 34800 | 90.39% | 2.08 | 0 | 10 |  |  |  |  | R-410A | 3.0333 | Residential & Commercial | USHP | Ducted CEE Tier 1
211225756 | Central HP <5.4 tons | CARRIER | HRCU-A-CB (Split System: Heat Pump with Remote Outdoor Unit-Air-Source) | 38MURAQ36AB3* |  |  | CAP**3721AL* | 59SP6A080V17**16 | 36800 | 15.2 | 8.5 | 38500 | 35000 | 90.91% | 2.1 | 0 | 10 |  |  |  |  | R-410A | 3.0667 | Residential & Commercial | USHP | Ducted CEE Tier 1
211225811 | Central HP <5.4 tons | CARRIER | HRCU-A-CB (Split System: Heat Pump with Remote Outdoor Unit-Air-Source) | 38MURAQ36AB3* |  |  | CAP**4221AL* | 59SU5A100E21**22 | 36600 | 15.2 | 8.1 | 40000 | 35200 | 88% | 1.94 | 0 | 10 |  |  |  |  | R-410A | 3.05 | Residential & Commercial | USHP | Ducted CEE Tier 1
211225822 | Central HP <5.4 tons | CARRIER | HRCU-A-CB (Split System: Heat Pump with Remote Outdoor Unit-Air-Source) | 38MURAQ36AB3* |  |  | CAP**4224AL* | 58S(B,C)*A070E21**16 | 35200 | 16 | 8.1 | 38500 | 35000 | 90.91% | 1.88 | 0 | 10 |  |  |  |  | R-410A | 2.9333 | Residential & Commercial | USHP | Ducted CEE Tier 1
215425319 | Central HP <5.4 tons | YORK | HRCU-A-CB (Split System: Heat Pump with Remote Outdoor Unit-Air-Source) | HH836E2S11 | ADP |  | H,YE1K*36+TXV | YP9C080B12MP13 | 33000 | 18 | 8.5 | 29200 | 24800 | 84.93% | 2 | 0 | 11 |  |  |  |  | R-454B | 2.75 | Residential & Commercial | USHP | Ducted CEE Tier 1
215726310 | Central HP <5.4 tons | YORK | HRCU-A-CB (Split System: Heat Pump with Remote Outdoor Unit-Air-Source) | HH836E2S11 | ADP |  | H,YG36*36+TXV-BLEED | TM8V080B12MP12 | 32400 | 17 | 8.5 | 28800 | 24800 | 86.11% | 2 | 0 | 11 |  |  |  |  | R-454B | 2.7 | Residential & Commercial | USHP | Ducted CEE Tier 1
211641648 | Central HP <5.4 tons | MAINLINE | HRCU-A-CB (Split System: Heat Pump with Remote Outdoor Unit-Air-Source) | MLP18AZ36AJVC |  |  | MLHMVZ6021SEACA | 0 | 34200 | 18 | 8.5 | 32000 | 43500 | 135.9% | 2.2 | 0 | 12.5 |  |  |  |  | R-410A | 2.85 | Residential & Commercial | USHP | Ducted CEE Tier 1
214052487 | Central HP <5.4 tons | LENNOX | HRCU-A-CB (Split System: Heat Pump with Remote Outdoor Unit-Air-Source) | EL22XPV-024-230A** | ADP |  | HG34936 | ML180UH045E36A* | 23400 | 21 | 8.5 | 21200 | 14900 | 70.28% | 1.86 | 0 | 13.5 |  |  |  |  | R-410A | 1.95 | Residential & Commercial | USHP | Ducted CEE Tier 1
215425553 | Central HP <5.4 tons | YORK | HRCU-A-CB (Split System: Heat Pump with Remote Outdoor Unit-Air-Source) | HH860E2S11 | ADP |  | H,YE1K*48+TXV | Y81E120C16SMPS1 | 43500 | 17 | 8.45 | 41500 | 32600 | 78.55% | 1.98 | 0 | 11.7 |  |  |  |  | R-454B | 3.625 | Residential & Commercial | USHP | Ducted CEE Tier 1
215425583 | Central HP <5.4 tons | YORK | HRCU-A-CB (Split System: Heat Pump with Remote Outdoor Unit-Air-Source) | HH860E2S11 | ADP |  | H,YE53*48+TXV | Y91E080C20SMPS1 | 44500 | 18 | 8.5 | 44500 | 33000 | 74.16% | 2 | 0 | 12 |  |  |  |  | R-454B | 3.7083 | Residential & Commercial | USHP | Ducted CEE Tier 1
215425603 | Central HP <5.4 tons | YORK | HRCU-A-CB (Split System: Heat Pump with Remote Outdoor Unit-Air-Source) | HH860E2S11 | ADP |  | H,YE1K*48+TXV | Y91E100C20SMPS1 | 45000 | 17 | 8.45 | 45000 | 33600 | 74.67% | 1.98 | 0 | 11.5 |  |  |  |  | R-454B | 3.75 | Residential & Commercial | USHP | Ducted CEE Tier 1
206764899 | Central HP <5.4 tons | CARRIER | HRCU-A-CB (Split System: Heat Pump with Remote Outdoor Unit-Air-Source) | 25VNA837A*031* |  |  | CAP**3621AL*+UI | 59MN7B060C21**20 | 31400 | 17 | 8.1 | 33600 | 24600 | 73.21% | 1.84 | 11 | 11 |  |  |  |  | R-410A | 2.6167 | Residential & Commercial | USHP | Ducted CEE Tier 1
214876086 | Central HP <5.4 tons | LUXAIRE | HRCU-A-CB (Split System: Heat Pump with Remote Outdoor Unit-Air-Source) | HMH72B341 |  |  | XAFC36DBCN1+JME12C2SN1 | 0 | 34000 | 18.5 | 8.5 | 33600 | 23600 | 70.24% | 2 | 0 | 10.5 |  |  |  |  | R-410A | 2.8333 | Residential & Commercial | USHP | Ducted CEE Tier 1
216051073 | Central HP <5.4 tons | RHEEM | HRCU-A-CB (Split System: Heat Pump with Remote Outdoor Unit-Air-Source) | RP19AY36AJVC |  |  | RCFY3621MEAAM | R98MV0855A21UP | 34200 | 21 | 10 | 34200 | 29400 | 85.96% | 2 | 0 | 12 |  |  |  |  | R-454B | 2.85 | Residential & Commercial | USHP | Ducted CEE Tier 1
211225684 | Central HP <5.4 tons | CARRIER | HRCU-A-CB (Split System: Heat Pump with Remote Outdoor Unit-Air-Source) | 38MURAQ36AB3* |  |  | CAP**3621AL* | 59SC5B100E21**20 | 35600 | 15.5 | 8.1 | 39500 | 35200 | 89.11% | 1.84 | 0 | 9.5 |  |  |  |  | R-410A | 2.9667 | Residential & Commercial | USHP
211225699 | Central HP <5.4 tons | CARRIER | HRCU-A-CB (Split System: Heat Pump with Remote Outdoor Unit-Air-Source) | 38MURAQ36AB3* |  |  | CAP**3717AL* | 58S(B,C)*A070E17**16 | 36200 | 15.5 | 8.5 | 39500 | 35000 | 88.61% | 2.02 | 0 | 10 |  |  |  |  | R-410A | 3.0167 | Residential & Commercial | USHP | Ducted CEE Tier 1
211225700 | Central HP <5.4 tons | CARRIER | HRCU-A-CB (Split System: Heat Pump with Remote Outdoor Unit-Air-Source) | 38MURAQ36AB3* |  |  | CAP**3717AL* | 58S(B,C)*A090E17**14 | 36400 | 15.5 | 8.5 | 38500 | 35000 | 90.91% | 2.04 | 0 | 10 |  |  |  |  | R-410A | 3.0333 | Residential & Commercial | USHP | Ducted CEE Tier 1
211225775 | Central HP <5.4 tons | CARRIER | HRCU-A-CB (Split System: Heat Pump with Remote Outdoor Unit-Air-Source) | 38MURAQ36AB3* |  |  | CAP**4221AL* | 58S(B,C)*A070E17**12 | 35600 | 15.2 | 8.1 | 39500 | 35200 | 89.11% | 1.88 | 0 | 9.5 |  |  |  |  | R-410A | 2.9667 | Residential & Commercial | USHP
211225793 | Central HP <5.4 tons | CARRIER | HRCU-A-CB (Split System: Heat Pump with Remote Outdoor Unit-Air-Source) | 38MURAQ36AB3* |  |  | CAP**4221AL* | 58TP*A110V21**22 | 36200 | 15.5 | 8.1 | 39500 | 35200 | 89.11% | 1.92 | 0 | 10 |  |  |  |  | R-410A | 3.0167 | Residential & Commercial | USHP | Ducted CEE Tier 1
211225824 | Central HP <5.4 tons | CARRIER | HRCU-A-CB (Split System: Heat Pump with Remote Outdoor Unit-Air-Source) | 38MURAQ36AB3* |  |  | CAP**4224AL* | 58S(B,C)*A090E21**20 | 36000 | 16 | 8.1 | 39500 | 35000 | 88.61% | 1.92 | 0 | 10 |  |  |  |  | R-410A | 3 | Residential & Commercial | USHP | Ducted CEE Tier 1
211225826 | Central HP <5.4 tons | CARRIER | HRCU-A-CB (Split System: Heat Pump with Remote Outdoor Unit-Air-Source) | 38MURAQ36AB3* |  |  | CAP**4224AL* | 58S(B,C)*A110E21**20 | 35400 | 16 | 8.1 | 38500 | 35000 | 90.91% | 1.88 | 0 | 10 |  |  |  |  | R-410A | 2.95 | Residential & Commercial | USHP | Ducted CEE Tier 1
211225841 | Central HP <5.4 tons | CARRIER | HRCU-A-CB (Split System: Heat Pump with Remote Outdoor Unit-Air-Source) | 38MURAQ36AB3* |  |  | CAP**4224AL* | 59SC2D080E21**20 | 35200 | 16.5 | 8.1 | 38500 | 35000 | 90.91% | 1.88 | 0 | 10 |  |  |  |  | R-410A | 2.9333 | Residential & Commercial | USHP | Ducted CEE Tier 1
211225857 | Central HP <5.4 tons | CARRIER | HRCU-A-CB (Split System: Heat Pump with Remote Outdoor Unit-Air-Source) | 38MURAQ36AB3* |  |  | CAP**4224AL* | 59TP6B100V21**20 | 35800 | 15.5 | 8.1 | 39500 | 35200 | 89.11% | 1.9 | 0 | 10 |  |  |  |  | R-410A | 2.9833 | Residential & Commercial | USHP | Ducted CEE Tier 1
211225858 | Central HP <5.4 tons | CARRIER | HRCU-A-CB (Split System: Heat Pump with Remote Outdoor Unit-Air-Source) | 38MURAQ36AB3* |  |  | CAP**4224AL* | 59TP6B100V21**22 | 35400 | 16.5 | 8.1 | 38500 | 35000 | 90.91% | 1.88 | 0 | 10 |  |  |  |  | R-410A | 2.95 | Residential & Commercial | USHP | Ducted CEE Tier 1
211391710 | Central HP <5.4 tons | FRASER-JOHNSTON | HRCU-A-CB (Split System: Heat Pump with Remote Outdoor Unit-Air-Source) | HMH72B341 |  |  | XAHB30CXXN1+TXV | TM8E100B12MP11 | 32000 | 17 | 8.1 | 32800 | 23000 | 70.12% | 1.98 | 0 | 9.5 |  |  |  |  | R-410A | 2.6667 | Residential & Commercial | USHP
211392728 | Central HP <5.4 tons | FRASER-JOHNSTON | HRCU-A-CB (Split System: Heat Pump with Remote Outdoor Unit-Air-Source) | HMH72B341 |  |  | XAUB30CXXN1+TXV | TMLE060A12MP11 | 32800 | 17.5 | 8.1 | 33400 | 23400 | 70.06% | 2.02 | 0 | 9.5 |  |  |  |  | R-410A | 2.7333 | Residential & Commercial | USHP
212979412 | Central HP <5.4 tons | BRYANT HEATING AND COOLING SYSTEMS | HRCU-A-CB (Split System: Heat Pump with Remote Outdoor Unit-Air-Source) | 38MURAQ36AB3* |  |  | CAP**4824AL* | 8(0,1)*SB48070M21*** | 35600 | 16.5 | 8.5 | 37800 | 34600 | 91.53% | 2 | 0 | 10 |  |  |  |  | R-410A | 2.9667 | Residential & Commercial | USHP | Ducted CEE Tier 1
211225910 | Central HP <5.4 tons | CARRIER | HRCU-A-CB (Split System: Heat Pump with Remote Outdoor Unit-Air-Source) | 38MURAQ36AB3* |  |  | CAP**4321AL* | OVMAAB036098 | 36200 | 15.2 | 8.5 | 38500 | 35000 | 90.91% | 2.06 | 0 | 10 |  |  |  |  | R-410A | 3.0167 | Residential & Commercial | USHP | Ducted CEE Tier 1
211225924 | Central HP <5.4 tons | CARRIER | HRCU-A-CB (Split System: Heat Pump with Remote Outdoor Unit-Air-Source) | 38MURAQ36AB3* |  |  | CAP**4821AL* | 58SP*A070V17**16 | 35600 | 16 | 8.1 | 37800 | 34600 | 91.53% | 2.04 | 0 | 10 |  |  |  |  | R-410A | 2.9667 | Residential & Commercial | USHP | Ducted CEE Tier 1
211225941 | Central HP <5.4 tons | CARRIER | HRCU-A-CB (Split System: Heat Pump with Remote Outdoor Unit-Air-Source) | 38MURAQ36AB3* |  |  | CAP**4821AL* | 59SC2D100E21**20 | 35600 | 16.5 | 8.5 | 37800 | 34600 | 91.53% | 2.04 | 0 | 10 |  |  |  |  | R-410A | 2.9667 | Residential & Commercial | USHP | Ducted CEE Tier 1
211225943 | Central HP <5.4 tons | CARRIER | HRCU-A-CB (Split System: Heat Pump with Remote Outdoor Unit-Air-Source) | 38MURAQ36AB3* |  |  | CAP**4821AL* | 59SC5B060E17**14 | 35400 | 15.5 | 8.1 | 38500 | 34800 | 90.39% | 2.02 | 0 | 9.5 |  |  |  |  | R-410A | 2.95 | Residential & Commercial | USHP
211225958 | Central HP <5.4 tons | CARRIER | HRCU-A-CB (Split System: Heat Pump with Remote Outdoor Unit-Air-Source) | 38MURAQ36AB3* |  |  | CAP**4821AL* | 59TP6B080V21**20 | 35400 | 16 | 8.1 | 37800 | 34600 | 91.53% | 2.02 | 0 | 10 |  |  |  |  | R-410A | 2.95 | Residential & Commercial | USHP | Ducted CEE Tier 1
211225960 | Central HP <5.4 tons | CARRIER | HRCU-A-CB (Split System: Heat Pump with Remote Outdoor Unit-Air-Source) | 38MURAQ36AB3* |  |  | CAP**4821AL* | 59TP6B100V21**22 | 35800 | 16.5 | 8.5 | 37800 | 34600 | 91.53% | 2.04 | 0 | 10 |  |  |  |  | R-410A | 2.9833 | Residential & Commercial | USHP | Ducted CEE Tier 1
211225800 | Central HP <5.4 tons | CARRIER | HRCU-A-CB (Split System: Heat Pump with Remote Outdoor Unit-Air-Source) | 38MURAQ36AB3* |  |  | CAP**4221AL* | 59SC2D100E21**22 | 36600 | 15.2 | 8.5 | 40000 | 35200 | 88% | 1.94 | 0 | 10 |  |  |  |  | R-410A | 3.05 | Residential & Commercial | USHP | Ducted CEE Tier 1
211225850 | Central HP <5.4 tons | CARRIER | HRCU-A-CB (Split System: Heat Pump with Remote Outdoor Unit-Air-Source) | 38MURAQ36AB3* |  |  | CAP**4224AL* | 59SP6A080V21**20 | 35600 | 16 | 8.1 | 38500 | 35000 | 90.91% | 1.9 | 0 | 10 |  |  |  |  | R-410A | 2.9667 | Residential & Commercial | USHP | Ducted CEE Tier 1
211225852 | Central HP <5.4 tons | CARRIER | HRCU-A-CB (Split System: Heat Pump with Remote Outdoor Unit-Air-Source) | 38MURAQ36AB3* |  |  | CAP**4224AL* | 59SP6A120V24**22 | 35400 | 16 | 8.1 | 38500 | 35000 | 90.91% | 1.88 | 0 | 10 |  |  |  |  | R-410A | 2.95 | Residential & Commercial | USHP | Ducted CEE Tier 1
211225883 | Central HP <5.4 tons | CARRIER | HRCU-A-CB (Split System: Heat Pump with Remote Outdoor Unit-Air-Source) | 38MURAQ36AB3* |  |  | CAP**4321AL* | 58TP*A090V17**16 | 36600 | 16 | 8.5 | 38500 | 34800 | 90.39% | 2.08 | 0 | 10 |  |  |  |  | R-410A | 3.05 | Residential & Commercial | USHP | Ducted CEE Tier 1
211225932 | Central HP <5.4 tons | CARRIER | HRCU-A-CB (Split System: Heat Pump with Remote Outdoor Unit-Air-Source) | 38MURAQ36AB3* |  |  | CAP**4821AL* | 58TP*A090V17**16 | 36200 | 16 | 8.5 | 38500 | 34600 | 89.87% | 2.06 | 0 | 10 |  |  |  |  | R-410A | 3.0167 | Residential & Commercial | USHP | Ducted CEE Tier 1
211225934 | Central HP <5.4 tons | CARRIER | HRCU-A-CB (Split System: Heat Pump with Remote Outdoor Unit-Air-Source) | 38MURAQ36AB3* |  |  | CAP**4821AL* | 58TP*A110V21**22 | 36800 | 16 | 8.5 | 38500 | 34800 | 90.39% | 2.1 | 0 | 10 |  |  |  |  | R-410A | 3.0667 | Residential & Commercial | USHP | Ducted CEE Tier 1
211225949 | Central HP <5.4 tons | CARRIER | HRCU-A-CB (Split System: Heat Pump with Remote Outdoor Unit-Air-Source) | 38MURAQ36AB3* |  |  | CAP**4821AL* | 59SP6A060V17**14 | 35400 | 15.5 | 8.1 | 38500 | 34800 | 90.39% | 2.02 | 0 | 9.5 |  |  |  |  | R-410A | 2.95 | Residential & Commercial | USHP
211388201 | Central HP <5.4 tons | FRASER-JOHNSTON | HRCU-A-CB (Split System: Heat Pump with Remote Outdoor Unit-Air-Source) | HMH72B341 |  |  | XAHB30CXXN1+TXV | TP9C060B12MP13 | 31600 | 16.5 | 8.1 | 32800 | 23000 | 70.12% | 1.96 | 0 | 9 |  |  |  |  | R-410A | 2.6333 | Residential & Commercial | USHP
214328280 | Central HP <5.4 tons | CONTINENTAL | HRCU-A-CB (Split System: Heat Pump with Remote Outdoor Unit-Air-Source) | WSEHV2436RA1-C | ADP |  | H,A,DE35936 | WPV060T3AA | 22000 | 17 | 8.5 | 23400 | 17100 | 73.08% | 1.8 | 0 | 10 |  |  |  |  | R-410A | 1.8333 | Residential & Commercial | USHP | Ducted CEE Tier 1
214061500 | Central HP <5.4 tons | DUCANE | HRCU-A-CB (Split System: Heat Pump with Remote Outdoor Unit-Air-Source) | 4HP18V36P | ADP |  | A30VBA+TXV | 97G2DF070BE16 | 23400 | 17 | 8.35 | 22400 | 16300 | 72.77% | 2.12 | 0 | 12 |  |  |  |  | R-410A | 1.95 | Residential & Commercial | USHP | Ducted CEE Tier 1
216487422 | Central HP <5.4 tons | BRYANT HEATING AND COOLING SYSTEMS | HRCU-A-CB (Split System: Heat Pump with Remote Outdoor Unit-Air-Source) | 290VAN036**AA* | ADP |  | CE(P,V)3617G34*+TXV | 88*TB66135C24*** | 32600 | 18 | 9 | 32600 | 24200 | 74.23% | 1.92 | 0 | 10 |  |  |  |  | R-454B | 2.7167 | Residential & Commercial | USHP | Ducted CEE Tier 1
213796736 | Central HP <5.4 tons | BRYANT | HRCU-A-CB (Split System: Heat Pump with Remote Outdoor Unit-Air-Source) | 38MURAQ30AB3 | ADP |  | V,C36H175P139+CBPE4B* | 0 | 30000 | 15.2 | 8.9 | 31200 | 26600 | 85.26% | 1.82 | 0 | 10 |  |  |  |  | R-410A | 2.5 | Residential & Commercial | USHP | Ducted CEE Tier 1
216678820 | Central HP <5.4 tons | TEMPSTAR | HRCU-A-CB (Split System: Heat Pump with Remote Outdoor Unit-Air-Source) | DLCURAH36ABK |  |  | END4X42L17** | *97VTN0601716A* | 35400 | 15.5 | 8.5 | 38500 | 34600 | 89.87% | 1.78 | 0 | 10 |  |  |  |  | R-410A | 2.95 | Residential & Commercial | USHP | Ducted CEE Tier 1
211241165 | Central HP <5.4 tons | BRYANT HEATING AND COOLING SYSTEMS | HRCU-A-CB (Split System: Heat Pump with Remote Outdoor Unit-Air-Source) | 38MURAQ24AB3* |  |  | CAP**2517AL* | 912SD30040E14*** | 24800 | 15.5 | 8.5 | 26000 | 21200 | 81.54% | 1.76 | 0 | 10 |  |  |  |  | R-410A | 2.0667 | Residential & Commercial | USHP | Ducted CEE Tier 1
211241449 | Central HP <5.4 tons | BRYANT HEATING AND COOLING SYSTEMS | HRCU-A-CB (Split System: Heat Pump with Remote Outdoor Unit-Air-Source) | 38MURAQ24AB3* |  |  | CAP**3017AL* | 8(0,1)*SA48070E17*** | 24800 | 16 | 8.5 | 26800 | 22200 | 82.84% | 1.82 | 0 | 10 |  |  |  |  | R-410A | 2.0667 | Residential & Commercial | USHP | Ducted CEE Tier 1
216739115 | Central HP <5.4 tons | TEMPSTAR | HRCU-A-CB (Split System: Heat Pump with Remote Outdoor Unit-Air-Source) | D5CUHAH24AAK |  |  | FM(C,U)5Z36**AL* | 0 | 23200 | 17 | 9 | 21400 | 19300 | 90.19% | 2.08 | 0 | 11 |  |  |  |  | R-454B | 1.9333 | Residential & Commercial | USHP | Ducted CEE Tier 1
215423374 | Central HP <5.4 tons | YORK | HRCU-A-CB (Split System: Heat Pump with Remote Outdoor Unit-Air-Source) | HH836E2S11 | ADP |  | H,YE9J*36+TXV | Y81E080C20SMPS1 | 34600 | 19 | 8.5 | 30800 | 25400 | 82.47% | 2 | 0 | 11 |  |  |  |  | R-454B | 2.8833 | Residential & Commercial | USHP | Ducted CEE Tier 1
215423408 | Central HP <5.4 tons | YORK | HRCU-A-CB (Split System: Heat Pump with Remote Outdoor Unit-Air-Source) | HH836E2S11 | ADP |  | H,YE9J*36+TXV-BLEED | Y91E080C16SMPS1 | 32800 | 17 | 8.5 | 29600 | 23400 | 79.05% | 2 | 0 | 10.5 |  |  |  |  | R-454B | 2.7333 | Residential & Commercial | USHP | Ducted CEE Tier 1
215939997 | Central HP <5.4 tons | AIRQUEST | HRCU-A-CB (Split System: Heat Pump with Remote Outdoor Unit-Air-Source) | H5H3V36*K*AAA* |  |  | ESH5X36M12A*+WALLCON | *97CTN1002122A* | 33400 | 19 | 9 | 34800 | 26600 | 76.44% | 1.92 | 0 | 11 |  |  |  |  | R-454B | 2.7833 | Residential & Commercial | USHP | Ducted CEE Tier 1
215940517 | Central HP <5.4 tons | AIRQUEST | HRCU-A-CB (Split System: Heat Pump with Remote Outdoor Unit-Air-Source) | H5H3V36*K*AAA* |  |  | EVD5X36M21A*+WALLCON | *80CSU0401712B* | 34600 | 21 | 8.5 | 38500 | 28000 | 72.73% | 2.06 | 0 | 12 |  |  |  |  | R-454B | 2.8833 | Residential & Commercial | USHP | Ducted CEE Tier 1
212632728 | Central HP <5.4 tons | LENNOX | HRCU-A-CB (Split System: Heat Pump with Remote Outdoor Unit-Air-Source) | SL25XPV-036-230A** | ADP |  | LD24/35Y9 | SL280DF080NV60C* | 33400 | 20 | 8.6 | 34400 | 28800 | 83.72% | 1.76 | 0 | 13 |  |  |  |  | R-410A | 2.7833 | Residential & Commercial | USHP | Ducted CEE Tier 1
216776391 | Central HP <5.4 tons | YORK | HRCU-A-CB (Split System: Heat Pump with Remote Outdoor Unit-Air-Source) | HH824E2S11 | ADP |  | AD-30(P,U)******+TXV-BLEED | Y81E060A12SMPS1 | 21800 | 17 | 8.95 | 21200 | 17600 | 83.02% | 1.9 | 0 | 11 |  |  |  |  | R-454B | 1.8167 | Residential & Commercial | USHP | Ducted CEE Tier 1
206788485 | Central HP <5.4 tons | CARRIER | HRCU-A-CB (Split System: Heat Pump with Remote Outdoor Unit-Air-Source) | 25VNA424A*031* |  |  | CNPV*3621AL*+UI | 58TN*A045C17**12 | 23000 | 19.5 | 9.5 | 26800 | 20200 | 75.37% | 2.36 | 14 | 12.5 |  |  |  |  | R-410A | 1.9167 | Residential & Commercial | USHP | Ducted CEE Tier 1
216738382 | Central HP <5.4 tons | TEMPSTAR | HRCU-A-CB (Split System: Heat Pump with Remote Outdoor Unit-Air-Source) | D5CUHAH24AAK |  |  | ESH5X36M12A* | *95CSU0802120B* | 23200 | 15.2 | 8.1 | 21200 | 18800 | 88.68% | 1.85 | 0 | 10.5 |  |  |  |  | R-454B | 1.9333 | Residential & Commercial | USHP | Ducted CEE Tier 1
216738899 | Central HP <5.4 tons | TEMPSTAR | HRCU-A-CB (Split System: Heat Pump with Remote Outdoor Unit-Air-Source) | D5CUHAH24AAK |  |  | ESH5X36M12A* | *97VTN0601716A* | 22600 | 16 | 8.1 | 20800 | 18500 | 88.94% | 1.85 | 0 | 11 |  |  |  |  | R-454B | 1.8833 | Residential & Commercial | USHP | Ducted CEE Tier 1
206788494 | Central HP <5.4 tons | CARRIER | HRCU-A-CB (Split System: Heat Pump with Remote Outdoor Unit-Air-Source) | 25VNA424A*031* |  |  | CNPV*4217AL*+UI | 59TN6B080C17**14 | 23600 | 20 | 10 | 26600 | 19800 | 74.44% | 2.48 | 14 | 13 |  |  |  |  | R-410A | 1.9667 | Residential & Commercial | USHP | Ducted CEE Tier 1
206788496 | Central HP <5.4 tons | CARRIER | HRCU-A-CB (Split System: Heat Pump with Remote Outdoor Unit-Air-Source) | 25VNA424A*031* |  |  | CNPV*4221AL*+UI | 58TN*A070C17**16 | 23400 | 20.5 | 10 | 26600 | 19800 | 74.44% | 2.46 | 14 | 13 |  |  |  |  | R-410A | 1.95 | Residential & Commercial | USHP | Ducted CEE Tier 1
215870961 | Central HP <5.4 tons | YORK | HRCU-A-CB (Split System: Heat Pump with Remote Outdoor Unit-Air-Source) | HH860E2S11 | ADP |  | CH600C*C+TXV | Y91E080C20SMPS1 | 44000 | 17 | 8.45 | 44500 | 33000 | 74.16% | 1.98 | 0 | 11.7 |  |  |  |  | R-454B | 3.6667 | Residential & Commercial | USHP | Ducted CEE Tier 1
215870968 | Central HP <5.4 tons | YORK | HRCU-A-CB (Split System: Heat Pump with Remote Outdoor Unit-Air-Source) | HH860E2S11 | ADP |  | CV606**C+TXV | Y91E080C20SMPS1 | 44500 | 18 | 8.5 | 44500 | 33000 | 74.16% | 2 | 0 | 12 |  |  |  |  | R-454B | 3.7083 | Residential & Commercial | USHP | Ducted CEE Tier 1
214776425 | Central HP <5.4 tons | YORK | HRCU-A-CB (Split System: Heat Pump with Remote Outdoor Unit-Air-Source) | HH860E2S11 | ADP |  | CV602D*A+TXV | TL8E080C16UH11 | 44500 | 18 | 8.5 | 43500 | 33800 | 77.7% | 2 | 0 | 11 |  |  |  |  | R-454B | 3.7083 | Residential & Commercial | USHP | Ducted CEE Tier 1
206133816 | Central HP <5.4 tons | CARRIER | HRCU-A-CB (Split System: Heat Pump with Remote Outdoor Unit-Air-Source) | 25VNA825A*031* |  |  | CAP**3721AL*+UI | 59CU5A080C21**20 | 24400 | 17 | 8.5 | 21200 | 16600 | 78.3% | 2.04 | 11.5 | 11 |  |  |  |  | R-410A | 2.0333 | Residential & Commercial | USHP | Ducted CEE Tier 1
216684947 | Central HP <5.4 tons | MAINLINE | HRCU-A-CB (Split System: Heat Pump with Remote Outdoor Unit-Air-Source) | MLP19AY36AJVC |  |  | TCFY3621MEAAM | ML98MV1005A21UP | 34200 | 21 | 10 | 34200 | 29400 | 85.96% | 2 | 0 | 12 |  |  |  |  | R-454B | 2.85 | Residential & Commercial | USHP | Ducted CEE Tier 1
211389044 | Central HP <5.4 tons | FRASER-JOHNSTON | HRCU-A-CB (Split System: Heat Pump with Remote Outdoor Unit-Air-Source) | HMH72B341 |  |  | XAFC36DBCN1 | TM9E060B12MP12 | 34000 | 17.5 | 8.1 | 34000 | 24200 | 71.18% | 2.04 | 0 | 9.5 |  |  |  |  | R-410A | 2.8333 | Residential & Commercial | USHP
216411122 | Central HP <5.4 tons | LUXAIRE | HRCU-A-CB (Split System: Heat Pump with Remote Outdoor Unit-Air-Source) | HMH72B341 |  |  | XAHC36DBCN1 | Z9ET060B12SMPS1 | 33200 | 17.5 | 8.5 | 33400 | 23400 | 70.06% | 2 | 0 | 9.5 |  |  |  |  | R-410A | 2.7667 | Residential & Commercial | USHP
211225906 | Central HP <5.4 tons | CARRIER | HRCU-A-CB (Split System: Heat Pump with Remote Outdoor Unit-Air-Source) | 38MURAQ36AB3* |  |  | CAP**4321AL* | 59TP6B100V21**20 | 36800 | 15.5 | 8.5 | 38500 | 34800 | 90.39% | 2.1 | 0 | 10 |  |  |  |  | R-410A | 3.0667 | Residential & Commercial | USHP | Ducted CEE Tier 1
214396610 | Central HP <5.4 tons | LUXAIRE | HRCU-A-CB (Split System: Heat Pump with Remote Outdoor Unit-Air-Source) | HH860E2S11 |  |  | CTM60D5CGS1+JMC20D2SN1 | 0 | 45000 | 18 | 9.5 | 46500 | 33800 | 72.69% | 2 | 0 | 12 |  |  |  |  | R-454B | 3.75 | Residential & Commercial | USHP | Ducted CEE Tier 1
214396771 | Central HP <5.4 tons | LUXAIRE | HRCU-A-CB (Split System: Heat Pump with Remote Outdoor Unit-Air-Source) | HH860E2S11 |  |  | CTF60D5CJS1 | TM8E130D20MP11 | 53500 | 18 | 9 | 55500 | 40000 | 72.07% | 2 | 0 | 11 |  |  |  |  | R-454B | 4.4583 | Residential & Commercial | USHP | Ducted CEE Tier 1
211225922 | Central HP <5.4 tons | CARRIER | HRCU-A-CB (Split System: Heat Pump with Remote Outdoor Unit-Air-Source) | 38MURAQ36AB3* |  |  | CAP**4821AL* | 58S(B,C)*A110E21**20 | 35800 | 16.5 | 8.5 | 38500 | 34600 | 89.87% | 2.04 | 0 | 10 |  |  |  |  | R-410A | 2.9833 | Residential & Commercial | USHP | Ducted CEE Tier 1
213255488 | Central HP <5.4 tons | KERR | HRCU-A-C (Split System: Heat Pump with Remote Outdoor Unit with No Indoor Fan --Air Source) | A-KCD36SA-1 | ADP |  | *G8J936+TD | 0 | 34600 | 15.2 | 9.8 | 37400 | 31600 | 84.49% | 1.96 | 0 | 9.5 |  |  |  |  | R-410A | 2.8833 | Residential & Commercial | USHP
216738116 | Central HP <5.4 tons | TEMPSTAR | HRCU-A-CB (Split System: Heat Pump with Remote Outdoor Unit-Air-Source) | D5CUHAH24AAK |  |  | ESH5X36M12A* | *80MS(N,L)1102420A* | 23000 | 16 | 8.1 | 20800 | 18600 | 89.42% | 1.85 | 0 | 11 |  |  |  |  | R-454B | 1.9167 | Residential & Commercial | USHP | Ducted CEE Tier 1
216738618 | Central HP <5.4 tons | TEMPSTAR | HRCU-A-CB (Split System: Heat Pump with Remote Outdoor Unit-Air-Source) | D5CUHAH24AAK |  |  | ESH5X36M12A* | *96MSN1402422A* | 22800 | 15.2 | 8.1 | 20800 | 18600 | 89.42% | 1.85 | 0 | 10.5 |  |  |  |  | R-454B | 1.9 | Residential & Commercial | USHP | Ducted CEE Tier 1
214396892 | Central HP <5.4 tons | LUXAIRE | HRCU-A-CB (Split System: Heat Pump with Remote Outdoor Unit-Air-Source) | HH836E2S11 |  |  | CTM36C5CDS1 | TM8E100C20MP11 | 34600 | 17 | 8.5 | 32600 | 26800 | 82.21% | 2 | 0 | 11 |  |  |  |  | R-454B | 2.8833 | Residential & Commercial | USHP | Ducted CEE Tier 1
215726327 | Central HP <5.4 tons | YORK | HRCU-A-CB (Split System: Heat Pump with Remote Outdoor Unit-Air-Source) | HH836E2S11 | ADP |  | H,YG36*36+TXV | TM8V100C16MP12 | 33600 | 18 | 8.5 | 30000 | 25200 | 84% | 2 | 0 | 11 |  |  |  |  | R-454B | 2.8 | Residential & Commercial | USHP | Ducted CEE Tier 1
215726344 | Central HP <5.4 tons | YORK | HRCU-A-CB (Split System: Heat Pump with Remote Outdoor Unit-Air-Source) | HH836E2S11 | ADP |  | H,YG80*36+TXV-BLEED | TM9V080B12MP12 | 33000 | 18 | 8.5 | 29200 | 24800 | 84.93% | 2 | 0 | 11 |  |  |  |  | R-454B | 2.75 | Residential & Commercial | USHP | Ducted CEE Tier 1
215726358 | Central HP <5.4 tons | YORK | HRCU-A-CB (Split System: Heat Pump with Remote Outdoor Unit-Air-Source) | HH836E2S11 | ADP |  | H,YG80*36+TXV-BLEED | TM9Y080B12MP11 | 33000 | 18 | 8.5 | 29400 | 25000 | 85.03% | 2 | 0 | 11 |  |  |  |  | R-454B | 2.75 | Residential & Commercial | USHP | Ducted CEE Tier 1
215726361 | Central HP <5.4 tons | YORK | HRCU-A-CB (Split System: Heat Pump with Remote Outdoor Unit-Air-Source) | HH836E2S11 | ADP |  | H,YG81*36+TXV | TM9Y080B12MP11 | 33000 | 18 | 8.5 | 29400 | 25000 | 85.03% | 2 | 0 | 11 |  |  |  |  | R-454B | 2.75 | Residential & Commercial | USHP | Ducted CEE Tier 1
215425617 | Central HP <5.4 tons | YORK | HRCU-A-CB (Split System: Heat Pump with Remote Outdoor Unit-Air-Source) | HH860E2S11 | ADP |  | H,YE72*48+TXV | YP9C080C16MP13 | 43500 | 18 | 8.5 | 42000 | 33000 | 78.57% | 2 | 0 | 11 |  |  |  |  | R-454B | 3.625 | Residential & Commercial | USHP | Ducted CEE Tier 1
215425633 | Central HP <5.4 tons | YORK | HRCU-A-CB (Split System: Heat Pump with Remote Outdoor Unit-Air-Source) | HH860E2S11 | ADP |  | H,YE53*48+TXV | YP9C100C16MP13 | 43500 | 18 | 8.5 | 42000 | 32800 | 78.1% | 2 | 0 | 11.7 |  |  |  |  | R-454B | 3.625 | Residential & Commercial | USHP | Ducted CEE Tier 1
215726374 | Central HP <5.4 tons | YORK | HRCU-A-CB (Split System: Heat Pump with Remote Outdoor Unit-Air-Source) | HH836E2S11 | ADP |  | H,YG81*36+TXV-BLEED | TM9Y100C16MP11 | 32800 | 19 | 8.5 | 29400 | 23800 | 80.95% | 2 | 0 | 11 |  |  |  |  | R-454B | 2.7333 | Residential & Commercial | USHP | Ducted CEE Tier 1
215726392 | Central HP <5.4 tons | YORK | HRCU-A-CB (Split System: Heat Pump with Remote Outdoor Unit-Air-Source) | HH836E2S11 | ADP |  | H,YG36*36+TXV | Y81E080C16SMPS1 | 34000 | 19 | 8.5 | 30200 | 25000 | 82.78% | 2 | 0 | 11 |  |  |  |  | R-454B | 2.8333 | Residential & Commercial | USHP | Ducted CEE Tier 1
206764984 | Central HP <5.4 tons | CARRIER | HRCU-A-CB (Split System: Heat Pump with Remote Outdoor Unit-Air-Source) | 25VNA837A*031* |  |  | CAP**4824AL*+UI | 59MN7B100C21**22 | 32400 | 17.5 | 8.5 | 32600 | 24800 | 76.07% | 2 | 12 | 11.7 |  |  |  |  | R-410A | 2.7 | Residential & Commercial | USHP | Ducted CEE Tier 1
215726393 | Central HP <5.4 tons | YORK | HRCU-A-CB (Split System: Heat Pump with Remote Outdoor Unit-Air-Source) | HH836E2S11 | ADP |  | H,YG37*36+TXV-BLEED | Y81E080C16SMPS1 | 34000 | 19 | 8.5 | 30200 | 25000 | 82.78% | 2 | 0 | 11 |  |  |  |  | R-454B | 2.8333 | Residential & Commercial | USHP | Ducted CEE Tier 1
215726408 | Central HP <5.4 tons | YORK | HRCU-A-CB (Split System: Heat Pump with Remote Outdoor Unit-Air-Source) | HH836E2S11 | ADP |  | H,YG36*36+TXV | Y81E100B12SMPS1 | 33000 | 18 | 8.5 | 28800 | 24400 | 84.72% | 2 | 0 | 11.7 |  |  |  |  | R-454B | 2.75 | Residential & Commercial | USHP | Ducted CEE Tier 1
215425636 | Central HP <5.4 tons | YORK | HRCU-A-CB (Split System: Heat Pump with Remote Outdoor Unit-Air-Source) | HH860E2S11 | ADP |  | H,YE84*48+TXV | YP9C100C16MP13 | 43500 | 18 | 8.5 | 42000 | 32800 | 78.1% | 2 | 0 | 11.7 |  |  |  |  | R-454B | 3.625 | Residential & Commercial | USHP | Ducted CEE Tier 1
215438152 | Central HP <5.4 tons | YORK | HRCU-A-CB (Split System: Heat Pump with Remote Outdoor Unit-Air-Source) | HH860E2S11 | ADP |  | AX600C*C+TXV | 0 | 53500 | 18 | 8.5 | 51500 | 38000 | 73.79% | 2 | 0 | 12 |  |  |  |  | R-454B | 4.4583 | Residential & Commercial | USHP | Ducted CEE Tier 1
206765033 | Central HP <5.4 tons | CARRIER | HRCU-A-CB (Split System: Heat Pump with Remote Outdoor Unit-Air-Source) | 25VNA837A*031* |  |  | CNPV*4824AL*+UI | 58TN*A135C24**22 | 32400 | 17.5 | 8.1 | 32800 | 24800 | 75.61% | 1.98 | 12 | 11.7 |  |  |  |  | R-410A | 2.7 | Residential & Commercial | USHP | Ducted CEE Tier 1
211206904 | Central HP <5.4 tons | FRASER-JOHNSTON | HRCU-A-CB (Split System: Heat Pump with Remote Outdoor Unit-Air-Source) | HL20B6021 |  |  | XAMC60HE4N1+CC | TM9V100C20MP12 | 52000 | 18 | 8.5 | 55000 | 42000 | 76.36% | 2.16 | 0 | 11 |  |  |  |  | R-410A | 4.3333 | Residential & Commercial | USHP | Ducted CEE Tier 1
212980212 | Central HP <5.4 tons | BRYANT HEATING AND COOLING SYSTEMS | HRCU-A-CB (Split System: Heat Pump with Remote Outdoor Unit-Air-Source) | 38MURAQ30AB3* |  |  | CAP**4224AL* | 8(0,1)*SB48090M21*** | 29600 | 15.2 | 8.1 | 33800 | 27600 | 81.66% | 1.78 | 0 | 9 |  |  |  |  | R-410A | 2.4667 | Residential & Commercial | USHP
212383307 | Central HP <5.4 tons | DAY & NIGHT | HRCU-A-CB (Split System: Heat Pump with Remote Outdoor Unit-Air-Source) | DLCURAH36ABK |  |  | EA*4X36L21A* | *80ES(N,L)0902116A* | 35600 | 16 | 8.1 | 39500 | 35200 | 89.11% | 1.84 | 0 | 10 |  |  |  |  | R-410A | 2.9667 | Residential & Commercial | USHP | Ducted CEE Tier 1
214396407 | Central HP <5.4 tons | LUXAIRE | HRCU-A-CB (Split System: Heat Pump with Remote Outdoor Unit-Air-Source) | HH836E2S11 |  |  | CTF36C5CDS1 | TP9C100C20MP13 | 34600 | 18 | 8.5 | 33000 | 27200 | 82.42% | 2 | 0 | 10 |  |  |  |  | R-454B | 2.8833 | Residential & Commercial | USHP | Ducted CEE Tier 1
214396806 | Central HP <5.4 tons | LUXAIRE | HRCU-A-CB (Split System: Heat Pump with Remote Outdoor Unit-Air-Source) | HH836E2S11 |  |  | CTF36B5CDS1 | TM9E060B12MP12 | 33200 | 17 | 8.5 | 31600 | 25400 | 80.38% | 2 | 0 | 11 |  |  |  |  | R-454B | 2.7667 | Residential & Commercial | USHP | Ducted CEE Tier 1
214397292 | Central HP <5.4 tons | LUXAIRE | HRCU-A-CB (Split System: Heat Pump with Remote Outdoor Unit-Air-Source) | HH836E2S11 |  |  | CTF36B5CDS1+JME12B2SN1 | 0 | 33400 | 19 | 9 | 30400 | 24800 | 81.58% | 2 | 0 | 12 |  |  |  |  | R-454B | 2.7833 | Residential & Commercial | USHP | Ducted CEE Tier 1
214397359 | Central HP <5.4 tons | LUXAIRE | HRCU-A-CB (Split System: Heat Pump with Remote Outdoor Unit-Air-Source) | HH836E2S11 |  |  | CTM48C5CFS1 | TM9V080C16MP12 | 32800 | 19 | 9 | 31200 | 25200 | 80.77% | 2 | 0 | 11 |  |  |  |  | R-454B | 2.7333 | Residential & Commercial | USHP | Ducted CEE Tier 1
214776445 | Central HP <5.4 tons | YORK | HRCU-A-CB (Split System: Heat Pump with Remote Outdoor Unit-Air-Source) | HH860E2S11 | ADP |  | CH600D*C+TXV | TL9E080C16UH11 | 44000 | 17 | 8.4 | 44000 | 34000 | 77.27% | 1.98 | 0 | 10.5 |  |  |  |  | R-454B | 3.6667 | Residential & Commercial | USHP | Ducted CEE Tier 1
214776461 | Central HP <5.4 tons | YORK | HRCU-A-CB (Split System: Heat Pump with Remote Outdoor Unit-Air-Source) | HH860E2S11 | ADP |  | CV600**C+TXV | TL9E100C20UH11 | 50500 | 18 | 8.3 | 51500 | 38000 | 73.79% | 1.96 | 0 | 10.5 |  |  |  |  | R-454B | 4.2083 | Residential & Commercial | USHP | Ducted CEE Tier 1
214776468 | Central HP <5.4 tons | YORK | HRCU-A-CB (Split System: Heat Pump with Remote Outdoor Unit-Air-Source) | HH860E2S11 | ADP |  | CV607**C+TXV | TL9E100C20UH11 | 52000 | 19 | 8.5 | 51500 | 38000 | 73.79% | 2 | 0 | 11 |  |  |  |  | R-454B | 4.3333 | Residential & Commercial | USHP | Ducted CEE Tier 1
214776486 | Central HP <5.4 tons | YORK | HRCU-A-CB (Split System: Heat Pump with Remote Outdoor Unit-Air-Source) | HH860E2S11 | ADP |  | CH602**A+TXV | TM9E080C16MP12 | 44500 | 18 | 8.5 | 43500 | 34000 | 78.16% | 2 | 0 | 11 |  |  |  |  | R-454B | 3.7083 | Residential & Commercial | USHP | Ducted CEE Tier 1
214776500 | Central HP <5.4 tons | YORK | HRCU-A-CB (Split System: Heat Pump with Remote Outdoor Unit-Air-Source) | HH860E2S11 | ADP |  | CH602**A+TXV | TM9E080C20MP12 | 53500 | 19 | 8.5 | 53000 | 39500 | 74.53% | 2 | 0 | 11 |  |  |  |  | R-454B | 4.4583 | Residential & Commercial | USHP | Ducted CEE Tier 1
214776520 | Central HP <5.4 tons | YORK | HRCU-A-CB (Split System: Heat Pump with Remote Outdoor Unit-Air-Source) | HH860E2S11 | ADP |  | CH600C*C+TXV | TM9E100C20MP12 | 52500 | 18 | 8.3 | 53000 | 39500 | 74.53% | 1.96 | 0 | 10.5 |  |  |  |  | R-454B | 4.375 | Residential & Commercial | USHP | Ducted CEE Tier 1
214776600 | Central HP <5.4 tons | YORK | HRCU-A-CB (Split System: Heat Pump with Remote Outdoor Unit-Air-Source) | HH860E2S11 | ADP |  | CV601**C+TXV | TM9V120D20MP12 | 52000 | 18 | 8.35 | 52500 | 39000 | 74.29% | 1.98 | 0 | 10.5 |  |  |  |  | R-454B | 4.3333 | Residential & Commercial | USHP | Ducted CEE Tier 1
214776629 | Central HP <5.4 tons | YORK | HRCU-A-CB (Split System: Heat Pump with Remote Outdoor Unit-Air-Source) | HH860E2S11 | ADP |  | CV601**C+TXV | TMLE080C20MP11 | 52500 | 18 | 8.35 | 53000 | 39500 | 74.53% | 1.98 | 0 | 10.5 |  |  |  |  | R-454B | 4.375 | Residential & Commercial | USHP | Ducted CEE Tier 1
216684925 | Central HP <5.4 tons | MAINLINE | HRCU-A-CB (Split System: Heat Pump with Remote Outdoor Unit-Air-Source) | MLP19AY24AJVC |  |  | TCFY2421HEAAM | ML97MV0855A21DH | 22800 | 21 | 8.5 | 22800 | 18400 | 80.7% | 1.8 | 0 | 13 |  |  |  |  | R-454B | 1.9 | Residential & Commercial | USHP | Ducted CEE Tier 1
213249234 | Central HP <5.4 tons | KERR | HRCU-A-C (Split System: Heat Pump with Remote Outdoor Unit with No Indoor Fan --Air Source) | A-KCD30SA-1 | ADP |  | HG8J936+TD | 0 | 29800 | 15.2 | 9.5 | 31400 | 26600 | 84.71% | 1.82 | 0 | 10.5 |  |  |  |  | R-410A | 2.4833 | Residential & Commercial | USHP | Ducted CEE Tier 1
214584551 | Central HP <5.4 tons | COLEMAN | HRCU-A-CB (Split System: Heat Pump with Remote Outdoor Unit-Air-Source) | HH860E2S11 |  |  | CTM60C5CHS1 | Z8ES100C20SMPS1 | 53500 | 19 | 9 | 53500 | 38500 | 71.96% | 2 | 0 | 12 |  |  |  |  | R-454B | 4.4583 | Residential & Commercial | USHP | Ducted CEE Tier 1
206765101 | Central HP <5.4 tons | CARRIER | HRCU-A-CB (Split System: Heat Pump with Remote Outdoor Unit-Air-Source) | 25VNA837A*031* |  |  | CAP**3721AL*+UI | 58CU*A060C17**16 | 32800 | 17 | 8.5 | 33000 | 25200 | 76.36% | 1.96 | 12 | 11 |  |  |  |  | R-410A | 2.7333 | Residential & Commercial | USHP | Ducted CEE Tier 1
206765102 | Central HP <5.4 tons | CARRIER | HRCU-A-CB (Split System: Heat Pump with Remote Outdoor Unit-Air-Source) | 25VNA837A*031* |  |  | CAP**3721AL*+UI | 58CU*A100C21**20 | 32800 | 17 | 8.5 | 33000 | 25200 | 76.36% | 1.96 | 12 | 11 |  |  |  |  | R-410A | 2.7333 | Residential & Commercial | USHP | Ducted CEE Tier 1
206765135 | Central HP <5.4 tons | CARRIER | HRCU-A-CB (Split System: Heat Pump with Remote Outdoor Unit-Air-Source) | 25VNA837A*031* |  |  | CSPH*4812AL*+UI | 58CU*A100C21**20 | 32600 | 16.5 | 8.1 | 33000 | 25000 | 75.76% | 1.96 | 11.5 | 11 |  |  |  |  | R-410A | 2.7167 | Residential & Commercial | USHP | Ducted CEE Tier 1
215731823 | Central HP <5.4 tons | YORK | HRCU-A-CB (Split System: Heat Pump with Remote Outdoor Unit-Air-Source) | HH836E2S11 | ADP |  | H,YG48*36+TXV-BLEED | TM9Y080B12MP11 | 33000 | 18 | 8.5 | 29400 | 25000 | 85.03% | 2 | 0 | 11 |  |  |  |  | R-454B | 2.75 | Residential & Commercial | USHP | Ducted CEE Tier 1
215425670 | Central HP <5.4 tons | YORK | HRCU-A-CB (Split System: Heat Pump with Remote Outdoor Unit-Air-Source) | HH824E2S11 | ADP |  | H,YE33*30+TXV | TM8E080B12MP11 | 22600 | 17 | 8.8 | 21400 | 17500 | 81.78% | 1.96 | 0 | 11.7 |  |  |  |  | R-454B | 1.8833 | Residential & Commercial | USHP | Ducted CEE Tier 1
215425686 | Central HP <5.4 tons | YORK | HRCU-A-CB (Split System: Heat Pump with Remote Outdoor Unit-Air-Source) | HH824E2S11 | ADP |  | H,YE24*24+TXV | TM8Y080B12MP11 | 21800 | 17 | 8.55 | 21200 | 17200 | 81.13% | 1.92 | 0 | 11 |  |  |  |  | R-454B | 1.8167 | Residential & Commercial | USHP | Ducted CEE Tier 1
211226036 | Central HP <5.4 tons | CARRIER | HRCU-A-CB (Split System: Heat Pump with Remote Outdoor Unit-Air-Source) | 38MURAQ36AB3* |  |  | CNPV*4821AL* | 58S(B,C)*A090E21**16 | 36400 | 16 | 8.1 | 38500 | 34800 | 90.39% | 2.04 | 0 | 10.5 |  |  |  |  | R-410A | 3.0333 | Residential & Commercial | USHP | Ducted CEE Tier 1
211226049 | Central HP <5.4 tons | CARRIER | HRCU-A-CB (Split System: Heat Pump with Remote Outdoor Unit-Air-Source) | 38MURAQ36AB3* |  |  | CNPV*4821AL* | 58TP*A110V21**22 | 37000 | 16 | 8.1 | 39500 | 35000 | 88.61% | 2.06 | 0 | 10.5 |  |  |  |  | R-410A | 3.0833 | Residential & Commercial | USHP | Ducted CEE Tier 1
211226119 | Central HP <5.4 tons | CARRIER | HRCU-A-CB (Split System: Heat Pump with Remote Outdoor Unit-Air-Source) | 38MURAQ36AB3* |  |  | CNPV*4824AL* | OVLAAB048112 | 36000 | 15.5 | 8.1 | 38500 | 35000 | 90.91% | 2.02 | 0 | 10 |  |  |  |  | R-410A | 3 | Residential & Commercial | USHP | Ducted CEE Tier 1
211397219 | Central HP <5.4 tons | FRASER-JOHNSTON | HRCU-A-CB (Split System: Heat Pump with Remote Outdoor Unit-Air-Source) | HMH72B341 |  |  | XAHD48FXXN1+TXV | TM8V080C16MP12 | 33600 | 16 | 8.5 | 32400 | 23800 | 73.46% | 2.06 | 0 | 9 |  |  |  |  | R-410A | 2.8 | Residential & Commercial | USHP
216782644 | Central HP <5.4 tons | LUXAIRE | HRCU-A-CB (Split System: Heat Pump with Remote Outdoor Unit-Air-Source) | HH860E2S11 |  |  | CTU60C5XGS1+TXV | Z8ES120C16LMPS1 | 44000 | 18 | 9 | 43500 | 33000 | 75.86% | 2 | 0 | 12 |  |  |  |  | R-454B | 3.6667 | Residential & Commercial | USHP | Ducted CEE Tier 1
214396338 | Central HP <5.4 tons | LUXAIRE | HRCU-A-CB (Split System: Heat Pump with Remote Outdoor Unit-Air-Source) | HH860E2S11 |  |  | CTM60C5CHS1 | TM9V100C20MP12 | 53000 | 19 | 8.5 | 53500 | 38500 | 71.96% | 2 | 0 | 11 |  |  |  |  | R-454B | 4.4167 | Residential & Commercial | USHP | Ducted CEE Tier 1
211241074 | Central HP <5.4 tons | BRYANT HEATING AND COOLING SYSTEMS | HRCU-A-CB (Split System: Heat Pump with Remote Outdoor Unit-Air-Source) | 38MURAQ24AB3* |  |  | CAP**2517AL* | 8(0,1)*SA36045E17*** | 24800 | 17 | 8.5 | 25600 | 21200 | 82.81% | 1.78 | 0 | 10.5 |  |  |  |  | R-410A | 2.0667 | Residential & Commercial | USHP | Ducted CEE Tier 1
215425700 | Central HP <5.4 tons | YORK | HRCU-A-CB (Split System: Heat Pump with Remote Outdoor Unit-Air-Source) | HH824E2S11 | ADP |  | H,YE24*24+TXV | TM9E040A10MP12 | 21800 | 16 | 8.55 | 21200 | 17700 | 83.49% | 1.92 | 0 | 10 |  |  |  |  | R-454B | 1.8167 | Residential & Commercial | USHP | Ducted CEE Tier 1
215425702 | Central HP <5.4 tons | YORK | HRCU-A-CB (Split System: Heat Pump with Remote Outdoor Unit-Air-Source) | HH824E2S11 | ADP |  | H,YE32*30+TXV-BLEED | TM9E040A10MP12 | 22200 | 16 | 8.65 | 21200 | 17700 | 83.49% | 1.94 | 0 | 10.5 |  |  |  |  | R-454B | 1.85 | Residential & Commercial | USHP | Ducted CEE Tier 1
214807792 | Central HP <5.4 tons | LUXAIRE | HRCU-A-CB (Split System: Heat Pump with Remote Outdoor Unit-Air-Source) | HH836E2S11 |  |  | CTU48C5XFS1+JMVT16CC2N1+TXV | 0 | 34400 | 19 | 9 | 32000 | 25200 | 78.75% | 2 | 0 | 11.7 |  |  |  |  | R-454B | 2.8667 | Residential & Commercial | USHP | Ducted CEE Tier 1
211397371 | Central HP <5.4 tons | FRASER-JOHNSTON | HRCU-A-CB (Split System: Heat Pump with Remote Outdoor Unit-Air-Source) | HMH72B341 |  |  | XAHC48FXXN1+TXV | TM8V100C16MP12 | 33600 | 16.5 | 8.5 | 32400 | 23800 | 73.46% | 2.06 | 0 | 9 |  |  |  |  | R-410A | 2.8 | Residential & Commercial | USHP
211393461 | Central HP <5.4 tons | FRASER-JOHNSTON | HRCU-A-CB (Split System: Heat Pump with Remote Outdoor Unit-Air-Source) | HMH72B341 |  |  | XAFC36DBCN1 | TL8E080C16UH11 | 34000 | 17.5 | 8.1 | 34000 | 24200 | 71.18% | 2.1 | 0 | 10 |  |  |  |  | R-410A | 2.8333 | Residential & Commercial | USHP | Ducted CEE Tier 1
211394428 | Central HP <5.4 tons | FRASER-JOHNSTON | HRCU-A-CB (Split System: Heat Pump with Remote Outdoor Unit-Air-Source) | HMH72B341 |  |  | XAHD48FBCN1 | TM9V100C20MP12 | 33600 | 16.5 | 8.5 | 32400 | 23800 | 73.46% | 2.06 | 0 | 9 |  |  |  |  | R-410A | 2.8 | Residential & Commercial | USHP
211243263 | Central HP <5.4 tons | BRYANT HEATING AND COOLING SYSTEMS | HRCU-A-CB (Split System: Heat Pump with Remote Outdoor Unit-Air-Source) | 38MURAQ24AB3* |  |  | CAP**3721AL* | 935SA36040E17*** | 24400 | 17 | 8.5 | 25200 | 21200 | 84.13% | 1.78 | 0 | 10 |  |  |  |  | R-410A | 2.0333 | Residential & Commercial | USHP | Ducted CEE Tier 1
211394915 | Central HP <5.4 tons | FRASER-JOHNSTON | HRCU-A-CB (Split System: Heat Pump with Remote Outdoor Unit-Air-Source) | HMH72B341 |  |  | XAFC48FXXN1+TXV | TP9C100C16MP13 | 33800 | 16.5 | 8.5 | 32400 | 23800 | 73.46% | 2.08 | 0 | 9.5 |  |  |  |  | R-410A | 2.8167 | Residential & Commercial | USHP
211395768 | Central HP <5.4 tons | FRASER-JOHNSTON | HRCU-A-CB (Split System: Heat Pump with Remote Outdoor Unit-Air-Source) | HMH72B341 |  |  | XAHC48FBCN1 | TM9V060B12MP12 | 32400 | 16 | 8.1 | 32000 | 23400 | 73.12% | 2 | 0 | 9 |  |  |  |  | R-410A | 2.7 | Residential & Commercial | USHP
211395999 | Central HP <5.4 tons | FRASER-JOHNSTON | HRCU-A-CB (Split System: Heat Pump with Remote Outdoor Unit-Air-Source) | HMH72B341 |  |  | XAFD48FBCN1 | TM9E100C16MP12 | 33400 | 17 | 8.5 | 32400 | 23600 | 72.84% | 2.06 | 0 | 9.5 |  |  |  |  | R-410A | 2.7833 | Residential & Commercial | USHP
211241411 | Central HP <5.4 tons | BRYANT HEATING AND COOLING SYSTEMS | HRCU-A-CB (Split System: Heat Pump with Remote Outdoor Unit-Air-Source) | 38MURAQ24AB3* |  |  | CAP**3017AL* | 926SA36040V17*** | 23200 | 16 | 8.5 | 25800 | 24200 | 93.8% | 2 | 0 | 9.5 |  |  |  |  | R-410A | 1.9333 | Residential & Commercial | USHP
211241542 | Central HP <5.4 tons | BRYANT HEATING AND COOLING SYSTEMS | HRCU-A-CB (Split System: Heat Pump with Remote Outdoor Unit-Air-Source) | 38MURAQ24AB3* |  |  | CAP**3017AL* | 926TB48080V17*** | 24200 | 16.5 | 8.5 | 26400 | 23000 | 87.12% | 1.9 | 0 | 10 |  |  |  |  | R-410A | 2.0167 | Residential & Commercial | USHP | Ducted CEE Tier 1
211241110 | Central HP <5.4 tons | BRYANT HEATING AND COOLING SYSTEMS | HRCU-A-CB (Split System: Heat Pump with Remote Outdoor Unit-Air-Source) | 38MURAQ24AB3* |  |  | CAP**2517AL* | 912SD36060E14*** | 24000 | 17 | 8.1 | 25000 | 21800 | 87.2% | 1.82 | 0 | 10 |  |  |  |  | R-410A | 2 | Residential & Commercial | USHP | Ducted CEE Tier 1
211241829 | Central HP <5.4 tons | BRYANT HEATING AND COOLING SYSTEMS | HRCU-A-CB (Split System: Heat Pump with Remote Outdoor Unit-Air-Source) | 38MURAQ24AB3* |  |  | CAP**3617AL* | 926SA42060V17*** | 23400 | 16.5 | 8.5 | 25600 | 23600 | 92.19% | 1.96 | 0 | 10 |  |  |  |  | R-410A | 1.95 | Residential & Commercial | USHP | Ducted CEE Tier 1
211242596 | Central HP <5.4 tons | BRYANT HEATING AND COOLING SYSTEMS | HRCU-A-CB (Split System: Heat Pump with Remote Outdoor Unit-Air-Source) | 38MURAQ24AB3* |  |  | CAP**3621AL* | 8(0,1)*SA60090E21*** | 24800 | 17 | 8.5 | 26600 | 22000 | 82.71% | 1.82 | 0 | 10 |  |  |  |  | R-410A | 2.0667 | Residential & Commercial | USHP | Ducted CEE Tier 1
215425703 | Central HP <5.4 tons | YORK | HRCU-A-CB (Split System: Heat Pump with Remote Outdoor Unit-Air-Source) | HH824E2S11 | ADP |  | H,YE32*24+TXV | TM9E040A10MP12 | 22200 | 16 | 8.65 | 21200 | 17700 | 83.49% | 1.94 | 0 | 10.5 |  |  |  |  | R-454B | 1.85 | Residential & Commercial | USHP | Ducted CEE Tier 1
211393310 | Central HP <5.4 tons | FRASER-JOHNSTON | HRCU-A-CB (Split System: Heat Pump with Remote Outdoor Unit-Air-Source) | HMH72B341 |  |  | XAHC36DXXN1+TXV | TL8E100C20UH11 | 34000 | 17 | 8.1 | 34000 | 24400 | 71.76% | 2.1 | 0 | 9.5 |  |  |  |  | R-410A | 2.8333 | Residential & Commercial | USHP
211393594 | Central HP <5.4 tons | FRASER-JOHNSTON | HRCU-A-CB (Split System: Heat Pump with Remote Outdoor Unit-Air-Source) | HMH72B341 |  |  | XAUB30CXXN1+TXV | TL8E060A12UH11 | 32800 | 18 | 8.1 | 33400 | 23400 | 70.06% | 2.02 | 0 | 9.5 |  |  |  |  | R-410A | 2.7333 | Residential & Commercial | USHP
211393827 | Central HP <5.4 tons | FRASER-JOHNSTON | HRCU-A-CB (Split System: Heat Pump with Remote Outdoor Unit-Air-Source) | HMH72B341 |  |  | XAFD48FXXN1+TXV | TM9Y120D20MP11 | 34000 | 16.5 | 8.5 | 32400 | 23800 | 73.46% | 2.08 | 0 | 9.5 |  |  |  |  | R-410A | 2.8333 | Residential & Commercial | USHP
211393977 | Central HP <5.4 tons | FRASER-JOHNSTON | HRCU-A-CB (Split System: Heat Pump with Remote Outdoor Unit-Air-Source) | HMH72B341 |  |  | XAUC48FXXN1+TXV | TM9Y100C16MP11 | 33800 | 17.5 | 8.5 | 32800 | 24200 | 73.78% | 2.06 | 0 | 9 |  |  |  |  | R-410A | 2.8167 | Residential & Commercial | USHP
211394695 | Central HP <5.4 tons | FRASER-JOHNSTON | HRCU-A-CB (Split System: Heat Pump with Remote Outdoor Unit-Air-Source) | HMH72B341 |  |  | XAHD48FXXN1+TXV | TM9V100C16MP12 | 33000 | 16 | 8.5 | 31800 | 23200 | 72.96% | 2.04 | 0 | 9 |  |  |  |  | R-410A | 2.75 | Residential & Commercial | USHP
211394847 | Central HP <5.4 tons | FRASER-JOHNSTON | HRCU-A-CB (Split System: Heat Pump with Remote Outdoor Unit-Air-Source) | HMH72B341 |  |  | XAFD48FXXN1+TXV | TP9C100C16MP13 | 33800 | 16.5 | 8.5 | 32400 | 23600 | 72.84% | 2.08 | 0 | 9.5 |  |  |  |  | R-410A | 2.8167 | Residential & Commercial | USHP
211395016 | Central HP <5.4 tons | FRASER-JOHNSTON | HRCU-A-CB (Split System: Heat Pump with Remote Outdoor Unit-Air-Source) | HMH72B341 |  |  | XAHD48FXXN1+TXV | TP9C080C16MP13 | 32600 | 16 | 8.1 | 31800 | 23200 | 72.96% | 2.02 | 0 | 9 |  |  |  |  | R-410A | 2.7167 | Residential & Commercial | USHP
214776634 | Central HP <5.4 tons | YORK | HRCU-A-CB (Split System: Heat Pump with Remote Outdoor Unit-Air-Source) | HH860E2S11 | ADP |  | CV603**A+TXV | TMLE080C20MP11 | 53500 | 19 | 8.5 | 53000 | 39500 | 74.53% | 2 | 0 | 11 |  |  |  |  | R-454B | 4.4583 | Residential & Commercial | USHP | Ducted CEE Tier 1
214776670 | Central HP <5.4 tons | YORK | HRCU-A-CB (Split System: Heat Pump with Remote Outdoor Unit-Air-Source) | HH860E2S11 | ADP |  | CV609**A+TXV | TMLE100C20MP11 | 53500 | 19 | 8.5 | 53000 | 39500 | 74.53% | 2 | 0 | 11 |  |  |  |  | R-454B | 4.4583 | Residential & Commercial | USHP | Ducted CEE Tier 1
214776695 | Central HP <5.4 tons | YORK | HRCU-A-CB (Split System: Heat Pump with Remote Outdoor Unit-Air-Source) | HH860E2S11 | ADP |  | CV607**C+TXV | TMLE130D20MP11 | 54000 | 19 | 8.5 | 53000 | 39500 | 74.53% | 2 | 0 | 11 |  |  |  |  | R-454B | 4.5 | Residential & Commercial | USHP | Ducted CEE Tier 1
214776718 | Central HP <5.4 tons | YORK | HRCU-A-CB (Split System: Heat Pump with Remote Outdoor Unit-Air-Source) | HH860E2S11 | ADP |  | CH600D*C+TXV | TMLV120C20MP12 | 51500 | 18 | 8.3 | 52000 | 38500 | 74.04% | 1.96 | 0 | 10.5 |  |  |  |  | R-454B | 4.2917 | Residential & Commercial | USHP | Ducted CEE Tier 1
214776720 | Central HP <5.4 tons | YORK | HRCU-A-CB (Split System: Heat Pump with Remote Outdoor Unit-Air-Source) | HH860E2S11 | ADP |  | CV601**C+TXV | TMLV120C20MP12 | 52000 | 18 | 8.35 | 52000 | 38500 | 74.04% | 1.98 | 0 | 10.5 |  |  |  |  | R-454B | 4.3333 | Residential & Commercial | USHP | Ducted CEE Tier 1
214776752 | Central HP <5.4 tons | YORK | HRCU-A-CB (Split System: Heat Pump with Remote Outdoor Unit-Air-Source) | HH860E2S11 | ADP |  | CH605D*C+TXV | Y81E080C20SMPS1 | 44000 | 18 | 8.5 | 42500 | 33000 | 77.65% | 2 | 0 | 12 |  |  |  |  | R-454B | 3.6667 | Residential & Commercial | USHP | Ducted CEE Tier 1
211242912 | Central HP <5.4 tons | BRYANT HEATING AND COOLING SYSTEMS | HRCU-A-CB (Split System: Heat Pump with Remote Outdoor Unit-Air-Source) | 38MURAQ24AB3* |  |  | CAP**3717AL* | 926TB36040V17*** | 24600 | 15.5 | 8.5 | 25800 | 21600 | 83.72% | 1.78 | 0 | 10 |  |  |  |  | R-410A | 2.05 | Residential & Commercial | USHP | Ducted CEE Tier 1
211242932 | Central HP <5.4 tons | BRYANT HEATING AND COOLING SYSTEMS | HRCU-A-CB (Split System: Heat Pump with Remote Outdoor Unit-Air-Source) | 38MURAQ24AB3* |  |  | CAP**3717AL* | 82*TA48070V17*** | 24600 | 17 | 8.5 | 25600 | 21600 | 84.38% | 1.8 | 0 | 10.5 |  |  |  |  | R-410A | 2.05 | Residential & Commercial | USHP | Ducted CEE Tier 1
215438154 | Central HP <5.4 tons | YORK | HRCU-A-CB (Split System: Heat Pump with Remote Outdoor Unit-Air-Source) | HH860E2S11 | ADP |  | AX482C*A+TXV | 0 | 46000 | 18 | 9 | 44000 | 33600 | 76.36% | 2.1 | 0 | 12 |  |  |  |  | R-454B | 3.8333 | Residential & Commercial | USHP | Ducted CEE Tier 1
214776438 | Central HP <5.4 tons | YORK | HRCU-A-CB (Split System: Heat Pump with Remote Outdoor Unit-Air-Source) | HH860E2S11 | ADP |  | CH602**A+TXV | TL8E100C20UH11 | 52000 | 19 | 8.5 | 51500 | 38000 | 73.79% | 2 | 0 | 11 |  |  |  |  | R-454B | 4.3333 | Residential & Commercial | USHP | Ducted CEE Tier 1
214776457 | Central HP <5.4 tons | YORK | HRCU-A-CB (Split System: Heat Pump with Remote Outdoor Unit-Air-Source) | HH860E2S11 | ADP |  | CV609**A+TXV | TL9E080C16UH11 | 44500 | 18 | 8.5 | 44000 | 34000 | 77.27% | 2 | 0 | 11 |  |  |  |  | R-454B | 3.7083 | Residential & Commercial | USHP | Ducted CEE Tier 1
214776472 | Central HP <5.4 tons | YORK | HRCU-A-CB (Split System: Heat Pump with Remote Outdoor Unit-Air-Source) | HH860E2S11 | ADP |  | CH480C*C+TXV | TM9E080C16MP12 | 43500 | 17 | 8.3 | 43500 | 34000 | 78.16% | 1.96 | 0 | 10.5 |  |  |  |  | R-454B | 3.625 | Residential & Commercial | USHP | Ducted CEE Tier 1
214776488 | Central HP <5.4 tons | YORK | HRCU-A-CB (Split System: Heat Pump with Remote Outdoor Unit-Air-Source) | HH860E2S11 | ADP |  | CV609**A+TXV | TM9E080C16MP12 | 44500 | 18 | 8.5 | 43500 | 34000 | 78.16% | 2 | 0 | 11 |  |  |  |  | R-454B | 3.7083 | Residential & Commercial | USHP | Ducted CEE Tier 1
211243016 | Central HP <5.4 tons | BRYANT HEATING AND COOLING SYSTEMS | HRCU-A-CB (Split System: Heat Pump with Remote Outdoor Unit-Air-Source) | 38MURAQ24AB3* |  |  | CAP**3717AL* | 8(0,1)*SA36045E14*** | 25200 | 16 | 8.5 | 26200 | 21000 | 80.15% | 1.76 | 0 | 10 |  |  |  |  | R-410A | 2.1 | Residential & Commercial | USHP | Ducted CEE Tier 1
211243097 | Central HP <5.4 tons | BRYANT HEATING AND COOLING SYSTEMS | HRCU-A-CB (Split System: Heat Pump with Remote Outdoor Unit-Air-Source) | 38MURAQ24AB3* |  |  | CAP**3717AL* | 915SB42060E17*** | 25200 | 16 | 8.5 | 26200 | 21200 | 80.92% | 1.76 | 0 | 10 |  |  |  |  | R-410A | 2.1 | Residential & Commercial | USHP | Ducted CEE Tier 1
211243366 | Central HP <5.4 tons | BRYANT HEATING AND COOLING SYSTEMS | HRCU-A-CB (Split System: Heat Pump with Remote Outdoor Unit-Air-Source) | 38MURAQ24AB3* |  |  | CAP**3721AL* | 935SA48060E17*** | 25000 | 17 | 8.5 | 25600 | 20800 | 81.25% | 1.76 | 0 | 10.5 |  |  |  |  | R-410A | 2.0833 | Residential & Commercial | USHP | Ducted CEE Tier 1
214397376 | Central HP <5.4 tons | LUXAIRE | HRCU-A-CB (Split System: Heat Pump with Remote Outdoor Unit-Air-Source) | HH836E2S11 |  |  | CTF48C5CFS1 | TP9C100C20MP13 | 34200 | 18 | 9 | 32600 | 25800 | 79.14% | 2 | 0 | 11 |  |  |  |  | R-454B | 2.85 | Residential & Commercial | USHP | Ducted CEE Tier 1
211243681 | Central HP <5.4 tons | BRYANT HEATING AND COOLING SYSTEMS | HRCU-A-CB (Split System: Heat Pump with Remote Outdoor Unit-Air-Source) | 38MURAQ24AB3* |  |  | CAP**3721AL* | OVMAAB042112 | 25000 | 16 | 8.5 | 25600 | 21000 | 82.03% | 1.76 | 0 | 10 |  |  |  |  | R-410A | 2.0833 | Residential & Commercial | USHP | Ducted CEE Tier 1
211244334 | Central HP <5.4 tons | BRYANT HEATING AND COOLING SYSTEMS | HRCU-A-CB (Split System: Heat Pump with Remote Outdoor Unit-Air-Source) | 38MURAQ24AB3* |  |  | CNPV*3014AL* | 926TB30040V14*** | 23600 | 15.5 | 8.1 | 26200 | 23600 | 90.08% | 1.92 | 0 | 10 |  |  |  |  | R-410A | 1.9667 | Residential & Commercial | USHP | Ducted CEE Tier 1
214396605 | Central HP <5.4 tons | LUXAIRE | HRCU-A-CB (Split System: Heat Pump with Remote Outdoor Unit-Air-Source) | HH860E2S11 |  |  | CTM60C5CGS1 | TMLE120C20MP11 | 44500 | 17 | 9 | 45000 | 33600 | 74.67% | 2 | 0 | 11.7 |  |  |  |  | R-454B | 3.7083 | Residential & Commercial | USHP | Ducted CEE Tier 1
214397056 | Central HP <5.4 tons | LUXAIRE | HRCU-A-CB (Split System: Heat Pump with Remote Outdoor Unit-Air-Source) | HH860E2S11 |  |  | CTM60C5CGS1 | TMLE080C20MP11 | 44500 | 17 | 9 | 45000 | 33800 | 75.11% | 2 | 0 | 11.7 |  |  |  |  | R-454B | 3.7083 | Residential & Commercial | USHP | Ducted CEE Tier 1
214397076 | Central HP <5.4 tons | LUXAIRE | HRCU-A-CB (Split System: Heat Pump with Remote Outdoor Unit-Air-Source) | HH860E2S11 |  |  | CTM60D5CGS1 | TMLE130D20MP11 | 46000 | 17 | 9 | 47000 | 34800 | 74.04% | 2 | 0 | 11 |  |  |  |  | R-454B | 3.8333 | Residential & Commercial | USHP | Ducted CEE Tier 1
214396355 | Central HP <5.4 tons | LUXAIRE | HRCU-A-CB (Split System: Heat Pump with Remote Outdoor Unit-Air-Source) | HH860E2S11 |  |  | CTM60D5CJS1+JMC20D2SN1 | 0 | 54000 | 19 | 9 | 55500 | 39500 | 71.17% | 2 | 0 | 11 |  |  |  |  | R-454B | 4.5 | Residential & Commercial | USHP | Ducted CEE Tier 1
214776761 | Central HP <5.4 tons | YORK | HRCU-A-CB (Split System: Heat Pump with Remote Outdoor Unit-Air-Source) | HH860E2S11 | ADP |  | CH604**C+TXV | Y81E100C20SMPS1 | 53000 | 19 | 8.5 | 51500 | 38000 | 73.79% | 2 | 0 | 11.7 |  |  |  |  | R-454B | 4.4167 | Residential & Commercial | USHP | Ducted CEE Tier 1
214776768 | Central HP <5.4 tons | YORK | HRCU-A-CB (Split System: Heat Pump with Remote Outdoor Unit-Air-Source) | HH860E2S11 | ADP |  | CV606**C+TXV | Y81E100C20SMPS1 | 53000 | 19 | 8.5 | 51500 | 38000 | 73.79% | 2 | 0 | 11.7 |  |  |  |  | R-454B | 4.4167 | Residential & Commercial | USHP | Ducted CEE Tier 1
214776770 | Central HP <5.4 tons | YORK | HRCU-A-CB (Split System: Heat Pump with Remote Outdoor Unit-Air-Source) | HH860E2S11 | ADP |  | CV607**C+TXV | Y81E100C20SMPS1 | 53000 | 19 | 8.5 | 51500 | 38000 | 73.79% | 2 | 0 | 11.7 |  |  |  |  | R-454B | 4.4167 | Residential & Commercial | USHP | Ducted CEE Tier 1
214776784 | Central HP <5.4 tons | YORK | HRCU-A-CB (Split System: Heat Pump with Remote Outdoor Unit-Air-Source) | HH860E2S11 | ADP |  | CV607**C+TXV | Y81E120C20SMPS1 | 52500 | 19 | 8.5 | 51500 | 38000 | 73.79% | 2 | 0 | 11.7 |  |  |  |  | R-454B | 4.375 | Residential & Commercial | USHP | Ducted CEE Tier 1
214776834 | Central HP <5.4 tons | YORK | HRCU-A-CB (Split System: Heat Pump with Remote Outdoor Unit-Air-Source) | HH860E2S11 | ADP |  | CH480C*C+TXV | YPLC080C16MP13 | 42500 | 17 | 8.3 | 42000 | 32800 | 78.1% | 1.96 | 0 | 11 |  |  |  |  | R-454B | 3.5417 | Residential & Commercial | USHP | Ducted CEE Tier 1
214776845 | Central HP <5.4 tons | YORK | HRCU-A-CB (Split System: Heat Pump with Remote Outdoor Unit-Air-Source) | HH860E2S11 | ADP |  | CV606**C+TXV | YPLC080C16MP13 | 43500 | 18 | 8.5 | 42000 | 32800 | 78.1% | 2 | 0 | 11.7 |  |  |  |  | R-454B | 3.625 | Residential & Commercial | USHP | Ducted CEE Tier 1
214776852 | Central HP <5.4 tons | YORK | HRCU-A-CB (Split System: Heat Pump with Remote Outdoor Unit-Air-Source) | HH860E2S11 | ADP |  | CH604**C+TXV | YPLC100C20MP13 | 53000 | 19 | 8.5 | 52000 | 38500 | 74.04% | 2 | 0 | 11 |  |  |  |  | R-454B | 4.4167 | Residential & Commercial | USHP | Ducted CEE Tier 1
214776870 | Central HP <5.4 tons | YORK | HRCU-A-CB (Split System: Heat Pump with Remote Outdoor Unit-Air-Source) | HH860E2S11 | ADP |  | CV607**C+TXV | YPLC100C20MP13 | 53000 | 19 | 8.5 | 52000 | 38500 | 74.04% | 2 | 0 | 11 |  |  |  |  | R-454B | 4.4167 | Residential & Commercial | USHP | Ducted CEE Tier 1
214776505 | Central HP <5.4 tons | YORK | HRCU-A-CB (Split System: Heat Pump with Remote Outdoor Unit-Air-Source) | HH860E2S11 | ADP |  | CH600C*C+TXV | TM9E100C16MP12 | 44000 | 17 | 8.45 | 44000 | 34000 | 77.27% | 1.98 | 0 | 10.5 |  |  |  |  | R-454B | 3.6667 | Residential & Commercial | USHP | Ducted CEE Tier 1
214776507 | Central HP <5.4 tons | YORK | HRCU-A-CB (Split System: Heat Pump with Remote Outdoor Unit-Air-Source) | HH860E2S11 | ADP |  | CH600D*C+TXV | TM9E100C16MP12 | 44000 | 17 | 8.4 | 44000 | 34000 | 77.27% | 1.98 | 0 | 10.5 |  |  |  |  | R-454B | 3.6667 | Residential & Commercial | USHP | Ducted CEE Tier 1
214776523 | Central HP <5.4 tons | YORK | HRCU-A-CB (Split System: Heat Pump with Remote Outdoor Unit-Air-Source) | HH860E2S11 | ADP |  | CV600**C+TXV | TM9E100C20MP12 | 52000 | 18 | 8.3 | 53000 | 39500 | 74.53% | 1.96 | 0 | 10.5 |  |  |  |  | R-454B | 4.3333 | Residential & Commercial | USHP | Ducted CEE Tier 1
214776572 | Central HP <5.4 tons | YORK | HRCU-A-CB (Split System: Heat Pump with Remote Outdoor Unit-Air-Source) | HH860E2S11 | ADP |  | CV601**C+TXV | TM9V100C16MP12 | 43500 | 17 | 8.5 | 42000 | 32800 | 78.1% | 2 | 0 | 11.7 |  |  |  |  | R-454B | 3.625 | Residential & Commercial | USHP | Ducted CEE Tier 1
214776605 | Central HP <5.4 tons | YORK | HRCU-A-CB (Split System: Heat Pump with Remote Outdoor Unit-Air-Source) | HH860E2S11 | ADP |  | CH602**A+TXV | TM9V120D20MP12 | 53000 | 19 | 8.5 | 53000 | 39000 | 73.58% | 2 | 0 | 11 |  |  |  |  | R-454B | 4.4167 | Residential & Commercial | USHP | Ducted CEE Tier 1
214776606 | Central HP <5.4 tons | YORK | HRCU-A-CB (Split System: Heat Pump with Remote Outdoor Unit-Air-Source) | HH860E2S11 | ADP |  | CV602D*A+TXV | TM9V120D20MP12 | 53000 | 19 | 8.5 | 52500 | 39000 | 74.29% | 2 | 0 | 11 |  |  |  |  | R-454B | 4.4167 | Residential & Commercial | USHP | Ducted CEE Tier 1
214776623 | Central HP <5.4 tons | YORK | HRCU-A-CB (Split System: Heat Pump with Remote Outdoor Unit-Air-Source) | HH860E2S11 | ADP |  | CV602D*A+TXV | TMLE080C16MP11 | 44500 | 18 | 8.5 | 43500 | 33800 | 77.7% | 2 | 0 | 11 |  |  |  |  | R-454B | 3.7083 | Residential & Commercial | USHP | Ducted CEE Tier 1
214776656 | Central HP <5.4 tons | YORK | HRCU-A-CB (Split System: Heat Pump with Remote Outdoor Unit-Air-Source) | HH860E2S11 | ADP |  | CV609**A+TXV | TMLE100C16MP11 | 44500 | 18 | 8.5 | 43500 | 33800 | 77.7% | 2 | 0 | 11 |  |  |  |  | R-454B | 3.7083 | Residential & Commercial | USHP | Ducted CEE Tier 1
214776657 | Central HP <5.4 tons | YORK | HRCU-A-CB (Split System: Heat Pump with Remote Outdoor Unit-Air-Source) | HH860E2S11 | ADP |  | CH600C*C+TXV | TMLE100C20MP11 | 52500 | 18 | 8.3 | 53000 | 39500 | 74.53% | 1.96 | 0 | 10.5 |  |  |  |  | R-454B | 4.375 | Residential & Commercial | USHP | Ducted CEE Tier 1
214776658 | Central HP <5.4 tons | YORK | HRCU-A-CB (Split System: Heat Pump with Remote Outdoor Unit-Air-Source) | HH860E2S11 | ADP |  | CH604**C+TXV | TMLE100C20MP11 | 53500 | 19 | 8.5 | 53000 | 39500 | 74.53% | 2 | 0 | 11 |  |  |  |  | R-454B | 4.4583 | Residential & Commercial | USHP | Ducted CEE Tier 1
214776707 | Central HP <5.4 tons | YORK | HRCU-A-CB (Split System: Heat Pump with Remote Outdoor Unit-Air-Source) | HH860E2S11 | ADP |  | CX601C*35+TXV | TMLV100C16MP12 | 43500 | 18 | 8.5 | 42000 | 32800 | 78.1% | 2 | 0 | 11.7 |  |  |  |  | R-454B | 3.625 | Residential & Commercial | USHP | Ducted CEE Tier 1
214776724 | Central HP <5.4 tons | YORK | HRCU-A-CB (Split System: Heat Pump with Remote Outdoor Unit-Air-Source) | HH860E2S11 | ADP |  | CV607**C+TXV | TMLV120C20MP12 | 53000 | 19 | 8.5 | 52000 | 38500 | 74.04% | 2 | 0 | 11 |  |  |  |  | R-454B | 4.4167 | Residential & Commercial | USHP | Ducted CEE Tier 1
214777202 | Central HP <5.4 tons | YORK | HRCU-A-CB (Split System: Heat Pump with Remote Outdoor Unit-Air-Source) | HH860E2S11 | ADP |  | CV602C*A+TXV | TM9E080C20MP12 | 53500 | 19 | 8.5 | 53000 | 39500 | 74.53% | 2 | 0 | 11 |  |  |  |  | R-454B | 4.4583 | Residential & Commercial | USHP | Ducted CEE Tier 1
214777222 | Central HP <5.4 tons | YORK | HRCU-A-CB (Split System: Heat Pump with Remote Outdoor Unit-Air-Source) | HH860E2S11 | ADP |  | CV602C*A+TXV | YP9C080C16MP13 | 43500 | 18 | 8.5 | 42000 | 33000 | 78.57% | 2 | 0 | 11 |  |  |  |  | R-454B | 3.625 | Residential & Commercial | USHP | Ducted CEE Tier 1
215423460 | Central HP <5.4 tons | YORK | HRCU-A-CB (Split System: Heat Pump with Remote Outdoor Unit-Air-Source) | HH860E2S11 | ADP |  | H,YE49*60+TXV | TL9E080C16UH11 | 44500 | 18 | 8.5 | 44000 | 34000 | 77.27% | 2 | 0 | 11 |  |  |  |  | R-454B | 3.7083 | Residential & Commercial | USHP | Ducted CEE Tier 1
215423474 | Central HP <5.4 tons | YORK | HRCU-A-CB (Split System: Heat Pump with Remote Outdoor Unit-Air-Source) | HH860E2S11 | ADP |  | H,YE84*60+TXV | TL9E100C20UH11 | 52000 | 19 | 8.5 | 51500 | 38000 | 73.79% | 2 | 0 | 11 |  |  |  |  | R-454B | 4.3333 | Residential & Commercial | USHP | Ducted CEE Tier 1
215423481 | Central HP <5.4 tons | YORK | HRCU-A-CB (Split System: Heat Pump with Remote Outdoor Unit-Air-Source) | HH860E2S11 | ADP |  | H,YE2K*48+TXV | TM8E080C16MP11 | 44500 | 17 | 8.45 | 43500 | 33800 | 77.7% | 2 | 0 | 11 |  |  |  |  | R-454B | 3.7083 | Residential & Commercial | USHP | Ducted CEE Tier 1
215423510 | Central HP <5.4 tons | YORK | HRCU-A-CB (Split System: Heat Pump with Remote Outdoor Unit-Air-Source) | HH860E2S11 | ADP |  | H,YE37*60+TXV | TM8E100C16MP11 | 44500 | 17 | 8.5 | 43500 | 33800 | 77.7% | 2 | 0 | 11 |  |  |  |  | R-454B | 3.7083 | Residential & Commercial | USHP | Ducted CEE Tier 1
215423517 | Central HP <5.4 tons | YORK | HRCU-A-CB (Split System: Heat Pump with Remote Outdoor Unit-Air-Source) | HH860E2S11 | ADP |  | H,YE54*48+TXV | TM8E100C16MP11 | 44500 | 18 | 8.5 | 43500 | 33800 | 77.7% | 2 | 0 | 11 |  |  |  |  | R-454B | 3.7083 | Residential & Commercial | USHP | Ducted CEE Tier 1
215423585 | Central HP <5.4 tons | YORK | HRCU-A-CB (Split System: Heat Pump with Remote Outdoor Unit-Air-Source) | HH860E2S11 | ADP |  | H,YE3K*60+TXV | TM8V080C16MP12 | 43500 | 17 | 8.5 | 42000 | 32800 | 78.1% | 2 | 0 | 11.7 |  |  |  |  | R-454B | 3.625 | Residential & Commercial | USHP | Ducted CEE Tier 1
214776740 | Central HP <5.4 tons | YORK | HRCU-A-CB (Split System: Heat Pump with Remote Outdoor Unit-Air-Source) | HH860E2S11 | ADP |  | CV603**A+TXV | Y81E080C16SMPS1 | 44500 | 18 | 8.5 | 42500 | 33000 | 77.65% | 2 | 0 | 12 |  |  |  |  | R-454B | 3.7083 | Residential & Commercial | USHP | Ducted CEE Tier 1
214776790 | Central HP <5.4 tons | YORK | HRCU-A-CB (Split System: Heat Pump with Remote Outdoor Unit-Air-Source) | HH860E2S11 | ADP |  | CV481**C+TXV | YP9C080C16MP13 | 42500 | 17 | 8.3 | 42000 | 33000 | 78.57% | 1.96 | 0 | 10.5 |  |  |  |  | R-454B | 3.5417 | Residential & Commercial | USHP | Ducted CEE Tier 1
214776791 | Central HP <5.4 tons | YORK | HRCU-A-CB (Split System: Heat Pump with Remote Outdoor Unit-Air-Source) | HH860E2S11 | ADP |  | CH600C*C+TXV | YP9C080C16MP13 | 43000 | 17 | 8.45 | 42000 | 33000 | 78.57% | 1.98 | 0 | 10.5 |  |  |  |  | R-454B | 3.5833 | Residential & Commercial | USHP | Ducted CEE Tier 1
214776792 | Central HP <5.4 tons | YORK | HRCU-A-CB (Split System: Heat Pump with Remote Outdoor Unit-Air-Source) | HH860E2S11 | ADP |  | CH604**C+TXV | YP9C080C16MP13 | 43500 | 18 | 8.5 | 42000 | 33000 | 78.57% | 2 | 0 | 11 |  |  |  |  | R-454B | 3.625 | Residential & Commercial | USHP | Ducted CEE Tier 1
215726458 | Central HP <5.4 tons | YORK | HRCU-A-CB (Split System: Heat Pump with Remote Outdoor Unit-Air-Source) | HH860E2S11 | ADP |  | H,YG48*60+TXV-BLEED | TM8V080C16MP12 | 43500 | 18 | 8.5 | 42000 | 32800 | 78.1% | 2 | 0 | 11.7 |  |  |  |  | R-454B | 3.625 | Residential & Commercial | USHP | Ducted CEE Tier 1
215726474 | Central HP <5.4 tons | YORK | HRCU-A-CB (Split System: Heat Pump with Remote Outdoor Unit-Air-Source) | HH860E2S11 | ADP |  | H,YG86*60+TXV-BLEED | TM8V080C16MP12 | 43500 | 18 | 8.5 | 42000 | 32800 | 78.1% | 2 | 0 | 11.7 |  |  |  |  | R-454B | 3.625 | Residential & Commercial | USHP | Ducted CEE Tier 1
215726542 | Central HP <5.4 tons | YORK | HRCU-A-CB (Split System: Heat Pump with Remote Outdoor Unit-Air-Source) | HH860E2S11 | ADP |  | H,YG86*60+TXV | TM9V120D20MP12 | 53000 | 19 | 8.5 | 52500 | 39000 | 74.29% | 2 | 0 | 11 |  |  |  |  | R-454B | 4.4167 | Residential & Commercial | USHP | Ducted CEE Tier 1
215423608 | Central HP <5.4 tons | YORK | HRCU-A-CB (Split System: Heat Pump with Remote Outdoor Unit-Air-Source) | HH860E2S11 | ADP |  | H,YE54*60+TXV | TM8V100C16MP12 | 43500 | 18 | 8.5 | 42000 | 32800 | 78.1% | 2 | 0 | 11.7 |  |  |  |  | R-454B | 3.625 | Residential & Commercial | USHP | Ducted CEE Tier 1
215423642 | Central HP <5.4 tons | YORK | HRCU-A-CB (Split System: Heat Pump with Remote Outdoor Unit-Air-Source) | HH860E2S11 | ADP |  | H,YE36*48+TXV | TM8Y080C16MP11 | 43500 | 17 | 8.4 | 42000 | 33000 | 78.57% | 1.98 | 0 | 11.5 |  |  |  |  | R-454B | 3.625 | Residential & Commercial | USHP | Ducted CEE Tier 1
215423667 | Central HP <5.4 tons | YORK | HRCU-A-CB (Split System: Heat Pump with Remote Outdoor Unit-Air-Source) | HH860E2S11 | ADP |  | H,YE48*48+TXV | TM8Y100C16MP11 | 44000 | 18 | 8.5 | 42000 | 33000 | 78.57% | 2 | 0 | 11.7 |  |  |  |  | R-454B | 3.6667 | Residential & Commercial | USHP | Ducted CEE Tier 1
215423685 | Central HP <5.4 tons | YORK | HRCU-A-CB (Split System: Heat Pump with Remote Outdoor Unit-Air-Source) | HH860E2S11 | ADP |  | H,YE55*60+TXV | TM8Y100C20MP11 | 53500 | 19 | 8.5 | 53000 | 39500 | 74.53% | 2 | 0 | 11 |  |  |  |  | R-454B | 4.4583 | Residential & Commercial | USHP | Ducted CEE Tier 1
215423694 | Central HP <5.4 tons | YORK | HRCU-A-CB (Split System: Heat Pump with Remote Outdoor Unit-Air-Source) | HH860E2S11 | ADP |  | H,YE48*60+TXV-BLEED | TM8Y120C20MP11 | 44500 | 18 | 8.5 | 43000 | 33400 | 77.67% | 2 | 0 | 11.7 |  |  |  |  | R-454B | 3.7083 | Residential & Commercial | USHP | Ducted CEE Tier 1
215423701 | Central HP <5.4 tons | YORK | HRCU-A-CB (Split System: Heat Pump with Remote Outdoor Unit-Air-Source) | HH860E2S11 | ADP |  | H,YE86*60+TXV | TM8Y120C20MP11 | 53500 | 19 | 8.5 | 53000 | 39500 | 74.53% | 2 | 0 | 11 |  |  |  |  | R-454B | 4.4583 | Residential & Commercial | USHP | Ducted CEE Tier 1
215423744 | Central HP <5.4 tons | YORK | HRCU-A-CB (Split System: Heat Pump with Remote Outdoor Unit-Air-Source) | HH860E2S11 | ADP |  | H,YE54*60+TXV | TM9E100C16MP12 | 44500 | 18 | 8.5 | 44000 | 34000 | 77.27% | 2 | 0 | 11 |  |  |  |  | R-454B | 3.7083 | Residential & Commercial | USHP | Ducted CEE Tier 1
215423751 | Central HP <5.4 tons | YORK | HRCU-A-CB (Split System: Heat Pump with Remote Outdoor Unit-Air-Source) | HH860E2S11 | ADP |  | H,YE36*60+TXV | TM9E100C20MP12 | 52000 | 18 | 8.3 | 53000 | 39500 | 74.53% | 1.96 | 0 | 10.5 |  |  |  |  | R-454B | 4.3333 | Residential & Commercial | USHP | Ducted CEE Tier 1
212980698 | Central HP <5.4 tons | BRYANT HEATING AND COOLING SYSTEMS | HRCU-A-CB (Split System: Heat Pump with Remote Outdoor Unit-Air-Source) | 38MURAQ30AB3* |  |  | CAP**4224AL* | 8(0,1)*SB60090M24*** | 30200 | 15.2 | 8.1 | 34400 | 27400 | 79.65% | 1.8 | 0 | 9 |  |  |  |  | R-410A | 2.5167 | Residential & Commercial | USHP
214279758 | Central HP <5.4 tons | TEMPSTAR | HRCU-A-CB (Split System: Heat Pump with Remote Outdoor Unit-Air-Source) | DLCURAH18ABK |  |  | EA*4X25L17A* | *96MSN0601716A* | 17700 | 16 | 8.5 | 17600 | 17800 | 101.1% | 2.14 | 0 | 10.5 |  |  |  |  | R-410A | 1.475 | Residential & Commercial | USHP | Ducted CEE Tier 1
212979810 | Central HP <5.4 tons | BRYANT HEATING AND COOLING SYSTEMS | HRCU-A-CB (Split System: Heat Pump with Remote Outdoor Unit-Air-Source) | 38MURAQ24AB3* |  |  | CAP**2417AL* | 8(0,1)*SB42090M17*** | 23200 | 17 | 8.5 | 26800 | 26600 | 99.25% | 2.26 | 0 | 10 |  |  |  |  | R-410A | 1.9333 | Residential & Commercial | USHP | Ducted CEE Tier 1
212981725 | Central HP <5.4 tons | BRYANT HEATING AND COOLING SYSTEMS | HRCU-A-CB (Split System: Heat Pump with Remote Outdoor Unit-Air-Source) | 38MURAQ24AB3* |  |  | CAP**3617AL* | 83*SB60100M21*** | 23400 | 17 | 8.5 | 26000 | 24400 | 93.85% | 2.02 | 0 | 10 |  |  |  |  | R-410A | 1.95 | Residential & Commercial | USHP | Ducted CEE Tier 1
212982325 | Central HP <5.4 tons | BRYANT HEATING AND COOLING SYSTEMS | HRCU-A-CB (Split System: Heat Pump with Remote Outdoor Unit-Air-Source) | 38MURAQ24AB3* |  |  | CNPV*2417AL* | 83*SB36040M17*** | 23200 | 16 | 8.5 | 26200 | 24800 | 94.66% | 2.06 | 0 | 10 |  |  |  |  | R-410A | 1.9333 | Residential & Commercial | USHP | Ducted CEE Tier 1
216738287 | Central HP <5.4 tons | TEMPSTAR | HRCU-A-CB (Split System: Heat Pump with Remote Outdoor Unit-Air-Source) | D5CUHAH24AAK |  |  | ESH5X36M12A* | *80CTL0901716B* | 22600 | 15.5 | 8.1 | 20800 | 18400 | 88.46% | 1.85 | 0 | 10.5 |  |  |  |  | R-454B | 1.8833 | Residential & Commercial | USHP | Ducted CEE Tier 1
216738996 | Central HP <5.4 tons | TEMPSTAR | HRCU-A-CB (Split System: Heat Pump with Remote Outdoor Unit-Air-Source) | D5CUHAH24AAK |  |  | FCMA5X24L0B*+WALLCON | 0 | 22600 | 16 | 8.5 | 21000 | 18800 | 89.52% | 1.96 | 0 | 11 |  |  |  |  | R-454B | 1.8833 | Residential & Commercial | USHP | Ducted CEE Tier 1
215423767 | Central HP <5.4 tons | YORK | HRCU-A-CB (Split System: Heat Pump with Remote Outdoor Unit-Air-Source) | HH860E2S11 | ADP |  | H,YE48*60+TXV-BLEED | TM9E120D20MP12 | 53000 | 18 | 8.5 | 52500 | 39000 | 74.29% | 2 | 0 | 11 |  |  |  |  | R-454B | 4.4167 | Residential & Commercial | USHP | Ducted CEE Tier 1
215423810 | Central HP <5.4 tons | YORK | HRCU-A-CB (Split System: Heat Pump with Remote Outdoor Unit-Air-Source) | HH860E2S11 | ADP |  | H,YE36*60+TXV-BLEED | TM9V100C20MP12 | 50500 | 18 | 8.3 | 51500 | 38000 | 73.79% | 1.96 | 0 | 10.5 |  |  |  |  | R-454B | 4.2083 | Residential & Commercial | USHP | Ducted CEE Tier 1
215423835 | Central HP <5.4 tons | YORK | HRCU-A-CB (Split System: Heat Pump with Remote Outdoor Unit-Air-Source) | HH860E2S11 | ADP |  | H,YE86*60+TXV | TM9V120D20MP12 | 53000 | 19 | 8.5 | 52500 | 39000 | 74.29% | 2 | 0 | 11 |  |  |  |  | R-454B | 4.4167 | Residential & Commercial | USHP | Ducted CEE Tier 1
215423851 | Central HP <5.4 tons | YORK | HRCU-A-CB (Split System: Heat Pump with Remote Outdoor Unit-Air-Source) | HH860E2S11 | ADP |  | H,YE74*48+TXV | TM9Y080C16MP11 | 44000 | 17 | 8.5 | 42500 | 33400 | 78.59% | 2 | 0 | 11 |  |  |  |  | R-454B | 3.6667 | Residential & Commercial | USHP | Ducted CEE Tier 1
215423910 | Central HP <5.4 tons | YORK | HRCU-A-CB (Split System: Heat Pump with Remote Outdoor Unit-Air-Source) | HH860E2S11 | ADP |  | H,YE55*60+TXV | Y81E080C16SMPS1 | 44500 | 18 | 8.5 | 42500 | 33000 | 77.65% | 2 | 0 | 12 |  |  |  |  | R-454B | 3.7083 | Residential & Commercial | USHP | Ducted CEE Tier 1
215423942 | Central HP <5.4 tons | YORK | HRCU-A-CB (Split System: Heat Pump with Remote Outdoor Unit-Air-Source) | HH860E2S11 | ADP |  | H,YE49*60+TXV | Y81E100C16SMPS1 | 44000 | 18 | 8.5 | 42000 | 32800 | 78.1% | 2 | 0 | 12 |  |  |  |  | R-454B | 3.6667 | Residential & Commercial | USHP | Ducted CEE Tier 1
215423958 | Central HP <5.4 tons | YORK | HRCU-A-CB (Split System: Heat Pump with Remote Outdoor Unit-Air-Source) | HH860E2S11 | ADP |  | H,YE86*60+TXV | Y81E100C20SMPS1 | 53000 | 19 | 8.5 | 51500 | 38000 | 73.79% | 2 | 0 | 11.7 |  |  |  |  | R-454B | 4.4167 | Residential & Commercial | USHP | Ducted CEE Tier 1
215423983 | Central HP <5.4 tons | YORK | HRCU-A-CB (Split System: Heat Pump with Remote Outdoor Unit-Air-Source) | HH860E2S11 | ADP |  | H,YE48*60+TXV | Y81E120C20SMPS1 | 52500 | 18 | 8.5 | 51500 | 38000 | 73.79% | 2 | 0 | 11.7 |  |  |  |  | R-454B | 4.375 | Residential & Commercial | USHP | Ducted CEE Tier 1
214396558 | Central HP <5.4 tons | LUXAIRE | HRCU-A-CB (Split System: Heat Pump with Remote Outdoor Unit-Air-Source) | HH860E2S11 |  |  | CTM60C5CGS1 | TM9Y100C16MP11 | 44000 | 18 | 9 | 44500 | 33800 | 75.96% | 2 | 0 | 11 |  |  |  |  | R-454B | 3.6667 | Residential & Commercial | USHP | Ducted CEE Tier 1
214397408 | Central HP <5.4 tons | LUXAIRE | HRCU-A-CB (Split System: Heat Pump with Remote Outdoor Unit-Air-Source) | HH860E2S11 |  |  | CTF60D5CGS1 | TM9V120D20MP12 | 44000 | 18 | 9 | 44500 | 33400 | 75.06% | 2 | 0 | 11.7 |  |  |  |  | R-454B | 3.6667 | Residential & Commercial | USHP | Ducted CEE Tier 1
215726543 | Central HP <5.4 tons | YORK | HRCU-A-CB (Split System: Heat Pump with Remote Outdoor Unit-Air-Source) | HH860E2S11 | ADP |  | H,YG88*60+TXV-BLEED | TM9V120D20MP12 | 53000 | 19 | 8.5 | 52000 | 38500 | 74.04% | 2 | 0 | 11 |  |  |  |  | R-454B | 4.4167 | Residential & Commercial | USHP | Ducted CEE Tier 1
215726575 | Central HP <5.4 tons | YORK | HRCU-A-CB (Split System: Heat Pump with Remote Outdoor Unit-Air-Source) | HH860E2S11 | ADP |  | H,YG49*60+TXV | TM9Y100C16MP11 | 44000 | 17 | 8.5 | 42500 | 33400 | 78.59% | 2 | 0 | 11 |  |  |  |  | R-454B | 3.6667 | Residential & Commercial | USHP | Ducted CEE Tier 1
216738869 | Central HP <5.4 tons | TEMPSTAR | HRCU-A-CB (Split System: Heat Pump with Remote Outdoor Unit-Air-Source) | D5CUHAH24AAK |  |  | ESH5X36M12A* | *96VTN1002120B* | 22600 | 16 | 8.1 | 20800 | 18400 | 88.46% | 1.85 | 0 | 11 |  |  |  |  | R-454B | 1.8833 | Residential & Commercial | USHP | Ducted CEE Tier 1
215423992 | Central HP <5.4 tons | YORK | HRCU-A-CB (Split System: Heat Pump with Remote Outdoor Unit-Air-Source) | HH860E2S11 | ADP |  | H,YE2K*60+TXV | Y81E130D20SMPS1 | 53000 | 18 | 8.35 | 52500 | 39000 | 74.29% | 1.96 | 0 | 11 |  |  |  |  | R-454B | 4.4167 | Residential & Commercial | USHP | Ducted CEE Tier 1
215424001 | Central HP <5.4 tons | YORK | HRCU-A-CB (Split System: Heat Pump with Remote Outdoor Unit-Air-Source) | HH860E2S11 | ADP |  | H,YE86*60+TXV | Y81E130D20SMPS1 | 54000 | 19 | 8.5 | 52500 | 39000 | 74.29% | 2 | 0 | 11.7 |  |  |  |  | R-454B | 4.5 | Residential & Commercial | USHP | Ducted CEE Tier 1
215424019 | Central HP <5.4 tons | YORK | HRCU-A-CB (Split System: Heat Pump with Remote Outdoor Unit-Air-Source) | HH860E2S11 | ADP |  | H,YE86*60+TXV | Y91E080C16SMPS1 | 45000 | 18 | 8.5 | 45000 | 33400 | 74.22% | 2 | 0 | 11.7 |  |  |  |  | R-454B | 3.75 | Residential & Commercial | USHP | Ducted CEE Tier 1
215424076 | Central HP <5.4 tons | YORK | HRCU-A-CB (Split System: Heat Pump with Remote Outdoor Unit-Air-Source) | HH860E2S11 | ADP |  | H,YE36*48+TXV | Y91E120D20SMPS1 | 46000 | 17 | 8.4 | 45000 | 33800 | 75.11% | 1.98 | 0 | 11.5 |  |  |  |  | R-454B | 3.8333 | Residential & Commercial | USHP | Ducted CEE Tier 1
215424083 | Central HP <5.4 tons | YORK | HRCU-A-CB (Split System: Heat Pump with Remote Outdoor Unit-Air-Source) | HH860E2S11 | ADP |  | H,YE48*48+TXV | Y91E120D20SMPS1 | 46500 | 18 | 8.5 | 45000 | 33800 | 75.11% | 2 | 0 | 11.7 |  |  |  |  | R-454B | 3.875 | Residential & Commercial | USHP | Ducted CEE Tier 1
215424094 | Central HP <5.4 tons | YORK | HRCU-A-CB (Split System: Heat Pump with Remote Outdoor Unit-Air-Source) | HH860E2S11 | ADP |  | H,YE37*60+TXV | YP9C080C16MP13 | 43500 | 17 | 8.5 | 42000 | 33000 | 78.57% | 2 | 0 | 11 |  |  |  |  | R-454B | 3.625 | Residential & Commercial | USHP | Ducted CEE Tier 1
215425598 | Central HP <5.4 tons | YORK | HRCU-A-CB (Split System: Heat Pump with Remote Outdoor Unit-Air-Source) | HH860E2S11 | ADP |  | H,YE86*48+TXV | Y91E100C16SMPS1 | 45500 | 18 | 8.5 | 45000 | 33800 | 75.11% | 2 | 0 | 11.7 |  |  |  |  | R-454B | 3.7917 | Residential & Commercial | USHP | Ducted CEE Tier 1
215425605 | Central HP <5.4 tons | YORK | HRCU-A-CB (Split System: Heat Pump with Remote Outdoor Unit-Air-Source) | HH860E2S11 | ADP |  | H,YE53*48+TXV | Y91E100C20SMPS1 | 45500 | 18 | 8.5 | 45000 | 33600 | 74.67% | 2 | 0 | 11.7 |  |  |  |  | R-454B | 3.7917 | Residential & Commercial | USHP | Ducted CEE Tier 1
215726576 | Central HP <5.4 tons | YORK | HRCU-A-CB (Split System: Heat Pump with Remote Outdoor Unit-Air-Source) | HH860E2S11 | ADP |  | H,YG50*48+TXV-BLEED | TM9Y100C16MP11 | 44000 | 17 | 8.5 | 42500 | 33400 | 78.59% | 2 | 0 | 11 |  |  |  |  | R-454B | 3.6667 | Residential & Commercial | USHP | Ducted CEE Tier 1
215726591 | Central HP <5.4 tons | YORK | HRCU-A-CB (Split System: Heat Pump with Remote Outdoor Unit-Air-Source) | HH860E2S11 | ADP |  | H,YG49*60+TXV | TM9Y100C20MP11 | 52500 | 18 | 8.5 | 52500 | 39000 | 74.29% | 2 | 0 | 11 |  |  |  |  | R-454B | 4.375 | Residential & Commercial | USHP | Ducted CEE Tier 1
215726592 | Central HP <5.4 tons | YORK | HRCU-A-CB (Split System: Heat Pump with Remote Outdoor Unit-Air-Source) | HH860E2S11 | ADP |  | H,YG50*60+TXV-BLEED | TM9Y100C20MP11 | 52500 | 18 | 8.5 | 52500 | 39000 | 74.29% | 2 | 0 | 11 |  |  |  |  | R-454B | 4.375 | Residential & Commercial | USHP | Ducted CEE Tier 1
215726593 | Central HP <5.4 tons | YORK | HRCU-A-CB (Split System: Heat Pump with Remote Outdoor Unit-Air-Source) | HH860E2S11 | ADP |  | H,YG50*60+TXV | TM9Y100C20MP11 | 52500 | 18 | 8.5 | 52500 | 39000 | 74.29% | 2 | 0 | 11 |  |  |  |  | R-454B | 4.375 | Residential & Commercial | USHP | Ducted CEE Tier 1
215726641 | Central HP <5.4 tons | YORK | HRCU-A-CB (Split System: Heat Pump with Remote Outdoor Unit-Air-Source) | HH860E2S11 | ADP |  | H,YG48*60+TXV | Y81E080C20SMPS1 | 44000 | 18 | 8.5 | 42500 | 33000 | 77.65% | 2 | 0 | 12 |  |  |  |  | R-454B | 3.6667 | Residential & Commercial | USHP | Ducted CEE Tier 1
215726659 | Central HP <5.4 tons | YORK | HRCU-A-CB (Split System: Heat Pump with Remote Outdoor Unit-Air-Source) | HH860E2S11 | ADP |  | H,YG49*48+TXV-BLEED | Y81E100C16SMPS1 | 44000 | 18 | 8.5 | 42000 | 32800 | 78.1% | 2 | 0 | 12 |  |  |  |  | R-454B | 3.6667 | Residential & Commercial | USHP | Ducted CEE Tier 1
215726678 | Central HP <5.4 tons | YORK | HRCU-A-CB (Split System: Heat Pump with Remote Outdoor Unit-Air-Source) | HH860E2S11 | ADP |  | H,YG48*48+TXV | Y81E100C20SMPS1 | 44500 | 18 | 8.5 | 42500 | 33000 | 77.65% | 2 | 0 | 12 |  |  |  |  | R-454B | 3.7083 | Residential & Commercial | USHP | Ducted CEE Tier 1
215731339 | Central HP <5.4 tons | YORK | HRCU-A-CB (Split System: Heat Pump with Remote Outdoor Unit-Air-Source) | HH860E2S11 | ADP |  | H,YG55*48+TXV-BLEED | TM8V080C16MP12 | 43500 | 18 | 8.5 | 42000 | 32800 | 78.1% | 2 | 0 | 11.7 |  |  |  |  | R-454B | 3.625 | Residential & Commercial | USHP | Ducted CEE Tier 1
215731355 | Central HP <5.4 tons | YORK | HRCU-A-CB (Split System: Heat Pump with Remote Outdoor Unit-Air-Source) | HH860E2S11 | ADP |  | H,YG74*48+TXV-BLEED | TM8V080C16MP12 | 43500 | 18 | 8.5 | 42000 | 32800 | 78.1% | 2 | 0 | 11.7 |  |  |  |  | R-454B | 3.625 | Residential & Commercial | USHP | Ducted CEE Tier 1
215731455 | Central HP <5.4 tons | YORK | HRCU-A-CB (Split System: Heat Pump with Remote Outdoor Unit-Air-Source) | HH860E2S11 | ADP |  | H,YG74*60+TXV-BLEED | TM8V100C20MP12 | 53000 | 19 | 8.5 | 52000 | 38500 | 74.04% | 2 | 0 | 11 |  |  |  |  | R-454B | 4.4167 | Residential & Commercial | USHP | Ducted CEE Tier 1
215731490 | Central HP <5.4 tons | YORK | HRCU-A-CB (Split System: Heat Pump with Remote Outdoor Unit-Air-Source) | HH860E2S11 | ADP |  | H,YG72*60+TXV | TM9V120D20MP12 | 53000 | 19 | 8.5 | 52500 | 39000 | 74.29% | 2 | 0 | 11 |  |  |  |  | R-454B | 4.4167 | Residential & Commercial | USHP | Ducted CEE Tier 1
215425612 | Central HP <5.4 tons | YORK | HRCU-A-CB (Split System: Heat Pump with Remote Outdoor Unit-Air-Source) | HH860E2S11 | ADP |  | H,YE72*60+TXV | Y91E120D20SMPS1 | 46500 | 18 | 8.5 | 45000 | 33800 | 75.11% | 2 | 0 | 11.7 |  |  |  |  | R-454B | 3.875 | Residential & Commercial | USHP | Ducted CEE Tier 1
215425623 | Central HP <5.4 tons | YORK | HRCU-A-CB (Split System: Heat Pump with Remote Outdoor Unit-Air-Source) | HH860E2S11 | ADP |  | H,YE49*48+TXV | YP9C080C16MP13 | 43500 | 18 | 8.5 | 42000 | 33000 | 78.57% | 2 | 0 | 11 |  |  |  |  | R-454B | 3.625 | Residential & Commercial | USHP | Ducted CEE Tier 1
215425630 | Central HP <5.4 tons | YORK | HRCU-A-CB (Split System: Heat Pump with Remote Outdoor Unit-Air-Source) | HH860E2S11 | ADP |  | H,YE3K*48+TXV | YP9C100C16MP13 | 43500 | 17 | 8.5 | 42000 | 32800 | 78.1% | 2 | 0 | 11.7 |  |  |  |  | R-454B | 3.625 | Residential & Commercial | USHP | Ducted CEE Tier 1
215425637 | Central HP <5.4 tons | YORK | HRCU-A-CB (Split System: Heat Pump with Remote Outdoor Unit-Air-Source) | HH860E2S11 | ADP |  | H,YE86*48+TXV | YP9C100C16MP13 | 43500 | 18 | 8.5 | 42000 | 32800 | 78.1% | 2 | 0 | 11.7 |  |  |  |  | R-454B | 3.625 | Residential & Commercial | USHP | Ducted CEE Tier 1
215425639 | Central HP <5.4 tons | YORK | HRCU-A-CB (Split System: Heat Pump with Remote Outdoor Unit-Air-Source) | HH860E2S11 | ADP |  | H,YE72*60+TXV | YP9C100C20MP13 | 44000 | 18 | 8.5 | 42500 | 33200 | 78.12% | 2 | 0 | 11.7 |  |  |  |  | R-454B | 3.6667 | Residential & Commercial | USHP | Ducted CEE Tier 1
215731325 | Central HP <5.4 tons | YORK | HRCU-A-CB (Split System: Heat Pump with Remote Outdoor Unit-Air-Source) | HH860E2S11 | ADP |  | H,YG3K*48+TXV-BLEED | TM8V080C16MP12 | 43500 | 17 | 8.5 | 42000 | 32800 | 78.1% | 2 | 0 | 11.7 |  |  |  |  | R-454B | 3.625 | Residential & Commercial | USHP | Ducted CEE Tier 1
215731352 | Central HP <5.4 tons | YORK | HRCU-A-CB (Split System: Heat Pump with Remote Outdoor Unit-Air-Source) | HH860E2S11 | ADP |  | H,YG51*48+TXV | TM8V080C16MP12 | 43500 | 18 | 8.5 | 42000 | 32800 | 78.1% | 2 | 0 | 11.7 |  |  |  |  | R-454B | 3.625 | Residential & Commercial | USHP | Ducted CEE Tier 1
215731359 | Central HP <5.4 tons | YORK | HRCU-A-CB (Split System: Heat Pump with Remote Outdoor Unit-Air-Source) | HH860E2S11 | ADP |  | H,YG74*48+TXV | TM8V080C16MP12 | 43500 | 18 | 8.5 | 42000 | 32800 | 78.1% | 2 | 0 | 11.7 |  |  |  |  | R-454B | 3.625 | Residential & Commercial | USHP | Ducted CEE Tier 1
214609191 | Central HP <5.4 tons | LUXAIRE | HRCU-A-CB (Split System: Heat Pump with Remote Outdoor Unit-Air-Source) | HH860E2S11 |  |  | CTF60C5CHS1 | Z9ES080C20SMPS1 | 53500 | 19 | 8.5 | 54000 | 39000 | 72.22% | 2 | 0 | 11 |  |  |  |  | R-454B | 4.4583 | Residential & Commercial | USHP | Ducted CEE Tier 1
214606532 | Central HP <5.4 tons | LUXAIRE | HRCU-A-C (Split System: Heat Pump with Remote Outdoor Unit with No Indoor Fan --Air Source) | HH860E2S11 |  |  | CTF60D5CGS1 | 0 | 44500 | 15.2 | 8.5 | 46000 | 34200 | 74.35% | 2 | 0 | 11 |  |  |  |  | R-454B | 3.7083 | Residential & Commercial | USHP | Ducted CEE Tier 1
215731505 | Central HP <5.4 tons | YORK | HRCU-A-CB (Split System: Heat Pump with Remote Outdoor Unit-Air-Source) | HH860E2S11 | ADP |  | H,YG72*48+TXV | TM9Y080C16MP11 | 44000 | 17 | 8.5 | 42500 | 33400 | 78.59% | 2 | 0 | 11 |  |  |  |  | R-454B | 3.6667 | Residential & Commercial | USHP | Ducted CEE Tier 1
215731522 | Central HP <5.4 tons | YORK | HRCU-A-CB (Split System: Heat Pump with Remote Outdoor Unit-Air-Source) | HH860E2S11 | ADP |  | H,YG51*60+TXV-BLEED | TM9Y080C16MP11 | 44000 | 17 | 8.5 | 42500 | 33400 | 78.59% | 2 | 0 | 11 |  |  |  |  | R-454B | 3.6667 | Residential & Commercial | USHP | Ducted CEE Tier 1
215731523 | Central HP <5.4 tons | YORK | HRCU-A-CB (Split System: Heat Pump with Remote Outdoor Unit-Air-Source) | HH860E2S11 | ADP |  | H,YG51*48+TXV | TM9Y080C16MP11 | 44000 | 17 | 8.5 | 42500 | 33400 | 78.59% | 2 | 0 | 11 |  |  |  |  | R-454B | 3.6667 | Residential & Commercial | USHP | Ducted CEE Tier 1
215731524 | Central HP <5.4 tons | YORK | HRCU-A-CB (Split System: Heat Pump with Remote Outdoor Unit-Air-Source) | HH860E2S11 | ADP |  | H,YG51*60+TXV | TM9Y080C16MP11 | 44000 | 17 | 8.5 | 42500 | 33400 | 78.59% | 2 | 0 | 11 |  |  |  |  | R-454B | 3.6667 | Residential & Commercial | USHP | Ducted CEE Tier 1
215731541 | Central HP <5.4 tons | YORK | HRCU-A-CB (Split System: Heat Pump with Remote Outdoor Unit-Air-Source) | HH860E2S11 | ADP |  | H,YG3K*48+TXV-BLEED | TM9Y100C16MP11 | 44000 | 16 | 8.5 | 42500 | 33400 | 78.59% | 2 | 0 | 11 |  |  |  |  | R-454B | 3.6667 | Residential & Commercial | USHP | Ducted CEE Tier 1
215731555 | Central HP <5.4 tons | YORK | HRCU-A-CB (Split System: Heat Pump with Remote Outdoor Unit-Air-Source) | HH860E2S11 | ADP |  | H,YG51*48+TXV-BLEED | TM9Y100C16MP11 | 44000 | 17 | 8.5 | 42500 | 33400 | 78.59% | 2 | 0 | 11 |  |  |  |  | R-454B | 3.6667 | Residential & Commercial | USHP | Ducted CEE Tier 1
215731590 | Central HP <5.4 tons | YORK | HRCU-A-CB (Split System: Heat Pump with Remote Outdoor Unit-Air-Source) | HH860E2S11 | ADP |  | H,YG72*60+TXV | TM9Y120D20MP11 | 44000 | 18 | 8.5 | 42000 | 33000 | 78.57% | 2 | 0 | 11.7 |  |  |  |  | R-454B | 3.6667 | Residential & Commercial | USHP | Ducted CEE Tier 1
215731608 | Central HP <5.4 tons | YORK | HRCU-A-CB (Split System: Heat Pump with Remote Outdoor Unit-Air-Source) | HH860E2S11 | ADP |  | H,YG3K*60+TXV-BLEED | Y81E080C16SMPS1 | 44500 | 18 | 8.5 | 42500 | 33000 | 77.65% | 2 | 0 | 12 |  |  |  |  | R-454B | 3.7083 | Residential & Commercial | USHP | Ducted CEE Tier 1
215731622 | Central HP <5.4 tons | YORK | HRCU-A-CB (Split System: Heat Pump with Remote Outdoor Unit-Air-Source) | HH860E2S11 | ADP |  | H,YG51*60+TXV-BLEED | Y81E080C16SMPS1 | 44500 | 18 | 8.5 | 42500 | 33000 | 77.65% | 2 | 0 | 12 |  |  |  |  | R-454B | 3.7083 | Residential & Commercial | USHP | Ducted CEE Tier 1
215731625 | Central HP <5.4 tons | YORK | HRCU-A-CB (Split System: Heat Pump with Remote Outdoor Unit-Air-Source) | HH860E2S11 | ADP |  | H,YG74*48+TXV-BLEED | Y81E080C16SMPS1 | 44500 | 18 | 8.5 | 42500 | 33000 | 77.65% | 2 | 0 | 12 |  |  |  |  | R-454B | 3.7083 | Residential & Commercial | USHP | Ducted CEE Tier 1
215731638 | Central HP <5.4 tons | YORK | HRCU-A-CB (Split System: Heat Pump with Remote Outdoor Unit-Air-Source) | HH860E2S11 | ADP |  | H,YG72*60+TXV-BLEED | Y81E080C20SMPS1 | 44000 | 18 | 8.5 | 42500 | 33000 | 77.65% | 2 | 0 | 12 |  |  |  |  | R-454B | 3.6667 | Residential & Commercial | USHP | Ducted CEE Tier 1
215731642 | Central HP <5.4 tons | YORK | HRCU-A-CB (Split System: Heat Pump with Remote Outdoor Unit-Air-Source) | HH860E2S11 | ADP |  | H,YG3K*60+TXV | Y81E080C20SMPS1 | 52500 | 18 | 8.45 | 52000 | 38500 | 74.04% | 1.98 | 0 | 10.5 |  |  |  |  | R-454B | 4.375 | Residential & Commercial | USHP | Ducted CEE Tier 1
215731656 | Central HP <5.4 tons | YORK | HRCU-A-CB (Split System: Heat Pump with Remote Outdoor Unit-Air-Source) | HH860E2S11 | ADP |  | H,YG72*60+TXV | Y81E100C16SMPS1 | 44000 | 18 | 8.5 | 42000 | 32800 | 78.1% | 2 | 0 | 12 |  |  |  |  | R-454B | 3.6667 | Residential & Commercial | USHP | Ducted CEE Tier 1
215731672 | Central HP <5.4 tons | YORK | HRCU-A-CB (Split System: Heat Pump with Remote Outdoor Unit-Air-Source) | HH860E2S11 | ADP |  | H,YG51*60+TXV-BLEED | Y81E100C16SMPS1 | 44000 | 18 | 8.5 | 42000 | 32800 | 78.1% | 2 | 0 | 12 |  |  |  |  | R-454B | 3.6667 | Residential & Commercial | USHP | Ducted CEE Tier 1
215731675 | Central HP <5.4 tons | YORK | HRCU-A-CB (Split System: Heat Pump with Remote Outdoor Unit-Air-Source) | HH860E2S11 | ADP |  | H,YG74*48+TXV-BLEED | Y81E100C16SMPS1 | 44000 | 18 | 8.5 | 42000 | 32800 | 78.1% | 2 | 0 | 12 |  |  |  |  | R-454B | 3.6667 | Residential & Commercial | USHP | Ducted CEE Tier 1
215731690 | Central HP <5.4 tons | YORK | HRCU-A-CB (Split System: Heat Pump with Remote Outdoor Unit-Air-Source) | HH860E2S11 | ADP |  | H,YG72*60+TXV | Y81E100C20SMPS1 | 44500 | 18 | 8.5 | 42500 | 33000 | 77.65% | 2 | 0 | 12 |  |  |  |  | R-454B | 3.7083 | Residential & Commercial | USHP | Ducted CEE Tier 1
215731395 | Central HP <5.4 tons | YORK | HRCU-A-CB (Split System: Heat Pump with Remote Outdoor Unit-Air-Source) | HH860E2S11 | ADP |  | H,YG55*48+TXV-BLEED | TM8V100C16MP12 | 43500 | 18 | 8.5 | 42000 | 32800 | 78.1% | 2 | 0 | 11.7 |  |  |  |  | R-454B | 3.625 | Residential & Commercial | USHP | Ducted CEE Tier 1
215731400 | Central HP <5.4 tons | YORK | HRCU-A-CB (Split System: Heat Pump with Remote Outdoor Unit-Air-Source) | HH860E2S11 | ADP |  | H,YG55*60+TXV | TM8V100C16MP12 | 43500 | 18 | 8.5 | 42000 | 32800 | 78.1% | 2 | 0 | 11.7 |  |  |  |  | R-454B | 3.625 | Residential & Commercial | USHP | Ducted CEE Tier 1
215731411 | Central HP <5.4 tons | YORK | HRCU-A-CB (Split System: Heat Pump with Remote Outdoor Unit-Air-Source) | HH860E2S11 | ADP |  | H,YG51*60+TXV | TM8V100C16MP12 | 43500 | 18 | 8.5 | 42000 | 32800 | 78.1% | 2 | 0 | 11.7 |  |  |  |  | R-454B | 3.625 | Residential & Commercial | USHP | Ducted CEE Tier 1
215731429 | Central HP <5.4 tons | YORK | HRCU-A-CB (Split System: Heat Pump with Remote Outdoor Unit-Air-Source) | HH860E2S11 | ADP |  | H,YG37*60+TXV-BLEED | TM8V100C20MP12 | 52000 | 18 | 8.35 | 52000 | 38500 | 74.04% | 1.98 | 0 | 10.5 |  |  |  |  | R-454B | 4.3333 | Residential & Commercial | USHP | Ducted CEE Tier 1
215731568 | Central HP <5.4 tons | YORK | HRCU-A-CB (Split System: Heat Pump with Remote Outdoor Unit-Air-Source) | HH860E2S11 | ADP |  | H,YG88*48+TXV | TM9Y100C16MP11 | 44000 | 17 | 8.5 | 42500 | 33400 | 78.59% | 2 | 0 | 11 |  |  |  |  | R-454B | 3.6667 | Residential & Commercial | USHP | Ducted CEE Tier 1
215731584 | Central HP <5.4 tons | YORK | HRCU-A-CB (Split System: Heat Pump with Remote Outdoor Unit-Air-Source) | HH860E2S11 | ADP |  | H,YG74*60+TXV | TM9Y100C20MP11 | 52500 | 18 | 8.5 | 52500 | 39000 | 74.29% | 2 | 0 | 11 |  |  |  |  | R-454B | 4.375 | Residential & Commercial | USHP | Ducted CEE Tier 1
215731602 | Central HP <5.4 tons | YORK | HRCU-A-CB (Split System: Heat Pump with Remote Outdoor Unit-Air-Source) | HH860E2S11 | ADP |  | H,YG37*60+TXV | Y81E080C16SMPS1 | 44500 | 17 | 8.5 | 42500 | 33000 | 77.65% | 2 | 0 | 12 |  |  |  |  | R-454B | 3.7083 | Residential & Commercial | USHP | Ducted CEE Tier 1
215731609 | Central HP <5.4 tons | YORK | HRCU-A-CB (Split System: Heat Pump with Remote Outdoor Unit-Air-Source) | HH860E2S11 | ADP |  | H,YG3K*48+TXV | Y81E080C16SMPS1 | 44500 | 18 | 8.5 | 42500 | 33000 | 77.65% | 2 | 0 | 12 |  |  |  |  | R-454B | 3.7083 | Residential & Commercial | USHP | Ducted CEE Tier 1
215731629 | Central HP <5.4 tons | YORK | HRCU-A-CB (Split System: Heat Pump with Remote Outdoor Unit-Air-Source) | HH860E2S11 | ADP |  | H,YG52*48+TXV-BLEED | Y81E080C16SMPS1 | 44500 | 18 | 8.5 | 42500 | 33000 | 77.65% | 2 | 0 | 12 |  |  |  |  | R-454B | 3.7083 | Residential & Commercial | USHP | Ducted CEE Tier 1
215731652 | Central HP <5.4 tons | YORK | HRCU-A-CB (Split System: Heat Pump with Remote Outdoor Unit-Air-Source) | HH860E2S11 | ADP |  | H,YG37*60+TXV | Y81E100C16SMPS1 | 44000 | 17 | 8.5 | 42000 | 32800 | 78.1% | 2 | 0 | 12 |  |  |  |  | R-454B | 3.6667 | Residential & Commercial | USHP | Ducted CEE Tier 1
215731668 | Central HP <5.4 tons | YORK | HRCU-A-CB (Split System: Heat Pump with Remote Outdoor Unit-Air-Source) | HH860E2S11 | ADP |  | H,YG55*60+TXV | Y81E100C16SMPS1 | 44000 | 18 | 8.5 | 42000 | 32800 | 78.1% | 2 | 0 | 12 |  |  |  |  | R-454B | 3.6667 | Residential & Commercial | USHP | Ducted CEE Tier 1
215731695 | Central HP <5.4 tons | YORK | HRCU-A-CB (Split System: Heat Pump with Remote Outdoor Unit-Air-Source) | HH860E2S11 | ADP |  | H,YG54*60+TXV-BLEED | Y81E100C20SMPS1 | 53000 | 19 | 8.5 | 51500 | 38000 | 73.79% | 2 | 0 | 11.7 |  |  |  |  | R-454B | 4.4167 | Residential & Commercial | USHP | Ducted CEE Tier 1
215731718 | Central HP <5.4 tons | YORK | HRCU-A-CB (Split System: Heat Pump with Remote Outdoor Unit-Air-Source) | HH860E2S11 | ADP |  | H,YG55*60+TXV-BLEED | Y81E120C16SMPS1 | 44000 | 18 | 8.5 | 41500 | 32600 | 78.55% | 2 | 0 | 12 |  |  |  |  | R-454B | 3.6667 | Residential & Commercial | USHP | Ducted CEE Tier 1
215731745 | Central HP <5.4 tons | YORK | HRCU-A-CB (Split System: Heat Pump with Remote Outdoor Unit-Air-Source) | HH860E2S11 | ADP |  | H,YG54*60+TXV-BLEED | Y81E120C20SMPS1 | 52500 | 19 | 8.5 | 51500 | 38000 | 73.79% | 2 | 0 | 11.7 |  |  |  |  | R-454B | 4.375 | Residential & Commercial | USHP | Ducted CEE Tier 1
215425323 | Central HP <5.4 tons | YORK | HRCU-A-CB (Split System: Heat Pump with Remote Outdoor Unit-Air-Source) | HH860E2S11 | ADP |  | H,YE37*48+TXV | TL9E080C16UH11 | 44500 | 17 | 8.5 | 44000 | 34000 | 77.27% | 2 | 0 | 11 |  |  |  |  | R-454B | 3.7083 | Residential & Commercial | USHP | Ducted CEE Tier 1
215425348 | Central HP <5.4 tons | YORK | HRCU-A-CB (Split System: Heat Pump with Remote Outdoor Unit-Air-Source) | HH860E2S11 | ADP |  | H,YE72*60+TXV | TM8E080C20MP11 | 53500 | 19 | 8.5 | 53000 | 39500 | 74.53% | 2 | 0 | 11 |  |  |  |  | R-454B | 4.4583 | Residential & Commercial | USHP | Ducted CEE Tier 1
215425380 | Central HP <5.4 tons | YORK | HRCU-A-CB (Split System: Heat Pump with Remote Outdoor Unit-Air-Source) | HH860E2S11 | ADP |  | H,YE72*60+TXV | TM8V080C16MP12 | 43500 | 18 | 8.5 | 42000 | 32800 | 78.1% | 2 | 0 | 11.7 |  |  |  |  | R-454B | 3.625 | Residential & Commercial | USHP | Ducted CEE Tier 1
215425382 | Central HP <5.4 tons | YORK | HRCU-A-CB (Split System: Heat Pump with Remote Outdoor Unit-Air-Source) | HH860E2S11 | ADP |  | H,YE1K*48+TXV | TM8V080C16MP12 | 43000 | 17 | 8.45 | 42000 | 32800 | 78.1% | 1.98 | 0 | 11.5 |  |  |  |  | R-454B | 3.5833 | Residential & Commercial | USHP | Ducted CEE Tier 1
215425398 | Central HP <5.4 tons | YORK | HRCU-A-CB (Split System: Heat Pump with Remote Outdoor Unit-Air-Source) | HH860E2S11 | ADP |  | H,YE84*48+TXV | TM8V100C16MP12 | 43500 | 18 | 8.5 | 42000 | 32800 | 78.1% | 2 | 0 | 11.7 |  |  |  |  | R-454B | 3.625 | Residential & Commercial | USHP | Ducted CEE Tier 1
215425412 | Central HP <5.4 tons | YORK | HRCU-A-CB (Split System: Heat Pump with Remote Outdoor Unit-Air-Source) | HH860E2S11 | ADP |  | H,YE1K*48+TXV | TM8Y080C16MP11 | 43500 | 17 | 8.45 | 42000 | 33000 | 78.57% | 1.98 | 0 | 11.5 |  |  |  |  | R-454B | 3.625 | Residential & Commercial | USHP | Ducted CEE Tier 1
215425421 | Central HP <5.4 tons | YORK | HRCU-A-CB (Split System: Heat Pump with Remote Outdoor Unit-Air-Source) | HH860E2S11 | ADP |  | H,YE72*60+TXV | TM8Y100C16MP11 | 44000 | 18 | 8.5 | 42000 | 33000 | 78.57% | 2 | 0 | 11.7 |  |  |  |  | R-454B | 3.6667 | Residential & Commercial | USHP | Ducted CEE Tier 1
215425457 | Central HP <5.4 tons | YORK | HRCU-A-CB (Split System: Heat Pump with Remote Outdoor Unit-Air-Source) | HH860E2S11 | ADP |  | H,YE74*60+TXV | TM9E100C16MP12 | 44500 | 18 | 8.5 | 44000 | 34000 | 77.27% | 2 | 0 | 11 |  |  |  |  | R-454B | 3.7083 | Residential & Commercial | USHP | Ducted CEE Tier 1
215425462 | Central HP <5.4 tons | YORK | HRCU-A-CB (Split System: Heat Pump with Remote Outdoor Unit-Air-Source) | HH860E2S11 | ADP |  | H,YE72*60+TXV | TM9E120D20MP12 | 53000 | 18 | 8.5 | 52500 | 39000 | 74.29% | 2 | 0 | 11 |  |  |  |  | R-454B | 4.4167 | Residential & Commercial | USHP | Ducted CEE Tier 1
215425473 | Central HP <5.4 tons | YORK | HRCU-A-CB (Split System: Heat Pump with Remote Outdoor Unit-Air-Source) | HH860E2S11 | ADP |  | H,YE84*48+TXV | TM9V080C16MP12 | 43500 | 18 | 8.5 | 42000 | 33000 | 78.57% | 2 | 0 | 11 |  |  |  |  | R-454B | 3.625 | Residential & Commercial | USHP | Ducted CEE Tier 1
215425596 | Central HP <5.4 tons | YORK | HRCU-A-CB (Split System: Heat Pump with Remote Outdoor Unit-Air-Source) | HH860E2S11 | ADP |  | H,YE74*60+TXV | Y91E100C16SMPS1 | 45500 | 18 | 8.5 | 45000 | 33800 | 75.11% | 2 | 0 | 11.7 |  |  |  |  | R-454B | 3.7917 | Residential & Commercial | USHP | Ducted CEE Tier 1
216751598 | Central HP <5.4 tons | YORK | HRCU-A-CB (Split System: Heat Pump with Remote Outdoor Unit-Air-Source) | HH860E2S11 | ADP |  | H,YG37*60+TXV-BLEED | TM8Y100C16MP11 | 44000 | 17 | 9 | 42000 | 33000 | 78.57% | 2 | 0 | 11.7 |  |  |  |  | R-454B | 3.6667 | Residential & Commercial | USHP | Ducted CEE Tier 1
216751680 | Central HP <5.4 tons | YORK | HRCU-A-CB (Split System: Heat Pump with Remote Outdoor Unit-Air-Source) | HH860E2S11 | ADP |  | H,YG86*48+TXV-BLEED | TM9E080C16MP12 | 44500 | 18 | 9 | 43500 | 34000 | 78.16% | 2 | 0 | 11 |  |  |  |  | R-454B | 3.7083 | Residential & Commercial | USHP | Ducted CEE Tier 1
216751716 | Central HP <5.4 tons | YORK | HRCU-A-CB (Split System: Heat Pump with Remote Outdoor Unit-Air-Source) | HH860E2S11 | ADP |  | H,YG74*60+TXV-BLEED | TM9E100C16MP12 | 44500 | 18 | 9 | 44000 | 34000 | 77.27% | 2 | 0 | 11 |  |  |  |  | R-454B | 3.7083 | Residential & Commercial | USHP | Ducted CEE Tier 1
216751732 | Central HP <5.4 tons | YORK | HRCU-A-CB (Split System: Heat Pump with Remote Outdoor Unit-Air-Source) | HH860E2S11 | ADP |  | H,YG51*60+TXV-BLEED | TM9E100C20MP12 | 54000 | 19 | 8.5 | 53000 | 39000 | 73.58% | 2 | 0 | 11 |  |  |  |  | R-454B | 4.5 | Residential & Commercial | USHP | Ducted CEE Tier 1
216751750 | Central HP <5.4 tons | YORK | HRCU-A-CB (Split System: Heat Pump with Remote Outdoor Unit-Air-Source) | HH860E2S11 | ADP |  | H,YG37*48+TXV-BLEED | TM9V080C16MP12 | 43500 | 17 | 9 | 42000 | 33600 | 80% | 2 | 0 | 11 |  |  |  |  | R-454B | 3.625 | Residential & Commercial | USHP | Ducted CEE Tier 1
216751755 | Central HP <5.4 tons | YORK | HRCU-A-CB (Split System: Heat Pump with Remote Outdoor Unit-Air-Source) | HH860E2S11 | ADP |  | H,YG3K*60+TXV-BLEED | TM9V080C16MP12 | 43500 | 18 | 9 | 42000 | 33600 | 80% | 2 | 0 | 11 |  |  |  |  | R-454B | 3.625 | Residential & Commercial | USHP | Ducted CEE Tier 1
216751773 | Central HP <5.4 tons | YORK | HRCU-A-CB (Split System: Heat Pump with Remote Outdoor Unit-Air-Source) | HH860E2S11 | ADP |  | H,YG86*48+TXV-BLEED | TM9V080C16MP12 | 43500 | 18 | 9 | 42000 | 33600 | 80% | 2 | 0 | 11 |  |  |  |  | R-454B | 3.625 | Residential & Commercial | USHP | Ducted CEE Tier 1
215731725 | Central HP <5.4 tons | YORK | HRCU-A-CB (Split System: Heat Pump with Remote Outdoor Unit-Air-Source) | HH860E2S11 | ADP |  | H,YG51*48+TXV | Y81E120C16SMPS1 | 44000 | 18 | 8.5 | 42000 | 32600 | 77.62% | 2 | 0 | 12 |  |  |  |  | R-454B | 3.6667 | Residential & Commercial | USHP | Ducted CEE Tier 1
215870970 | Central HP <5.4 tons | YORK | HRCU-A-CB (Split System: Heat Pump with Remote Outdoor Unit-Air-Source) | HH860E2S11 | ADP |  | CH480C*C+TXV | Y91E100C20SMPS1 | 44500 | 17 | 8.3 | 45000 | 33600 | 74.67% | 1.96 | 0 | 11 |  |  |  |  | R-454B | 3.7083 | Residential & Commercial | USHP | Ducted CEE Tier 1
214776807 | Central HP <5.4 tons | YORK | HRCU-A-CB (Split System: Heat Pump with Remote Outdoor Unit-Air-Source) | HH860E2S11 | ADP |  | CH600C*C+TXV | YP9C100C16MP13 | 43000 | 17 | 8.45 | 42000 | 32800 | 78.1% | 1.98 | 0 | 11.5 |  |  |  |  | R-454B | 3.5833 | Residential & Commercial | USHP | Ducted CEE Tier 1
214776839 | Central HP <5.4 tons | YORK | HRCU-A-CB (Split System: Heat Pump with Remote Outdoor Unit-Air-Source) | HH860E2S11 | ADP |  | CV482**C+TXV | YPLC080C16MP13 | 43000 | 17 | 8.4 | 42000 | 32800 | 78.1% | 1.98 | 0 | 11.5 |  |  |  |  | R-454B | 3.5833 | Residential & Commercial | USHP | Ducted CEE Tier 1
214776958 | Central HP <5.4 tons | YORK | HRCU-A-CB (Split System: Heat Pump with Remote Outdoor Unit-Air-Source) | HH860E2S11 | ADP |  | CV600**C+TXV+AEF60*XP* | 0 | 52000 | 17 | 8.3 | 51500 | 38000 | 73.79% | 1.96 | 0 | 11.5 |  |  |  |  | R-454B | 4.3333 | Residential & Commercial | USHP | Ducted CEE Tier 1
214777208 | Central HP <5.4 tons | YORK | HRCU-A-CB (Split System: Heat Pump with Remote Outdoor Unit-Air-Source) | HH860E2S11 | ADP |  | CV602C*A+TXV | TM9V100C20MP12 | 52000 | 19 | 8.5 | 51500 | 38000 | 73.79% | 2 | 0 | 11 |  |  |  |  | R-454B | 4.3333 | Residential & Commercial | USHP | Ducted CEE Tier 1
214809246 | Central HP <5.4 tons | LUXAIRE | HRCU-A-CB (Split System: Heat Pump with Remote Outdoor Unit-Air-Source) | HH860E2S11 |  |  | CTU60C5XGS1+TXV | TM8Y080C16MP11 | 44000 | 18 | 9 | 44000 | 33400 | 75.91% | 2 | 0 | 11.7 |  |  |  |  | R-454B | 3.6667 | Residential & Commercial | USHP | Ducted CEE Tier 1
214809197 | Central HP <5.4 tons | LUXAIRE | HRCU-A-CB (Split System: Heat Pump with Remote Outdoor Unit-Air-Source) | HH860E2S11 |  |  | CTU60C5XGS1+TXV | TM9V100C16MP12 | 43500 | 18 | 9 | 44000 | 33200 | 75.45% | 2 | 0 | 11.7 |  |  |  |  | R-454B | 3.625 | Residential & Commercial | USHP | Ducted CEE Tier 1
214242074 | Central HP <5.4 tons | TEMPSTAR | HRCU-A-CB (Split System: Heat Pump with Remote Outdoor Unit-Air-Source) | TVH825GKA3* |  |  | END4X42L17**+WALLCON | *96CTN0601714B* | 23800 | 16.5 | 8.1 | 21400 | 16700 | 78.04% | 1.96 | 0 | 11 |  |  |  |  | R-410A | 1.9833 | Residential & Commercial | USHP | Ducted CEE Tier 1
214242174 | Central HP <5.4 tons | TEMPSTAR | HRCU-A-CB (Split System: Heat Pump with Remote Outdoor Unit-Air-Source) | TVH825GKA3* |  |  | EN(A,D,W)4X42L21**+WALLCON | *97CMN1002122B* | 23800 | 16.5 | 8.1 | 21400 | 16600 | 77.57% | 1.96 | 0 | 11 |  |  |  |  | R-410A | 1.9833 | Residential & Commercial | USHP | Ducted CEE Tier 1
211244157 | Central HP <5.4 tons | BRYANT HEATING AND COOLING SYSTEMS | HRCU-A-CB (Split System: Heat Pump with Remote Outdoor Unit-Air-Source) | 38MURAQ24AB3* |  |  | CNPV*2417AL* | 912SD42060E17*** | 23800 | 16.5 | 8.5 | 26800 | 23200 | 86.57% | 1.92 | 0 | 10 |  |  |  |  | R-410A | 1.9833 | Residential & Commercial | USHP | Ducted CEE Tier 1
216679720 | Central HP <5.4 tons | TEMPSTAR | HRCU-A-CB (Split System: Heat Pump with Remote Outdoor Unit-Air-Source) | DLCURAH18ABK |  |  | EA*4X24L17A* | *97VTN0601716A* | 17400 | 16 | 8.5 | 18300 | 19100 | 104.4% | 2.18 | 0 | 10.5 |  |  |  |  | R-410A | 1.45 | Residential & Commercial | USHP | Ducted CEE Tier 1
214398437 | Central HP <5.4 tons | LUXAIRE | HRCU-A-CB (Split System: Heat Pump with Remote Outdoor Unit-Air-Source) | HH860E2S11 |  |  | CTF60C5CHS1 | TMLE100C20MP11 | 53500 | 19 | 8.5 | 55000 | 39000 | 70.91% | 2 | 0 | 11 |  |  |  |  | R-454B | 4.4583 | Residential & Commercial | USHP | Ducted CEE Tier 1
214398405 | Central HP <5.4 tons | LUXAIRE | HRCU-A-CB (Split System: Heat Pump with Remote Outdoor Unit-Air-Source) | HH860E2S11 |  |  | CTM60C5CHS1 | TL9E100C20UH11 | 53000 | 19 | 8.5 | 53500 | 38500 | 71.96% | 2 | 0 | 11.7 |  |  |  |  | R-454B | 4.4167 | Residential & Commercial | USHP | Ducted CEE Tier 1
214398702 | Central HP <5.4 tons | LUXAIRE | HRCU-A-CB (Split System: Heat Pump with Remote Outdoor Unit-Air-Source) | HH860E2S11 |  |  | CTF60C5CGS1 | TM9E100C16MP12 | 44500 | 18 | 9 | 46000 | 34400 | 74.78% | 2 | 0 | 11 |  |  |  |  | R-454B | 3.7083 | Residential & Commercial | USHP | Ducted CEE Tier 1
216684952 | Central HP <5.4 tons | MAINLINE | HRCU-A-CB (Split System: Heat Pump with Remote Outdoor Unit-Air-Source) | MLP19AY48AJVC |  |  | TCFY4821SEAAM | ML802V0754A17DZ | 45500 | 19 | 10 | 45500 | 42000 | 92.31% | 2.1 | 0 | 11.7 |  |  |  |  | R-454B | 3.7917 | Residential & Commercial | USHP | Ducted CEE Tier 1
215676856 | Central HP <5.4 tons | AIRQUEST | HRCU-A-CB (Split System: Heat Pump with Remote Outdoor Unit-Air-Source) | H5H0V48*K*AAA* |  |  | EVD5X61M24A*+WALLCON | *80CSU1002120A* | 48500 | 19 | 9 | 50000 | 36800 | 73.6% | 2.1 | 0 | 10 |  |  |  |  | R-454B | 4.0417 | Residential & Commercial | USHP | Ducted CEE Tier 1
215676806 | Central HP <5.4 tons | AIRQUEST | HRCU-A-CB (Split System: Heat Pump with Remote Outdoor Unit-Air-Source) | H5H0V48*K*AAA* |  |  | EVD5X61M21A*+WALLCON | *97CMN0801714B* | 48000 | 18.5 | 9 | 50000 | 37400 | 74.8% | 1.98 | 0 | 10 |  |  |  |  | R-454B | 4 | Residential & Commercial | USHP | Ducted CEE Tier 1
210596248 | Central HP <5.4 tons | CARRIER | HRCU-A-CB (Split System: Heat Pump with Remote Outdoor Unit-Air-Source) | 25VNA837A*030* |  |  | CSPH*6012AL*+UI | 59CU5A100C21**22 | 33000 | 17 | 8.1 | 32200 | 24800 | 77.02% | 2.02 | 0 | 11.5 |  |  |  |  | R-410A | 2.75 | Residential & Commercial | USHP | Ducted CEE Tier 1
216782790 | Central HP <5.4 tons | LUXAIRE | HRCU-A-CB (Split System: Heat Pump with Remote Outdoor Unit-Air-Source) | HH836E2S11 |  |  | CTM48C5CFS1 | Z8ES100C16LMPS1 | 34000 | 19 | 9 | 31600 | 25200 | 79.75% | 2 | 0 | 11 |  |  |  |  | R-454B | 2.8333 | Residential & Commercial | USHP | Ducted CEE Tier 1
216784319 | Central HP <5.4 tons | LUXAIRE | HRCU-A-CB (Split System: Heat Pump with Remote Outdoor Unit-Air-Source) | HH836E2S11 |  |  | CTU48C5XFS1+TXV | Z8ES120C20LMPS1 | 34200 | 19 | 9 | 32000 | 25400 | 79.38% | 2 | 0 | 11 |  |  |  |  | R-454B | 2.85 | Residential & Commercial | USHP | Ducted CEE Tier 1
216784673 | Central HP <5.4 tons | LUXAIRE | HRCU-A-CB (Split System: Heat Pump with Remote Outdoor Unit-Air-Source) | HH836E2S11 |  |  | CTU36B5XDS1+TXV | Z8ES100B12LMPS1 | 33400 | 18 | 8.5 | 30800 | 25000 | 81.17% | 2 | 0 | 11.7 |  |  |  |  | R-454B | 2.7833 | Residential & Commercial | USHP | Ducted CEE Tier 1
214395405 | Central HP <5.4 tons | LUXAIRE | HRCU-A-CB (Split System: Heat Pump with Remote Outdoor Unit-Air-Source) | HH860E2S11 |  |  | JHC60C5CH2SS1 | 0 | 54000 | 19 | 9 | 54000 | 38500 | 71.3% | 2 | 0 | 11.7 |  |  |  |  | R-454B | 4.5 | Residential & Commercial | USHP | Ducted CEE Tier 1
214609107 | Central HP <5.4 tons | LUXAIRE | HRCU-A-CB (Split System: Heat Pump with Remote Outdoor Unit-Air-Source) | HH860E2S11 |  |  | CTF60C5CHS1 | Z9ES100C20SMPS1 | 53000 | 19 | 8.5 | 54000 | 38500 | 71.3% | 2 | 0 | 11 |  |  |  |  | R-454B | 4.4167 | Residential & Commercial | USHP | Ducted CEE Tier 1
216751789 | Central HP <5.4 tons | YORK | HRCU-A-CB (Split System: Heat Pump with Remote Outdoor Unit-Air-Source) | HH860E2S11 | ADP |  | H,YG53*48+TXV-BLEED | TM9V100C16MP12 | 43500 | 18 | 9 | 42000 | 32800 | 78.1% | 2 | 0 | 11.7 |  |  |  |  | R-454B | 3.625 | Residential & Commercial | USHP | Ducted CEE Tier 1
216751807 | Central HP <5.4 tons | YORK | HRCU-A-CB (Split System: Heat Pump with Remote Outdoor Unit-Air-Source) | HH860E2S11 | ADP |  | H,YG3K*48+TXV-BLEED | TM9V100C20MP12 | 44000 | 18 | 9 | 43000 | 33400 | 77.67% | 2 | 0 | 11 |  |  |  |  | R-454B | 3.6667 | Residential & Commercial | USHP | Ducted CEE Tier 1
216751855 | Central HP <5.4 tons | YORK | HRCU-A-CB (Split System: Heat Pump with Remote Outdoor Unit-Air-Source) | HH860E2S11 | ADP |  | H,YG54*60+TXV-BLEED | Y91E080C20SMPS1 | 53500 | 19 | 8.5 | 52000 | 38500 | 74.04% | 2 | 0 | 11 |  |  |  |  | R-454B | 4.4583 | Residential & Commercial | USHP | Ducted CEE Tier 1
216751875 | Central HP <5.4 tons | YORK | HRCU-A-CB (Split System: Heat Pump with Remote Outdoor Unit-Air-Source) | HH860E2S11 | ADP |  | H,YG55*60+TXV-BLEED | Y91E100C16SMPS1 | 45500 | 18 | 9 | 44000 | 33400 | 75.91% | 2 | 0 | 11.7 |  |  |  |  | R-454B | 3.7917 | Residential & Commercial | USHP | Ducted CEE Tier 1
216751900 | Central HP <5.4 tons | YORK | HRCU-A-CB (Split System: Heat Pump with Remote Outdoor Unit-Air-Source) | HH860E2S11 | ADP |  | H,YG50*60+TXV-BLEED | Y91E100C20SMPS1 | 53000 | 19 | 8.5 | 52000 | 38000 | 73.08% | 2 | 0 | 11 |  |  |  |  | R-454B | 4.4167 | Residential & Commercial | USHP | Ducted CEE Tier 1
216751907 | Central HP <5.4 tons | YORK | HRCU-A-CB (Split System: Heat Pump with Remote Outdoor Unit-Air-Source) | HH860E2S11 | ADP |  | H,YG72*60+TXV-BLEED | Y91E120D20SMPS1 | 46000 | 18 | 9 | 45000 | 33800 | 75.11% | 2 | 0 | 11.7 |  |  |  |  | R-454B | 3.8333 | Residential & Commercial | USHP | Ducted CEE Tier 1
212978139 | Central HP <5.4 tons | BRYANT HEATING AND COOLING SYSTEMS | HRCU-A-CB (Split System: Heat Pump with Remote Outdoor Unit-Air-Source) | 38MURAQ24AB3* |  |  | CAP**3617AL* | 8(0,1)*SB36070M14*** | 23600 | 17.5 | 8.5 | 26200 | 23800 | 90.84% | 2 | 0 | 10 |  |  |  |  | R-410A | 1.9667 | Residential & Commercial | USHP | Ducted CEE Tier 1
216783503 | Central HP <5.4 tons | LUXAIRE | HRCU-A-CB (Split System: Heat Pump with Remote Outdoor Unit-Air-Source) | HH824E2S11 |  |  | CTU36B5XDS1+TXV | Z8ES100B12LMPS1 | 23000 | 19 | 9.5 | 23000 | 18800 | 81.74% | 2 | 0 | 12 |  |  |  |  | R-454B | 1.9167 | Residential & Commercial | USHP | Ducted CEE Tier 1
213353855 | Central HP <5.4 tons | CARRIER | HRCU-A-CB (Split System: Heat Pump with Remote Outdoor Unit-Air-Source) | 38MURAQ36AB3* |  |  | F54AA*C42L* | 0 | 37200 | 16 | 9 | 38500 | 35000 | 90.91% | 2.04 | 0 | 10 |  |  |  |  | R-410A | 3.1 | Residential & Commercial | USHP | Ducted CEE Tier 1
216784687 | Central HP <5.4 tons | LUXAIRE | HRCU-A-CB (Split System: Heat Pump with Remote Outdoor Unit-Air-Source) | HH836E2S11 |  |  | CTM36C5CDS1 | Z8ES100C16LMPS1 | 34200 | 18 | 8.5 | 31600 | 26000 | 82.28% | 2 | 0 | 11.7 |  |  |  |  | R-454B | 2.85 | Residential & Commercial | USHP | Ducted CEE Tier 1
211396864 | Central HP <5.4 tons | FRASER-JOHNSTON | HRCU-A-CB (Split System: Heat Pump with Remote Outdoor Unit-Air-Source) | HMH72B341 |  |  | XAFD48FBCN1 | TM8Y100C16MP11 | 34000 | 17.5 | 8.5 | 33200 | 24400 | 73.49% | 2.08 | 0 | 9 |  |  |  |  | R-410A | 2.8333 | Residential & Commercial | USHP
211397264 | Central HP <5.4 tons | FRASER-JOHNSTON | HRCU-A-CB (Split System: Heat Pump with Remote Outdoor Unit-Air-Source) | HMH72B341 |  |  | XAHD48FXXN1+TXV | TPLC100C16MP13 | 33600 | 16 | 8.5 | 32400 | 23800 | 73.46% | 2.06 | 0 | 9 |  |  |  |  | R-410A | 2.8 | Residential & Commercial | USHP
211395810 | Central HP <5.4 tons | FRASER-JOHNSTON | HRCU-A-CB (Split System: Heat Pump with Remote Outdoor Unit-Air-Source) | HMH72B341 |  |  | XAFC48FXXN1+TXV | TM9V060B12MP12 | 33000 | 16.5 | 8.1 | 32400 | 24000 | 74.07% | 2.04 | 0 | 9 |  |  |  |  | R-410A | 2.75 | Residential & Commercial | USHP
211395476 | Central HP <5.4 tons | FRASER-JOHNSTON | HRCU-A-CB (Split System: Heat Pump with Remote Outdoor Unit-Air-Source) | HMH72B341 |  |  | XAHC48FXXN1+TXV | TP9C080B12MP13 | 32800 | 16 | 8.1 | 32200 | 23600 | 73.29% | 2.02 | 0 | 9 |  |  |  |  | R-410A | 2.7333 | Residential & Commercial | USHP
211395930 | Central HP <5.4 tons | FRASER-JOHNSTON | HRCU-A-CB (Split System: Heat Pump with Remote Outdoor Unit-Air-Source) | HMH72B341 |  |  | XAHD48FXXN1+TXV | TM9E100C16MP12 | 32800 | 16.5 | 8.5 | 31800 | 23200 | 72.96% | 2.02 | 0 | 9 |  |  |  |  | R-410A | 2.7333 | Residential & Commercial | USHP
211396205 | Central HP <5.4 tons | FRASER-JOHNSTON | HRCU-A-CB (Split System: Heat Pump with Remote Outdoor Unit-Air-Source) | HMH72B341 |  |  | XAHC48FXXN1+TXV | TM9E080B12MP12 | 32600 | 16.5 | 8.1 | 31800 | 23400 | 73.58% | 2 | 0 | 9 |  |  |  |  | R-410A | 2.7167 | Residential & Commercial | USHP
211396496 | Central HP <5.4 tons | FRASER-JOHNSTON | HRCU-A-CB (Split System: Heat Pump with Remote Outdoor Unit-Air-Source) | HMH72B341 |  |  | XAHD48FBCN1 | TM8Y100C20MP11 | 33800 | 16.5 | 8.5 | 32400 | 23800 | 73.46% | 2.06 | 0 | 9 |  |  |  |  | R-410A | 2.8167 | Residential & Commercial | USHP
211396537 | Central HP <5.4 tons | FRASER-JOHNSTON | HRCU-A-CB (Split System: Heat Pump with Remote Outdoor Unit-Air-Source) | HMH72B341 |  |  | XAHC48FXXN1+TXV | TM8Y100C20MP11 | 33800 | 16.5 | 8.5 | 32400 | 23800 | 73.46% | 2.06 | 0 | 9 |  |  |  |  | R-410A | 2.8167 | Residential & Commercial | USHP
211396691 | Central HP <5.4 tons | FRASER-JOHNSTON | HRCU-A-CB (Split System: Heat Pump with Remote Outdoor Unit-Air-Source) | HMH72B341 |  |  | XAFC48FBCN1 | TM8Y100C20MP11 | 34000 | 16.5 | 8.5 | 33000 | 24200 | 73.33% | 2.1 | 0 | 9.5 |  |  |  |  | R-410A | 2.8333 | Residential & Commercial | USHP
213258355 | Central HP <5.4 tons | KEEPRITE | HRCU-A-CB (Split System: Heat Pump with Remote Outdoor Unit-Air-Source) | DLCURAH24ABK | ADP |  | H,GE32936 | *96VTN0601412A* | 23200 | 16 | 8.5 | 24800 | 25200 | 101.6% | 2.14 | 0 | 10 |  |  |  |  | R-410A | 1.9333 | Residential & Commercial | USHP | Ducted CEE Tier 1
214279888 | Central HP <5.4 tons | TEMPSTAR | HRCU-A-CB (Split System: Heat Pump with Remote Outdoor Unit-Air-Source) | DLCURAH24ABK |  |  | EA*4X25L17A* | *96MSN0601716A* | 24400 | 16.5 | 9 | 25400 | 21600 | 85.04% | 1.8 | 0 | 10 |  |  |  |  | R-410A | 2.0333 | Residential & Commercial | USHP | Ducted CEE Tier 1
214606498 | Central HP <5.4 tons | LUXAIRE | HRCU-A-C (Split System: Heat Pump with Remote Outdoor Unit with No Indoor Fan --Air Source) | HH836E2S11 |  |  | CTF36C5CDS1 | 0 | 33600 | 15.2 | 8.5 | 32200 | 23400 | 72.67% | 2 | 0 | 10 |  |  |  |  | R-454B | 2.8 | Residential & Commercial | USHP | Ducted CEE Tier 1
214584651 | Central HP <5.4 tons | COLEMAN | HRCU-A-CB (Split System: Heat Pump with Remote Outdoor Unit-Air-Source) | HH860E2S11 |  |  | CTM60C5CGS1 | Z8ES080C16SMPS1 | 44500 | 18 | 9 | 44500 | 33400 | 75.06% | 2 | 0 | 12 |  |  |  |  | R-454B | 3.7083 | Residential & Commercial | USHP | Ducted CEE Tier 1
214584726 | Central HP <5.4 tons | COLEMAN | HRCU-A-CB (Split System: Heat Pump with Remote Outdoor Unit-Air-Source) | HH860E2S11 |  |  | CTF60D5CGS1 | Z8ES130D20SMPS1 | 45000 | 18 | 9 | 45000 | 33200 | 73.78% | 2 | 0 | 12 |  |  |  |  | R-454B | 3.75 | Residential & Commercial | USHP | Ducted CEE Tier 1
213771714 | Central HP <5.4 tons | TEMPSTAR | HRCU-A-CB (Split System: Heat Pump with Remote Outdoor Unit-Air-Source) | TVH825GKA2* |  |  | EA*4X48L24A*+WALLCON | *97CMN1002122B* | 24200 | 16.5 | 8.1 | 21000 | 16500 | 78.57% | 2.02 | 0 | 11 |  |  |  |  | R-410A | 2.0167 | Residential & Commercial | USHP | Ducted CEE Tier 1
216487783 | Central HP <5.4 tons | BRYANT HEATING AND COOLING SYSTEMS | HRCU-A-CB (Split System: Heat Pump with Remote Outdoor Unit-Air-Source) | 290VAN024**AA* | ADP |  | CE(P,V)2414G31*+TXV | 986TD30040C14*** | 22200 | 16 | 8.5 | 23000 | 16600 | 72.17% | 1.84 | 0 | 9 |  |  |  |  | R-454B | 1.85 | Residential & Commercial | USHP
213613858 | Central HP <5.4 tons | BRYANT | HRCU-A-C (Split System: Heat Pump with Remote Outdoor Unit with No Indoor Fan --Air Source) | 38MURAQ30AB3 | ADP |  | H,PE31930+TD | 0 | 28600 | 15.2 | 9.05 | 31000 | 26600 | 85.81% | 1.76 | 0 | 10 |  |  |  |  | R-410A | 2.3833 | Residential & Commercial | USHP | Ducted CEE Tier 1
216051161 | Central HP <5.4 tons | RHEEM | HRCU-A-CB (Split System: Heat Pump with Remote Outdoor Unit-Air-Source) | RP19AY60AJVC |  |  | RCFY6021SEAAM | R802V1005A21DZ | 54000 | 17 | 10 | 54000 | 48000 | 88.89% | 2 | 0 | 10 |  |  |  |  | R-454B | 4.5 | Residential & Commercial | USHP | Ducted CEE Tier 1
213771524 | Central HP <5.4 tons | TEMPSTAR | HRCU-A-CB (Split System: Heat Pump with Remote Outdoor Unit-Air-Source) | TVH825GKA2* |  |  | EA*4X43L21A*+WALLCON | *97CMN1002122B* | 24400 | 16.5 | 8.5 | 21200 | 16600 | 78.3% | 2.04 | 0 | 11 |  |  |  |  | R-410A | 2.0333 | Residential & Commercial | USHP | Ducted CEE Tier 1
214624667 | Central HP <5.4 tons | CARRIER | HRCU-A-CB (Split System: Heat Pump with Remote Outdoor Unit-Air-Source) | 38MURAQ18AB3* | ADP |  | V,C36H175P159 | 58SU*B040M17**12 | 17500 | 16 | 8.5 | 16500 | 18100 | 109.7% | 2.24 | 0 | 10.5 |  |  |  |  | R-410A | 1.4583 | Residential & Commercial | USHP | Ducted CEE Tier 1
210589345 | Central HP <5.4 tons | RHEEM | HRCU-A-CB (Split System: Heat Pump with Remote Outdoor Unit-Air-Source) | RP18AZ48AJVC |  |  | RCFZ6021SEAAM | R802VA075421Z | 44500 | 19 | 8.1 | 43500 | 45000 | 103.4% | 2 | 0 | 10 |  |  |  |  | R-410A | 3.7083 | Residential & Commercial | USHP | Ducted CEE Tier 1
211240938 | Central HP <5.4 tons | DAY & NIGHT | HRCU-A-CB (Split System: Heat Pump with Remote Outdoor Unit-Air-Source) | DLCURAH24ABK |  |  | EA*4X25L17A* | *80ESU0401712A* | 24600 | 17.5 | 8.5 | 25400 | 21200 | 83.46% | 1.8 | 0 | 10.5 |  |  |  |  | R-410A | 2.05 | Residential & Commercial | USHP | Ducted CEE Tier 1
214279732 | Central HP <5.4 tons | TEMPSTAR | HRCU-A-CB (Split System: Heat Pump with Remote Outdoor Unit-Air-Source) | DLCURAH18ABK |  |  | EA*4X19L17A* | *96MSN0601716A* | 17700 | 16.5 | 8.5 | 17700 | 17900 | 101.1% | 2.16 | 0 | 10.5 |  |  |  |  | R-410A | 1.475 | Residential & Commercial | USHP | Ducted CEE Tier 1
216487950 | Central HP <5.4 tons | BRYANT HEATING AND COOLING SYSTEMS | HRCU-A-CB (Split System: Heat Pump with Remote Outdoor Unit-Air-Source) | 293VAN036**AA* | ADP |  | H,PG53*36+TXV | 986TD66120C24*** | 34000 | 20 | 9.5 | 32400 | 25600 | 79.01% | 2.06 | 0 | 12 |  |  |  |  | R-454B | 2.8333 | Residential & Commercial | USHP | Ducted CEE Tier 1
216051063 | Central HP <5.4 tons | RHEEM | HRCU-A-CB (Split System: Heat Pump with Remote Outdoor Unit-Air-Source) | RP19AY36AJVC |  |  | RCFY3621MEAAM | R802V0504A17UH | 34200 | 20 | 10 | 34200 | 29600 | 86.55% | 2 | 0 | 12 |  |  |  |  | R-454B | 2.85 | Residential & Commercial | USHP | Ducted CEE Tier 1
211241036 | Central HP <5.4 tons | DAY & NIGHT | HRCU-A-CB (Split System: Heat Pump with Remote Outdoor Unit-Air-Source) | DLCURAH24ABK |  |  | EA*4X25L17A* | *96VTN0601412A* | 24000 | 16.5 | 8.1 | 25200 | 21600 | 85.71% | 1.82 | 0 | 10 |  |  |  |  | R-410A | 2 | Residential & Commercial | USHP | Ducted CEE Tier 1
216051138 | Central HP <5.4 tons | RHEEM | HRCU-A-CB (Split System: Heat Pump with Remote Outdoor Unit-Air-Source) | RP19AY48AJVC |  |  | RCFY4821SEAAM | R98MV1005A21UP | 45500 | 19 | 10 | 45500 | 42000 | 92.31% | 2.1 | 0 | 11.7 |  |  |  |  | R-454B | 3.7917 | Residential & Commercial | USHP | Ducted CEE Tier 1
216051104 | Central HP <5.4 tons | RHEEM | HRCU-A-CB (Split System: Heat Pump with Remote Outdoor Unit-Air-Source) | RP19AY36AJVC |  |  | RCFY3621MEAAM | R98MV1005A21UP | 34200 | 21 | 10 | 34200 | 29400 | 85.96% | 2 | 0 | 12 |  |  |  |  | R-454B | 2.85 | Residential & Commercial | USHP | Ducted CEE Tier 1
214242274 | Central HP <5.4 tons | TEMPSTAR | HRCU-A-CB (Split System: Heat Pump with Remote Outdoor Unit-Air-Source) | TVH825GKA3* |  |  | EN(A,D,W)4X48L21**+WALLCON | *97CMN0601714B* | 24000 | 16.5 | 8.1 | 21400 | 16700 | 78.04% | 1.98 | 0 | 11 |  |  |  |  | R-410A | 2 | Residential & Commercial | USHP | Ducted CEE Tier 1
214242424 | Central HP <5.4 tons | TEMPSTAR | HRCU-A-CB (Split System: Heat Pump with Remote Outdoor Unit-Air-Source) | TVH825GKA2* |  |  | EN(A,D)4X24L17**+WALLCON | *80CTL0451712B* | 23200 | 15.5 | 8.1 | 22200 | 17000 | 76.58% | 1.92 | 0 | 10.5 |  |  |  |  | R-410A | 1.9333 | Residential & Commercial | USHP | Ducted CEE Tier 1
215405745 | Central HP <5.4 tons | YORK | HRCU-A-CB (Split System: Heat Pump with Remote Outdoor Unit-Air-Source) | HH860E2S11 | ADP |  | CH600C*C+TXV+AEF60CXP* | 0 | 53000 | 19 | 8.8 | 52000 | 38000 | 73.08% | 1.96 | 0 | 11.4 |  |  |  |  | R-454B | 4.4167 | Residential & Commercial | USHP | Ducted CEE Tier 1
214776304 | Central HP <5.4 tons | YORK | HRCU-A-CB (Split System: Heat Pump with Remote Outdoor Unit-Air-Source) | HH824E2S11 | ADP |  | CX360A*35+TXV | TL8E060A12UH11 | 22200 | 17 | 8.65 | 21200 | 17500 | 82.55% | 1.94 | 0 | 11 |  |  |  |  | R-454B | 1.85 | Residential & Commercial | USHP | Ducted CEE Tier 1
214776337 | Central HP <5.4 tons | YORK | HRCU-A-CB (Split System: Heat Pump with Remote Outdoor Unit-Air-Source) | HH824E2S11 | ADP |  | CH360**C+TXV | TM9E060B12MP12 | 22800 | 16 | 8.95 | 21400 | 17900 | 83.64% | 1.98 | 0 | 11.5 |  |  |  |  | R-454B | 1.9 | Residential & Commercial | USHP | Ducted CEE Tier 1
214776340 | Central HP <5.4 tons | YORK | HRCU-A-CB (Split System: Heat Pump with Remote Outdoor Unit-Air-Source) | HH824E2S11 | ADP |  | CX363B*35+TXV | TM9E060B12MP12 | 23000 | 17 | 9 | 21400 | 17900 | 83.64% | 2 | 0 | 11.7 |  |  |  |  | R-454B | 1.9167 | Residential & Commercial | USHP | Ducted CEE Tier 1
214776354 | Central HP <5.4 tons | YORK | HRCU-A-CB (Split System: Heat Pump with Remote Outdoor Unit-Air-Source) | HH824E2S11 | ADP |  | CV360**C+TXV | TMLE040A12MP11 | 21800 | 16 | 8.45 | 20800 | 16800 | 80.77% | 1.9 | 0 | 11 |  |  |  |  | R-454B | 1.8167 | Residential & Commercial | USHP | Ducted CEE Tier 1
215870957 | Central HP <5.4 tons | YORK | HRCU-A-CB (Split System: Heat Pump with Remote Outdoor Unit-Air-Source) | HH836E2S11 | ADP |  | CX361B*35+TXV | YPLC080B12MP13 | 32400 | 17 | 8.5 | 28800 | 24800 | 86.11% | 2 | 0 | 11 |  |  |  |  | R-454B | 2.7 | Residential & Commercial | USHP | Ducted CEE Tier 1
214776939 | Central HP <5.4 tons | YORK | HRCU-A-CB (Split System: Heat Pump with Remote Outdoor Unit-Air-Source) | HH836E2S11 | ADP |  | CX361B*35+TXV+AEF48BXP* | 0 | 34000 | 19 | 9 | 30800 | 24800 | 80.52% | 2.1 | 0 | 11.7 |  |  |  |  | R-454B | 2.8333 | Residential & Commercial | USHP | Ducted CEE Tier 1
214776356 | Central HP <5.4 tons | YORK | HRCU-A-CB (Split System: Heat Pump with Remote Outdoor Unit-Air-Source) | HH824E2S11 | ADP |  | CV240**C+TXV | TMLE040A12MP11 | 21800 | 16 | 8.5 | 20800 | 16800 | 80.77% | 1.9 | 0 | 11 |  |  |  |  | R-454B | 1.8167 | Residential & Commercial | USHP | Ducted CEE Tier 1
210589346 | Central HP <5.4 tons | RHEEM | HRCU-A-CB (Split System: Heat Pump with Remote Outdoor Unit-Air-Source) | RP18AZ48AJVC |  |  | RCFZ6021SEAAM | R802VA100521M | 44500 | 19 | 8.5 | 43000 | 45000 | 104.7% | 2 | 0 | 11.7 |  |  |  |  | R-410A | 3.7083 | Residential & Commercial | USHP | Ducted CEE Tier 1
216679420 | Central HP <5.4 tons | TEMPSTAR | HRCU-A-CB (Split System: Heat Pump with Remote Outdoor Unit-Air-Source) | DLCURAH24ABK |  |  | EA*4X36L17A* | *97VTN0601716A* | 23600 | 17 | 9 | 25800 | 23200 | 89.92% | 1.82 | 0 | 10 |  |  |  |  | R-410A | 1.9667 | Residential & Commercial | USHP | Ducted CEE Tier 1
211241170 | Central HP <5.4 tons | DAY & NIGHT | HRCU-A-CB (Split System: Heat Pump with Remote Outdoor Unit-Air-Source) | DLCURAH24ABK |  |  | EA*4X25L17A* | *92ESN0401410A* | 24800 | 15.5 | 8.5 | 26000 | 21200 | 81.54% | 1.76 | 0 | 10 |  |  |  |  | R-410A | 2.0667 | Residential & Commercial | USHP | Ducted CEE Tier 1
211241313 | Central HP <5.4 tons | DAY & NIGHT | HRCU-A-CB (Split System: Heat Pump with Remote Outdoor Unit-Air-Source) | DLCURAH24ABK |  |  | EA*4X30L14A* | *96VTN0601412A* | 23400 | 16.5 | 8.5 | 25800 | 24200 | 93.8% | 2 | 0 | 10 |  |  |  |  | R-410A | 1.95 | Residential & Commercial | USHP | Ducted CEE Tier 1
211241379 | Central HP <5.4 tons | DAY & NIGHT | HRCU-A-CB (Split System: Heat Pump with Remote Outdoor Unit-Air-Source) | DLCURAH24ABK |  |  | EA*4X30L17A* | *80VSL0451412A* | 23400 | 16.5 | 8.5 | 25800 | 24400 | 94.57% | 2.02 | 0 | 10 |  |  |  |  | R-410A | 1.95 | Residential & Commercial | USHP | Ducted CEE Tier 1
211241397 | Central HP <5.4 tons | DAY & NIGHT | HRCU-A-CB (Split System: Heat Pump with Remote Outdoor Unit-Air-Source) | DLCURAH24ABK |  |  | EA*4X30L17A* | *96VSN0601714A* | 23400 | 16.5 | 8.5 | 25800 | 24200 | 93.8% | 2.02 | 0 | 10 |  |  |  |  | R-410A | 1.95 | Residential & Commercial | USHP | Ducted CEE Tier 1
211222606 | Central HP <5.4 tons | DAY & NIGHT | HRCU-A-CB (Split System: Heat Pump with Remote Outdoor Unit-Air-Source) | DLCURAH30ABK |  |  | EA*4X37L21A* | *92ESN0802120A* | 31200 | 15.2 | 8.5 | 33400 | 26000 | 77.84% | 1.88 | 0 | 9 |  |  |  |  | R-410A | 2.6 | Residential & Commercial | USHP
216776396 | Central HP <5.4 tons | YORK | HRCU-A-CB (Split System: Heat Pump with Remote Outdoor Unit-Air-Source) | HH860E2S11 | ADP |  | AD-61(P,U)******+TXV-BLEED | Y81E120C20SMPS1 | 53500 | 18 | 9 | 51500 | 37600 | 73.01% | 2 | 0 | 11.7 |  |  |  |  | R-454B | 4.4583 | Residential & Commercial | USHP | Ducted CEE Tier 1
215735526 | Central HP <5.4 tons | YORK | HRCU-A-CB (Split System: Heat Pump with Remote Outdoor Unit-Air-Source) | HH860E2S11 | ADP |  | H,YE35*48+TXV-BLEED | TM8V100C16MP12 | 42500 | 17 | 8.3 | 42000 | 32800 | 78.1% | 1.96 | 0 | 11 |  |  |  |  | R-454B | 3.5417 | Residential & Commercial | USHP | Ducted CEE Tier 1
211398123 | Central HP <5.4 tons | LUXAIRE | HRCU-A-CB (Split System: Heat Pump with Remote Outdoor Unit-Air-Source) | HMH72B341 |  |  | XAHD48FBCN1 | TM8E120C16MP11 | 33000 | 16.5 | 8.5 | 31800 | 23200 | 72.96% | 2.04 | 0 | 9.5 |  |  |  |  | R-410A | 2.75 | Residential & Commercial | USHP
211398191 | Central HP <5.4 tons | LUXAIRE | HRCU-A-CB (Split System: Heat Pump with Remote Outdoor Unit-Air-Source) | HMH72B341 |  |  | XAHC48FBCN1 | TMLE120C16MP11 | 33000 | 17 | 8.5 | 31600 | 23200 | 73.42% | 2.04 | 0 | 9.5 |  |  |  |  | R-410A | 2.75 | Residential & Commercial | USHP
211398541 | Central HP <5.4 tons | LUXAIRE | HRCU-A-CB (Split System: Heat Pump with Remote Outdoor Unit-Air-Source) | HMH72B341 |  |  | XAFC48FBCN1 | TM8E100C16MP11 | 33600 | 17 | 8.5 | 32400 | 23600 | 72.84% | 2.06 | 0 | 9.5 |  |  |  |  | R-410A | 2.8 | Residential & Commercial | USHP
211398876 | Central HP <5.4 tons | LUXAIRE | HRCU-A-CB (Split System: Heat Pump with Remote Outdoor Unit-Air-Source) | HMH72B341 |  |  | XAFD48FBCN1 | TM8E080C16MP11 | 33400 | 17 | 8.5 | 32200 | 23400 | 72.67% | 2.06 | 0 | 9.5 |  |  |  |  | R-410A | 2.7833 | Residential & Commercial | USHP
216687277 | Central HP <5.4 tons | MAINLINE | HRCU-A-CB (Split System: Heat Pump with Remote Outdoor Unit-Air-Source) | MLP19AY60AJVC |  |  | MLHMVY6021SEACA | 0 | 54500 | 17.5 | 8.1 | 54500 | 53000 | 97.25% | 2 | 0 | 10.5 |  |  |  |  | R-454B | 4.5417 | Residential & Commercial | USHP | Ducted CEE Tier 1
211395238 | Central HP <5.4 tons | FRASER-JOHNSTON | HRCU-A-CB (Split System: Heat Pump with Remote Outdoor Unit-Air-Source) | HMH72B341 |  |  | XAFD48FBCN1 | TM9V080C16MP12 | 33400 | 16.5 | 8.5 | 32400 | 23600 | 72.84% | 2.06 | 0 | 9.5 |  |  |  |  | R-410A | 2.7833 | Residential & Commercial | USHP
211395456 | Central HP <5.4 tons | FRASER-JOHNSTON | HRCU-A-CB (Split System: Heat Pump with Remote Outdoor Unit-Air-Source) | HMH72B341 |  |  | XAHC48FXXN1+TXV | TM9V080B12MP12 | 32800 | 16 | 8.1 | 32200 | 23600 | 73.29% | 2.02 | 0 | 9 |  |  |  |  | R-410A | 2.7333 | Residential & Commercial | USHP
211241415 | Central HP <5.4 tons | DAY & NIGHT | HRCU-A-CB (Split System: Heat Pump with Remote Outdoor Unit-Air-Source) | DLCURAH24ABK |  |  | EA*4X30L17A* | *96VSN0401712A* | 23200 | 16 | 8.5 | 25800 | 24200 | 93.8% | 2 | 0 | 9.5 |  |  |  |  | R-410A | 1.9333 | Residential & Commercial | USHP
211241665 | Central HP <5.4 tons | DAY & NIGHT | HRCU-A-CB (Split System: Heat Pump with Remote Outdoor Unit-Air-Source) | DLCURAH24ABK |  |  | EA*4X30L17A* | *80ES(N,L)0701712A* | 24400 | 16.5 | 8.5 | 26400 | 22800 | 86.36% | 1.88 | 0 | 10 |  |  |  |  | R-410A | 2.0333 | Residential & Commercial | USHP | Ducted CEE Tier 1
211242101 | Central HP <5.4 tons | DAY & NIGHT | HRCU-A-CB (Split System: Heat Pump with Remote Outdoor Unit-Air-Source) | DLCURAH24ABK |  |  | EA*4X36L17A* | *80ES(N,L)0701712A* | 24400 | 16.5 | 8.5 | 26400 | 22400 | 84.85% | 1.84 | 0 | 10 |  |  |  |  | R-410A | 2.0333 | Residential & Commercial | USHP | Ducted CEE Tier 1
211242417 | Central HP <5.4 tons | DAY & NIGHT | HRCU-A-CB (Split System: Heat Pump with Remote Outdoor Unit-Air-Source) | DLCURAH24ABK |  |  | EA*4X36L21A* | *80VSL0902120A* | 24200 | 17 | 8.5 | 26000 | 22800 | 87.69% | 1.88 | 0 | 10 |  |  |  |  | R-410A | 2.0167 | Residential & Commercial | USHP | Ducted CEE Tier 1
211242492 | Central HP <5.4 tons | DAY & NIGHT | HRCU-A-CB (Split System: Heat Pump with Remote Outdoor Unit-Air-Source) | DLCURAH24ABK |  |  | EA*4X36L21A* | *80VTL0701716A* | 24400 | 17 | 8.5 | 26200 | 22400 | 85.5% | 1.88 | 0 | 10 |  |  |  |  | R-410A | 2.0333 | Residential & Commercial | USHP | Ducted CEE Tier 1
211242565 | Central HP <5.4 tons | DAY & NIGHT | HRCU-A-CB (Split System: Heat Pump with Remote Outdoor Unit-Air-Source) | DLCURAH24ABK |  |  | EA*4X36L21A* | *80ES(N,L)0701712A* | 23400 | 17 | 8.5 | 25600 | 23600 | 92.19% | 1.98 | 0 | 10 |  |  |  |  | R-410A | 1.95 | Residential & Commercial | USHP | Ducted CEE Tier 1
214809173 | Central HP <5.4 tons | LUXAIRE | HRCU-A-CB (Split System: Heat Pump with Remote Outdoor Unit-Air-Source) | HH860E2S11 |  |  | CTU60C5XGS1+TXV | TM8V080C16MP12 | 43500 | 18 | 9 | 44000 | 33400 | 75.91% | 2 | 0 | 11.7 |  |  |  |  | R-454B | 3.625 | Residential & Commercial | USHP | Ducted CEE Tier 1
216799570 | Central HP <5.4 tons | YORK | HRCU-A-CB (Split System: Heat Pump with Remote Outdoor Unit-Air-Source) | HH860E2S11 | ADP |  | AD-61(P,U)******+TXV-BLEED | Y92E100C20SMPS1 | 45000 | 18 | 9 | 44500 | 33400 | 75.06% | 2 | 0 | 11 |  |  |  |  | R-454B | 3.75 | Residential & Commercial | USHP | Ducted CEE Tier 1
211396707 | Central HP <5.4 tons | FRASER-JOHNSTON | HRCU-A-CB (Split System: Heat Pump with Remote Outdoor Unit-Air-Source) | HMH72B341 |  |  | XAUC48FXXN1+TXV | TM8Y100C20MP11 | 34000 | 16.5 | 8.5 | 33000 | 24200 | 73.33% | 2.1 | 0 | 9.5 |  |  |  |  | R-410A | 2.8333 | Residential & Commercial | USHP
214875900 | Central HP <5.4 tons | LUXAIRE | HRCU-A-CB (Split System: Heat Pump with Remote Outdoor Unit-Air-Source) | HMH72B341 |  |  | XAHC36DBCN1+JMC16C2SN1 | 0 | 34000 | 18.5 | 8.5 | 34000 | 23800 | 70% | 2 | 0 | 10 |  |  |  |  | R-410A | 2.8333 | Residential & Commercial | USHP | Ducted CEE Tier 1
215677036 | Central HP <5.4 tons | AIRQUEST | HRCU-A-CB (Split System: Heat Pump with Remote Outdoor Unit-Air-Source) | H5H0V60*K*AAA* |  |  | EVM5X60M21A*+WALLCON | *95CSU1002122B* | 57000 | 18 | 9 | 63500 | 44500 | 70.08% | 2.08 | 0 | 9 |  |  |  |  | R-454B | 4.75 | Residential & Commercial | USHP
215677186 | Central HP <5.4 tons | AIRQUEST | HRCU-A-CB (Split System: Heat Pump with Remote Outdoor Unit-Air-Source) | H5H0V60*K*AAA* |  |  | EVM5X60M24A*+WALLCON | *97CMN1202422B* | 56500 | 18.5 | 9 | 63000 | 44500 | 70.63% | 2.08 | 0 | 9 |  |  |  |  | R-454B | 4.7083 | Residential & Commercial | USHP
213771574 | Central HP <5.4 tons | TEMPSTAR | HRCU-A-CB (Split System: Heat Pump with Remote Outdoor Unit-Air-Source) | TVH825GKA2* |  |  | EA*4X48L21A*+WALLCON | *80CTL0701716B* | 24000 | 17 | 8.1 | 21000 | 16500 | 78.57% | 2 | 0 | 11 |  |  |  |  | R-410A | 2 | Residential & Commercial | USHP | Ducted CEE Tier 1
213771624 | Central HP <5.4 tons | TEMPSTAR | HRCU-A-CB (Split System: Heat Pump with Remote Outdoor Unit-Air-Source) | TVH825GKA2* |  |  | EA*4X48L21A*+WALLCON | *97CMN0601714B* | 24000 | 16.5 | 8.1 | 21000 | 16600 | 79.05% | 2 | 0 | 10.5 |  |  |  |  | R-410A | 2 | Residential & Commercial | USHP | Ducted CEE Tier 1
214398665 | Central HP <5.4 tons | LUXAIRE | HRCU-A-CB (Split System: Heat Pump with Remote Outdoor Unit-Air-Source) | HH860E2S11 |  |  | CTF60C5CGS1 | LPLC100C16MP13 | 43500 | 18 | 9 | 44000 | 33400 | 75.91% | 2 | 0 | 11.7 |  |  |  |  | R-454B | 3.625 | Residential & Commercial | USHP | Ducted CEE Tier 1
212383411 | Central HP <5.4 tons | CARRIER | HRCU-A-CB (Split System: Heat Pump with Remote Outdoor Unit-Air-Source) | 38MURAQ36AB3* |  |  | CAP**3721AL* | 59SU5A060E17**16 | 36800 | 15.5 | 8.5 | 39000 | 34800 | 89.23% | 2.1 | 0 | 10 |  |  |  |  | R-410A | 3.0667 | Residential & Commercial | USHP | Ducted CEE Tier 1
212982601 | Central HP <5.4 tons | BRYANT HEATING AND COOLING SYSTEMS | HRCU-A-CB (Split System: Heat Pump with Remote Outdoor Unit-Air-Source) | 38MURAQ36AB3* |  |  | CAP**4824AL* | 83*SB48060M17*** | 35600 | 17 | 8.5 | 37800 | 34600 | 91.53% | 2.02 | 0 | 10 |  |  |  |  | R-410A | 2.9667 | Residential & Commercial | USHP | Ducted CEE Tier 1
216374565 | Central HP <5.4 tons | LUXAIRE | HRCU-A-CB (Split System: Heat Pump with Remote Outdoor Unit-Air-Source) | HH860E2S11 |  |  | CTF60C5CGS1 | Z9ET100C20SMPS1 | 44500 | 18 | 9 | 45500 | 33000 | 72.53% | 2 | 0 | 11 |  |  |  |  | R-454B | 3.7083 | Residential & Commercial | USHP | Ducted CEE Tier 1
211243069 | Central HP <5.4 tons | DAY & NIGHT | HRCU-A-CB (Split System: Heat Pump with Remote Outdoor Unit-Air-Source) | DLCURAH24ABK |  |  | EA*4X37L17A* | *92ESN0601412A* | 25200 | 16.5 | 8.5 | 26200 | 21000 | 80.15% | 1.76 | 0 | 10 |  |  |  |  | R-410A | 2.1 | Residential & Commercial | USHP | Ducted CEE Tier 1
211243371 | Central HP <5.4 tons | DAY & NIGHT | HRCU-A-CB (Split System: Heat Pump with Remote Outdoor Unit-Air-Source) | DLCURAH24ABK |  |  | EA*4X37L21A* | *95ESU0601716A* | 25000 | 17 | 8.5 | 25600 | 20800 | 81.25% | 1.76 | 0 | 10.5 |  |  |  |  | R-410A | 2.0833 | Residential & Commercial | USHP | Ducted CEE Tier 1
211243721 | Central HP <5.4 tons | DAY & NIGHT | HRCU-A-CB (Split System: Heat Pump with Remote Outdoor Unit-Air-Source) | DLCURAH24ABK |  |  | EN(A,D)4X24L14** | *96VSN0601412A* | 23200 | 16 | 8.5 | 26400 | 24600 | 93.18% | 2.04 | 0 | 10 |  |  |  |  | R-410A | 1.9333 | Residential & Commercial | USHP | Ducted CEE Tier 1
206764349 | Central HP <5.4 tons | CARRIER | HRCU-A-CB (Split System: Heat Pump with Remote Outdoor Unit-Air-Source) | 25VNA825A*032* |  |  | CAP**3717AL*+UI | 59MN7B060C17**14 | 24000 | 16 | 8.1 | 21600 | 16900 | 78.24% | 1.98 | 11 | 10.5 |  |  |  |  | R-410A | 2 | Residential & Commercial | USHP | Ducted CEE Tier 1
206764364 | Central HP <5.4 tons | CARRIER | HRCU-A-CB (Split System: Heat Pump with Remote Outdoor Unit-Air-Source) | 25VNA825A*032* |  |  | CAP**3721AL*+UI | 59TN6B100C21**22 | 24400 | 16.5 | 8.5 | 21200 | 16600 | 78.3% | 2.04 | 11 | 11 |  |  |  |  | R-410A | 2.0333 | Residential & Commercial | USHP | Ducted CEE Tier 1
216019545 | Central HP <5.4 tons | YORK | HRCU-A-CB (Split System: Heat Pump with Remote Outdoor Unit-Air-Source) | HH824E2S11 | ADP |  | H,YG7J(1,2)36+TXV-BLEED | Y81E060A12SMPS1 | 22400 | 17 | 9.25 | 21400 | 17600 | 82.24% | 1.96 | 0 | 11.5 |  |  |  |  | R-454B | 1.8667 | Residential & Commercial | USHP | Ducted CEE Tier 1
215870921 | Central HP <5.4 tons | YORK | HRCU-A-CB (Split System: Heat Pump with Remote Outdoor Unit-Air-Source) | HH824E2S11 | ADP |  | CH360B*C+TXV | Y82E060A12LMPS1 | 22200 | 18 | 8.65 | 21200 | 17300 | 81.6% | 1.94 | 0 | 11.5 |  |  |  |  | R-454B | 1.85 | Residential & Commercial | USHP | Ducted CEE Tier 1
214776909 | Central HP <5.4 tons | YORK | HRCU-A-CB (Split System: Heat Pump with Remote Outdoor Unit-Air-Source) | HH824E2S11 | ADP |  | CX360B*35+TXV+AEF48BXP* | 0 | 24000 | 19 | 9.5 | 22400 | 16600 | 74.11% | 2.1 | 0 | 12 |  |  |  |  | R-454B | 2 | Residential & Commercial | USHP | Ducted CEE Tier 1
206764514 | Central HP <5.4 tons | CARRIER | HRCU-A-CB (Split System: Heat Pump with Remote Outdoor Unit-Air-Source) | 25VNA825A*032* |  |  | CAP**3721AL*+UI | 59CU5A060C17**16 | 24400 | 16.5 | 8.1 | 21400 | 16700 | 78.04% | 2.02 | 11.5 | 10.5 |  |  |  |  | R-410A | 2.0333 | Residential & Commercial | USHP | Ducted CEE Tier 1
214807726 | Central HP <5.4 tons | LUXAIRE | HRCU-A-CB (Split System: Heat Pump with Remote Outdoor Unit-Air-Source) | HH824E2S11 |  |  | CTM36B5ADS1 | LPLC080B12MP13 | 23000 | 17 | 9 | 23000 | 17700 | 76.96% | 2 | 0 | 12 |  |  |  |  | R-454B | 1.9167 | Residential & Commercial | USHP | Ducted CEE Tier 1
216374697 | Central HP <5.4 tons | LUXAIRE | HRCU-A-CB (Split System: Heat Pump with Remote Outdoor Unit-Air-Source) | HH860E2S11 |  |  | CTU60D5XHS1+TXV | Z9ET120D20SMPS1 | 54000 | 19 | 9 | 55000 | 40000 | 72.73% | 2 | 0 | 11 |  |  |  |  | R-454B | 4.5 | Residential & Commercial | USHP | Ducted CEE Tier 1
214398724 | Central HP <5.4 tons | LUXAIRE | HRCU-A-CB (Split System: Heat Pump with Remote Outdoor Unit-Air-Source) | HH860E2S11 |  |  | CTM60D5CGS1 | TM9V120D20MP12 | 44000 | 18 | 9 | 44000 | 33400 | 75.91% | 2 | 0 | 11.7 |  |  |  |  | R-454B | 3.6667 | Residential & Commercial | USHP | Ducted CEE Tier 1
215423448 | Central HP <5.4 tons | YORK | HRCU-A-CB (Split System: Heat Pump with Remote Outdoor Unit-Air-Source) | HH860E2S11 | ADP |  | H,YE36*48+TXV | TL9E080C16UH11 | 44000 | 17 | 8.4 | 44000 | 34000 | 77.27% | 1.98 | 0 | 10.5 |  |  |  |  | R-454B | 3.6667 | Residential & Commercial | USHP | Ducted CEE Tier 1
215423507 | Central HP <5.4 tons | YORK | HRCU-A-CB (Split System: Heat Pump with Remote Outdoor Unit-Air-Source) | HH860E2S11 | ADP |  | H,YE36*60+TXV-BLEED | TM8E100C16MP11 | 44000 | 17 | 8.4 | 43500 | 33800 | 77.7% | 1.98 | 0 | 10.5 |  |  |  |  | R-454B | 3.6667 | Residential & Commercial | USHP | Ducted CEE Tier 1
215423523 | Central HP <5.4 tons | YORK | HRCU-A-CB (Split System: Heat Pump with Remote Outdoor Unit-Air-Source) | HH860E2S11 | ADP |  | H,YE86*60+TXV | TM8E100C16MP11 | 44500 | 18 | 8.5 | 43500 | 33800 | 77.7% | 2 | 0 | 11 |  |  |  |  | R-454B | 3.7083 | Residential & Commercial | USHP | Ducted CEE Tier 1
215423525 | Central HP <5.4 tons | YORK | HRCU-A-CB (Split System: Heat Pump with Remote Outdoor Unit-Air-Source) | HH860E2S11 | ADP |  | H,YE36*60+TXV | TM8E100C20MP11 | 52000 | 18 | 8.3 | 53000 | 39500 | 74.53% | 1.96 | 0 | 10.5 |  |  |  |  | R-454B | 4.3333 | Residential & Commercial | USHP | Ducted CEE Tier 1
214606514 | Central HP <5.4 tons | LUXAIRE | HRCU-A-C (Split System: Heat Pump with Remote Outdoor Unit with No Indoor Fan --Air Source) | HH836E2S11 |  |  | CTM36B5CDS1 | 0 | 32800 | 15.2 | 8.1 | 31000 | 22600 | 72.9% | 2 | 0 | 11 |  |  |  |  | R-454B | 2.7333 | Residential & Commercial | USHP | Ducted CEE Tier 1
214396290 | Central HP <5.4 tons | LUXAIRE | HRCU-A-CB (Split System: Heat Pump with Remote Outdoor Unit-Air-Source) | HH824E2S11 |  |  | CTM30B5ACS1 | TL9E060B12UH11 | 23000 | 17 | 9.5 | 23000 | 18300 | 79.57% | 2 | 0 | 12 |  |  |  |  | R-454B | 1.9167 | Residential & Commercial | USHP | Ducted CEE Tier 1
206764515 | Central HP <5.4 tons | CARRIER | HRCU-A-CB (Split System: Heat Pump with Remote Outdoor Unit-Air-Source) | 25VNA825A*032* |  |  | CAP**3721AL*+UI | 59CU5A080C21**20 | 24400 | 17 | 8.5 | 21200 | 16600 | 78.3% | 2.04 | 11.5 | 11 |  |  |  |  | R-410A | 2.0333 | Residential & Commercial | USHP | Ducted CEE Tier 1
213770648 | Central HP <5.4 tons | AIRQUEST | HRCU-A-CB (Split System: Heat Pump with Remote Outdoor Unit-Air-Source) | HVH825GKA2* |  |  | EA*4X25L17A*+WALLCON | *97CMN0801714B* | 24200 | 16.5 | 8.1 | 21400 | 16700 | 78.04% | 2.02 | 0 | 11 |  |  |  |  | R-410A | 2.0167 | Residential & Commercial | USHP | Ducted CEE Tier 1
214807691 | Central HP <5.4 tons | LUXAIRE | HRCU-A-CB (Split System: Heat Pump with Remote Outdoor Unit-Air-Source) | HH824E2S11 |  |  | CTU36B5XDS1+JMET08BS2N1+TXV | 0 | 23000 | 19 | 9 | 23000 | 17800 | 77.39% | 2 | 0 | 12 |  |  |  |  | R-454B | 1.9167 | Residential & Commercial | USHP | Ducted CEE Tier 1
213771118 | Central HP <5.4 tons | AIRQUEST | HRCU-A-CB (Split System: Heat Pump with Remote Outdoor Unit-Air-Source) | HVH825GKA2* |  |  | EA*4X37L17A*+WALLCON | *96CTN0801714B* | 24200 | 16.5 | 8.1 | 21400 | 16700 | 78.04% | 2 | 0 | 11 |  |  |  |  | R-410A | 2.0167 | Residential & Commercial | USHP | Ducted CEE Tier 1
213771518 | Central HP <5.4 tons | AIRQUEST | HRCU-A-CB (Split System: Heat Pump with Remote Outdoor Unit-Air-Source) | HVH825GKA2* |  |  | EA*4X43L21A*+WALLCON | *97CMN1002122B* | 24400 | 16.5 | 8.5 | 21200 | 16600 | 78.3% | 2.04 | 0 | 11 |  |  |  |  | R-410A | 2.0333 | Residential & Commercial | USHP | Ducted CEE Tier 1
213771568 | Central HP <5.4 tons | AIRQUEST | HRCU-A-CB (Split System: Heat Pump with Remote Outdoor Unit-Air-Source) | HVH825GKA2* |  |  | EA*4X48L21A*+WALLCON | *80CTL0701716B* | 24000 | 17 | 8.1 | 21000 | 16500 | 78.57% | 2 | 0 | 11 |  |  |  |  | R-410A | 2 | Residential & Commercial | USHP | Ducted CEE Tier 1
214061411 | Central HP <5.4 tons | YORK | HRCU-A-CB (Split System: Heat Pump with Remote Outdoor Unit-Air-Source) | HMH72B341 | ADP |  | AD-36(P,U)*****9 | Y82E080B12LMPS1 | 33200 | 18 | 8.5 | 31400 | 23000 | 73.25% | 2.04 | 0 | 9.5 |  |  |  |  | R-410A | 2.7667 | Residential & Commercial | USHP
214595136 | Central HP <5.4 tons | YORK | HRCU-A-CB (Split System: Heat Pump with Remote Outdoor Unit-Air-Source) | HMH72B341 | ADP |  | AD-33(P,U)*****9 | TM9Y080B12MP11 | 34000 | 18 | 8.1 | 32400 | 24000 | 74.07% | 2.06 | 0 | 9.5 |  |  |  |  | R-410A | 2.8333 | Residential & Commercial | USHP
214398682 | Central HP <5.4 tons | LUXAIRE | HRCU-A-CB (Split System: Heat Pump with Remote Outdoor Unit-Air-Source) | HH860E2S11 |  |  | CTF60C5CGS1 | TM8E100C20MP11 | 44500 | 17 | 9 | 45000 | 33800 | 75.11% | 2 | 0 | 11.7 |  |  |  |  | R-454B | 3.7083 | Residential & Commercial | USHP | Ducted CEE Tier 1
214398707 | Central HP <5.4 tons | LUXAIRE | HRCU-A-CB (Split System: Heat Pump with Remote Outdoor Unit-Air-Source) | HH860E2S11 |  |  | CTF60C5CGS1 | TM9V100C20MP12 | 44000 | 18 | 9 | 45000 | 33800 | 75.11% | 2 | 0 | 11 |  |  |  |  | R-454B | 3.6667 | Residential & Commercial | USHP | Ducted CEE Tier 1
215425373 | Central HP <5.4 tons | YORK | HRCU-A-CB (Split System: Heat Pump with Remote Outdoor Unit-Air-Source) | HH860E2S11 | ADP |  | H,YE86*48+TXV | TM8E120C16MP11 | 44500 | 18 | 8.5 | 43500 | 33800 | 77.7% | 2 | 0 | 11 |  |  |  |  | R-454B | 3.7083 | Residential & Commercial | USHP | Ducted CEE Tier 1
216374723 | Central HP <5.4 tons | LUXAIRE | HRCU-A-CB (Split System: Heat Pump with Remote Outdoor Unit-Air-Source) | HH824E2S11 |  |  | CTU36B5XDS1+TXV | Z9ET080B12SMPS1 | 23000 | 18 | 9.5 | 23000 | 17500 | 76.09% | 2 | 0 | 12 |  |  |  |  | R-454B | 1.9167 | Residential & Commercial | USHP | Ducted CEE Tier 1
216374764 | Central HP <5.4 tons | LUXAIRE | HRCU-A-CB (Split System: Heat Pump with Remote Outdoor Unit-Air-Source) | HH824E2S11 |  |  | CTM36B5ADS1 | Z9ET060B12SMPS1 | 23000 | 18 | 9.5 | 23000 | 18400 | 80% | 2 | 0 | 12 |  |  |  |  | R-454B | 1.9167 | Residential & Commercial | USHP | Ducted CEE Tier 1
214396328 | Central HP <5.4 tons | LUXAIRE | HRCU-A-CB (Split System: Heat Pump with Remote Outdoor Unit-Air-Source) | HH860E2S11 |  |  | CTM60C5CHS1 | TM8Y120C20MP11 | 54000 | 19 | 9 | 55000 | 39500 | 71.82% | 2 | 0 | 11 |  |  |  |  | R-454B | 4.5 | Residential & Commercial | USHP | Ducted CEE Tier 1
214396333 | Central HP <5.4 tons | LUXAIRE | HRCU-A-CB (Split System: Heat Pump with Remote Outdoor Unit-Air-Source) | HH860E2S11 |  |  | CTM60C5CHS1 | TM8Y100C20MP11 | 54000 | 19 | 9 | 55000 | 39500 | 71.82% | 2 | 0 | 11 |  |  |  |  | R-454B | 4.5 | Residential & Commercial | USHP | Ducted CEE Tier 1
211396519 | Central HP <5.4 tons | FRASER-JOHNSTON | HRCU-A-CB (Split System: Heat Pump with Remote Outdoor Unit-Air-Source) | HMH72B341 |  |  | XAHC48FXXN1+TXV | TM8Y120C20MP11 | 33800 | 16.5 | 8.5 | 32400 | 23800 | 73.46% | 2.06 | 0 | 9 |  |  |  |  | R-410A | 2.8167 | Residential & Commercial | USHP
211396568 | Central HP <5.4 tons | FRASER-JOHNSTON | HRCU-A-CB (Split System: Heat Pump with Remote Outdoor Unit-Air-Source) | HMH72B341 |  |  | XAHC48FBCN1 | TM8Y100C20MP11 | 33800 | 16.5 | 8.5 | 32400 | 23800 | 73.46% | 2.06 | 0 | 9 |  |  |  |  | R-410A | 2.8167 | Residential & Commercial | USHP
211397957 | Central HP <5.4 tons | FRASER-JOHNSTON | HRCU-A-CB (Split System: Heat Pump with Remote Outdoor Unit-Air-Source) | HMH72B341 |  |  | XAHC48FXXN1+TXV | TPLC080B12MP13 | 32400 | 16 | 8.1 | 32000 | 23600 | 73.75% | 1.98 | 0 | 8.5 |  |  |  |  | R-410A | 2.7 | Residential & Commercial | USHP
211398071 | Central HP <5.4 tons | FRASER-JOHNSTON | HRCU-A-CB (Split System: Heat Pump with Remote Outdoor Unit-Air-Source) | HMH72B341 |  |  | XAFC48FBCN1 | TPLC080B12MP13 | 33000 | 16 | 8.1 | 32600 | 24000 | 73.62% | 2.02 | 0 | 9 |  |  |  |  | R-410A | 2.75 | Residential & Commercial | USHP
211398589 | Central HP <5.4 tons | FRASER-JOHNSTON | HRCU-A-CB (Split System: Heat Pump with Remote Outdoor Unit-Air-Source) | HMH72B341 |  |  | XAUC48FXXN1+TXV | TMLE100C16MP11 | 33600 | 17 | 8.5 | 32400 | 23600 | 72.84% | 2.06 | 0 | 9.5 |  |  |  |  | R-410A | 2.8 | Residential & Commercial | USHP
214584571 | Central HP <5.4 tons | COLEMAN | HRCU-A-CB (Split System: Heat Pump with Remote Outdoor Unit-Air-Source) | HH824E2S11 |  |  | CTM30B5ACS1 | Z8ES100B12SMPS1 | 23000 | 18 | 9.5 | 23000 | 19400 | 84.35% | 2 | 0 | 12 |  |  |  |  | R-454B | 1.9167 | Residential & Commercial | USHP | Ducted CEE Tier 1
216411147 | Central HP <5.4 tons | LUXAIRE | HRCU-A-CB (Split System: Heat Pump with Remote Outdoor Unit-Air-Source) | HMH72B341 |  |  | XAHC36DBCN1 | Z9ET080B12SMPS1 | 33200 | 18 | 8.5 | 33000 | 23200 | 70.3% | 2 | 0 | 10 |  |  |  |  | R-410A | 2.7667 | Residential & Commercial | USHP | Ducted CEE Tier 1
216374606 | Central HP <5.4 tons | LUXAIRE | HRCU-A-CB (Split System: Heat Pump with Remote Outdoor Unit-Air-Source) | HH860E2S11 |  |  | CTU60C5XGS1+TXV | Z9ET100C20SMPS1 | 44500 | 18 | 9 | 45500 | 33000 | 72.53% | 2 | 0 | 11 |  |  |  |  | R-454B | 3.7083 | Residential & Commercial | USHP | Ducted CEE Tier 1
216374647 | Central HP <5.4 tons | LUXAIRE | HRCU-A-CB (Split System: Heat Pump with Remote Outdoor Unit-Air-Source) | HH860E2S11 |  |  | CTF60C5CGS1 | Z9ET080C16SMPS1 | 44000 | 18 | 9 | 45000 | 32800 | 72.89% | 2 | 0 | 11 |  |  |  |  | R-454B | 3.6667 | Residential & Commercial | USHP | Ducted CEE Tier 1
216687503 | Central HP <5.4 tons | MAINLINE | HRCU-A-CB (Split System: Heat Pump with Remote Outdoor Unit-Air-Source) | MLP19AY60AJVC |  |  | TCFY6021SEAAM | ML802V0755A21DZ | 54000 | 17 | 10 | 54000 | 48500 | 89.81% | 2 | 0 | 10 |  |  |  |  | R-454B | 4.5 | Residential & Commercial | USHP | Ducted CEE Tier 1
216508762 | Central HP <5.4 tons | LUXAIRE | HRCU-A-CB (Split System: Heat Pump with Remote Outdoor Unit-Air-Source) | HH836E2S11 |  |  | CTF30A5ADS1 | TM8V060A12MP12 | 32800 | 17 | 8.5 | 30600 | 25200 | 82.35% | 2 | 0 | 11 |  |  |  |  | R-454B | 2.7333 | Residential & Commercial | USHP | Ducted CEE Tier 1
213079421 | Central HP <5.4 tons | TEMPSTAR | HRCU-A-CB (Split System: Heat Pump with Remote Outdoor Unit-Air-Source) | DLCURAH36ABK |  |  | EA*4X37L21A* | *92MSN0601714A* | 36600 | 16 | 8.5 | 38500 | 35000 | 90.91% | 2.06 | 0 | 10 |  |  |  |  | R-410A | 3.05 | Residential & Commercial | USHP | Ducted CEE Tier 1
213080289 | Central HP <5.4 tons | TEMPSTAR | HRCU-A-CB (Split System: Heat Pump with Remote Outdoor Unit-Air-Source) | DLCURAH36ABK |  |  | EA*4X37L21A* | *96MSN1002120A* | 36600 | 16 | 8.5 | 38500 | 34800 | 90.39% | 2.1 | 0 | 10 |  |  |  |  | R-410A | 3.05 | Residential & Commercial | USHP | Ducted CEE Tier 1
211225717 | Central HP <5.4 tons | CARRIER | HRCU-A-CB (Split System: Heat Pump with Remote Outdoor Unit-Air-Source) | 38MURAQ36AB3* |  |  | CAP**3717AL* | 59SP6A080V17**16 | 36200 | 15.2 | 8.5 | 39500 | 35000 | 88.61% | 2.02 | 0 | 10 |  |  |  |  | R-410A | 3.0167 | Residential & Commercial | USHP | Ducted CEE Tier 1
211225718 | Central HP <5.4 tons | CARRIER | HRCU-A-CB (Split System: Heat Pump with Remote Outdoor Unit-Air-Source) | 38MURAQ36AB3* |  |  | CAP**3717AL* | 59SU5A060E17**16 | 36200 | 15.5 | 8.5 | 38500 | 35000 | 90.91% | 2.02 | 0 | 10 |  |  |  |  | R-410A | 3.0167 | Residential & Commercial | USHP | Ducted CEE Tier 1
216374779 | Central HP <5.4 tons | LUXAIRE | HRCU-A-CB (Split System: Heat Pump with Remote Outdoor Unit-Air-Source) | HH860E2S11 |  |  | CTF60D5CJS1 | Z9ET120D20SMPS1 | 53500 | 19 | 9 | 56000 | 40500 | 72.32% | 2 | 0 | 10 |  |  |  |  | R-454B | 4.4583 | Residential & Commercial | USHP | Ducted CEE Tier 1
216411142 | Central HP <5.4 tons | LUXAIRE | HRCU-A-CB (Split System: Heat Pump with Remote Outdoor Unit-Air-Source) | HMH72B341 |  |  | XAFC36DBCN1 | Z9ET100C20SMPS1 | 34000 | 17 | 8.5 | 32400 | 22800 | 70.37% | 2.02 | 0 | 10 |  |  |  |  | R-410A | 2.8333 | Residential & Commercial | USHP | Ducted CEE Tier 1
211225749 | Central HP <5.4 tons | CARRIER | HRCU-A-CB (Split System: Heat Pump with Remote Outdoor Unit-Air-Source) | 38MURAQ36AB3* |  |  | CAP**3721AL* | 59SC2D080E21**20 | 37400 | 16 | 8.5 | 38500 | 34800 | 90.39% | 2.14 | 0 | 10 |  |  |  |  | R-410A | 3.1167 | Residential & Commercial | USHP | Ducted CEE Tier 1
211225782 | Central HP <5.4 tons | CARRIER | HRCU-A-CB (Split System: Heat Pump with Remote Outdoor Unit-Air-Source) | 38MURAQ36AB3* |  |  | CAP**4221AL* | 58SP*A045V17**16 | 35200 | 15.5 | 8.1 | 38500 | 35200 | 91.43% | 1.88 | 0 | 9.5 |  |  |  |  | R-410A | 2.9333 | Residential & Commercial | USHP
215425831 | Central HP <5.4 tons | YORK | HRCU-A-CB (Split System: Heat Pump with Remote Outdoor Unit-Air-Source) | HH824E2S11 | ADP |  | H,YE24*24+TXV | Y91E080B12SMPS1 | 21800 | 17 | 8.55 | 21200 | 17400 | 82.08% | 1.92 | 0 | 11 |  |  |  |  | R-454B | 1.8167 | Residential & Commercial | USHP | Ducted CEE Tier 1
216684913 | Central HP <5.4 tons | MAINLINE | HRCU-A-CB (Split System: Heat Pump with Remote Outdoor Unit-Air-Source) | MLP19AY24AJVC |  |  | TCFY2421HEAAM | ML921V0603A17M4 | 22800 | 21 | 8.5 | 22800 | 18600 | 81.58% | 1.8 | 0 | 13 |  |  |  |  | R-454B | 1.9 | Residential & Commercial | USHP | Ducted CEE Tier 1
216684917 | Central HP <5.4 tons | MAINLINE | HRCU-A-CB (Split System: Heat Pump with Remote Outdoor Unit-Air-Source) | MLP19AY24AJVC |  |  | TCFY2421HEAAM | ML951V0403A17M4 | 22800 | 21 | 8.5 | 22800 | 18500 | 81.14% | 1.8 | 0 | 13 |  |  |  |  | R-454B | 1.9 | Residential & Commercial | USHP | Ducted CEE Tier 1
214398023 | Central HP <5.4 tons | LUXAIRE | HRCU-A-CB (Split System: Heat Pump with Remote Outdoor Unit-Air-Source) | HH860E2S11 |  |  | CTM60C5CHS1 | TM8E080C20MP11 | 53500 | 19 | 8.5 | 54000 | 39000 | 72.22% | 2 | 0 | 11 |  |  |  |  | R-454B | 4.4583 | Residential & Commercial | USHP | Ducted CEE Tier 1
216374616 | Central HP <5.4 tons | LUXAIRE | HRCU-A-CB (Split System: Heat Pump with Remote Outdoor Unit-Air-Source) | HH860E2S11 |  |  | CTM60D5CHS1 | Z9ET120D20SMPS1 | 54000 | 19 | 8.5 | 55000 | 40000 | 72.73% | 2 | 0 | 11 |  |  |  |  | R-454B | 4.5 | Residential & Commercial | USHP | Ducted CEE Tier 1
214398593 | Central HP <5.4 tons | LUXAIRE | HRCU-A-CB (Split System: Heat Pump with Remote Outdoor Unit-Air-Source) | HH836E2S11 |  |  | CTF48C5CFS1 | TM8Y120C20MP11 | 34400 | 19 | 9 | 32600 | 25800 | 79.14% | 2 | 0 | 11 |  |  |  |  | R-454B | 2.8667 | Residential & Commercial | USHP | Ducted CEE Tier 1
216374555 | Central HP <5.4 tons | LUXAIRE | HRCU-A-CB (Split System: Heat Pump with Remote Outdoor Unit-Air-Source) | HH836E2S11 |  |  | CTF48C5CFS1 | Z9ET100C16SMPS1 | 33400 | 19 | 9.5 | 31400 | 23800 | 75.8% | 2 | 0 | 11 |  |  |  |  | R-454B | 2.7833 | Residential & Commercial | USHP | Ducted CEE Tier 1
214397771 | Central HP <5.4 tons | LUXAIRE | HRCU-A-CB (Split System: Heat Pump with Remote Outdoor Unit-Air-Source) | HH836E2S11 |  |  | CTM48C5CFS1 | TM8E100C20MP11 | 34400 | 17 | 8.5 | 32600 | 25800 | 79.14% | 2 | 0 | 11 |  |  |  |  | R-454B | 2.8667 | Residential & Commercial | USHP | Ducted CEE Tier 1
214398148 | Central HP <5.4 tons | LUXAIRE | HRCU-A-CB (Split System: Heat Pump with Remote Outdoor Unit-Air-Source) | HH836E2S11 |  |  | CTM36C5CDS1 | TM9V080C16MP12 | 33800 | 17 | 8.5 | 31800 | 26000 | 81.76% | 2 | 0 | 11 |  |  |  |  | R-454B | 2.8167 | Residential & Commercial | USHP | Ducted CEE Tier 1
214398507 | Central HP <5.4 tons | LUXAIRE | HRCU-A-CB (Split System: Heat Pump with Remote Outdoor Unit-Air-Source) | HH836E2S11 |  |  | CTM36B5CDS1 | TM9V080B12MP12 | 33000 | 17 | 8.5 | 30600 | 25000 | 81.7% | 2 | 0 | 11 |  |  |  |  | R-454B | 2.75 | Residential & Commercial | USHP | Ducted CEE Tier 1
215423557 | Central HP <5.4 tons | YORK | HRCU-A-CB (Split System: Heat Pump with Remote Outdoor Unit-Air-Source) | HH860E2S11 | ADP |  | H,YE2K*60+TXV | TM8E120C20MP11 | 52000 | 18 | 8.35 | 52500 | 39000 | 74.29% | 1.96 | 0 | 10.5 |  |  |  |  | R-454B | 4.3333 | Residential & Commercial | USHP | Ducted CEE Tier 1
215423593 | Central HP <5.4 tons | YORK | HRCU-A-CB (Split System: Heat Pump with Remote Outdoor Unit-Air-Source) | HH860E2S11 | ADP |  | H,YE74*48+TXV | TM8V080C16MP12 | 43500 | 18 | 8.5 | 42000 | 32800 | 78.1% | 2 | 0 | 11.7 |  |  |  |  | R-454B | 3.625 | Residential & Commercial | USHP | Ducted CEE Tier 1
215423616 | Central HP <5.4 tons | YORK | HRCU-A-CB (Split System: Heat Pump with Remote Outdoor Unit-Air-Source) | HH860E2S11 | ADP |  | H,YE37*60+TXV | TM8V100C20MP12 | 52000 | 18 | 8.35 | 52000 | 38500 | 74.04% | 1.98 | 0 | 10.5 |  |  |  |  | R-454B | 4.3333 | Residential & Commercial | USHP | Ducted CEE Tier 1
215423657 | Central HP <5.4 tons | YORK | HRCU-A-CB (Split System: Heat Pump with Remote Outdoor Unit-Air-Source) | HH860E2S11 | ADP |  | H,YE86*60+TXV | TM8Y080C16MP11 | 44000 | 18 | 8.5 | 42000 | 33000 | 78.57% | 2 | 0 | 11.7 |  |  |  |  | R-454B | 3.6667 | Residential & Commercial | USHP | Ducted CEE Tier 1
215423716 | Central HP <5.4 tons | YORK | HRCU-A-CB (Split System: Heat Pump with Remote Outdoor Unit-Air-Source) | HH860E2S11 | ADP |  | H,YE49*60+TXV | TM9E080C16MP12 | 44500 | 18 | 8.5 | 43500 | 34000 | 78.16% | 2 | 0 | 11 |  |  |  |  | R-454B | 3.7083 | Residential & Commercial | USHP | Ducted CEE Tier 1
215423741 | Central HP <5.4 tons | YORK | HRCU-A-CB (Split System: Heat Pump with Remote Outdoor Unit-Air-Source) | HH860E2S11 | ADP |  | H,YE48*48+TXV | TM9E100C16MP12 | 44500 | 18 | 8.5 | 44000 | 34000 | 77.27% | 2 | 0 | 11 |  |  |  |  | R-454B | 3.7083 | Residential & Commercial | USHP | Ducted CEE Tier 1
215423759 | Central HP <5.4 tons | YORK | HRCU-A-CB (Split System: Heat Pump with Remote Outdoor Unit-Air-Source) | HH860E2S11 | ADP |  | H,YE49*60+TXV | TM9E100C20MP12 | 53500 | 19 | 8.5 | 53000 | 39500 | 74.53% | 2 | 0 | 11 |  |  |  |  | R-454B | 4.4583 | Residential & Commercial | USHP | Ducted CEE Tier 1
216374749 | Central HP <5.4 tons | LUXAIRE | HRCU-A-CB (Split System: Heat Pump with Remote Outdoor Unit-Air-Source) | HH836E2S11 |  |  | CTU36B5XDS1+TXV | Z9ET060B12SMPS1 | 33400 | 18 | 8.5 | 31600 | 24200 | 76.58% | 2 | 0 | 11 |  |  |  |  | R-454B | 2.7833 | Residential & Commercial | USHP | Ducted CEE Tier 1
211390505 | Central HP <5.4 tons | FRASER-JOHNSTON | HRCU-A-CB (Split System: Heat Pump with Remote Outdoor Unit-Air-Source) | HMH72B341 |  |  | XAHB36DXXN1+TXV | TM8V080B12MP12 | 32800 | 16.5 | 8.1 | 33000 | 23400 | 70.91% | 1.98 | 0 | 9.5 |  |  |  |  | R-410A | 2.7333 | Residential & Commercial | USHP
215423777 | Central HP <5.4 tons | YORK | HRCU-A-CB (Split System: Heat Pump with Remote Outdoor Unit-Air-Source) | HH860E2S11 | ADP |  | H,YE36*60+TXV | TM9V080C16MP12 | 43000 | 17 | 8.4 | 42000 | 33000 | 78.57% | 1.98 | 0 | 10.5 |  |  |  |  | R-454B | 3.5833 | Residential & Commercial | USHP | Ducted CEE Tier 1
215423816 | Central HP <5.4 tons | YORK | HRCU-A-CB (Split System: Heat Pump with Remote Outdoor Unit-Air-Source) | HH860E2S11 | ADP |  | H,YE48*48+TXV | TM9V100C20MP12 | 44000 | 18 | 8.5 | 42500 | 33200 | 78.12% | 2 | 0 | 11.7 |  |  |  |  | R-454B | 3.6667 | Residential & Commercial | USHP | Ducted CEE Tier 1
211390866 | Central HP <5.4 tons | FRASER-JOHNSTON | HRCU-A-CB (Split System: Heat Pump with Remote Outdoor Unit-Air-Source) | HMH72B341 |  |  | XAHB36DXXN1+TXV | TM8V060A12MP12 | 33400 | 16.5 | 8.1 | 33600 | 23800 | 70.83% | 2.02 | 0 | 9.5 |  |  |  |  | R-410A | 2.7833 | Residential & Commercial | USHP
211390984 | Central HP <5.4 tons | FRASER-JOHNSTON | HRCU-A-CB (Split System: Heat Pump with Remote Outdoor Unit-Air-Source) | HMH72B341 |  |  | XAHB30CXXN1+TXV | TPLC060A12MP13 | 32000 | 17 | 8.1 | 32800 | 23000 | 70.12% | 1.98 | 0 | 9.5 |  |  |  |  | R-410A | 2.6667 | Residential & Commercial | USHP
211391059 | Central HP <5.4 tons | FRASER-JOHNSTON | HRCU-A-CB (Split System: Heat Pump with Remote Outdoor Unit-Air-Source) | HMH72B341 |  |  | XAUB36DXXN1+TXV | TM8V060A12MP12 | 34000 | 17.5 | 8.1 | 34000 | 24200 | 71.18% | 2.06 | 0 | 9.5 |  |  |  |  | R-410A | 2.8333 | Residential & Commercial | USHP
211391134 | Central HP <5.4 tons | FRASER-JOHNSTON | HRCU-A-CB (Split System: Heat Pump with Remote Outdoor Unit-Air-Source) | HMH72B341 |  |  | XAFB30CXXN1+TXV | TM8V060A12MP12 | 32800 | 17.5 | 8.1 | 33400 | 23400 | 70.06% | 2.02 | 0 | 9.5 |  |  |  |  | R-410A | 2.7333 | Residential & Commercial | USHP
215425333 | Central HP <5.4 tons | YORK | HRCU-A-CB (Split System: Heat Pump with Remote Outdoor Unit-Air-Source) | HH860E2S11 | ADP |  | H,YE86*48+TXV | TL9E080C16UH11 | 44500 | 18 | 8.5 | 44000 | 34000 | 77.27% | 2 | 0 | 11 |  |  |  |  | R-454B | 3.7083 | Residential & Commercial | USHP | Ducted CEE Tier 1
215425349 | Central HP <5.4 tons | YORK | HRCU-A-CB (Split System: Heat Pump with Remote Outdoor Unit-Air-Source) | HH860E2S11 | ADP |  | H,YE74*60+TXV | TM8E080C20MP11 | 53500 | 19 | 8.5 | 53000 | 39500 | 74.53% | 2 | 0 | 11 |  |  |  |  | R-454B | 4.4583 | Residential & Commercial | USHP | Ducted CEE Tier 1
215425350 | Central HP <5.4 tons | YORK | HRCU-A-CB (Split System: Heat Pump with Remote Outdoor Unit-Air-Source) | HH860E2S11 | ADP |  | H,YE37*48+TXV | TM8E100C16MP11 | 44500 | 17 | 8.5 | 43500 | 33800 | 77.7% | 2 | 0 | 11 |  |  |  |  | R-454B | 3.7083 | Residential & Commercial | USHP | Ducted CEE Tier 1
215425369 | Central HP <5.4 tons | YORK | HRCU-A-CB (Split System: Heat Pump with Remote Outdoor Unit-Air-Source) | HH860E2S11 | ADP |  | H,YE53*48+TXV | TM8E120C16MP11 | 44500 | 18 | 8.5 | 43500 | 33800 | 77.7% | 2 | 0 | 11 |  |  |  |  | R-454B | 3.7083 | Residential & Commercial | USHP | Ducted CEE Tier 1
212978632 | Central HP <5.4 tons | BRYANT HEATING AND COOLING SYSTEMS | HRCU-A-CB (Split System: Heat Pump with Remote Outdoor Unit-Air-Source) | 38MURAQ24AB3* |  |  | CAP**2517AL* | 8(0,1)*SB36070M17*** | 24400 | 17.5 | 8.5 | 25200 | 21600 | 85.71% | 1.82 | 0 | 10.5 |  |  |  |  | R-410A | 2.0333 | Residential & Commercial | USHP | Ducted CEE Tier 1
212980597 | Central HP <5.4 tons | BRYANT HEATING AND COOLING SYSTEMS | HRCU-A-CB (Split System: Heat Pump with Remote Outdoor Unit-Air-Source) | 38MURAQ24AB3* |  |  | CNPV*3621AL* | 8(0,1)*SB60090M21*** | 23600 | 17 | 8.5 | 26200 | 24400 | 93.13% | 2.04 | 0 | 10.5 |  |  |  |  | R-410A | 1.9667 | Residential & Commercial | USHP | Ducted CEE Tier 1
212982721 | Central HP <5.4 tons | BRYANT HEATING AND COOLING SYSTEMS | HRCU-A-CB (Split System: Heat Pump with Remote Outdoor Unit-Air-Source) | 38MURAQ24AB3* |  |  | CNPV*3621AL* | 83*SB48060M17*** | 23600 | 17 | 8.5 | 25600 | 24000 | 93.75% | 2 | 0 | 10.5 |  |  |  |  | R-410A | 1.9667 | Residential & Commercial | USHP | Ducted CEE Tier 1
212983196 | Central HP <5.4 tons | BRYANT HEATING AND COOLING SYSTEMS | HRCU-A-CB (Split System: Heat Pump with Remote Outdoor Unit-Air-Source) | 38MURAQ24AB3* |  |  | CAP**3721AL* | 912SE36040M17*** | 24000 | 16 | 8.1 | 25400 | 21800 | 85.83% | 1.8 | 0 | 10 |  |  |  |  | R-410A | 2 | Residential & Commercial | USHP | Ducted CEE Tier 1
215425706 | Central HP <5.4 tons | YORK | HRCU-A-CB (Split System: Heat Pump with Remote Outdoor Unit-Air-Source) | HH824E2S11 | ADP |  | H,YE7J*24+TXV | TM9E040A10MP12 | 22400 | 16 | 8.8 | 21400 | 17700 | 82.71% | 1.96 | 0 | 10.5 |  |  |  |  | R-454B | 1.8667 | Residential & Commercial | USHP | Ducted CEE Tier 1
215425763 | Central HP <5.4 tons | YORK | HRCU-A-CB (Split System: Heat Pump with Remote Outdoor Unit-Air-Source) | HH824E2S11 | ADP |  | H,YE24*24+TXV | TM9Y080B12MP11 | 22000 | 17 | 8.55 | 21000 | 17000 | 80.95% | 1.92 | 0 | 11 |  |  |  |  | R-454B | 1.8333 | Residential & Commercial | USHP | Ducted CEE Tier 1
215425772 | Central HP <5.4 tons | YORK | HRCU-A-CB (Split System: Heat Pump with Remote Outdoor Unit-Air-Source) | HH824E2S11 | ADP |  | H,YE32*30+TXV-BLEED | Y81E060A12SMPS1 | 22200 | 17 | 8.65 | 20800 | 16900 | 81.25% | 1.94 | 0 | 11.5 |  |  |  |  | R-454B | 1.85 | Residential & Commercial | USHP | Ducted CEE Tier 1
215425779 | Central HP <5.4 tons | YORK | HRCU-A-CB (Split System: Heat Pump with Remote Outdoor Unit-Air-Source) | HH824E2S11 | ADP |  | H,YE32*30+TXV-BLEED | Y81E080B12SMPS1 | 22200 | 18 | 9.1 | 21200 | 17500 | 82.55% | 1.94 | 0 | 11 |  |  |  |  | R-454B | 1.85 | Residential & Commercial | USHP | Ducted CEE Tier 1
215425781 | Central HP <5.4 tons | YORK | HRCU-A-CB (Split System: Heat Pump with Remote Outdoor Unit-Air-Source) | HH824E2S11 | ADP |  | H,YE32*30+TXV | Y81E080B12SMPS1 | 22200 | 18 | 9.1 | 21200 | 17500 | 82.55% | 1.94 | 0 | 11 |  |  |  |  | R-454B | 1.85 | Residential & Commercial | USHP | Ducted CEE Tier 1
215425815 | Central HP <5.4 tons | YORK | HRCU-A-CB (Split System: Heat Pump with Remote Outdoor Unit-Air-Source) | HH824E2S11 | ADP |  | H,YE33*30+TXV | Y91E040A10SMPS1 | 22600 | 17 | 8.3 | 21400 | 17400 | 81.31% | 1.96 | 0 | 11.7 |  |  |  |  | R-454B | 1.8833 | Residential & Commercial | USHP | Ducted CEE Tier 1
215425817 | Central HP <5.4 tons | YORK | HRCU-A-CB (Split System: Heat Pump with Remote Outdoor Unit-Air-Source) | HH824E2S11 | ADP |  | H,YE24*24+TXV | Y91E060A10SMPS1 | 21800 | 17 | 8.1 | 21200 | 17200 | 81.13% | 1.92 | 0 | 11 |  |  |  |  | R-454B | 1.8167 | Residential & Commercial | USHP | Ducted CEE Tier 1
214776302 | Central HP <5.4 tons | YORK | HRCU-A-CB (Split System: Heat Pump with Remote Outdoor Unit-Air-Source) | HH824E2S11 | ADP |  | CH240A*C+TXV | TL8E060A12UH11 | 22400 | 17 | 8.7 | 21200 | 17500 | 82.55% | 1.94 | 0 | 11 |  |  |  |  | R-454B | 1.8667 | Residential & Commercial | USHP | Ducted CEE Tier 1
206788830 | Central HP <5.4 tons | CARRIER | HRCU-A-CB (Split System: Heat Pump with Remote Outdoor Unit-Air-Source) | 25VNA436A*031* |  |  | CNPV*4821AL*+UI | 58CU*A100C21**20 | 33800 | 19 | 9 | 35200 | 26000 | 73.86% | 2.02 | 13 | 12 |  |  |  |  | R-410A | 2.8167 | Residential & Commercial | USHP | Ducted CEE Tier 1
215731293 | Central HP <5.4 tons | YORK | HRCU-A-CB (Split System: Heat Pump with Remote Outdoor Unit-Air-Source) | HH836E2S11 | ADP |  | H,YG48*36+TXV | TM9V080B12MP12 | 33000 | 18 | 8.5 | 29200 | 24800 | 84.93% | 2 | 0 | 11 |  |  |  |  | R-454B | 2.75 | Residential & Commercial | USHP | Ducted CEE Tier 1
214776327 | Central HP <5.4 tons | YORK | HRCU-A-CB (Split System: Heat Pump with Remote Outdoor Unit-Air-Source) | HH824E2S11 | ADP |  | CH368A*C+TXV | TM9E040A10MP12 | 22800 | 16 | 8.9 | 21400 | 17700 | 82.71% | 1.98 | 0 | 10.5 |  |  |  |  | R-454B | 1.9 | Residential & Commercial | USHP | Ducted CEE Tier 1
214776361 | Central HP <5.4 tons | YORK | HRCU-A-CB (Split System: Heat Pump with Remote Outdoor Unit-Air-Source) | HH824E2S11 | ADP |  | CV360**C+TXV | TMLE060A12MP11 | 21800 | 17 | 8.45 | 21200 | 17500 | 82.55% | 1.9 | 0 | 11 |  |  |  |  | R-454B | 1.8167 | Residential & Commercial | USHP | Ducted CEE Tier 1
216019535 | Central HP <5.4 tons | YORK | HRCU-A-CB (Split System: Heat Pump with Remote Outdoor Unit-Air-Source) | HH824E2S11 | ADP |  | H,YG7J(1,2)36+TXV-BLEED | TM9V080B12MP12 | 22400 | 17 | 9.25 | 21400 | 18100 | 84.58% | 1.96 | 0 | 11.5 |  |  |  |  | R-454B | 1.8667 | Residential & Commercial | USHP | Ducted CEE Tier 1
215424435 | Central HP <5.4 tons | YORK | HRCU-A-CB (Split System: Heat Pump with Remote Outdoor Unit-Air-Source) | HH824E2S11 | ADP |  | H,YE31*24+TXV | TL9E060B12UH11 | 21800 | 17 | 8.5 | 21200 | 17700 | 83.49% | 1.9 | 0 | 11 |  |  |  |  | R-454B | 1.8167 | Residential & Commercial | USHP | Ducted CEE Tier 1
214061428 | Central HP <5.4 tons | YORK | HRCU-A-CB (Split System: Heat Pump with Remote Outdoor Unit-Air-Source) | HMH72B341 | ADP |  | AD-35H*****9 | Y82E080C16LMPS1 | 33600 | 18 | 8.5 | 31400 | 22800 | 72.61% | 2.08 | 0 | 9.5 |  |  |  |  | R-410A | 2.8 | Residential & Commercial | USHP
216678832 | Central HP <5.4 tons | TEMPSTAR | HRCU-A-CB (Split System: Heat Pump with Remote Outdoor Unit-Air-Source) | DLCURAH36ABK |  |  | EN(A,D,W)4X48L21** | *97VTN0601716A* | 35800 | 15.5 | 8.5 | 38500 | 34600 | 89.87% | 1.8 | 0 | 10 |  |  |  |  | R-410A | 2.9833 | Residential & Commercial | USHP | Ducted CEE Tier 1
215423224 | Central HP <5.4 tons | YORK | HRCU-A-CB (Split System: Heat Pump with Remote Outdoor Unit-Air-Source) | HH836E2S11 | ADP |  | H,YE9J*36+TXV | TM8E100C16MP11 | 32400 | 18 | 8.5 | 29400 | 25000 | 85.03% | 2 | 0 | 10.5 |  |  |  |  | R-454B | 2.7 | Residential & Commercial | USHP | Ducted CEE Tier 1
215423251 | Central HP <5.4 tons | YORK | HRCU-A-CB (Split System: Heat Pump with Remote Outdoor Unit-Air-Source) | HH836E2S11 | ADP |  | H,YE34*36+TXV | TM8V100C16MP12 | 33200 | 17 | 8.4 | 30000 | 25200 | 84% | 1.98 | 0 | 10.5 |  |  |  |  | R-454B | 2.7667 | Residential & Commercial | USHP | Ducted CEE Tier 1
215423274 | Central HP <5.4 tons | YORK | HRCU-A-CB (Split System: Heat Pump with Remote Outdoor Unit-Air-Source) | HH836E2S11 | ADP |  | H,YE9J*36+TXV | TM8Y100C20MP11 | 33800 | 18 | 8.5 | 30600 | 25400 | 83.01% | 2 | 0 | 10.5 |  |  |  |  | R-454B | 2.8167 | Residential & Commercial | USHP | Ducted CEE Tier 1
215423301 | Central HP <5.4 tons | YORK | HRCU-A-CB (Split System: Heat Pump with Remote Outdoor Unit-Air-Source) | HH836E2S11 | ADP |  | H,YE34*36+TXV | TM9E100C16MP12 | 32400 | 18 | 8.35 | 29400 | 23800 | 80.95% | 1.98 | 0 | 10.5 |  |  |  |  | R-454B | 2.7 | Residential & Commercial | USHP | Ducted CEE Tier 1
215423306 | Central HP <5.4 tons | YORK | HRCU-A-CB (Split System: Heat Pump with Remote Outdoor Unit-Air-Source) | HH836E2S11 | ADP |  | H,YE34*36+TXV | TM9E100C20MP12 | 33200 | 16 | 8.35 | 30400 | 25400 | 83.55% | 1.98 | 0 | 10.5 |  |  |  |  | R-454B | 2.7667 | Residential & Commercial | USHP | Ducted CEE Tier 1
215423315 | Central HP <5.4 tons | YORK | HRCU-A-CB (Split System: Heat Pump with Remote Outdoor Unit-Air-Source) | HH836E2S11 | ADP |  | H,YE80*36+TXV | TM9V060B12MP12 | 32600 | 17 | 8.5 | 29000 | 24800 | 85.52% | 2 | 0 | 11 |  |  |  |  | R-454B | 2.7167 | Residential & Commercial | USHP | Ducted CEE Tier 1
215423324 | Central HP <5.4 tons | YORK | HRCU-A-CB (Split System: Heat Pump with Remote Outdoor Unit-Air-Source) | HH836E2S11 | ADP |  | H,YE9J*36+TXV | TM9V080C16MP12 | 33400 | 17 | 8.5 | 29800 | 25000 | 83.89% | 2 | 0 | 11 |  |  |  |  | R-454B | 2.7833 | Residential & Commercial | USHP | Ducted CEE Tier 1
215423351 | Central HP <5.4 tons | YORK | HRCU-A-CB (Split System: Heat Pump with Remote Outdoor Unit-Air-Source) | HH836E2S11 | ADP |  | H,YE34*36+TXV | TM9Y100C16MP11 | 32200 | 18 | 8.35 | 29400 | 23800 | 80.95% | 1.98 | 0 | 10.5 |  |  |  |  | R-454B | 2.6833 | Residential & Commercial | USHP | Ducted CEE Tier 1
215423367 | Central HP <5.4 tons | YORK | HRCU-A-CB (Split System: Heat Pump with Remote Outdoor Unit-Air-Source) | HH836E2S11 | ADP |  | H,YE35*36+TXV | Y81E080C16SMPS1 | 33600 | 18 | 8.5 | 29200 | 24600 | 84.25% | 2 | 0 | 11.7 |  |  |  |  | R-454B | 2.8 | Residential & Commercial | USHP | Ducted CEE Tier 1
215423390 | Central HP <5.4 tons | YORK | HRCU-A-CB (Split System: Heat Pump with Remote Outdoor Unit-Air-Source) | HH836E2S11 | ADP |  | H,YE80*36+TXV | Y81E100C20SMPS1 | 33800 | 19 | 8.5 | 30000 | 25000 | 83.33% | 2 | 0 | 11 |  |  |  |  | R-454B | 2.8167 | Residential & Commercial | USHP | Ducted CEE Tier 1
215423465 | Central HP <5.4 tons | YORK | HRCU-A-CB (Split System: Heat Pump with Remote Outdoor Unit-Air-Source) | HH860E2S11 | ADP |  | H,YE36*60+TXV | TL9E100C20UH11 | 50500 | 18 | 8.3 | 51500 | 38000 | 73.79% | 1.96 | 0 | 10.5 |  |  |  |  | R-454B | 4.2083 | Residential & Commercial | USHP | Ducted CEE Tier 1
215423483 | Central HP <5.4 tons | YORK | HRCU-A-CB (Split System: Heat Pump with Remote Outdoor Unit-Air-Source) | HH860E2S11 | ADP |  | H,YE3K*60+TXV | TM8E080C16MP11 | 44500 | 18 | 8.5 | 43500 | 33800 | 77.7% | 2 | 0 | 11 |  |  |  |  | R-454B | 3.7083 | Residential & Commercial | USHP | Ducted CEE Tier 1
215423485 | Central HP <5.4 tons | YORK | HRCU-A-CB (Split System: Heat Pump with Remote Outdoor Unit-Air-Source) | HH860E2S11 | ADP |  | H,YE48*48+TXV | TM8E080C16MP11 | 44500 | 18 | 8.5 | 43500 | 33800 | 77.7% | 2 | 0 | 11 |  |  |  |  | R-454B | 3.7083 | Residential & Commercial | USHP | Ducted CEE Tier 1
215423501 | Central HP <5.4 tons | YORK | HRCU-A-CB (Split System: Heat Pump with Remote Outdoor Unit-Air-Source) | HH860E2S11 | ADP |  | H,YE54*60+TXV | TM8E080C20MP11 | 53500 | 19 | 8.5 | 53000 | 39500 | 74.53% | 2 | 0 | 11 |  |  |  |  | R-454B | 4.4583 | Residential & Commercial | USHP | Ducted CEE Tier 1
215423515 | Central HP <5.4 tons | YORK | HRCU-A-CB (Split System: Heat Pump with Remote Outdoor Unit-Air-Source) | HH860E2S11 | ADP |  | H,YE48*48+TXV | TM8E100C16MP11 | 44500 | 18 | 8.5 | 43500 | 33800 | 77.7% | 2 | 0 | 11 |  |  |  |  | R-454B | 3.7083 | Residential & Commercial | USHP | Ducted CEE Tier 1
211225785 | Central HP <5.4 tons | CARRIER | HRCU-A-CB (Split System: Heat Pump with Remote Outdoor Unit-Air-Source) | 38MURAQ36AB3* |  |  | CAP**4221AL* | 58SP*A090V21**20 | 35000 | 16 | 8.1 | 38500 | 35000 | 90.91% | 1.86 | 0 | 9.5 |  |  |  |  | R-410A | 2.9167 | Residential & Commercial | USHP
211225802 | Central HP <5.4 tons | CARRIER | HRCU-A-CB (Split System: Heat Pump with Remote Outdoor Unit-Air-Source) | 38MURAQ36AB3* |  |  | CAP**4221AL* | 59SC5B080E21**20 | 36000 | 15.5 | 8.1 | 39500 | 35200 | 89.11% | 1.92 | 0 | 10 |  |  |  |  | R-410A | 3 | Residential & Commercial | USHP | Ducted CEE Tier 1
216684926 | Central HP <5.4 tons | MAINLINE | HRCU-A-CB (Split System: Heat Pump with Remote Outdoor Unit-Air-Source) | MLP19AY24AJVC |  |  | TCFY2421HEAAM | ML97MV0703A17DH | 22800 | 21 | 8.5 | 22800 | 18500 | 81.14% | 1.8 | 0 | 13 |  |  |  |  | R-454B | 1.9 | Residential & Commercial | USHP | Ducted CEE Tier 1
211225815 | Central HP <5.4 tons | CARRIER | HRCU-A-CB (Split System: Heat Pump with Remote Outdoor Unit-Air-Source) | 38MURAQ36AB3* |  |  | CAP**4221AL* | 59TP6B100V21**20 | 35800 | 15.5 | 8.1 | 39500 | 35200 | 89.11% | 1.9 | 0 | 9.5 |  |  |  |  | R-410A | 2.9833 | Residential & Commercial | USHP
211225817 | Central HP <5.4 tons | CARRIER | HRCU-A-CB (Split System: Heat Pump with Remote Outdoor Unit-Air-Source) | 38MURAQ36AB3* |  |  | CAP**4221AL* | OVLAAB036098 | 35000 | 15.2 | 8.1 | 38500 | 35200 | 91.43% | 1.86 | 0 | 9.5 |  |  |  |  | R-410A | 2.9167 | Residential & Commercial | USHP
211391341 | Central HP <5.4 tons | FRASER-JOHNSTON | HRCU-A-CB (Split System: Heat Pump with Remote Outdoor Unit-Air-Source) | HMH72B341 |  |  | XAFC36DBCN1 | TM8E120C16MP11 | 34000 | 18 | 8.5 | 33600 | 23800 | 70.83% | 2.08 | 0 | 10 |  |  |  |  | R-410A | 2.8333 | Residential & Commercial | USHP | Ducted CEE Tier 1
211391416 | Central HP <5.4 tons | FRASER-JOHNSTON | HRCU-A-CB (Split System: Heat Pump with Remote Outdoor Unit-Air-Source) | HMH72B341 |  |  | XAHC36DXXN1+TXV | TMLE100C16MP11 | 33600 | 17.5 | 8.1 | 33000 | 23200 | 70.3% | 2.04 | 0 | 10 |  |  |  |  | R-410A | 2.8 | Residential & Commercial | USHP | Ducted CEE Tier 1
215423223 | Central HP <5.4 tons | YORK | HRCU-A-CB (Split System: Heat Pump with Remote Outdoor Unit-Air-Source) | HH836E2S11 | ADP |  | H,YE9J*36+TXV-BLEED | TM8E100C16MP11 | 32400 | 18 | 8.5 | 29400 | 25000 | 85.03% | 2 | 0 | 10.5 |  |  |  |  | R-454B | 2.7 | Residential & Commercial | USHP | Ducted CEE Tier 1
215423332 | Central HP <5.4 tons | YORK | HRCU-A-CB (Split System: Heat Pump with Remote Outdoor Unit-Air-Source) | HH836E2S11 | ADP |  | H,YE35*36+TXV | TM9V100C20MP12 | 34200 | 18 | 8.5 | 31000 | 25600 | 82.58% | 2 | 0 | 10 |  |  |  |  | R-454B | 2.85 | Residential & Commercial | USHP | Ducted CEE Tier 1
215423393 | Central HP <5.4 tons | YORK | HRCU-A-CB (Split System: Heat Pump with Remote Outdoor Unit-Air-Source) | HH836E2S11 | ADP |  | H,YE9J*36+TXV-BLEED | Y81E120C16SMPS1 | 33200 | 18 | 8.5 | 29400 | 24800 | 84.35% | 2 | 0 | 11.5 |  |  |  |  | R-454B | 2.7667 | Residential & Commercial | USHP | Ducted CEE Tier 1
215423400 | Central HP <5.4 tons | YORK | HRCU-A-CB (Split System: Heat Pump with Remote Outdoor Unit-Air-Source) | HH836E2S11 | ADP |  | H,YE80*36+TXV | Y81E120C20SMPS1 | 33600 | 19 | 8.5 | 30000 | 25000 | 83.33% | 2 | 0 | 11 |  |  |  |  | R-454B | 2.8 | Residential & Commercial | USHP | Ducted CEE Tier 1
211393172 | Central HP <5.4 tons | FRASER-JOHNSTON | HRCU-A-CB (Split System: Heat Pump with Remote Outdoor Unit-Air-Source) | HMH72B341 |  |  | XAHC30CXXN1+TXV | TL9E060B12UH11 | 31800 | 17 | 8.1 | 32800 | 23200 | 70.73% | 1.96 | 0 | 9 |  |  |  |  | R-410A | 2.65 | Residential & Commercial | USHP
215425383 | Central HP <5.4 tons | YORK | HRCU-A-CB (Split System: Heat Pump with Remote Outdoor Unit-Air-Source) | HH860E2S11 | ADP |  | H,YE55*48+TXV | TM8V080C16MP12 | 43500 | 18 | 8.5 | 42000 | 32800 | 78.1% | 2 | 0 | 11.7 |  |  |  |  | R-454B | 3.625 | Residential & Commercial | USHP | Ducted CEE Tier 1
215425386 | Central HP <5.4 tons | YORK | HRCU-A-CB (Split System: Heat Pump with Remote Outdoor Unit-Air-Source) | HH860E2S11 | ADP |  | H,YE74*60+TXV | TM8V080C16MP12 | 43500 | 18 | 8.5 | 42000 | 32800 | 78.1% | 2 | 0 | 11.7 |  |  |  |  | R-454B | 3.625 | Residential & Commercial | USHP | Ducted CEE Tier 1
215425400 | Central HP <5.4 tons | YORK | HRCU-A-CB (Split System: Heat Pump with Remote Outdoor Unit-Air-Source) | HH860E2S11 | ADP |  | H,YE72*48+TXV | TM8V100C20MP12 | 44000 | 18 | 8.5 | 42500 | 33200 | 78.12% | 2 | 0 | 11.7 |  |  |  |  | R-454B | 3.6667 | Residential & Commercial | USHP | Ducted CEE Tier 1
215425419 | Central HP <5.4 tons | YORK | HRCU-A-CB (Split System: Heat Pump with Remote Outdoor Unit-Air-Source) | HH860E2S11 | ADP |  | H,YE37*48+TXV | TM8Y100C16MP11 | 44000 | 17 | 8.5 | 42000 | 33000 | 78.57% | 2 | 0 | 11.7 |  |  |  |  | R-454B | 3.6667 | Residential & Commercial | USHP | Ducted CEE Tier 1
215425433 | Central HP <5.4 tons | YORK | HRCU-A-CB (Split System: Heat Pump with Remote Outdoor Unit-Air-Source) | HH860E2S11 | ADP |  | H,YE72*60+TXV | TM8Y120C20MP11 | 53500 | 19 | 8.5 | 53000 | 39500 | 74.53% | 2 | 0 | 11 |  |  |  |  | R-454B | 4.4583 | Residential & Commercial | USHP | Ducted CEE Tier 1
215425449 | Central HP <5.4 tons | YORK | HRCU-A-CB (Split System: Heat Pump with Remote Outdoor Unit-Air-Source) | HH860E2S11 | ADP |  | H,YE37*48+TXV | TM9E100C16MP12 | 44500 | 17 | 8.5 | 44000 | 34000 | 77.27% | 2 | 0 | 11 |  |  |  |  | R-454B | 3.7083 | Residential & Commercial | USHP | Ducted CEE Tier 1
215425451 | Central HP <5.4 tons | YORK | HRCU-A-CB (Split System: Heat Pump with Remote Outdoor Unit-Air-Source) | HH860E2S11 | ADP |  | H,YE72*60+TXV | TM9E100C16MP12 | 44500 | 18 | 8.5 | 44000 | 34000 | 77.27% | 2 | 0 | 11 |  |  |  |  | R-454B | 3.7083 | Residential & Commercial | USHP | Ducted CEE Tier 1
215425467 | Central HP <5.4 tons | YORK | HRCU-A-CB (Split System: Heat Pump with Remote Outdoor Unit-Air-Source) | HH860E2S11 | ADP |  | H,YE3K*48+TXV | TM9V080C16MP12 | 43500 | 17 | 8.5 | 42000 | 33000 | 78.57% | 2 | 0 | 11 |  |  |  |  | R-454B | 3.625 | Residential & Commercial | USHP | Ducted CEE Tier 1
215425713 | Central HP <5.4 tons | YORK | HRCU-A-CB (Split System: Heat Pump with Remote Outdoor Unit-Air-Source) | HH824E2S11 | ADP |  | H,YE7J*24+TXV | TM9E060A10MP12 | 22400 | 16 | 8.8 | 21400 | 17700 | 82.71% | 1.96 | 0 | 10.5 |  |  |  |  | R-454B | 1.8667 | Residential & Commercial | USHP | Ducted CEE Tier 1
215425774 | Central HP <5.4 tons | YORK | HRCU-A-CB (Split System: Heat Pump with Remote Outdoor Unit-Air-Source) | HH824E2S11 | ADP |  | H,YE32*30+TXV | Y81E060A12SMPS1 | 22200 | 17 | 8.65 | 20800 | 16900 | 81.25% | 1.94 | 0 | 11.5 |  |  |  |  | R-454B | 1.85 | Residential & Commercial | USHP | Ducted CEE Tier 1
215425806 | Central HP <5.4 tons | YORK | HRCU-A-CB (Split System: Heat Pump with Remote Outdoor Unit-Air-Source) | HH824E2S11 | ADP |  | H,YE32*24+TXV | Y91E026A08SMPS1 | 22200 | 17 | 8.2 | 21200 | 16900 | 79.72% | 1.94 | 0 | 11.5 |  |  |  |  | R-454B | 1.85 | Residential & Commercial | USHP | Ducted CEE Tier 1
215425813 | Central HP <5.4 tons | YORK | HRCU-A-CB (Split System: Heat Pump with Remote Outdoor Unit-Air-Source) | HH824E2S11 | ADP |  | H,YE32*24+TXV | Y91E040A10SMPS1 | 22200 | 17 | 8.2 | 21200 | 17400 | 82.08% | 1.94 | 0 | 11.5 |  |  |  |  | R-454B | 1.85 | Residential & Commercial | USHP | Ducted CEE Tier 1
215425838 | Central HP <5.4 tons | YORK | HRCU-A-CB (Split System: Heat Pump with Remote Outdoor Unit-Air-Source) | HH824E2S11 | ADP |  | H,YE24*24+TXV | YP9C060B12MP13 | 21800 | 17 | 8.55 | 21200 | 17200 | 81.13% | 1.92 | 0 | 11 |  |  |  |  | R-454B | 1.8167 | Residential & Commercial | USHP | Ducted CEE Tier 1
215425847 | Central HP <5.4 tons | YORK | HRCU-A-CB (Split System: Heat Pump with Remote Outdoor Unit-Air-Source) | HH824E2S11 | ADP |  | H,YE32*30+TXV-BLEED | YP9C080B12MP13 | 22200 | 17 | 8.65 | 21200 | 17300 | 81.6% | 1.94 | 0 | 11.5 |  |  |  |  | R-454B | 1.85 | Residential & Commercial | USHP | Ducted CEE Tier 1
214396273 | Central HP <5.4 tons | LUXAIRE | HRCU-A-CB (Split System: Heat Pump with Remote Outdoor Unit-Air-Source) | HH824E2S11 |  |  | CTM30B5ACS1 | TP9C080B12MP13 | 23000 | 17 | 9.5 | 23000 | 17800 | 77.39% | 2 | 0 | 12 |  |  |  |  | R-454B | 1.9167 | Residential & Commercial | USHP | Ducted CEE Tier 1
214397156 | Central HP <5.4 tons | LUXAIRE | HRCU-A-CB (Split System: Heat Pump with Remote Outdoor Unit-Air-Source) | HH824E2S11 |  |  | CTF30B5ACS1 | TPLC080B12MP13 | 23000 | 17 | 9.5 | 23000 | 17900 | 77.83% | 2 | 0 | 12 |  |  |  |  | R-454B | 1.9167 | Residential & Commercial | USHP | Ducted CEE Tier 1
214397126 | Central HP <5.4 tons | LUXAIRE | HRCU-A-CB (Split System: Heat Pump with Remote Outdoor Unit-Air-Source) | HH824E2S11 |  |  | CTF30B5ACS1 | TM9E060B12MP12 | 23000 | 17 | 9.5 | 23000 | 18900 | 82.17% | 2 | 0 | 11.7 |  |  |  |  | R-454B | 1.9167 | Residential & Commercial | USHP | Ducted CEE Tier 1
215425792 | Central HP <5.4 tons | YORK | HRCU-A-CB (Split System: Heat Pump with Remote Outdoor Unit-Air-Source) | HH824E2S11 | ADP |  | H,YE32*24+TXV | Y82E060A12LMPS1 | 22200 | 18 | 8.65 | 21200 | 17300 | 81.6% | 1.94 | 0 | 11.5 |  |  |  |  | R-454B | 1.85 | Residential & Commercial | USHP | Ducted CEE Tier 1
215425794 | Central HP <5.4 tons | YORK | HRCU-A-CB (Split System: Heat Pump with Remote Outdoor Unit-Air-Source) | HH824E2S11 | ADP |  | H,YE33*30+TXV | Y82E060A12LMPS1 | 22600 | 18 | 8.8 | 21400 | 17300 | 80.84% | 1.96 | 0 | 11.7 |  |  |  |  | R-454B | 1.8833 | Residential & Commercial | USHP | Ducted CEE Tier 1
214398672 | Central HP <5.4 tons | LUXAIRE | HRCU-A-CB (Split System: Heat Pump with Remote Outdoor Unit-Air-Source) | HH860E2S11 |  |  | CTM60C5CGS1+JME16C2SN1 | 0 | 44500 | 19 | 9 | 44000 | 33000 | 75% | 2 | 0 | 12 |  |  |  |  | R-454B | 3.7083 | Residential & Commercial | USHP | Ducted CEE Tier 1
214398321 | Central HP <5.4 tons | LUXAIRE | HRCU-A-CB (Split System: Heat Pump with Remote Outdoor Unit-Air-Source) | HH860E2S11 |  |  | CTM60C5CGS1 | LP9C100C16MP13 | 43500 | 18 | 9 | 44000 | 33200 | 75.45% | 2 | 0 | 11.7 |  |  |  |  | R-454B | 3.625 | Residential & Commercial | USHP | Ducted CEE Tier 1
214398003 | Central HP <5.4 tons | LUXAIRE | HRCU-A-CB (Split System: Heat Pump with Remote Outdoor Unit-Air-Source) | HH860E2S11 |  |  | CTF60D5CHS1 | TM9Y120D20MP11 | 53500 | 19 | 8.5 | 54500 | 39500 | 72.48% | 2 | 0 | 11 |  |  |  |  | R-454B | 4.4583 | Residential & Commercial | USHP | Ducted CEE Tier 1
214398252 | Central HP <5.4 tons | LUXAIRE | HRCU-A-CB (Split System: Heat Pump with Remote Outdoor Unit-Air-Source) | HH860E2S11 |  |  | CTF60C5CGS1+JMC17C2SN1 | 0 | 44500 | 18 | 9 | 44000 | 33000 | 75% | 2 | 0 | 12 |  |  |  |  | R-454B | 3.7083 | Residential & Commercial | USHP | Ducted CEE Tier 1
214398487 | Central HP <5.4 tons | LUXAIRE | HRCU-A-CB (Split System: Heat Pump with Remote Outdoor Unit-Air-Source) | HH836E2S11 |  |  | CTM36B5CDS1 | TM8Y080B12MP11 | 33400 | 18 | 8.5 | 31200 | 25600 | 82.05% | 2 | 0 | 11 |  |  |  |  | R-454B | 2.7833 | Residential & Commercial | USHP | Ducted CEE Tier 1
216374667 | Central HP <5.4 tons | LUXAIRE | HRCU-A-CB (Split System: Heat Pump with Remote Outdoor Unit-Air-Source) | HH836E2S11 |  |  | CTM36B5CDS1 | Z9ET080B12SMPS1 | 33200 | 18 | 8.5 | 31200 | 24000 | 76.92% | 2 | 0 | 11 |  |  |  |  | R-454B | 2.7667 | Residential & Commercial | USHP | Ducted CEE Tier 1
214398121 | Central HP <5.4 tons | LUXAIRE | HRCU-A-CB (Split System: Heat Pump with Remote Outdoor Unit-Air-Source) | HH836E2S11 |  |  | CTM36B5CDS1 | LPLC080B12MP13 | 32800 | 17 | 8.5 | 30800 | 25200 | 81.82% | 2 | 0 | 11 |  |  |  |  | R-454B | 2.7333 | Residential & Commercial | USHP | Ducted CEE Tier 1
214398586 | Central HP <5.4 tons | LUXAIRE | HRCU-A-CB (Split System: Heat Pump with Remote Outdoor Unit-Air-Source) | HH836E2S11 |  |  | CTM48C5CFS1 | LP9C100C20MP13 | 34200 | 19 | 9 | 32600 | 25800 | 79.14% | 2 | 0 | 11 |  |  |  |  | R-454B | 2.85 | Residential & Commercial | USHP | Ducted CEE Tier 1
214398588 | Central HP <5.4 tons | LUXAIRE | HRCU-A-CB (Split System: Heat Pump with Remote Outdoor Unit-Air-Source) | HH836E2S11 |  |  | CTM48C5CFS1 | TM9Y080C16MP11 | 32800 | 19 | 9 | 31200 | 25200 | 80.77% | 2 | 0 | 11 |  |  |  |  | R-454B | 2.7333 | Residential & Commercial | USHP | Ducted CEE Tier 1
214397685 | Central HP <5.4 tons | LUXAIRE | HRCU-A-CB (Split System: Heat Pump with Remote Outdoor Unit-Air-Source) | HH836E2S11 |  |  | CTF36C5CDS1 | TM8E120C20MP11 | 34600 | 17 | 8.5 | 32600 | 26600 | 81.6% | 2 | 0 | 11 |  |  |  |  | R-454B | 2.8833 | Residential & Commercial | USHP | Ducted CEE Tier 1
215423551 | Central HP <5.4 tons | YORK | HRCU-A-CB (Split System: Heat Pump with Remote Outdoor Unit-Air-Source) | HH860E2S11 | ADP |  | H,YE74*48+TXV | TM8E120C16MP11 | 44500 | 18 | 8.5 | 43500 | 33800 | 77.7% | 2 | 0 | 11 |  |  |  |  | R-454B | 3.7083 | Residential & Commercial | USHP | Ducted CEE Tier 1
215423599 | Central HP <5.4 tons | YORK | HRCU-A-CB (Split System: Heat Pump with Remote Outdoor Unit-Air-Source) | HH860E2S11 | ADP |  | H,YE36*60+TXV | TM8V100C16MP12 | 43000 | 17 | 8.4 | 42000 | 32800 | 78.1% | 1.98 | 0 | 11.5 |  |  |  |  | R-454B | 3.5833 | Residential & Commercial | USHP | Ducted CEE Tier 1
215423674 | Central HP <5.4 tons | YORK | HRCU-A-CB (Split System: Heat Pump with Remote Outdoor Unit-Air-Source) | HH860E2S11 | ADP |  | H,YE84*60+TXV | TM8Y100C16MP11 | 44000 | 18 | 8.5 | 42000 | 33000 | 78.57% | 2 | 0 | 11.7 |  |  |  |  | R-454B | 3.6667 | Residential & Commercial | USHP | Ducted CEE Tier 1
215423690 | Central HP <5.4 tons | YORK | HRCU-A-CB (Split System: Heat Pump with Remote Outdoor Unit-Air-Source) | HH860E2S11 | ADP |  | H,YE36*60+TXV | TM8Y120C20MP11 | 52000 | 18 | 8.3 | 53000 | 39500 | 74.53% | 1.96 | 0 | 10.5 |  |  |  |  | R-454B | 4.3333 | Residential & Commercial | USHP | Ducted CEE Tier 1
215423710 | Central HP <5.4 tons | YORK | HRCU-A-CB (Split System: Heat Pump with Remote Outdoor Unit-Air-Source) | HH860E2S11 | ADP |  | H,YE48*60+TXV-BLEED | TM9E080C16MP12 | 44500 | 18 | 8.5 | 43500 | 34000 | 78.16% | 2 | 0 | 11 |  |  |  |  | R-454B | 3.7083 | Residential & Commercial | USHP | Ducted CEE Tier 1
215423715 | Central HP <5.4 tons | YORK | HRCU-A-CB (Split System: Heat Pump with Remote Outdoor Unit-Air-Source) | HH860E2S11 | ADP |  | H,YE55*60+TXV | TM9E080C16MP12 | 44500 | 18 | 8.5 | 43500 | 34000 | 78.16% | 2 | 0 | 11 |  |  |  |  | R-454B | 3.7083 | Residential & Commercial | USHP | Ducted CEE Tier 1
215423726 | Central HP <5.4 tons | YORK | HRCU-A-CB (Split System: Heat Pump with Remote Outdoor Unit-Air-Source) | HH860E2S11 | ADP |  | H,YE48*60+TXV | TM9E080C20MP12 | 53500 | 18 | 8.5 | 53000 | 39500 | 74.53% | 2 | 0 | 11 |  |  |  |  | R-454B | 4.4583 | Residential & Commercial | USHP | Ducted CEE Tier 1
215423733 | Central HP <5.4 tons | YORK | HRCU-A-CB (Split System: Heat Pump with Remote Outdoor Unit-Air-Source) | HH860E2S11 | ADP |  | H,YE36*60+TXV-BLEED | TM9E100C16MP12 | 44000 | 17 | 8.4 | 44000 | 34000 | 77.27% | 1.98 | 0 | 10.5 |  |  |  |  | R-454B | 3.6667 | Residential & Commercial | USHP | Ducted CEE Tier 1
215425833 | Central HP <5.4 tons | YORK | HRCU-A-CB (Split System: Heat Pump with Remote Outdoor Unit-Air-Source) | HH824E2S11 | ADP |  | H,YE32*30+TXV-BLEED | Y91E080B12SMPS1 | 22200 | 17 | 8.65 | 21200 | 17400 | 82.08% | 1.94 | 0 | 11.5 |  |  |  |  | R-454B | 1.85 | Residential & Commercial | USHP | Ducted CEE Tier 1
216684924 | Central HP <5.4 tons | MAINLINE | HRCU-A-CB (Split System: Heat Pump with Remote Outdoor Unit-Air-Source) | MLP19AY24AJVC |  |  | TCFY2421HEAAM | ML98MV0603A17UP | 22800 | 21 | 8.5 | 22800 | 18500 | 81.14% | 1.8 | 0 | 13 |  |  |  |  | R-454B | 1.9 | Residential & Commercial | USHP | Ducted CEE Tier 1
216684956 | Central HP <5.4 tons | MAINLINE | HRCU-A-CB (Split System: Heat Pump with Remote Outdoor Unit-Air-Source) | MLP19AY48AJVC |  |  | TCFY4821SEAAM | ML802V0755A21UH | 45500 | 19 | 10 | 45500 | 42000 | 92.31% | 2.1 | 0 | 12 |  |  |  |  | R-454B | 3.7917 | Residential & Commercial | USHP | Ducted CEE Tier 1
215423191 | Central HP <5.4 tons | YORK | HRCU-A-CB (Split System: Heat Pump with Remote Outdoor Unit-Air-Source) | HH836E2S11 | ADP |  | H,YE34*36+TXV | TL9E080C16UH11 | 32200 | 17 | 8.35 | 29600 | 23800 | 80.41% | 1.98 | 0 | 10.5 |  |  |  |  | R-454B | 2.6833 | Residential & Commercial | USHP | Ducted CEE Tier 1
215423207 | Central HP <5.4 tons | YORK | HRCU-A-CB (Split System: Heat Pump with Remote Outdoor Unit-Air-Source) | HH836E2S11 | ADP |  | H,YE35*36+TXV | TM8E080C16MP11 | 33400 | 18 | 8.5 | 29400 | 24800 | 84.35% | 2 | 0 | 11 |  |  |  |  | R-454B | 2.7833 | Residential & Commercial | USHP | Ducted CEE Tier 1
215423264 | Central HP <5.4 tons | YORK | HRCU-A-CB (Split System: Heat Pump with Remote Outdoor Unit-Air-Source) | HH836E2S11 | ADP |  | H,YE9J*36+TXV | TM8Y080C16MP11 | 33000 | 18 | 8.5 | 29800 | 25200 | 84.56% | 2 | 0 | 10.5 |  |  |  |  | R-454B | 2.75 | Residential & Commercial | USHP | Ducted CEE Tier 1
215423316 | Central HP <5.4 tons | YORK | HRCU-A-CB (Split System: Heat Pump with Remote Outdoor Unit-Air-Source) | HH836E2S11 | ADP |  | H,YE34*36+TXV | TM9V080B12MP12 | 32600 | 17 | 8.4 | 29200 | 24800 | 84.93% | 1.98 | 0 | 10.5 |  |  |  |  | R-454B | 2.7167 | Residential & Commercial | USHP | Ducted CEE Tier 1
214398237 | Central HP <5.4 tons | LUXAIRE | HRCU-A-CB (Split System: Heat Pump with Remote Outdoor Unit-Air-Source) | HH860E2S11 |  |  | CTF60C5CGS1 | TM9Y100C20MP11 | 44500 | 17 | 9 | 46000 | 34000 | 73.91% | 2 | 0 | 11 |  |  |  |  | R-454B | 3.7083 | Residential & Commercial | USHP | Ducted CEE Tier 1
212383399 | Central HP <5.4 tons | CARRIER | HRCU-A-CB (Split System: Heat Pump with Remote Outdoor Unit-Air-Source) | 38MURAQ36AB3* |  |  | CAP**3721AL* | 58S(B,C)*A070E17**16 | 36600 | 15.5 | 8.5 | 39000 | 34800 | 89.23% | 2.1 | 0 | 10 |  |  |  |  | R-410A | 3.05 | Residential & Commercial | USHP | Ducted CEE Tier 1
211225707 | Central HP <5.4 tons | CARRIER | HRCU-A-CB (Split System: Heat Pump with Remote Outdoor Unit-Air-Source) | 38MURAQ36AB3* |  |  | CAP**3717AL* | 58TP*A070V17**16 | 36400 | 15.5 | 8.5 | 39500 | 35000 | 88.61% | 2.04 | 0 | 10 |  |  |  |  | R-410A | 3.0333 | Residential & Commercial | USHP | Ducted CEE Tier 1
211225743 | Central HP <5.4 tons | CARRIER | HRCU-A-CB (Split System: Heat Pump with Remote Outdoor Unit-Air-Source) | 38MURAQ36AB3* |  |  | CAP**3721AL* | 58TP*A110V21**22 | 37000 | 15.5 | 8.5 | 38500 | 34800 | 90.39% | 2.12 | 0 | 10 |  |  |  |  | R-410A | 3.0833 | Residential & Commercial | USHP | Ducted CEE Tier 1
211225790 | Central HP <5.4 tons | CARRIER | HRCU-A-CB (Split System: Heat Pump with Remote Outdoor Unit-Air-Source) | 38MURAQ36AB3* |  |  | CAP**4221AL* | 58TP*A070V17**16 | 35400 | 16 | 8.1 | 38500 | 35000 | 90.91% | 1.88 | 0 | 10 |  |  |  |  | R-410A | 2.95 | Residential & Commercial | USHP | Ducted CEE Tier 1
215425483 | Central HP <5.4 tons | YORK | HRCU-A-CB (Split System: Heat Pump with Remote Outdoor Unit-Air-Source) | HH860E2S11 | ADP |  | H,YE74*60+TXV | TM9V100C16MP12 | 43500 | 18 | 8.5 | 42000 | 32800 | 78.1% | 2 | 0 | 11.7 |  |  |  |  | R-454B | 3.625 | Residential & Commercial | USHP | Ducted CEE Tier 1
215425485 | Central HP <5.4 tons | YORK | HRCU-A-CB (Split System: Heat Pump with Remote Outdoor Unit-Air-Source) | HH860E2S11 | ADP |  | H,YE86*48+TXV | TM9V100C16MP12 | 43500 | 18 | 8.5 | 42000 | 32800 | 78.1% | 2 | 0 | 11.7 |  |  |  |  | R-454B | 3.625 | Residential & Commercial | USHP | Ducted CEE Tier 1
215425536 | Central HP <5.4 tons | YORK | HRCU-A-CB (Split System: Heat Pump with Remote Outdoor Unit-Air-Source) | HH860E2S11 | ADP |  | H,YE72*60+TXV | Y81E100C16SMPS1 | 44000 | 18 | 8.5 | 42000 | 32800 | 78.1% | 2 | 0 | 12 |  |  |  |  | R-454B | 3.6667 | Residential & Commercial | USHP | Ducted CEE Tier 1
215425566 | Central HP <5.4 tons | YORK | HRCU-A-CB (Split System: Heat Pump with Remote Outdoor Unit-Air-Source) | HH860E2S11 | ADP |  | H,YE37*48+TXV | Y91E080C16SMPS1 | 45000 | 17 | 8.5 | 45000 | 33400 | 74.22% | 2 | 0 | 11.7 |  |  |  |  | R-454B | 3.75 | Residential & Commercial | USHP | Ducted CEE Tier 1
215425600 | Central HP <5.4 tons | YORK | HRCU-A-CB (Split System: Heat Pump with Remote Outdoor Unit-Air-Source) | HH860E2S11 | ADP |  | H,YE72*48+TXV | Y91E100C20SMPS1 | 45500 | 18 | 8.5 | 45000 | 33600 | 74.67% | 2 | 0 | 11.7 |  |  |  |  | R-454B | 3.7917 | Residential & Commercial | USHP | Ducted CEE Tier 1
215425634 | Central HP <5.4 tons | YORK | HRCU-A-CB (Split System: Heat Pump with Remote Outdoor Unit-Air-Source) | HH860E2S11 | ADP |  | H,YE49*48+TXV | YP9C100C16MP13 | 43500 | 18 | 8.5 | 42000 | 32800 | 78.1% | 2 | 0 | 11.7 |  |  |  |  | R-454B | 3.625 | Residential & Commercial | USHP | Ducted CEE Tier 1
213297414 | Central HP <5.4 tons | LUXAIRE | HRCU-A-CB (Split System: Heat Pump with Remote Outdoor Unit-Air-Source) | HMH72B341 |  |  | XAFB36DXXN1+JMVT12BC2N1+TXV | 0 | 34000 | 18.5 | 8.5 | 33600 | 23600 | 70.24% | 2.1 | 0 | 10 |  |  |  |  | R-410A | 2.8333 | Residential & Commercial | USHP | Ducted CEE Tier 1
213297559 | Central HP <5.4 tons | LUXAIRE | HRCU-A-CB (Split System: Heat Pump with Remote Outdoor Unit-Air-Source) | HMH72B341 |  |  | XAHC36DXXN1+TXV | Z8ES100B12SMPS1 | 33400 | 17.5 | 8.1 | 32800 | 23200 | 70.73% | 2.02 | 0 | 9.5 |  |  |  |  | R-410A | 2.7833 | Residential & Commercial | USHP
213297634 | Central HP <5.4 tons | LUXAIRE | HRCU-A-CB (Split System: Heat Pump with Remote Outdoor Unit-Air-Source) | HMH72B341 |  |  | XAHB36DXXN1+TXV | Z8ES080B12LMPS1 | 33200 | 17.5 | 8.1 | 32800 | 23000 | 70.12% | 2 | 0 | 10 |  |  |  |  | R-410A | 2.7667 | Residential & Commercial | USHP | Ducted CEE Tier 1
213297814 | Central HP <5.4 tons | LUXAIRE | HRCU-A-CB (Split System: Heat Pump with Remote Outdoor Unit-Air-Source) | HMH72B341 |  |  | XAHC30CXXN1+TXV | Z8ES080B12LMPS1 | 31800 | 17 | 8.1 | 32200 | 22600 | 70.19% | 2 | 0 | 10 |  |  |  |  | R-410A | 2.65 | Residential & Commercial | USHP | Ducted CEE Tier 1
213297834 | Central HP <5.4 tons | LUXAIRE | HRCU-A-CB (Split System: Heat Pump with Remote Outdoor Unit-Air-Source) | HMH72B341 |  |  | XAUB30CXXN1+TXV | Z8ES080B12LMPS1 | 33000 | 18 | 8.5 | 33000 | 23400 | 70.91% | 2.04 | 0 | 9.5 |  |  |  |  | R-410A | 2.75 | Residential & Commercial | USHP
213297909 | Central HP <5.4 tons | LUXAIRE | HRCU-A-CB (Split System: Heat Pump with Remote Outdoor Unit-Air-Source) | HMH72B341 |  |  | XAHC30CXXN1+TXV | Z8ET100C20LMPS1 | 32800 | 18.5 | 8.5 | 32000 | 22800 | 71.25% | 2.04 | 0 | 9.5 |  |  |  |  | R-410A | 2.7333 | Residential & Commercial | USHP
215423774 | Central HP <5.4 tons | YORK | HRCU-A-CB (Split System: Heat Pump with Remote Outdoor Unit-Air-Source) | HH860E2S11 | ADP |  | H,YE35*48+TXV | TM9V080C16MP12 | 42500 | 17 | 8.3 | 42000 | 33000 | 78.57% | 1.96 | 0 | 10.5 |  |  |  |  | R-454B | 3.5417 | Residential & Commercial | USHP | Ducted CEE Tier 1
215423794 | Central HP <5.4 tons | YORK | HRCU-A-CB (Split System: Heat Pump with Remote Outdoor Unit-Air-Source) | HH860E2S11 | ADP |  | H,YE36*48+TXV | TM9V100C16MP12 | 43000 | 17 | 8.4 | 42000 | 32800 | 78.1% | 1.98 | 0 | 11.5 |  |  |  |  | R-454B | 3.5833 | Residential & Commercial | USHP | Ducted CEE Tier 1
215423801 | Central HP <5.4 tons | YORK | HRCU-A-CB (Split System: Heat Pump with Remote Outdoor Unit-Air-Source) | HH860E2S11 | ADP |  | H,YE48*48+TXV | TM9V100C16MP12 | 43500 | 18 | 8.5 | 42000 | 32800 | 78.1% | 2 | 0 | 11.7 |  |  |  |  | R-454B | 3.625 | Residential & Commercial | USHP | Ducted CEE Tier 1
215423824 | Central HP <5.4 tons | YORK | HRCU-A-CB (Split System: Heat Pump with Remote Outdoor Unit-Air-Source) | HH860E2S11 | ADP |  | H,YE36*60+TXV | TM9V120D20MP12 | 51500 | 18 | 8.3 | 52500 | 39000 | 74.29% | 1.96 | 0 | 10.5 |  |  |  |  | R-454B | 4.2917 | Residential & Commercial | USHP | Ducted CEE Tier 1
215423833 | Central HP <5.4 tons | YORK | HRCU-A-CB (Split System: Heat Pump with Remote Outdoor Unit-Air-Source) | HH860E2S11 | ADP |  | H,YE49*60+TXV | TM9V120D20MP12 | 53000 | 19 | 8.5 | 52000 | 38500 | 74.04% | 2 | 0 | 11 |  |  |  |  | R-454B | 4.4167 | Residential & Commercial | USHP | Ducted CEE Tier 1
215423860 | Central HP <5.4 tons | YORK | HRCU-A-CB (Split System: Heat Pump with Remote Outdoor Unit-Air-Source) | HH860E2S11 | ADP |  | H,YE2K*60+TXV | TM9Y100C16MP11 | 43500 | 16 | 8.45 | 42500 | 33400 | 78.59% | 2 | 0 | 10.5 |  |  |  |  | R-454B | 3.625 | Residential & Commercial | USHP | Ducted CEE Tier 1
215423867 | Central HP <5.4 tons | YORK | HRCU-A-CB (Split System: Heat Pump with Remote Outdoor Unit-Air-Source) | HH860E2S11 | ADP |  | H,YE55*60+TXV | TM9Y100C16MP11 | 44000 | 17 | 8.5 | 42500 | 33400 | 78.59% | 2 | 0 | 11 |  |  |  |  | R-454B | 3.6667 | Residential & Commercial | USHP | Ducted CEE Tier 1
215423869 | Central HP <5.4 tons | YORK | HRCU-A-CB (Split System: Heat Pump with Remote Outdoor Unit-Air-Source) | HH860E2S11 | ADP |  | H,YE74*48+TXV | TM9Y100C16MP11 | 44000 | 17 | 8.5 | 42500 | 33400 | 78.59% | 2 | 0 | 11 |  |  |  |  | R-454B | 3.6667 | Residential & Commercial | USHP | Ducted CEE Tier 1
215423452 | Central HP <5.4 tons | YORK | HRCU-A-CB (Split System: Heat Pump with Remote Outdoor Unit-Air-Source) | HH860E2S11 | ADP |  | H,YE2K*60+TXV | TL9E080C16UH11 | 44500 | 17 | 8.45 | 44000 | 34000 | 77.27% | 2 | 0 | 11 |  |  |  |  | R-454B | 3.7083 | Residential & Commercial | USHP | Ducted CEE Tier 1
215423454 | Central HP <5.4 tons | YORK | HRCU-A-CB (Split System: Heat Pump with Remote Outdoor Unit-Air-Source) | HH860E2S11 | ADP |  | H,YE48*60+TXV-BLEED | TL9E080C16UH11 | 44500 | 18 | 8.5 | 44000 | 34000 | 77.27% | 2 | 0 | 11 |  |  |  |  | R-454B | 3.7083 | Residential & Commercial | USHP | Ducted CEE Tier 1
215423472 | Central HP <5.4 tons | YORK | HRCU-A-CB (Split System: Heat Pump with Remote Outdoor Unit-Air-Source) | HH860E2S11 | ADP |  | H,YE55*60+TXV | TL9E100C20UH11 | 52000 | 19 | 8.5 | 51500 | 38000 | 73.79% | 2 | 0 | 11 |  |  |  |  | R-454B | 4.3333 | Residential & Commercial | USHP | Ducted CEE Tier 1
215423502 | Central HP <5.4 tons | YORK | HRCU-A-CB (Split System: Heat Pump with Remote Outdoor Unit-Air-Source) | HH860E2S11 | ADP |  | H,YE55*60+TXV | TM8E080C20MP11 | 53500 | 19 | 8.5 | 53000 | 39500 | 74.53% | 2 | 0 | 11 |  |  |  |  | R-454B | 4.4583 | Residential & Commercial | USHP | Ducted CEE Tier 1
215423505 | Central HP <5.4 tons | YORK | HRCU-A-CB (Split System: Heat Pump with Remote Outdoor Unit-Air-Source) | HH860E2S11 | ADP |  | H,YE86*60+TXV | TM8E080C20MP11 | 53500 | 19 | 8.5 | 53000 | 39500 | 74.53% | 2 | 0 | 11 |  |  |  |  | R-454B | 4.4583 | Residential & Commercial | USHP | Ducted CEE Tier 1
213613870 | Central HP <5.4 tons | CONTINENTAL | HRCU-A-C (Split System: Heat Pump with Remote Outdoor Unit with No Indoor Fan --Air Source) | WSEHV4860RA1-C | ADP |  | *E50960+TD | 0 | 50500 | 15.2 | 8.4 | 51000 | 36800 | 72.16% | 1.78 | 0 | 9.5 |  |  |  |  | R-410A | 4.2083 | Residential & Commercial | USHP
214398286 | Central HP <5.4 tons | LUXAIRE | HRCU-A-CB (Split System: Heat Pump with Remote Outdoor Unit-Air-Source) | HH860E2S11 |  |  | CTM60C5CGS1+JMVT16CC2N1 | 0 | 45000 | 19 | 9 | 44500 | 33200 | 74.61% | 2 | 0 | 12 |  |  |  |  | R-454B | 3.75 | Residential & Commercial | USHP | Ducted CEE Tier 1
214397870 | Central HP <5.4 tons | LUXAIRE | HRCU-A-CB (Split System: Heat Pump with Remote Outdoor Unit-Air-Source) | HH860E2S11 |  |  | CTF60C5CGS1 | TM9E080C20MP12 | 44500 | 17 | 9 | 45000 | 33800 | 75.11% | 2 | 0 | 11.7 |  |  |  |  | R-454B | 3.7083 | Residential & Commercial | USHP | Ducted CEE Tier 1
215425795 | Central HP <5.4 tons | YORK | HRCU-A-CB (Split System: Heat Pump with Remote Outdoor Unit-Air-Source) | HH824E2S11 | ADP |  | H,YE7J*24+TXV | Y82E060A12LMPS1 | 22400 | 18 | 8.8 | 21400 | 17300 | 80.84% | 1.96 | 0 | 11.5 |  |  |  |  | R-454B | 1.8667 | Residential & Commercial | USHP | Ducted CEE Tier 1
215425829 | Central HP <5.4 tons | YORK | HRCU-A-CB (Split System: Heat Pump with Remote Outdoor Unit-Air-Source) | HH824E2S11 | ADP |  | H,YE33*30+TXV | Y91E060B12SMPS1 | 23000 | 17 | 9 | 21400 | 18200 | 85.05% | 2 | 0 | 11.7 |  |  |  |  | R-454B | 1.9167 | Residential & Commercial | USHP | Ducted CEE Tier 1
215425844 | Central HP <5.4 tons | YORK | HRCU-A-CB (Split System: Heat Pump with Remote Outdoor Unit-Air-Source) | HH824E2S11 | ADP |  | H,YE7J*24+TXV | YP9C060B12MP13 | 22400 | 17 | 8.8 | 21400 | 17200 | 80.37% | 1.96 | 0 | 11 |  |  |  |  | R-454B | 1.8667 | Residential & Commercial | USHP | Ducted CEE Tier 1
216374545 | Central HP <5.4 tons | LUXAIRE | HRCU-A-CB (Split System: Heat Pump with Remote Outdoor Unit-Air-Source) | HH824E2S11 |  |  | CTM30B5ACS1 | Z9ET060B12SMPS1 | 23000 | 18 | 9.5 | 23000 | 18500 | 80.43% | 2 | 0 | 11.7 |  |  |  |  | R-454B | 1.9167 | Residential & Commercial | USHP | Ducted CEE Tier 1
214398529 | Central HP <5.4 tons | LUXAIRE | HRCU-A-CB (Split System: Heat Pump with Remote Outdoor Unit-Air-Source) | HH836E2S11 |  |  | CTF36C5CDS1 | TM9E080C16MP12 | 34200 | 18 | 8.5 | 32200 | 25800 | 80.12% | 2 | 0 | 11 |  |  |  |  | R-454B | 2.85 | Residential & Commercial | USHP | Ducted CEE Tier 1
214398544 | Central HP <5.4 tons | LUXAIRE | HRCU-A-CB (Split System: Heat Pump with Remote Outdoor Unit-Air-Source) | HH836E2S11 |  |  | CTF36B5CDS1 | LP9C080B12MP13 | 33000 | 18 | 8.5 | 30800 | 25000 | 81.17% | 2 | 0 | 11 |  |  |  |  | R-454B | 2.75 | Residential & Commercial | USHP | Ducted CEE Tier 1
215423521 | Central HP <5.4 tons | YORK | HRCU-A-CB (Split System: Heat Pump with Remote Outdoor Unit-Air-Source) | HH860E2S11 | ADP |  | H,YE74*48+TXV | TM8E100C16MP11 | 44500 | 18 | 8.5 | 43500 | 33800 | 77.7% | 2 | 0 | 11 |  |  |  |  | R-454B | 3.7083 | Residential & Commercial | USHP | Ducted CEE Tier 1
215423539 | Central HP <5.4 tons | YORK | HRCU-A-CB (Split System: Heat Pump with Remote Outdoor Unit-Air-Source) | HH860E2S11 | ADP |  | H,YE36*60+TXV | TM8E120C16MP11 | 44000 | 17 | 8.4 | 43500 | 33800 | 77.7% | 1.98 | 0 | 10.5 |  |  |  |  | R-454B | 3.6667 | Residential & Commercial | USHP | Ducted CEE Tier 1
215423570 | Central HP <5.4 tons | YORK | HRCU-A-CB (Split System: Heat Pump with Remote Outdoor Unit-Air-Source) | HH860E2S11 | ADP |  | H,YE3K*60+TXV | TM8E130D20MP11 | 53500 | 18 | 8.45 | 53000 | 39500 | 74.53% | 1.98 | 0 | 10.5 |  |  |  |  | R-454B | 4.4583 | Residential & Commercial | USHP | Ducted CEE Tier 1
215423606 | Central HP <5.4 tons | YORK | HRCU-A-CB (Split System: Heat Pump with Remote Outdoor Unit-Air-Source) | HH860E2S11 | ADP |  | H,YE48*60+TXV | TM8V100C16MP12 | 43500 | 18 | 8.5 | 42000 | 32800 | 78.1% | 2 | 0 | 11.7 |  |  |  |  | R-454B | 3.625 | Residential & Commercial | USHP | Ducted CEE Tier 1
215423636 | Central HP <5.4 tons | YORK | HRCU-A-CB (Split System: Heat Pump with Remote Outdoor Unit-Air-Source) | HH860E2S11 | ADP |  | H,YE55*60+TXV | TM8V120C20MP12 | 53000 | 19 | 8.5 | 52000 | 38500 | 74.04% | 2 | 0 | 11 |  |  |  |  | R-454B | 4.4167 | Residential & Commercial | USHP | Ducted CEE Tier 1
215423637 | Central HP <5.4 tons | YORK | HRCU-A-CB (Split System: Heat Pump with Remote Outdoor Unit-Air-Source) | HH860E2S11 | ADP |  | H,YE49*60+TXV | TM8V120C20MP12 | 53000 | 19 | 8.5 | 52000 | 38500 | 74.04% | 2 | 0 | 11 |  |  |  |  | R-454B | 4.4167 | Residential & Commercial | USHP | Ducted CEE Tier 1
215423639 | Central HP <5.4 tons | YORK | HRCU-A-CB (Split System: Heat Pump with Remote Outdoor Unit-Air-Source) | HH860E2S11 | ADP |  | H,YE86*60+TXV | TM8V120C20MP12 | 53000 | 19 | 8.5 | 52000 | 38500 | 74.04% | 2 | 0 | 11 |  |  |  |  | R-454B | 4.4167 | Residential & Commercial | USHP | Ducted CEE Tier 1
215423671 | Central HP <5.4 tons | YORK | HRCU-A-CB (Split System: Heat Pump with Remote Outdoor Unit-Air-Source) | HH860E2S11 | ADP |  | H,YE55*60+TXV | TM8Y100C16MP11 | 44000 | 18 | 8.5 | 42000 | 33000 | 78.57% | 2 | 0 | 11.7 |  |  |  |  | R-454B | 3.6667 | Residential & Commercial | USHP | Ducted CEE Tier 1
216684918 | Central HP <5.4 tons | MAINLINE | HRCU-A-CB (Split System: Heat Pump with Remote Outdoor Unit-Air-Source) | MLP19AY24AJVC |  |  | TCFY2421HEAAM | ML951V0403A17UH | 22800 | 21 | 8.5 | 22800 | 18700 | 82.02% | 1.8 | 0 | 13 |  |  |  |  | R-454B | 1.9 | Residential & Commercial | USHP | Ducted CEE Tier 1
214397653 | Central HP <5.4 tons | LUXAIRE | HRCU-A-CB (Split System: Heat Pump with Remote Outdoor Unit-Air-Source) | HH836E2S11 |  |  | CTF48C5CFS1 | TP9C100C16MP13 | 33200 | 18 | 9 | 31200 | 25200 | 80.77% | 2 | 0 | 11 |  |  |  |  | R-454B | 2.7667 | Residential & Commercial | USHP | Ducted CEE Tier 1
214397752 | Central HP <5.4 tons | LUXAIRE | HRCU-A-CB (Split System: Heat Pump with Remote Outdoor Unit-Air-Source) | HH836E2S11 |  |  | CTF36C5CDS1 | TMLV100C16MP12 | 34000 | 18 | 8.5 | 31600 | 26000 | 82.28% | 2 | 0 | 11 |  |  |  |  | R-454B | 2.8333 | Residential & Commercial | USHP | Ducted CEE Tier 1
216374601 | Central HP <5.4 tons | LUXAIRE | HRCU-A-CB (Split System: Heat Pump with Remote Outdoor Unit-Air-Source) | HH824E2S11 |  |  | CTF36B5ADS1 | Z9ET060B12SMPS1 | 23000 | 18 | 9.5 | 23000 | 18300 | 79.57% | 2 | 0 | 12 |  |  |  |  | R-454B | 1.9167 | Residential & Commercial | USHP | Ducted CEE Tier 1
214397534 | Central HP <5.4 tons | LUXAIRE | HRCU-A-CB (Split System: Heat Pump with Remote Outdoor Unit-Air-Source) | HH824E2S11 |  |  | CTF36B5ADS1 | TM8E080B12MP11 | 23000 | 18 | 9.5 | 23000 | 18700 | 81.3% | 2 | 0 | 12 |  |  |  |  | R-454B | 1.9167 | Residential & Commercial | USHP | Ducted CEE Tier 1
215423323 | Central HP <5.4 tons | YORK | HRCU-A-CB (Split System: Heat Pump with Remote Outdoor Unit-Air-Source) | HH836E2S11 | ADP |  | H,YE9J*36+TXV-BLEED | TM9V080C16MP12 | 33400 | 17 | 8.5 | 29800 | 25000 | 83.89% | 2 | 0 | 11 |  |  |  |  | R-454B | 2.7833 | Residential & Commercial | USHP | Ducted CEE Tier 1
215423341 | Central HP <5.4 tons | YORK | HRCU-A-CB (Split System: Heat Pump with Remote Outdoor Unit-Air-Source) | HH836E2S11 | ADP |  | H,YE34*36+TXV | TM9Y080B12MP11 | 32600 | 17 | 8.4 | 29400 | 25000 | 85.03% | 1.98 | 0 | 10.5 |  |  |  |  | R-454B | 2.7167 | Residential & Commercial | USHP | Ducted CEE Tier 1
215423348 | Central HP <5.4 tons | YORK | HRCU-A-CB (Split System: Heat Pump with Remote Outdoor Unit-Air-Source) | HH836E2S11 | ADP |  | H,YE9J*36+TXV-BLEED | TM9Y080C16MP11 | 33800 | 18 | 8.5 | 30400 | 25400 | 83.55% | 2 | 0 | 11 |  |  |  |  | R-454B | 2.8167 | Residential & Commercial | USHP | Ducted CEE Tier 1
215423375 | Central HP <5.4 tons | YORK | HRCU-A-CB (Split System: Heat Pump with Remote Outdoor Unit-Air-Source) | HH836E2S11 | ADP |  | H,YE80*36+TXV | Y81E080C20SMPS1 | 34600 | 19 | 8.5 | 30800 | 25400 | 82.47% | 2 | 0 | 11 |  |  |  |  | R-454B | 2.8833 | Residential & Commercial | USHP | Ducted CEE Tier 1
215423382 | Central HP <5.4 tons | YORK | HRCU-A-CB (Split System: Heat Pump with Remote Outdoor Unit-Air-Source) | HH836E2S11 | ADP |  | H,YE35*36+TXV | Y81E100C16SMPS1 | 34000 | 18 | 8.5 | 29800 | 24800 | 83.22% | 2 | 0 | 11.7 |  |  |  |  | R-454B | 2.8333 | Residential & Commercial | USHP | Ducted CEE Tier 1
215423384 | Central HP <5.4 tons | YORK | HRCU-A-CB (Split System: Heat Pump with Remote Outdoor Unit-Air-Source) | HH836E2S11 | ADP |  | H,YE9J*36+TXV | Y81E100C16SMPS1 | 34000 | 18 | 8.5 | 29800 | 24800 | 83.22% | 2 | 0 | 11.7 |  |  |  |  | R-454B | 2.8333 | Residential & Commercial | USHP | Ducted CEE Tier 1
215676676 | Central HP <5.4 tons | AIRQUEST | HRCU-A-CB (Split System: Heat Pump with Remote Outdoor Unit-Air-Source) | H5H0V48*K*AAA* |  |  | EVD5X60M24A*+WALLCON | *96CTN1202422B* | 48000 | 19 | 9 | 50000 | 36600 | 73.2% | 2 | 0 | 10.5 |  |  |  |  | R-454B | 4 | Residential & Commercial | USHP | Ducted CEE Tier 1
215423705 | Central HP <5.4 tons | YORK | HRCU-A-CB (Split System: Heat Pump with Remote Outdoor Unit-Air-Source) | HH860E2S11 | ADP |  | H,YE36*60+TXV | TM9E080C16MP12 | 44000 | 17 | 8.4 | 43500 | 34000 | 78.16% | 1.98 | 0 | 10.5 |  |  |  |  | R-454B | 3.6667 | Residential & Commercial | USHP | Ducted CEE Tier 1
215423721 | Central HP <5.4 tons | YORK | HRCU-A-CB (Split System: Heat Pump with Remote Outdoor Unit-Air-Source) | HH860E2S11 | ADP |  | H,YE36*60+TXV | TM9E080C20MP12 | 52000 | 18 | 8.3 | 53000 | 39500 | 74.53% | 1.96 | 0 | 10.5 |  |  |  |  | R-454B | 4.3333 | Residential & Commercial | USHP | Ducted CEE Tier 1
215423754 | Central HP <5.4 tons | YORK | HRCU-A-CB (Split System: Heat Pump with Remote Outdoor Unit-Air-Source) | HH860E2S11 | ADP |  | H,YE3K*60+TXV | TM9E100C20MP12 | 53000 | 18 | 8.45 | 53000 | 39500 | 74.53% | 1.98 | 0 | 10.5 |  |  |  |  | R-454B | 4.4167 | Residential & Commercial | USHP | Ducted CEE Tier 1
215423756 | Central HP <5.4 tons | YORK | HRCU-A-CB (Split System: Heat Pump with Remote Outdoor Unit-Air-Source) | HH860E2S11 | ADP |  | H,YE48*60+TXV | TM9E100C20MP12 | 53500 | 18 | 8.5 | 53000 | 39500 | 74.53% | 2 | 0 | 11 |  |  |  |  | R-454B | 4.4583 | Residential & Commercial | USHP | Ducted CEE Tier 1
215423787 | Central HP <5.4 tons | YORK | HRCU-A-CB (Split System: Heat Pump with Remote Outdoor Unit-Air-Source) | HH860E2S11 | ADP |  | H,YE55*60+TXV | TM9V080C16MP12 | 43500 | 18 | 8.5 | 42000 | 33000 | 78.57% | 2 | 0 | 11 |  |  |  |  | R-454B | 3.625 | Residential & Commercial | USHP | Ducted CEE Tier 1
215423804 | Central HP <5.4 tons | YORK | HRCU-A-CB (Split System: Heat Pump with Remote Outdoor Unit-Air-Source) | HH860E2S11 | ADP |  | H,YE54*60+TXV | TM9V100C16MP12 | 43500 | 18 | 8.5 | 42000 | 32800 | 78.1% | 2 | 0 | 11.7 |  |  |  |  | R-454B | 3.625 | Residential & Commercial | USHP | Ducted CEE Tier 1
215423806 | Central HP <5.4 tons | YORK | HRCU-A-CB (Split System: Heat Pump with Remote Outdoor Unit-Air-Source) | HH860E2S11 | ADP |  | H,YE49*60+TXV | TM9V100C16MP12 | 43500 | 18 | 8.5 | 42000 | 32800 | 78.1% | 2 | 0 | 11.7 |  |  |  |  | R-454B | 3.625 | Residential & Commercial | USHP | Ducted CEE Tier 1
215423839 | Central HP <5.4 tons | YORK | HRCU-A-CB (Split System: Heat Pump with Remote Outdoor Unit-Air-Source) | HH860E2S11 | ADP |  | H,YE36*60+TXV | TM9Y080C16MP11 | 43500 | 16 | 8.4 | 42500 | 33400 | 78.59% | 1.98 | 0 | 10.5 |  |  |  |  | R-454B | 3.625 | Residential & Commercial | USHP | Ducted CEE Tier 1
211387100 | Central HP <5.4 tons | FRASER-JOHNSTON | HRCU-A-CB (Split System: Heat Pump with Remote Outdoor Unit-Air-Source) | HMH72B341 |  |  | XAHC30CXXN1+TXV | TM9Y060B12MP11 | 31800 | 17 | 8.1 | 33000 | 23200 | 70.3% | 1.96 | 0 | 9 |  |  |  |  | R-410A | 2.65 | Residential & Commercial | USHP
211387501 | Central HP <5.4 tons | FRASER-JOHNSTON | HRCU-A-CB (Split System: Heat Pump with Remote Outdoor Unit-Air-Source) | HMH72B341 |  |  | XAFC36DXXN1+TXV | TM9V100C16MP12 | 34000 | 17.5 | 8.5 | 34000 | 24000 | 70.59% | 2.1 | 0 | 10 |  |  |  |  | R-410A | 2.8333 | Residential & Commercial | USHP | Ducted CEE Tier 1
215438149 | Central HP <5.4 tons | YORK | HRCU-A-CB (Split System: Heat Pump with Remote Outdoor Unit-Air-Source) | HH836E2S11 | ADP |  | AX360C*A+TXV | 0 | 33400 | 19 | 9 | 29400 | 24800 | 84.35% | 2 | 0 | 11.7 |  |  |  |  | R-454B | 2.7833 | Residential & Commercial | USHP | Ducted CEE Tier 1
211225678 | Central HP <5.4 tons | CARRIER | HRCU-A-CB (Split System: Heat Pump with Remote Outdoor Unit-Air-Source) | 38MURAQ36AB3* |  |  | CAP**3621AL* | 58TP*A090V17**16 | 35400 | 16 | 8.1 | 39500 | 35200 | 89.11% | 1.82 | 0 | 9.5 |  |  |  |  | R-410A | 2.95 | Residential & Commercial | USHP
211225689 | Central HP <5.4 tons | CARRIER | HRCU-A-CB (Split System: Heat Pump with Remote Outdoor Unit-Air-Source) | 38MURAQ36AB3* |  |  | CAP**3621AL* | 59TP6B100V21**22 | 35200 | 16.5 | 8.1 | 38500 | 35200 | 91.43% | 1.82 | 0 | 10 |  |  |  |  | R-410A | 2.9333 | Residential & Commercial | USHP | Ducted CEE Tier 1
211225712 | Central HP <5.4 tons | CARRIER | HRCU-A-CB (Split System: Heat Pump with Remote Outdoor Unit-Air-Source) | 38MURAQ36AB3* |  |  | CAP**3717AL* | 59SC2D080E17**16 | 36800 | 15.2 | 8.5 | 39500 | 35000 | 88.61% | 2.06 | 0 | 10 |  |  |  |  | R-410A | 3.0667 | Residential & Commercial | USHP | Ducted CEE Tier 1
211225730 | Central HP <5.4 tons | CARRIER | HRCU-A-CB (Split System: Heat Pump with Remote Outdoor Unit-Air-Source) | 38MURAQ36AB3* |  |  | CAP**3721AL* | 58S(B,C)*A090E17**14 | 36800 | 16 | 8.5 | 38500 | 34800 | 90.39% | 2.1 | 0 | 10 |  |  |  |  | R-410A | 3.0667 | Residential & Commercial | USHP | Ducted CEE Tier 1
211225748 | Central HP <5.4 tons | CARRIER | HRCU-A-CB (Split System: Heat Pump with Remote Outdoor Unit-Air-Source) | 38MURAQ36AB3* |  |  | CAP**3721AL* | 59SC2D080E17**16 | 36200 | 16 | 8.5 | 38500 | 34800 | 90.39% | 2.08 | 0 | 10 |  |  |  |  | R-410A | 3.0167 | Residential & Commercial | USHP | Ducted CEE Tier 1
213297934 | Central HP <5.4 tons | LUXAIRE | HRCU-A-CB (Split System: Heat Pump with Remote Outdoor Unit-Air-Source) | HMH72B341 |  |  | XAUB36DXXN1+TXV | Z8ET080B12LMPS1 | 34000 | 18.5 | 8.1 | 33400 | 24000 | 71.86% | 2.08 | 0 | 9.5 |  |  |  |  | R-410A | 2.8333 | Residential & Commercial | USHP
214397603 | Central HP <5.4 tons | LUXAIRE | HRCU-A-CB (Split System: Heat Pump with Remote Outdoor Unit-Air-Source) | HH860E2S11 |  |  | CTM60D5CHS1 | TM8E130D20MP11 | 54500 | 19 | 8.5 | 55000 | 40000 | 72.73% | 2 | 0 | 11.7 |  |  |  |  | R-454B | 4.5417 | Residential & Commercial | USHP | Ducted CEE Tier 1
214398323 | Central HP <5.4 tons | LUXAIRE | HRCU-A-CB (Split System: Heat Pump with Remote Outdoor Unit-Air-Source) | HH860E2S11 |  |  | CTM60D5CGS1+JMVT20DC2N1 | 0 | 45000 | 18 | 9 | 44500 | 33400 | 75.06% | 2 | 0 | 12 |  |  |  |  | R-454B | 3.75 | Residential & Commercial | USHP | Ducted CEE Tier 1
214397680 | Central HP <5.4 tons | LUXAIRE | HRCU-A-CB (Split System: Heat Pump with Remote Outdoor Unit-Air-Source) | HH836E2S11 |  |  | CTM36B5CDS1+JMC12B2SN1 | 0 | 33200 | 18 | 9 | 30400 | 24800 | 81.58% | 2 | 0 | 11.7 |  |  |  |  | R-454B | 2.7667 | Residential & Commercial | USHP | Ducted CEE Tier 1
214397798 | Central HP <5.4 tons | LUXAIRE | HRCU-A-CB (Split System: Heat Pump with Remote Outdoor Unit-Air-Source) | HH836E2S11 |  |  | CTM48C5CFS1 | TM9Y100C20MP11 | 34200 | 17 | 8.5 | 32800 | 26000 | 79.27% | 2 | 0 | 10 |  |  |  |  | R-454B | 2.85 | Residential & Commercial | USHP | Ducted CEE Tier 1
216680620 | Central HP <5.4 tons | TEMPSTAR | HRCU-A-CB (Split System: Heat Pump with Remote Outdoor Unit-Air-Source) | DLCURAH24ABK |  |  | EN(A,D)4X24L17** | *97VTN0801716A* | 23400 | 16.5 | 9 | 26600 | 23800 | 89.47% | 1.82 | 0 | 10 |  |  |  |  | R-410A | 1.95 | Residential & Commercial | USHP | Ducted CEE Tier 1
216487615 | Central HP <5.4 tons | BRYANT HEATING AND COOLING SYSTEMS | HRCU-A-CB (Split System: Heat Pump with Remote Outdoor Unit-Air-Source) | 293VAN036**AA* | ADP |  | CE(P,V)3617G34*+TXV | 987MC42080C17*** | 32400 | 19 | 9.5 | 33800 | 26800 | 79.29% | 2 | 0 | 11 |  |  |  |  | R-454B | 2.7 | Residential & Commercial | USHP | Ducted CEE Tier 1
211225781 | Central HP <5.4 tons | CARRIER | HRCU-A-CB (Split System: Heat Pump with Remote Outdoor Unit-Air-Source) | 38MURAQ36AB3* |  |  | CAP**4221AL* | 58S(B,C)*A110E21**20 | 35400 | 16 | 8.1 | 38500 | 35000 | 90.91% | 1.88 | 0 | 10 |  |  |  |  | R-410A | 2.95 | Residential & Commercial | USHP | Ducted CEE Tier 1
215423856 | Central HP <5.4 tons | YORK | HRCU-A-CB (Split System: Heat Pump with Remote Outdoor Unit-Air-Source) | HH860E2S11 | ADP |  | H,YE36*48+TXV | TM9Y100C16MP11 | 43500 | 16 | 8.4 | 42500 | 33400 | 78.59% | 1.98 | 0 | 10.5 |  |  |  |  | R-454B | 3.625 | Residential & Commercial | USHP | Ducted CEE Tier 1
215423871 | Central HP <5.4 tons | YORK | HRCU-A-CB (Split System: Heat Pump with Remote Outdoor Unit-Air-Source) | HH860E2S11 | ADP |  | H,YE86*60+TXV | TM9Y100C16MP11 | 44000 | 17 | 8.5 | 42500 | 33400 | 78.59% | 2 | 0 | 11 |  |  |  |  | R-454B | 3.6667 | Residential & Commercial | USHP | Ducted CEE Tier 1
215423873 | Central HP <5.4 tons | YORK | HRCU-A-CB (Split System: Heat Pump with Remote Outdoor Unit-Air-Source) | HH860E2S11 | ADP |  | H,YE36*60+TXV | TM9Y100C20MP11 | 51000 | 17 | 8.3 | 52500 | 39000 | 74.29% | 1.96 | 0 | 10.5 |  |  |  |  | R-454B | 4.25 | Residential & Commercial | USHP | Ducted CEE Tier 1
215423888 | Central HP <5.4 tons | YORK | HRCU-A-CB (Split System: Heat Pump with Remote Outdoor Unit-Air-Source) | HH860E2S11 | ADP |  | H,YE3K*60+TXV | TM9Y120D20MP11 | 52500 | 18 | 8.45 | 52500 | 39000 | 74.29% | 1.98 | 0 | 10.5 |  |  |  |  | R-454B | 4.375 | Residential & Commercial | USHP | Ducted CEE Tier 1
215423923 | Central HP <5.4 tons | YORK | HRCU-A-CB (Split System: Heat Pump with Remote Outdoor Unit-Air-Source) | HH860E2S11 | ADP |  | H,YE54*60+TXV | Y81E080C20SMPS1 | 53000 | 19 | 8.5 | 52000 | 38500 | 74.04% | 2 | 0 | 11 |  |  |  |  | R-454B | 4.4167 | Residential & Commercial | USHP | Ducted CEE Tier 1
215423955 | Central HP <5.4 tons | YORK | HRCU-A-CB (Split System: Heat Pump with Remote Outdoor Unit-Air-Source) | HH860E2S11 | ADP |  | H,YE55*60+TXV | Y81E100C20SMPS1 | 53000 | 19 | 8.5 | 51500 | 38000 | 73.79% | 2 | 0 | 11.7 |  |  |  |  | R-454B | 4.4167 | Residential & Commercial | USHP | Ducted CEE Tier 1
211398656 | Central HP <5.4 tons | FRASER-JOHNSTON | HRCU-A-CB (Split System: Heat Pump with Remote Outdoor Unit-Air-Source) | HMH72B341 |  |  | XAFC48FXXN1+TXV | TM8E100B12MP11 | 33400 | 17 | 8.5 | 32400 | 23800 | 73.46% | 2.06 | 0 | 9.5 |  |  |  |  | R-410A | 2.7833 | Residential & Commercial | USHP
215423235 | Central HP <5.4 tons | YORK | HRCU-A-CB (Split System: Heat Pump with Remote Outdoor Unit-Air-Source) | HH836E2S11 | ADP |  | H,YE80*36+TXV | TM8E120C16MP11 | 33000 | 19 | 8.5 | 29400 | 23800 | 80.95% | 2 | 0 | 11 |  |  |  |  | R-454B | 2.75 | Residential & Commercial | USHP | Ducted CEE Tier 1
215423957 | Central HP <5.4 tons | YORK | HRCU-A-CB (Split System: Heat Pump with Remote Outdoor Unit-Air-Source) | HH860E2S11 | ADP |  | H,YE84*60+TXV | Y81E100C20SMPS1 | 53000 | 19 | 8.5 | 51500 | 38000 | 73.79% | 2 | 0 | 11.7 |  |  |  |  | R-454B | 4.4167 | Residential & Commercial | USHP | Ducted CEE Tier 1
215423987 | Central HP <5.4 tons | YORK | HRCU-A-CB (Split System: Heat Pump with Remote Outdoor Unit-Air-Source) | HH860E2S11 | ADP |  | H,YE84*60+TXV | Y81E120C20SMPS1 | 52500 | 19 | 8.5 | 51500 | 38000 | 73.79% | 2 | 0 | 11.7 |  |  |  |  | R-454B | 4.375 | Residential & Commercial | USHP | Ducted CEE Tier 1
215423305 | Central HP <5.4 tons | YORK | HRCU-A-CB (Split System: Heat Pump with Remote Outdoor Unit-Air-Source) | HH836E2S11 | ADP |  | H,YE80*36+TXV | TM9E100C16MP12 | 33000 | 19 | 8.5 | 29400 | 23800 | 80.95% | 2 | 0 | 11 |  |  |  |  | R-454B | 2.75 | Residential & Commercial | USHP | Ducted CEE Tier 1
215423387 | Central HP <5.4 tons | YORK | HRCU-A-CB (Split System: Heat Pump with Remote Outdoor Unit-Air-Source) | HH836E2S11 | ADP |  | H,YE35*36+TXV | Y81E100C20SMPS1 | 34200 | 18 | 8.5 | 30200 | 25000 | 82.78% | 2 | 0 | 11 |  |  |  |  | R-454B | 2.85 | Residential & Commercial | USHP | Ducted CEE Tier 1
215423989 | Central HP <5.4 tons | YORK | HRCU-A-CB (Split System: Heat Pump with Remote Outdoor Unit-Air-Source) | HH860E2S11 | ADP |  | H,YE36*60+TXV-BLEED | Y81E130D20SMPS1 | 52500 | 18 | 8.3 | 52500 | 39000 | 74.29% | 1.96 | 0 | 11 |  |  |  |  | R-454B | 4.375 | Residential & Commercial | USHP | Ducted CEE Tier 1
215424004 | Central HP <5.4 tons | YORK | HRCU-A-CB (Split System: Heat Pump with Remote Outdoor Unit-Air-Source) | HH860E2S11 | ADP |  | H,YE36*48+TXV | Y91E080C16SMPS1 | 44500 | 17 | 8.4 | 45000 | 33400 | 74.22% | 1.98 | 0 | 11.5 |  |  |  |  | R-454B | 3.7083 | Residential & Commercial | USHP | Ducted CEE Tier 1
215424006 | Central HP <5.4 tons | YORK | HRCU-A-CB (Split System: Heat Pump with Remote Outdoor Unit-Air-Source) | HH860E2S11 | ADP |  | H,YE37*60+TXV | Y91E080C16SMPS1 | 45000 | 17 | 8.5 | 45000 | 33400 | 74.22% | 2 | 0 | 11.7 |  |  |  |  | R-454B | 3.75 | Residential & Commercial | USHP | Ducted CEE Tier 1
215424020 | Central HP <5.4 tons | YORK | HRCU-A-CB (Split System: Heat Pump with Remote Outdoor Unit-Air-Source) | HH860E2S11 | ADP |  | H,YE35*48+TXV | Y91E080C20SMPS1 | 43500 | 17 | 8.3 | 44500 | 33000 | 74.16% | 1.96 | 0 | 11.7 |  |  |  |  | R-454B | 3.625 | Residential & Commercial | USHP | Ducted CEE Tier 1
215374950 | Central HP <5.4 tons | DUCANE | HRCU-A-CB (Split System: Heat Pump with Remote Outdoor Unit-Air-Source) | 4HP18V36P | ADP |  | H,A,DP15(1,2)36+TXV | EFV12BCA | 23400 | 19 | 8.5 | 22400 | 16000 | 71.43% | 2.18 | 0 | 12 |  |  |  |  | R-410A | 1.95 | Residential & Commercial | USHP | Ducted CEE Tier 1
216374622 | Central HP <5.4 tons | LUXAIRE | HRCU-A-CB (Split System: Heat Pump with Remote Outdoor Unit-Air-Source) | HH824E2S11 |  |  | CTU30B5XCS1+TXV | Z9ET060B12SMPS1 | 23000 | 18 | 9.5 | 23000 | 18500 | 80.43% | 2 | 0 | 11.7 |  |  |  |  | R-454B | 1.9167 | Residential & Commercial | USHP | Ducted CEE Tier 1
211225974 | Central HP <5.4 tons | CARRIER | HRCU-A-CB (Split System: Heat Pump with Remote Outdoor Unit-Air-Source) | 38MURAQ36AB3* |  |  | CAP**4824AL* | 58S(B,C)*A155E24**20 | 37000 | 16 | 8.5 | 38500 | 34800 | 90.39% | 2.12 | 0 | 10 |  |  |  |  | R-410A | 3.0833 | Residential & Commercial | USHP | Ducted CEE Tier 1
211225992 | Central HP <5.4 tons | CARRIER | HRCU-A-CB (Split System: Heat Pump with Remote Outdoor Unit-Air-Source) | 38MURAQ36AB3* |  |  | CAP**4824AL* | 59SC5B100E21**22 | 37400 | 15.5 | 8.5 | 38500 | 35000 | 90.91% | 2.14 | 0 | 10 |  |  |  |  | R-410A | 3.1167 | Residential & Commercial | USHP | Ducted CEE Tier 1
211226042 | Central HP <5.4 tons | CARRIER | HRCU-A-CB (Split System: Heat Pump with Remote Outdoor Unit-Air-Source) | 38MURAQ36AB3* |  |  | CNPV*4821AL* | 58SP*A090V21**20 | 35800 | 16.5 | 8.1 | 38500 | 34800 | 90.39% | 2 | 0 | 10 |  |  |  |  | R-410A | 2.9833 | Residential & Commercial | USHP | Ducted CEE Tier 1
211226058 | Central HP <5.4 tons | CARRIER | HRCU-A-CB (Split System: Heat Pump with Remote Outdoor Unit-Air-Source) | 38MURAQ36AB3* |  |  | CNPV*4821AL* | 59SC5B080E17**16 | 35600 | 15.5 | 8.1 | 38500 | 35000 | 90.91% | 2 | 0 | 10 |  |  |  |  | R-410A | 2.9667 | Residential & Commercial | USHP | Ducted CEE Tier 1
211226078 | Central HP <5.4 tons | CARRIER | HRCU-A-CB (Split System: Heat Pump with Remote Outdoor Unit-Air-Source) | 38MURAQ36AB3* |  |  | CNPV*4821AL* | OVMAAB036098 | 35800 | 15.5 | 8.1 | 38500 | 35000 | 90.91% | 2 | 0 | 10 |  |  |  |  | R-410A | 2.9833 | Residential & Commercial | USHP | Ducted CEE Tier 1
215423195 | Central HP <5.4 tons | YORK | HRCU-A-CB (Split System: Heat Pump with Remote Outdoor Unit-Air-Source) | HH836E2S11 | ADP |  | H,YE80*36+TXV | TL9E080C16UH11 | 32800 | 18 | 8.5 | 29600 | 23800 | 80.41% | 2 | 0 | 11 |  |  |  |  | R-454B | 2.7333 | Residential & Commercial | USHP | Ducted CEE Tier 1
215423243 | Central HP <5.4 tons | YORK | HRCU-A-CB (Split System: Heat Pump with Remote Outdoor Unit-Air-Source) | HH836E2S11 | ADP |  | H,YE9J*36+TXV-BLEED | TM8V080B12MP12 | 32400 | 16 | 8.5 | 28800 | 24800 | 86.11% | 2 | 0 | 11 |  |  |  |  | R-454B | 2.7 | Residential & Commercial | USHP | Ducted CEE Tier 1
215423262 | Central HP <5.4 tons | YORK | HRCU-A-CB (Split System: Heat Pump with Remote Outdoor Unit-Air-Source) | HH836E2S11 | ADP |  | H,YE35*36+TXV | TM8Y080C16MP11 | 33200 | 18 | 8.5 | 28800 | 24600 | 85.42% | 2 | 0 | 11.7 |  |  |  |  | R-454B | 2.7667 | Residential & Commercial | USHP | Ducted CEE Tier 1
215423279 | Central HP <5.4 tons | YORK | HRCU-A-CB (Split System: Heat Pump with Remote Outdoor Unit-Air-Source) | HH836E2S11 | ADP |  | H,YE9J*36+TXV | TM8Y120C20MP11 | 33800 | 18 | 8.5 | 30600 | 25400 | 83.01% | 2 | 0 | 10.5 |  |  |  |  | R-454B | 2.8167 | Residential & Commercial | USHP | Ducted CEE Tier 1
215423311 | Central HP <5.4 tons | YORK | HRCU-A-CB (Split System: Heat Pump with Remote Outdoor Unit-Air-Source) | HH836E2S11 | ADP |  | H,YE34*36+TXV | TM9V060B12MP12 | 32200 | 16 | 8.4 | 29000 | 24800 | 85.52% | 1.98 | 0 | 10.5 |  |  |  |  | R-454B | 2.6833 | Residential & Commercial | USHP | Ducted CEE Tier 1
215423344 | Central HP <5.4 tons | YORK | HRCU-A-CB (Split System: Heat Pump with Remote Outdoor Unit-Air-Source) | HH836E2S11 | ADP |  | H,YE9J*36+TXV | TM9Y080B12MP11 | 33000 | 17 | 8.5 | 29400 | 25000 | 85.03% | 2 | 0 | 11 |  |  |  |  | R-454B | 2.75 | Residential & Commercial | USHP | Ducted CEE Tier 1
215423197 | Central HP <5.4 tons | YORK | HRCU-A-CB (Split System: Heat Pump with Remote Outdoor Unit-Air-Source) | HH836E2S11 | ADP |  | H,YE35*36+TXV | TL9E100C20UH11 | 33800 | 17 | 8.5 | 30000 | 25000 | 83.33% | 2 | 0 | 11 |  |  |  |  | R-454B | 2.8167 | Residential & Commercial | USHP | Ducted CEE Tier 1
215423199 | Central HP <5.4 tons | YORK | HRCU-A-CB (Split System: Heat Pump with Remote Outdoor Unit-Air-Source) | HH836E2S11 | ADP |  | H,YE9J*36+TXV | TL9E100C20UH11 | 33800 | 17 | 8.5 | 30000 | 25000 | 83.33% | 2 | 0 | 11 |  |  |  |  | R-454B | 2.8167 | Residential & Commercial | USHP | Ducted CEE Tier 1
215423208 | Central HP <5.4 tons | YORK | HRCU-A-CB (Split System: Heat Pump with Remote Outdoor Unit-Air-Source) | HH836E2S11 | ADP |  | H,YE9J*36+TXV-BLEED | TM8E080C16MP11 | 32400 | 18 | 8.5 | 29200 | 23600 | 80.82% | 2 | 0 | 10.5 |  |  |  |  | R-454B | 2.7 | Residential & Commercial | USHP | Ducted CEE Tier 1
215423222 | Central HP <5.4 tons | YORK | HRCU-A-CB (Split System: Heat Pump with Remote Outdoor Unit-Air-Source) | HH836E2S11 | ADP |  | H,YE35*36+TXV | TM8E100C16MP11 | 33600 | 18 | 8.5 | 29600 | 24800 | 83.78% | 2 | 0 | 11 |  |  |  |  | R-454B | 2.8 | Residential & Commercial | USHP | Ducted CEE Tier 1
215423233 | Central HP <5.4 tons | YORK | HRCU-A-CB (Split System: Heat Pump with Remote Outdoor Unit-Air-Source) | HH836E2S11 | ADP |  | H,YE9J*36+TXV-BLEED | TM8E120C16MP11 | 32600 | 18 | 8.5 | 29400 | 23800 | 80.95% | 2 | 0 | 10.5 |  |  |  |  | R-454B | 2.7167 | Residential & Commercial | USHP | Ducted CEE Tier 1
215423265 | Central HP <5.4 tons | YORK | HRCU-A-CB (Split System: Heat Pump with Remote Outdoor Unit-Air-Source) | HH836E2S11 | ADP |  | H,YE80*36+TXV | TM8Y080C16MP11 | 33200 | 19 | 8.5 | 29800 | 24000 | 80.54% | 2 | 0 | 11 |  |  |  |  | R-454B | 2.7667 | Residential & Commercial | USHP | Ducted CEE Tier 1
215423365 | Central HP <5.4 tons | YORK | HRCU-A-CB (Split System: Heat Pump with Remote Outdoor Unit-Air-Source) | HH836E2S11 | ADP |  | H,YE80*36+TXV | Y81E080B12SMPS1 | 32800 | 18 | 8.5 | 28400 | 24400 | 85.92% | 2 | 0 | 11.7 |  |  |  |  | R-454B | 2.7333 | Residential & Commercial | USHP | Ducted CEE Tier 1
208552862 | Central HP <5.4 tons | RHEEM | HRCU-A-CB (Split System: Heat Pump with Remote Outdoor Unit-Air-Source) | RP18AZ60AJVC |  |  | RHMVZ6021SEACA | 0 | 53000 | 19 | 8.1 | 48500 | 45500 | 93.81% | 1.8 | 0 | 10 |  |  |  |  | R-410A | 4.4167 | Residential & Commercial | USHP | Ducted CEE Tier 1
215425814 | Central HP <5.4 tons | YORK | HRCU-A-CB (Split System: Heat Pump with Remote Outdoor Unit-Air-Source) | HH824E2S11 | ADP |  | H,YE32*30+TXV | Y91E040A10SMPS1 | 22200 | 17 | 8.2 | 21200 | 17400 | 82.08% | 1.94 | 0 | 11.5 |  |  |  |  | R-454B | 1.85 | Residential & Commercial | USHP | Ducted CEE Tier 1
215425816 | Central HP <5.4 tons | YORK | HRCU-A-CB (Split System: Heat Pump with Remote Outdoor Unit-Air-Source) | HH824E2S11 | ADP |  | H,YE7J*24+TXV | Y91E040A10SMPS1 | 22400 | 17 | 8.3 | 21400 | 17400 | 81.31% | 1.96 | 0 | 11.5 |  |  |  |  | R-454B | 1.8667 | Residential & Commercial | USHP | Ducted CEE Tier 1
215425821 | Central HP <5.4 tons | YORK | HRCU-A-CB (Split System: Heat Pump with Remote Outdoor Unit-Air-Source) | HH824E2S11 | ADP |  | H,YE32*30+TXV | Y91E060A10SMPS1 | 22200 | 17 | 8.2 | 21200 | 17200 | 81.13% | 1.94 | 0 | 11.5 |  |  |  |  | R-454B | 1.85 | Residential & Commercial | USHP | Ducted CEE Tier 1
215425830 | Central HP <5.4 tons | YORK | HRCU-A-CB (Split System: Heat Pump with Remote Outdoor Unit-Air-Source) | HH824E2S11 | ADP |  | H,YE7J*24+TXV | Y91E060B12SMPS1 | 23000 | 17 | 9 | 21400 | 18200 | 85.05% | 2 | 0 | 11.7 |  |  |  |  | R-454B | 1.9167 | Residential & Commercial | USHP | Ducted CEE Tier 1
215425846 | Central HP <5.4 tons | YORK | HRCU-A-CB (Split System: Heat Pump with Remote Outdoor Unit-Air-Source) | HH824E2S11 | ADP |  | H,YE24*36+TXV | YP9C080B12MP13 | 21800 | 17 | 8.55 | 21200 | 17300 | 81.6% | 1.92 | 0 | 11 |  |  |  |  | R-454B | 1.8167 | Residential & Commercial | USHP | Ducted CEE Tier 1
215423409 | Central HP <5.4 tons | YORK | HRCU-A-CB (Split System: Heat Pump with Remote Outdoor Unit-Air-Source) | HH836E2S11 | ADP |  | H,YE9J*36+TXV | Y91E080C16SMPS1 | 32800 | 17 | 8.5 | 29600 | 23400 | 79.05% | 2 | 0 | 10.5 |  |  |  |  | R-454B | 2.7333 | Residential & Commercial | USHP | Ducted CEE Tier 1
215423459 | Central HP <5.4 tons | YORK | HRCU-A-CB (Split System: Heat Pump with Remote Outdoor Unit-Air-Source) | HH860E2S11 | ADP |  | H,YE55*60+TXV | TL9E080C16UH11 | 44500 | 18 | 8.5 | 44000 | 34000 | 77.27% | 2 | 0 | 11 |  |  |  |  | R-454B | 3.7083 | Residential & Commercial | USHP | Ducted CEE Tier 1
215423468 | Central HP <5.4 tons | YORK | HRCU-A-CB (Split System: Heat Pump with Remote Outdoor Unit-Air-Source) | HH860E2S11 | ADP |  | H,YE3K*60+TXV | TL9E100C20UH11 | 44500 | 18 | 8.5 | 43500 | 33600 | 77.24% | 2 | 0 | 11 |  |  |  |  | R-454B | 3.7083 | Residential & Commercial | USHP | Ducted CEE Tier 1
215423532 | Central HP <5.4 tons | YORK | HRCU-A-CB (Split System: Heat Pump with Remote Outdoor Unit-Air-Source) | HH860E2S11 | ADP |  | H,YE55*60+TXV | TM8E100C20MP11 | 53500 | 19 | 8.5 | 53000 | 39500 | 74.53% | 2 | 0 | 11 |  |  |  |  | R-454B | 4.4583 | Residential & Commercial | USHP | Ducted CEE Tier 1
215423534 | Central HP <5.4 tons | YORK | HRCU-A-CB (Split System: Heat Pump with Remote Outdoor Unit-Air-Source) | HH860E2S11 | ADP |  | H,YE84*60+TXV | TM8E100C20MP11 | 53500 | 19 | 8.5 | 53000 | 39500 | 74.53% | 2 | 0 | 11 |  |  |  |  | R-454B | 4.4583 | Residential & Commercial | USHP | Ducted CEE Tier 1
215676726 | Central HP <5.4 tons | AIRQUEST | HRCU-A-CB (Split System: Heat Pump with Remote Outdoor Unit-Air-Source) | H5H0V48*K*AAA* |  |  | EVD5X61M21A*+WALLCON | *80CTL0702120B* | 48500 | 19 | 9 | 50000 | 37000 | 74% | 2 | 0 | 10.5 |  |  |  |  | R-454B | 4.0417 | Residential & Commercial | USHP | Ducted CEE Tier 1
215676776 | Central HP <5.4 tons | AIRQUEST | HRCU-A-CB (Split System: Heat Pump with Remote Outdoor Unit-Air-Source) | H5H0V48*K*AAA* |  |  | EVD5X61M21A*+WALLCON | *95CSU0802120B* | 48500 | 18.5 | 9 | 50000 | 37000 | 74% | 2 | 0 | 10 |  |  |  |  | R-454B | 4.0417 | Residential & Commercial | USHP | Ducted CEE Tier 1
215424021 | Central HP <5.4 tons | YORK | HRCU-A-CB (Split System: Heat Pump with Remote Outdoor Unit-Air-Source) | HH860E2S11 | ADP |  | H,YE36*60+TXV-BLEED | Y91E080C20SMPS1 | 44000 | 17 | 8.4 | 44500 | 33000 | 74.16% | 1.98 | 0 | 11.7 |  |  |  |  | R-454B | 3.6667 | Residential & Commercial | USHP | Ducted CEE Tier 1
215424040 | Central HP <5.4 tons | YORK | HRCU-A-CB (Split System: Heat Pump with Remote Outdoor Unit-Air-Source) | HH860E2S11 | ADP |  | H,YE36*48+TXV | Y91E100C16SMPS1 | 45000 | 17 | 8.4 | 45000 | 33800 | 75.11% | 1.98 | 0 | 11.5 |  |  |  |  | R-454B | 3.75 | Residential & Commercial | USHP | Ducted CEE Tier 1
215424054 | Central HP <5.4 tons | YORK | HRCU-A-CB (Split System: Heat Pump with Remote Outdoor Unit-Air-Source) | HH860E2S11 | ADP |  | H,YE84*60+TXV | Y91E100C16SMPS1 | 45500 | 18 | 8.5 | 45000 | 33800 | 75.11% | 2 | 0 | 11.7 |  |  |  |  | R-454B | 3.7917 | Residential & Commercial | USHP | Ducted CEE Tier 1
215424087 | Central HP <5.4 tons | YORK | HRCU-A-CB (Split System: Heat Pump with Remote Outdoor Unit-Air-Source) | HH860E2S11 | ADP |  | H,YE49*60+TXV | Y91E120D20SMPS1 | 53500 | 18 | 8.5 | 51500 | 38500 | 74.76% | 2 | 0 | 11.7 |  |  |  |  | R-454B | 4.4583 | Residential & Commercial | USHP | Ducted CEE Tier 1
215423202 | Central HP <5.4 tons | YORK | HRCU-A-CB (Split System: Heat Pump with Remote Outdoor Unit-Air-Source) | HH836E2S11 | ADP |  | H,YE35*36+TXV | TM8E080B12MP11 | 33200 | 18 | 8.5 | 29800 | 25000 | 83.89% | 2 | 0 | 11 |  |  |  |  | R-454B | 2.7667 | Residential & Commercial | USHP | Ducted CEE Tier 1
215423205 | Central HP <5.4 tons | YORK | HRCU-A-CB (Split System: Heat Pump with Remote Outdoor Unit-Air-Source) | HH836E2S11 | ADP |  | H,YE80*36+TXV | TM8E080B12MP11 | 33200 | 18 | 8.5 | 29800 | 25000 | 83.89% | 2 | 0 | 11 |  |  |  |  | R-454B | 2.7667 | Residential & Commercial | USHP | Ducted CEE Tier 1
215423218 | Central HP <5.4 tons | YORK | HRCU-A-CB (Split System: Heat Pump with Remote Outdoor Unit-Air-Source) | HH836E2S11 | ADP |  | H,YE9J*36+TXV-BLEED | TM8E100B12MP11 | 33200 | 17 | 8.5 | 29600 | 25000 | 84.46% | 2 | 0 | 11 |  |  |  |  | R-454B | 2.7667 | Residential & Commercial | USHP | Ducted CEE Tier 1
215423253 | Central HP <5.4 tons | YORK | HRCU-A-CB (Split System: Heat Pump with Remote Outdoor Unit-Air-Source) | HH836E2S11 | ADP |  | H,YE9J*36+TXV-BLEED | TM8V100C16MP12 | 33600 | 18 | 8.5 | 30000 | 25200 | 84% | 2 | 0 | 11 |  |  |  |  | R-454B | 2.8 | Residential & Commercial | USHP | Ducted CEE Tier 1
214328309 | Central HP <5.4 tons | CONTINENTAL | HRCU-A-CB (Split System: Heat Pump with Remote Outdoor Unit-Air-Source) | WSEHV4860RA1-C | ADP |  | H,A,DE48960 | WUV080T4BA | 46000 | 17 | 8.5 | 48000 | 34600 | 72.08% | 1.8 | 0 | 10 |  |  |  |  | R-410A | 3.8333 | Residential & Commercial | USHP | Ducted CEE Tier 1
215675786 | Central HP <5.4 tons | AIRQUEST | HRCU-A-CB (Split System: Heat Pump with Remote Outdoor Unit-Air-Source) | H5H0V48*K*AAA* |  |  | EVM5X60M21A*+WALLCON | *97CMN0602120B* | 47500 | 18.5 | 9 | 50000 | 37200 | 74.4% | 1.98 | 0 | 10 |  |  |  |  | R-454B | 3.9583 | Residential & Commercial | USHP | Ducted CEE Tier 1
214397566 | Central HP <5.4 tons | LUXAIRE | HRCU-A-CB (Split System: Heat Pump with Remote Outdoor Unit-Air-Source) | HH824E2S11 |  |  | CTF30B5ACS1 | TM9V060B12MP12 | 23000 | 17 | 9.5 | 23000 | 18300 | 79.57% | 2 | 0 | 12 |  |  |  |  | R-454B | 1.9167 | Residential & Commercial | USHP | Ducted CEE Tier 1
211389544 | Central HP <5.4 tons | FRASER-JOHNSTON | HRCU-A-CB (Split System: Heat Pump with Remote Outdoor Unit-Air-Source) | HMH72B341 |  |  | XAFC36DXXN1+TXV | TM8Y080C16MP11 | 34000 | 18.5 | 8.5 | 34000 | 24000 | 70.59% | 2.1 | 0 | 10 |  |  |  |  | R-410A | 2.8333 | Residential & Commercial | USHP | Ducted CEE Tier 1
211389762 | Central HP <5.4 tons | FRASER-JOHNSTON | HRCU-A-CB (Split System: Heat Pump with Remote Outdoor Unit-Air-Source) | HMH72B341 |  |  | XAUB36DXXN1+TXV | TM8Y080B12MP11 | 34000 | 18 | 8.1 | 33400 | 23600 | 70.66% | 2.04 | 0 | 10 |  |  |  |  | R-410A | 2.8333 | Residential & Commercial | USHP | Ducted CEE Tier 1
211389944 | Central HP <5.4 tons | FRASER-JOHNSTON | HRCU-A-CB (Split System: Heat Pump with Remote Outdoor Unit-Air-Source) | HMH72B341 |  |  | XAHC36DXXN1+TXV | TMLV100C16MP12 | 34000 | 17 | 8.1 | 34000 | 24600 | 72.35% | 2.08 | 0 | 9.5 |  |  |  |  | R-410A | 2.8333 | Residential & Commercial | USHP
211391725 | Central HP <5.4 tons | FRASER-JOHNSTON | HRCU-A-CB (Split System: Heat Pump with Remote Outdoor Unit-Air-Source) | HMH72B341 |  |  | XAHB30CXXN1+TXV | TMLE100B12MP11 | 32000 | 17 | 8.1 | 32800 | 23000 | 70.12% | 1.98 | 0 | 9.5 |  |  |  |  | R-410A | 2.6667 | Residential & Commercial | USHP
211391850 | Central HP <5.4 tons | FRASER-JOHNSTON | HRCU-A-CB (Split System: Heat Pump with Remote Outdoor Unit-Air-Source) | HMH72B341 |  |  | XAFB36DBCN1 | TM8E100B12MP11 | 34000 | 18 | 8.1 | 33800 | 23800 | 70.41% | 2.06 | 0 | 10 |  |  |  |  | R-410A | 2.8333 | Residential & Commercial | USHP | Ducted CEE Tier 1
211391909 | Central HP <5.4 tons | FRASER-JOHNSTON | HRCU-A-CB (Split System: Heat Pump with Remote Outdoor Unit-Air-Source) | HMH72B341 |  |  | XAFB30CXXN1+TXV | TM8E100B12MP11 | 32800 | 17.5 | 8.1 | 33400 | 23400 | 70.06% | 2.04 | 0 | 9.5 |  |  |  |  | R-410A | 2.7333 | Residential & Commercial | USHP
211392184 | Central HP <5.4 tons | FRASER-JOHNSTON | HRCU-A-CB (Split System: Heat Pump with Remote Outdoor Unit-Air-Source) | HMH72B341 |  |  | XAHC36DBCN1 | TMLE080B12MP11 | 33400 | 17.5 | 8.1 | 33200 | 23400 | 70.48% | 2.02 | 0 | 9.5 |  |  |  |  | R-410A | 2.7833 | Residential & Commercial | USHP
216013764 | Central HP <5.4 tons | YORK | HRCU-A-CB (Split System: Heat Pump with Remote Outdoor Unit-Air-Source) | HH824E2S11 | ADP |  | H,YG9J*30+TXV-BLEED | Y81E060A12SMPS1 | 23000 | 17 | 9 | 21000 | 16900 | 80.48% | 2 | 0 | 12 |  |  |  |  | R-454B | 1.9167 | Residential & Commercial | USHP | Ducted CEE Tier 1
216013779 | Central HP <5.4 tons | YORK | HRCU-A-CB (Split System: Heat Pump with Remote Outdoor Unit-Air-Source) | HH824E2S11 | ADP |  | V,Y36H175P13*+TXV-BLEED | Y91E080B12SMPS1 | 23000 | 17 | 9 | 21400 | 17700 | 82.71% | 2 | 0 | 12 |  |  |  |  | R-454B | 1.9167 | Residential & Commercial | USHP | Ducted CEE Tier 1
210596984 | Central HP <5.4 tons | DAY & NIGHT | HRCU-A-CB (Split System: Heat Pump with Remote Outdoor Unit-Air-Source) | CVH825GKA2* |  |  | EHD4X48AAL+WALLCON | *96CTN1202422A* | 24200 | 16.5 | 8.1 | 21200 | 16600 | 78.3% | 2.02 | 0 | 11 |  |  |  |  | R-410A | 2.0167 | Residential & Commercial | USHP | Ducted CEE Tier 1
214052874 | Central HP <5.4 tons | LENNOX | HRCU-A-CB (Split System: Heat Pump with Remote Outdoor Unit-Air-Source) | SL25XPV-024-230A** | ADP |  | HG80936 | EL296UH045XV36B* | 22200 | 22 | 9.1 | 20000 | 20200 | 101% | 1.84 | 0 | 14 |  |  |  |  | R-410A | 1.85 | Residential & Commercial | USHP | Ducted CEE Tier 1
214671451 | Central HP <5.4 tons | LENNOX | HRCU-A-CB (Split System: Heat Pump with Remote Outdoor Unit-Air-Source) | SL25XPV-036-230A** | ADP |  | L*25/37Z9 | SL280UH080NV48B* | 34000 | 21 | 8.8 | 33800 | 27200 | 80.47% | 1.8 | 0 | 13 |  |  |  |  | R-410A | 2.8333 | Residential & Commercial | USHP | Ducted CEE Tier 1
211225764 | Central HP <5.4 tons | CARRIER | HRCU-A-CB (Split System: Heat Pump with Remote Outdoor Unit-Air-Source) | 38MURAQ36AB3* |  |  | CAP**3721AL* | 59TP6B100V21**20 | 36600 | 15.5 | 8.5 | 38500 | 34800 | 90.39% | 2.1 | 0 | 10 |  |  |  |  | R-410A | 3.05 | Residential & Commercial | USHP | Ducted CEE Tier 1
211225778 | Central HP <5.4 tons | CARRIER | HRCU-A-CB (Split System: Heat Pump with Remote Outdoor Unit-Air-Source) | 38MURAQ36AB3* |  |  | CAP**4221AL* | 58S(B,C)*A090E17**14 | 36000 | 15.5 | 8.1 | 39500 | 35200 | 89.11% | 1.9 | 0 | 10 |  |  |  |  | R-410A | 3 | Residential & Commercial | USHP | Ducted CEE Tier 1
211225787 | Central HP <5.4 tons | CARRIER | HRCU-A-CB (Split System: Heat Pump with Remote Outdoor Unit-Air-Source) | 38MURAQ36AB3* |  |  | CAP**4221AL* | 58SU*A060E17**16 | 35000 | 16.5 | 8.1 | 38500 | 35000 | 90.91% | 1.86 | 0 | 10 |  |  |  |  | R-410A | 2.9167 | Residential & Commercial | USHP | Ducted CEE Tier 1
211225803 | Central HP <5.4 tons | CARRIER | HRCU-A-CB (Split System: Heat Pump with Remote Outdoor Unit-Air-Source) | 38MURAQ36AB3* |  |  | CAP**4221AL* | 59SC5B100E21**22 | 36600 | 15.2 | 8.5 | 40000 | 35200 | 88% | 1.94 | 0 | 10 |  |  |  |  | R-410A | 3.05 | Residential & Commercial | USHP | Ducted CEE Tier 1
211225830 | Central HP <5.4 tons | CARRIER | HRCU-A-CB (Split System: Heat Pump with Remote Outdoor Unit-Air-Source) | 38MURAQ36AB3* |  |  | CAP**4224AL* | 58SP*A070V21**20 | 35400 | 16 | 8.1 | 38500 | 35000 | 90.91% | 1.88 | 0 | 9.5 |  |  |  |  | R-410A | 2.95 | Residential & Commercial | USHP
211225905 | Central HP <5.4 tons | CARRIER | HRCU-A-CB (Split System: Heat Pump with Remote Outdoor Unit-Air-Source) | 38MURAQ36AB3* |  |  | CAP**4321AL* | 59TP6B080V21**20 | 37000 | 15.5 | 8.5 | 38500 | 35000 | 90.91% | 2.1 | 0 | 10 |  |  |  |  | R-410A | 3.0833 | Residential & Commercial | USHP | Ducted CEE Tier 1
211225939 | Central HP <5.4 tons | CARRIER | HRCU-A-CB (Split System: Heat Pump with Remote Outdoor Unit-Air-Source) | 38MURAQ36AB3* |  |  | CAP**4821AL* | 59SC2D080E17**16 | 36000 | 16 | 8.5 | 38500 | 34600 | 89.87% | 2.06 | 0 | 10 |  |  |  |  | R-410A | 3 | Residential & Commercial | USHP | Ducted CEE Tier 1
215424437 | Central HP <5.4 tons | YORK | HRCU-A-CB (Split System: Heat Pump with Remote Outdoor Unit-Air-Source) | HH824E2S11 | ADP |  | H,YE32*36+TXV | TL9E060B12UH11 | 22200 | 17 | 8.65 | 21200 | 17700 | 83.49% | 1.94 | 0 | 11 |  |  |  |  | R-454B | 1.85 | Residential & Commercial | USHP | Ducted CEE Tier 1
215424442 | Central HP <5.4 tons | YORK | HRCU-A-CB (Split System: Heat Pump with Remote Outdoor Unit-Air-Source) | HH824E2S11 | ADP |  | H,YE8J*30+TXV | TL9E060B12UH11 | 23000 | 17 | 9 | 21400 | 17600 | 82.24% | 2 | 0 | 12 |  |  |  |  | R-454B | 1.9167 | Residential & Commercial | USHP | Ducted CEE Tier 1
215424444 | Central HP <5.4 tons | YORK | HRCU-A-CB (Split System: Heat Pump with Remote Outdoor Unit-Air-Source) | HH824E2S11 | ADP |  | H,YE31*24+TXV | TM8E040A12MP11 | 21800 | 16 | 8.5 | 20800 | 16800 | 80.77% | 1.9 | 0 | 11 |  |  |  |  | R-454B | 1.8167 | Residential & Commercial | USHP | Ducted CEE Tier 1
215424446 | Central HP <5.4 tons | YORK | HRCU-A-CB (Split System: Heat Pump with Remote Outdoor Unit-Air-Source) | HH824E2S11 | ADP |  | H,YE32*36+TXV | TM8E040A12MP11 | 22200 | 16 | 8.65 | 20800 | 16800 | 80.77% | 1.94 | 0 | 11.5 |  |  |  |  | R-454B | 1.85 | Residential & Commercial | USHP | Ducted CEE Tier 1
215424451 | Central HP <5.4 tons | YORK | HRCU-A-CB (Split System: Heat Pump with Remote Outdoor Unit-Air-Source) | HH824E2S11 | ADP |  | H,YE8J*30+TXV | TM8E040A12MP11 | 22600 | 16 | 8.9 | 21000 | 16800 | 80% | 1.98 | 0 | 11.7 |  |  |  |  | R-454B | 1.8833 | Residential & Commercial | USHP | Ducted CEE Tier 1
215424471 | Central HP <5.4 tons | YORK | HRCU-A-CB (Split System: Heat Pump with Remote Outdoor Unit-Air-Source) | HH824E2S11 | ADP |  | H,YE31*24+TXV | TM8E100B12MP11 | 21800 | 17 | 8.5 | 21200 | 17600 | 83.02% | 1.9 | 0 | 11 |  |  |  |  | R-454B | 1.8167 | Residential & Commercial | USHP | Ducted CEE Tier 1
215731829 | Central HP <5.4 tons | YORK | HRCU-A-CB (Split System: Heat Pump with Remote Outdoor Unit-Air-Source) | HH836E2S11 | ADP |  | H,YG48*36+TXV-BLEED | Y81E080C20SMPS1 | 34600 | 19 | 8.5 | 30800 | 25400 | 82.47% | 2 | 0 | 11 |  |  |  |  | R-454B | 2.8833 | Residential & Commercial | USHP | Ducted CEE Tier 1
215425289 | Central HP <5.4 tons | YORK | HRCU-A-CB (Split System: Heat Pump with Remote Outdoor Unit-Air-Source) | HH836E2S11 | ADP |  | H,YE1K*36+TXV | TM8Y120C20MP11 | 34000 | 19 | 8.5 | 30600 | 25400 | 83.01% | 2 | 0 | 11 |  |  |  |  | R-454B | 2.8333 | Residential & Commercial | USHP | Ducted CEE Tier 1
215423526 | Central HP <5.4 tons | YORK | HRCU-A-CB (Split System: Heat Pump with Remote Outdoor Unit-Air-Source) | HH860E2S11 | ADP |  | H,YE37*60+TXV | TM8E100C20MP11 | 52500 | 18 | 8.35 | 53000 | 39500 | 74.53% | 1.98 | 0 | 10.5 |  |  |  |  | R-454B | 4.375 | Residential & Commercial | USHP | Ducted CEE Tier 1
215423535 | Central HP <5.4 tons | YORK | HRCU-A-CB (Split System: Heat Pump with Remote Outdoor Unit-Air-Source) | HH860E2S11 | ADP |  | H,YE86*60+TXV | TM8E100C20MP11 | 53500 | 19 | 8.5 | 53000 | 39500 | 74.53% | 2 | 0 | 11 |  |  |  |  | R-454B | 4.4583 | Residential & Commercial | USHP | Ducted CEE Tier 1
215423540 | Central HP <5.4 tons | YORK | HRCU-A-CB (Split System: Heat Pump with Remote Outdoor Unit-Air-Source) | HH860E2S11 | ADP |  | H,YE37*60+TXV | TM8E120C16MP11 | 44500 | 17 | 8.5 | 43500 | 33800 | 77.7% | 2 | 0 | 11 |  |  |  |  | R-454B | 3.7083 | Residential & Commercial | USHP | Ducted CEE Tier 1
211225806 | Central HP <5.4 tons | CARRIER | HRCU-A-CB (Split System: Heat Pump with Remote Outdoor Unit-Air-Source) | 38MURAQ36AB3* |  |  | CAP**4221AL* | 59SP6A080V21**20 | 35600 | 16 | 8.1 | 38500 | 35000 | 90.91% | 1.88 | 0 | 10 |  |  |  |  | R-410A | 2.9667 | Residential & Commercial | USHP | Ducted CEE Tier 1
211225838 | Central HP <5.4 tons | CARRIER | HRCU-A-CB (Split System: Heat Pump with Remote Outdoor Unit-Air-Source) | 38MURAQ36AB3* |  |  | CAP**4224AL* | 58TP*A135V24**22 | 35600 | 16 | 8.1 | 38500 | 35000 | 90.91% | 1.88 | 0 | 10 |  |  |  |  | R-410A | 2.9667 | Residential & Commercial | USHP | Ducted CEE Tier 1
215423549 | Central HP <5.4 tons | YORK | HRCU-A-CB (Split System: Heat Pump with Remote Outdoor Unit-Air-Source) | HH860E2S11 | ADP |  | H,YE55*60+TXV | TM8E120C16MP11 | 44500 | 18 | 8.5 | 43500 | 33800 | 77.7% | 2 | 0 | 11 |  |  |  |  | R-454B | 3.7083 | Residential & Commercial | USHP | Ducted CEE Tier 1
215423574 | Central HP <5.4 tons | YORK | HRCU-A-CB (Split System: Heat Pump with Remote Outdoor Unit-Air-Source) | HH860E2S11 | ADP |  | H,YE55*60+TXV | TM8E130D20MP11 | 54000 | 19 | 8.5 | 53000 | 39500 | 74.53% | 2 | 0 | 11 |  |  |  |  | R-454B | 4.5 | Residential & Commercial | USHP | Ducted CEE Tier 1
211225847 | Central HP <5.4 tons | CARRIER | HRCU-A-CB (Split System: Heat Pump with Remote Outdoor Unit-Air-Source) | 38MURAQ36AB3* |  |  | CAP**4224AL* | 59SC5B100E21**22 | 36800 | 15.5 | 8.5 | 40000 | 35200 | 88% | 1.94 | 0 | 10 |  |  |  |  | R-410A | 3.0667 | Residential & Commercial | USHP | Ducted CEE Tier 1
215423552 | Central HP <5.4 tons | YORK | HRCU-A-CB (Split System: Heat Pump with Remote Outdoor Unit-Air-Source) | HH860E2S11 | ADP |  | H,YE84*60+TXV | TM8E120C16MP11 | 44500 | 18 | 8.5 | 43500 | 33800 | 77.7% | 2 | 0 | 11 |  |  |  |  | R-454B | 3.7083 | Residential & Commercial | USHP | Ducted CEE Tier 1
215423559 | Central HP <5.4 tons | YORK | HRCU-A-CB (Split System: Heat Pump with Remote Outdoor Unit-Air-Source) | HH860E2S11 | ADP |  | H,YE48*60+TXV-BLEED | TM8E120C20MP11 | 53000 | 18 | 8.5 | 52000 | 38500 | 74.04% | 2 | 0 | 11 |  |  |  |  | R-454B | 4.4167 | Residential & Commercial | USHP | Ducted CEE Tier 1
215423641 | Central HP <5.4 tons | YORK | HRCU-A-CB (Split System: Heat Pump with Remote Outdoor Unit-Air-Source) | HH860E2S11 | ADP |  | H,YE36*60+TXV-BLEED | TM8Y080C16MP11 | 43500 | 17 | 8.4 | 42000 | 33000 | 78.57% | 1.98 | 0 | 11.5 |  |  |  |  | R-454B | 3.625 | Residential & Commercial | USHP | Ducted CEE Tier 1
215423659 | Central HP <5.4 tons | YORK | HRCU-A-CB (Split System: Heat Pump with Remote Outdoor Unit-Air-Source) | HH860E2S11 | ADP |  | H,YE36*60+TXV-BLEED | TM8Y100C16MP11 | 43500 | 17 | 8.4 | 42000 | 33000 | 78.57% | 1.98 | 0 | 11.5 |  |  |  |  | R-454B | 3.625 | Residential & Commercial | USHP | Ducted CEE Tier 1
215423666 | Central HP <5.4 tons | YORK | HRCU-A-CB (Split System: Heat Pump with Remote Outdoor Unit-Air-Source) | HH860E2S11 | ADP |  | H,YE48*60+TXV-BLEED | TM8Y100C16MP11 | 44000 | 18 | 8.5 | 42000 | 33000 | 78.57% | 2 | 0 | 11.7 |  |  |  |  | R-454B | 3.6667 | Residential & Commercial | USHP | Ducted CEE Tier 1
215423677 | Central HP <5.4 tons | YORK | HRCU-A-CB (Split System: Heat Pump with Remote Outdoor Unit-Air-Source) | HH860E2S11 | ADP |  | H,YE36*60+TXV | TM8Y100C20MP11 | 52000 | 18 | 8.3 | 53000 | 39500 | 74.53% | 1.96 | 0 | 10.5 |  |  |  |  | R-454B | 4.3333 | Residential & Commercial | USHP | Ducted CEE Tier 1
215423684 | Central HP <5.4 tons | YORK | HRCU-A-CB (Split System: Heat Pump with Remote Outdoor Unit-Air-Source) | HH860E2S11 | ADP |  | H,YE54*60+TXV | TM8Y100C20MP11 | 53500 | 19 | 8.5 | 53000 | 39500 | 74.53% | 2 | 0 | 11 |  |  |  |  | R-454B | 4.4583 | Residential & Commercial | USHP | Ducted CEE Tier 1
215423691 | Central HP <5.4 tons | YORK | HRCU-A-CB (Split System: Heat Pump with Remote Outdoor Unit-Air-Source) | HH860E2S11 | ADP |  | H,YE37*60+TXV | TM8Y120C20MP11 | 52500 | 18 | 8.35 | 53000 | 39500 | 74.53% | 1.98 | 0 | 10.5 |  |  |  |  | R-454B | 4.375 | Residential & Commercial | USHP | Ducted CEE Tier 1
215424138 | Central HP <5.4 tons | YORK | HRCU-A-CB (Split System: Heat Pump with Remote Outdoor Unit-Air-Source) | HH860E2S11 | ADP |  | H,YE86*60+TXV | YP9C100C20MP13 | 52000 | 19 | 8.5 | 51500 | 38000 | 73.79% | 2 | 0 | 11 |  |  |  |  | R-454B | 4.3333 | Residential & Commercial | USHP | Ducted CEE Tier 1
215424141 | Central HP <5.4 tons | YORK | HRCU-A-CB (Split System: Heat Pump with Remote Outdoor Unit-Air-Source) | HH860E2S11 | ADP |  | H,YE37*60+TXV | YP9C120D20MP13 | 52000 | 18 | 8.35 | 52500 | 39000 | 74.29% | 1.98 | 0 | 10.5 |  |  |  |  | R-454B | 4.3333 | Residential & Commercial | USHP | Ducted CEE Tier 1
215424441 | Central HP <5.4 tons | YORK | HRCU-A-CB (Split System: Heat Pump with Remote Outdoor Unit-Air-Source) | HH824E2S11 | ADP |  | H,YE7J*36+TXV | TL9E060B12UH11 | 22400 | 17 | 8.8 | 21400 | 17700 | 82.71% | 1.96 | 0 | 11 |  |  |  |  | R-454B | 1.8667 | Residential & Commercial | USHP | Ducted CEE Tier 1
215424458 | Central HP <5.4 tons | YORK | HRCU-A-CB (Split System: Heat Pump with Remote Outdoor Unit-Air-Source) | HH824E2S11 | ADP |  | H,YE7J*30+TXV | TM8E060A12MP11 | 22400 | 17 | 8.8 | 21400 | 17500 | 81.78% | 1.96 | 0 | 11 |  |  |  |  | R-454B | 1.8667 | Residential & Commercial | USHP | Ducted CEE Tier 1
215424472 | Central HP <5.4 tons | YORK | HRCU-A-CB (Split System: Heat Pump with Remote Outdoor Unit-Air-Source) | HH824E2S11 | ADP |  | H,YE31*30+TXV | TM8E100B12MP11 | 21800 | 17 | 8.5 | 21200 | 17600 | 83.02% | 1.9 | 0 | 11 |  |  |  |  | R-454B | 1.8167 | Residential & Commercial | USHP | Ducted CEE Tier 1
215424475 | Central HP <5.4 tons | YORK | HRCU-A-CB (Split System: Heat Pump with Remote Outdoor Unit-Air-Source) | HH824E2S11 | ADP |  | H,YE7J*36+TXV-BLEED | TM8E100B12MP11 | 22400 | 17 | 8.8 | 21400 | 17700 | 82.71% | 1.96 | 0 | 11.5 |  |  |  |  | R-454B | 1.8667 | Residential & Commercial | USHP | Ducted CEE Tier 1
215424490 | Central HP <5.4 tons | YORK | HRCU-A-CB (Split System: Heat Pump with Remote Outdoor Unit-Air-Source) | HH824E2S11 | ADP |  | H,YE8J*36+TXV | TM8Y060A12MP11 | 22800 | 17 | 8.9 | 21400 | 18000 | 84.11% | 1.98 | 0 | 10.5 |  |  |  |  | R-454B | 1.9 | Residential & Commercial | USHP | Ducted CEE Tier 1
215424507 | Central HP <5.4 tons | YORK | HRCU-A-CB (Split System: Heat Pump with Remote Outdoor Unit-Air-Source) | HH824E2S11 | ADP |  | H,YE8J*30+TXV | TM9E026A08MP12 | 22600 | 16 | 8.9 | 21400 | 17200 | 80.37% | 1.98 | 0 | 10.5 |  |  |  |  | R-454B | 1.8833 | Residential & Commercial | USHP | Ducted CEE Tier 1
211226093 | Central HP <5.4 tons | CARRIER | HRCU-A-CB (Split System: Heat Pump with Remote Outdoor Unit-Air-Source) | 38MURAQ36AB3* |  |  | CNPV*4824AL* | 58SP*A110V24**22 | 36000 | 16.5 | 8.1 | 38500 | 34800 | 90.39% | 2.02 | 0 | 10 |  |  |  |  | R-410A | 3 | Residential & Commercial | USHP | Ducted CEE Tier 1
211226108 | Central HP <5.4 tons | CARRIER | HRCU-A-CB (Split System: Heat Pump with Remote Outdoor Unit-Air-Source) | 38MURAQ36AB3* |  |  | CNPV*4824AL* | 59SC5B140E24**22 | 37400 | 15.2 | 8.1 | 40000 | 35200 | 88% | 2.08 | 0 | 10 |  |  |  |  | R-410A | 3.1167 | Residential & Commercial | USHP | Ducted CEE Tier 1
211226109 | Central HP <5.4 tons | CARRIER | HRCU-A-CB (Split System: Heat Pump with Remote Outdoor Unit-Air-Source) | 38MURAQ36AB3* |  |  | CNPV*4824AL* | 59SP6A080V21**20 | 36200 | 16 | 8.1 | 38500 | 34800 | 90.39% | 2.02 | 0 | 10 |  |  |  |  | R-410A | 3.0167 | Residential & Commercial | USHP | Ducted CEE Tier 1
211226144 | Central HP <5.4 tons | CARRIER | HRCU-A-CB (Split System: Heat Pump with Remote Outdoor Unit-Air-Source) | 38MURAQ36AB3* |  |  | CNPV*4824AL* | OVLAAB060154 | 37400 | 15.2 | 8.5 | 39500 | 35200 | 89.11% | 2.1 | 0 | 10.5 |  |  |  |  | R-410A | 3.1167 | Residential & Commercial | USHP | Ducted CEE Tier 1
212384716 | Central HP <5.4 tons | DAY & NIGHT | HRCU-A-CB (Split System: Heat Pump with Remote Outdoor Unit-Air-Source) | DLCURAH36ABK |  |  | EN(A,D,W)4X42L21** | *80ESU0802120A | 36800 | 15.2 | 8.1 | 40000 | 35200 | 88% | 1.94 | 0 | 10 |  |  |  |  | R-410A | 3.0667 | Residential & Commercial | USHP | Ducted CEE Tier 1
215423347 | Central HP <5.4 tons | YORK | HRCU-A-CB (Split System: Heat Pump with Remote Outdoor Unit-Air-Source) | HH836E2S11 | ADP |  | H,YE35*36+TXV | TM9Y080C16MP11 | 33800 | 18 | 8.5 | 30400 | 25400 | 83.55% | 2 | 0 | 11 |  |  |  |  | R-454B | 2.8167 | Residential & Commercial | USHP | Ducted CEE Tier 1
215423410 | Central HP <5.4 tons | YORK | HRCU-A-CB (Split System: Heat Pump with Remote Outdoor Unit-Air-Source) | HH836E2S11 | ADP |  | H,YE80*36+TXV | Y91E080C16SMPS1 | 33200 | 18 | 8.5 | 29600 | 23400 | 79.05% | 2 | 0 | 11 |  |  |  |  | R-454B | 2.7667 | Residential & Commercial | USHP | Ducted CEE Tier 1
214397502 | Central HP <5.4 tons | LUXAIRE | HRCU-A-CB (Split System: Heat Pump with Remote Outdoor Unit-Air-Source) | HH860E2S11 |  |  | CTF60C5CGS1 | TP9C080C16MP13 | 43500 | 17 | 9 | 44000 | 33600 | 76.36% | 2 | 0 | 11 |  |  |  |  | R-454B | 3.625 | Residential & Commercial | USHP | Ducted CEE Tier 1
215423480 | Central HP <5.4 tons | YORK | HRCU-A-CB (Split System: Heat Pump with Remote Outdoor Unit-Air-Source) | HH860E2S11 | ADP |  | H,YE37*60+TXV | TM8E080C16MP11 | 44500 | 17 | 8.5 | 43500 | 33800 | 77.7% | 2 | 0 | 11 |  |  |  |  | R-454B | 3.7083 | Residential & Commercial | USHP | Ducted CEE Tier 1
215423496 | Central HP <5.4 tons | YORK | HRCU-A-CB (Split System: Heat Pump with Remote Outdoor Unit-Air-Source) | HH860E2S11 | ADP |  | H,YE37*60+TXV | TM8E080C20MP11 | 52500 | 18 | 8.35 | 53000 | 39500 | 74.53% | 1.98 | 0 | 10.5 |  |  |  |  | R-454B | 4.375 | Residential & Commercial | USHP | Ducted CEE Tier 1
215423530 | Central HP <5.4 tons | YORK | HRCU-A-CB (Split System: Heat Pump with Remote Outdoor Unit-Air-Source) | HH860E2S11 | ADP |  | H,YE48*60+TXV | TM8E100C20MP11 | 53500 | 18 | 8.5 | 53000 | 39500 | 74.53% | 2 | 0 | 11 |  |  |  |  | R-454B | 4.4583 | Residential & Commercial | USHP | Ducted CEE Tier 1
215423531 | Central HP <5.4 tons | YORK | HRCU-A-CB (Split System: Heat Pump with Remote Outdoor Unit-Air-Source) | HH860E2S11 | ADP |  | H,YE54*60+TXV | TM8E100C20MP11 | 53500 | 19 | 8.5 | 53000 | 39500 | 74.53% | 2 | 0 | 11 |  |  |  |  | R-454B | 4.4583 | Residential & Commercial | USHP | Ducted CEE Tier 1
215423562 | Central HP <5.4 tons | YORK | HRCU-A-CB (Split System: Heat Pump with Remote Outdoor Unit-Air-Source) | HH860E2S11 | ADP |  | H,YE55*60+TXV | TM8E120C20MP11 | 53000 | 19 | 8.5 | 52500 | 39000 | 74.29% | 2 | 0 | 11 |  |  |  |  | R-454B | 4.4167 | Residential & Commercial | USHP | Ducted CEE Tier 1
211390925 | Central HP <5.4 tons | FRASER-JOHNSTON | HRCU-A-CB (Split System: Heat Pump with Remote Outdoor Unit-Air-Source) | HMH72B341 |  |  | XAHB36DBCN1 | TMLV060A12MP12 | 33400 | 16.5 | 8.1 | 33600 | 23800 | 70.83% | 2.02 | 0 | 9.5 |  |  |  |  | R-410A | 2.7833 | Residential & Commercial | USHP
211391014 | Central HP <5.4 tons | FRASER-JOHNSTON | HRCU-A-CB (Split System: Heat Pump with Remote Outdoor Unit-Air-Source) | HMH72B341 |  |  | XAFB36DXXN1+TXV | TMLV060A12MP12 | 34000 | 17.5 | 8.1 | 34000 | 24200 | 71.18% | 2.06 | 0 | 9.5 |  |  |  |  | R-410A | 2.8333 | Residential & Commercial | USHP
216762704 | Central HP <5.4 tons | BRYANT HEATING AND COOLING SYSTEMS | HRCU-A-CB (Split System: Heat Pump with Remote Outdoor Unit-Air-Source) | 38MURAQ36AA3* | ADP |  | H,PG1K936 | 927TA60080V21*** | 33800 | 16 | 9.5 | 34000 | 26200 | 77.06% | 2.24 | 0 | 9.5 |  |  |  |  | R-410A | 2.8167 | Residential & Commercial | USHP
211386513 | Central HP <5.4 tons | COLEMAN | HRCU-A-CB (Split System: Heat Pump with Remote Outdoor Unit-Air-Source) | HMH72B341 |  |  | XAHC48FBCN1 | TL8E080C16UH11 | 33600 | 16.5 | 8.1 | 32600 | 24200 | 74.23% | 2.04 | 0 | 9 |  |  |  |  | R-410A | 2.8 | Residential & Commercial | USHP
211225955 | Central HP <5.4 tons | CARRIER | HRCU-A-CB (Split System: Heat Pump with Remote Outdoor Unit-Air-Source) | 38MURAQ36AB3* |  |  | CAP**4821AL* | 59SU5A100E21**20 | 36200 | 16 | 8.5 | 38500 | 34600 | 89.87% | 2.06 | 0 | 10 |  |  |  |  | R-410A | 3.0167 | Residential & Commercial | USHP | Ducted CEE Tier 1
211225980 | Central HP <5.4 tons | CARRIER | HRCU-A-CB (Split System: Heat Pump with Remote Outdoor Unit-Air-Source) | 38MURAQ36AB3* |  |  | CAP**4824AL* | 58SU*A100E21**20 | 36000 | 16 | 8.5 | 38500 | 34600 | 89.87% | 2.06 | 0 | 10 |  |  |  |  | R-410A | 3 | Residential & Commercial | USHP | Ducted CEE Tier 1
216684922 | Central HP <5.4 tons | MAINLINE | HRCU-A-CB (Split System: Heat Pump with Remote Outdoor Unit-Air-Source) | MLP19AY24AJVC |  |  | TCFY2421HEAAM | ML962V0603A17M4 | 22800 | 21 | 8.5 | 22800 | 18600 | 81.58% | 1.8 | 0 | 13 |  |  |  |  | R-454B | 1.9 | Residential & Commercial | USHP | Ducted CEE Tier 1
216684958 | Central HP <5.4 tons | MAINLINE | HRCU-A-CB (Split System: Heat Pump with Remote Outdoor Unit-Air-Source) | MLP19AY48AJVC |  |  | TCFY4821SEAAM | ML962V0705A21M4 | 45500 | 18 | 10 | 45500 | 42000 | 92.31% | 2.1 | 0 | 12 |  |  |  |  | R-454B | 3.7917 | Residential & Commercial | USHP | Ducted CEE Tier 1
214671452 | Central HP <5.4 tons | LENNOX | HRCU-A-CB (Split System: Heat Pump with Remote Outdoor Unit-Air-Source) | SL25XPV-036-230A** | ADP |  | L*24/36Z9 | SL280UH080NV48B* | 34000 | 21 | 8.8 | 33800 | 27200 | 80.47% | 1.8 | 0 | 13 |  |  |  |  | R-410A | 2.8333 | Residential & Commercial | USHP | Ducted CEE Tier 1
215423693 | Central HP <5.4 tons | YORK | HRCU-A-CB (Split System: Heat Pump with Remote Outdoor Unit-Air-Source) | HH860E2S11 | ADP |  | H,YE3K*60+TXV | TM8Y120C20MP11 | 44500 | 18 | 8.5 | 43000 | 33400 | 77.67% | 2 | 0 | 11.7 |  |  |  |  | R-454B | 3.7083 | Residential & Commercial | USHP | Ducted CEE Tier 1
215423709 | Central HP <5.4 tons | YORK | HRCU-A-CB (Split System: Heat Pump with Remote Outdoor Unit-Air-Source) | HH860E2S11 | ADP |  | H,YE3K*60+TXV | TM9E080C16MP12 | 44500 | 18 | 8.5 | 43500 | 34000 | 78.16% | 2 | 0 | 11 |  |  |  |  | R-454B | 3.7083 | Residential & Commercial | USHP | Ducted CEE Tier 1
215423750 | Central HP <5.4 tons | YORK | HRCU-A-CB (Split System: Heat Pump with Remote Outdoor Unit-Air-Source) | HH860E2S11 | ADP |  | H,YE36*60+TXV-BLEED | TM9E100C20MP12 | 52000 | 18 | 8.3 | 53000 | 39500 | 74.53% | 1.96 | 0 | 10.5 |  |  |  |  | R-454B | 4.3333 | Residential & Commercial | USHP | Ducted CEE Tier 1
215423752 | Central HP <5.4 tons | YORK | HRCU-A-CB (Split System: Heat Pump with Remote Outdoor Unit-Air-Source) | HH860E2S11 | ADP |  | H,YE37*60+TXV | TM9E100C20MP12 | 52500 | 18 | 8.35 | 53000 | 39500 | 74.53% | 1.98 | 0 | 10.5 |  |  |  |  | R-454B | 4.375 | Residential & Commercial | USHP | Ducted CEE Tier 1
215423766 | Central HP <5.4 tons | YORK | HRCU-A-CB (Split System: Heat Pump with Remote Outdoor Unit-Air-Source) | HH860E2S11 | ADP |  | H,YE3K*60+TXV | TM9E120D20MP12 | 52500 | 18 | 8.45 | 52500 | 39000 | 74.29% | 1.98 | 0 | 10.5 |  |  |  |  | R-454B | 4.375 | Residential & Commercial | USHP | Ducted CEE Tier 1
215423793 | Central HP <5.4 tons | YORK | HRCU-A-CB (Split System: Heat Pump with Remote Outdoor Unit-Air-Source) | HH860E2S11 | ADP |  | H,YE36*60+TXV-BLEED | TM9V100C16MP12 | 43000 | 17 | 8.4 | 42000 | 32800 | 78.1% | 1.98 | 0 | 11.5 |  |  |  |  | R-454B | 3.5833 | Residential & Commercial | USHP | Ducted CEE Tier 1
215423809 | Central HP <5.4 tons | YORK | HRCU-A-CB (Split System: Heat Pump with Remote Outdoor Unit-Air-Source) | HH860E2S11 | ADP |  | H,YE86*60+TXV | TM9V100C16MP12 | 43500 | 18 | 8.5 | 42000 | 32800 | 78.1% | 2 | 0 | 11.7 |  |  |  |  | R-454B | 3.625 | Residential & Commercial | USHP | Ducted CEE Tier 1
215423832 | Central HP <5.4 tons | YORK | HRCU-A-CB (Split System: Heat Pump with Remote Outdoor Unit-Air-Source) | HH860E2S11 | ADP |  | H,YE55*60+TXV | TM9V120D20MP12 | 53000 | 19 | 8.5 | 52500 | 39000 | 74.29% | 2 | 0 | 11 |  |  |  |  | R-454B | 4.4167 | Residential & Commercial | USHP | Ducted CEE Tier 1
215424522 | Central HP <5.4 tons | YORK | HRCU-A-CB (Split System: Heat Pump with Remote Outdoor Unit-Air-Source) | HH824E2S11 | ADP |  | H,YE7J*36+TXV-BLEED | TM9E060A10MP12 | 22400 | 16 | 8.8 | 21400 | 17700 | 82.71% | 1.96 | 0 | 10.5 |  |  |  |  | R-454B | 1.8667 | Residential & Commercial | USHP | Ducted CEE Tier 1
215424523 | Central HP <5.4 tons | YORK | HRCU-A-CB (Split System: Heat Pump with Remote Outdoor Unit-Air-Source) | HH824E2S11 | ADP |  | H,YE7J*30+TXV | TM9E060A10MP12 | 22400 | 16 | 8.8 | 21400 | 17700 | 82.71% | 1.96 | 0 | 10.5 |  |  |  |  | R-454B | 1.8667 | Residential & Commercial | USHP | Ducted CEE Tier 1
215424525 | Central HP <5.4 tons | YORK | HRCU-A-CB (Split System: Heat Pump with Remote Outdoor Unit-Air-Source) | HH824E2S11 | ADP |  | H,YE8J*30+TXV | TM9E060A10MP12 | 22600 | 16 | 8.9 | 21400 | 17700 | 82.71% | 1.98 | 0 | 10.5 |  |  |  |  | R-454B | 1.8833 | Residential & Commercial | USHP | Ducted CEE Tier 1
215424591 | Central HP <5.4 tons | YORK | HRCU-A-CB (Split System: Heat Pump with Remote Outdoor Unit-Air-Source) | HH824E2S11 | ADP |  | H,YE31*30+TXV | TM9Y080B12MP11 | 21800 | 17 | 8.5 | 21000 | 17000 | 80.95% | 1.9 | 0 | 11 |  |  |  |  | R-454B | 1.8167 | Residential & Commercial | USHP | Ducted CEE Tier 1
215425305 | Central HP <5.4 tons | YORK | HRCU-A-CB (Split System: Heat Pump with Remote Outdoor Unit-Air-Source) | HH836E2S11 | ADP |  | H,YE1K*36+TXV | TM9Y100C20MP11 | 33800 | 17 | 8.5 | 30800 | 25600 | 83.12% | 2 | 0 | 10 |  |  |  |  | R-454B | 2.8167 | Residential & Commercial | USHP | Ducted CEE Tier 1
215425312 | Central HP <5.4 tons | YORK | HRCU-A-CB (Split System: Heat Pump with Remote Outdoor Unit-Air-Source) | HH836E2S11 | ADP |  | H,YE1K*36+TXV | Y81E120C16SMPS1 | 33400 | 19 | 8.5 | 29600 | 24800 | 83.78% | 2 | 0 | 11.7 |  |  |  |  | R-454B | 2.7833 | Residential & Commercial | USHP | Ducted CEE Tier 1
215424476 | Central HP <5.4 tons | YORK | HRCU-A-CB (Split System: Heat Pump with Remote Outdoor Unit-Air-Source) | HH824E2S11 | ADP |  | H,YE7J*30+TXV | TM8E100B12MP11 | 22400 | 17 | 8.8 | 21400 | 17700 | 82.71% | 1.96 | 0 | 11.5 |  |  |  |  | R-454B | 1.8667 | Residential & Commercial | USHP | Ducted CEE Tier 1
215424485 | Central HP <5.4 tons | YORK | HRCU-A-CB (Split System: Heat Pump with Remote Outdoor Unit-Air-Source) | HH824E2S11 | ADP |  | H,YE7J*30+TXV | TM8V080B12MP12 | 22400 | 17 | 8.8 | 21400 | 17700 | 82.71% | 1.96 | 0 | 10.5 |  |  |  |  | R-454B | 1.8667 | Residential & Commercial | USHP | Ducted CEE Tier 1
215424487 | Central HP <5.4 tons | YORK | HRCU-A-CB (Split System: Heat Pump with Remote Outdoor Unit-Air-Source) | HH824E2S11 | ADP |  | H,YE8J*30+TXV | TM8V080B12MP12 | 22800 | 17 | 8.9 | 21400 | 17700 | 82.71% | 1.98 | 0 | 10.5 |  |  |  |  | R-454B | 1.9 | Residential & Commercial | USHP | Ducted CEE Tier 1
215424494 | Central HP <5.4 tons | YORK | HRCU-A-CB (Split System: Heat Pump with Remote Outdoor Unit-Air-Source) | HH824E2S11 | ADP |  | H,YE33*36+TXV | TM8Y080B12MP11 | 23000 | 17 | 9 | 21400 | 17900 | 83.64% | 2 | 0 | 12 |  |  |  |  | R-454B | 1.9167 | Residential & Commercial | USHP | Ducted CEE Tier 1
215424528 | Central HP <5.4 tons | YORK | HRCU-A-CB (Split System: Heat Pump with Remote Outdoor Unit-Air-Source) | HH824E2S11 | ADP |  | H,YE31*30+TXV | TM9E060B12MP12 | 22400 | 16 | 8.75 | 21400 | 17900 | 83.64% | 1.96 | 0 | 11 |  |  |  |  | R-454B | 1.8667 | Residential & Commercial | USHP | Ducted CEE Tier 1
215424544 | Central HP <5.4 tons | YORK | HRCU-A-CB (Split System: Heat Pump with Remote Outdoor Unit-Air-Source) | HH824E2S11 | ADP |  | H,YE8J*36+TXV | TM9E080B12MP12 | 23000 | 17 | 9 | 21400 | 18300 | 85.51% | 2 | 0 | 11.7 |  |  |  |  | R-454B | 1.9167 | Residential & Commercial | USHP | Ducted CEE Tier 1
211225854 | Central HP <5.4 tons | CARRIER | HRCU-A-CB (Split System: Heat Pump with Remote Outdoor Unit-Air-Source) | 38MURAQ36AB3* |  |  | CAP**4224AL* | 59SU5A100E21**20 | 35800 | 16 | 8.1 | 38500 | 35000 | 90.91% | 1.9 | 0 | 10 |  |  |  |  | R-410A | 2.9833 | Residential & Commercial | USHP | Ducted CEE Tier 1
215423576 | Central HP <5.4 tons | YORK | HRCU-A-CB (Split System: Heat Pump with Remote Outdoor Unit-Air-Source) | HH860E2S11 | ADP |  | H,YE84*60+TXV | TM8E130D20MP11 | 54000 | 19 | 8.5 | 53000 | 39500 | 74.53% | 2 | 0 | 11 |  |  |  |  | R-454B | 4.5 | Residential & Commercial | USHP | Ducted CEE Tier 1
215423590 | Central HP <5.4 tons | YORK | HRCU-A-CB (Split System: Heat Pump with Remote Outdoor Unit-Air-Source) | HH860E2S11 | ADP |  | H,YE54*60+TXV | TM8V080C16MP12 | 43500 | 18 | 8.5 | 42000 | 32800 | 78.1% | 2 | 0 | 11.7 |  |  |  |  | R-454B | 3.625 | Residential & Commercial | USHP | Ducted CEE Tier 1
211225870 | Central HP <5.4 tons | CARRIER | HRCU-A-CB (Split System: Heat Pump with Remote Outdoor Unit-Air-Source) | 38MURAQ36AB3* |  |  | CAP**4321AL* | 58S(B,C)*A090E17**14 | 37000 | 16 | 8.5 | 38500 | 34800 | 90.39% | 2.1 | 0 | 10 |  |  |  |  | R-410A | 3.0833 | Residential & Commercial | USHP | Ducted CEE Tier 1
211225890 | Central HP <5.4 tons | CARRIER | HRCU-A-CB (Split System: Heat Pump with Remote Outdoor Unit-Air-Source) | 38MURAQ36AB3* |  |  | CAP**4321AL* | 59SC2D080E21**20 | 37400 | 16 | 8.5 | 38500 | 34800 | 90.39% | 2.14 | 0 | 10 |  |  |  |  | R-410A | 3.1167 | Residential & Commercial | USHP | Ducted CEE Tier 1
215423601 | Central HP <5.4 tons | YORK | HRCU-A-CB (Split System: Heat Pump with Remote Outdoor Unit-Air-Source) | HH860E2S11 | ADP |  | H,YE2K*48+TXV | TM8V100C16MP12 | 43000 | 17 | 8.45 | 42000 | 32800 | 78.1% | 2 | 0 | 11.5 |  |  |  |  | R-454B | 3.5833 | Residential & Commercial | USHP | Ducted CEE Tier 1
215423626 | Central HP <5.4 tons | YORK | HRCU-A-CB (Split System: Heat Pump with Remote Outdoor Unit-Air-Source) | HH860E2S11 | ADP |  | H,YE86*60+TXV | TM8V100C20MP12 | 53000 | 19 | 8.5 | 52000 | 38500 | 74.04% | 2 | 0 | 11 |  |  |  |  | R-454B | 4.4167 | Residential & Commercial | USHP | Ducted CEE Tier 1
215423651 | Central HP <5.4 tons | YORK | HRCU-A-CB (Split System: Heat Pump with Remote Outdoor Unit-Air-Source) | HH860E2S11 | ADP |  | H,YE54*48+TXV | TM8Y080C16MP11 | 44000 | 18 | 8.5 | 42000 | 33000 | 78.57% | 2 | 0 | 11.7 |  |  |  |  | R-454B | 3.6667 | Residential & Commercial | USHP | Ducted CEE Tier 1
211386179 | Central HP <5.4 tons | COLEMAN | HRCU-A-CB (Split System: Heat Pump with Remote Outdoor Unit-Air-Source) | HMH72B341 |  |  | XAHD48FXXN1+TXV | TL9E080C16UH11 | 33200 | 16 | 8.1 | 32400 | 23600 | 72.84% | 2.04 | 0 | 9 |  |  |  |  | R-410A | 2.7667 | Residential & Commercial | USHP
211386293 | Central HP <5.4 tons | COLEMAN | HRCU-A-CB (Split System: Heat Pump with Remote Outdoor Unit-Air-Source) | HMH72B341 |  |  | XAHC48FXXN1+TXV | TL9E060B12UH11 | 32400 | 16.5 | 8.1 | 32000 | 23600 | 73.75% | 2 | 0 | 9 |  |  |  |  | R-410A | 2.7 | Residential & Commercial | USHP
211386861 | Central HP <5.4 tons | COLEMAN | HRCU-A-CB (Split System: Heat Pump with Remote Outdoor Unit-Air-Source) | HMH72B341 |  |  | XAFC30CXXN1+TXV | TM9Y080C16MP11 | 33200 | 18 | 8.1 | 33600 | 23600 | 70.24% | 2.04 | 0 | 9.5 |  |  |  |  | R-410A | 2.7667 | Residential & Commercial | USHP
211387731 | Central HP <5.4 tons | FRASER-JOHNSTON | HRCU-A-CB (Split System: Heat Pump with Remote Outdoor Unit-Air-Source) | HMH72B341 |  |  | XAHC30CXXN1+TXV | TP9C080B12MP13 | 32000 | 16.5 | 8.1 | 33000 | 23200 | 70.3% | 1.98 | 0 | 9 |  |  |  |  | R-410A | 2.6667 | Residential & Commercial | USHP
211387029 | Central HP <5.4 tons | COLEMAN | HRCU-A-CB (Split System: Heat Pump with Remote Outdoor Unit-Air-Source) | HMH72B341 |  |  | XAUB36DXXN1+TXV | TM9Y080B12MP11 | 33600 | 17.5 | 8.5 | 33400 | 23600 | 70.66% | 2.04 | 0 | 9.5 |  |  |  |  | R-410A | 2.8 | Residential & Commercial | USHP
215423594 | Central HP <5.4 tons | YORK | HRCU-A-CB (Split System: Heat Pump with Remote Outdoor Unit-Air-Source) | HH860E2S11 | ADP |  | H,YE84*60+TXV | TM8V080C16MP12 | 43500 | 18 | 8.5 | 42000 | 32800 | 78.1% | 2 | 0 | 11.7 |  |  |  |  | R-454B | 3.625 | Residential & Commercial | USHP | Ducted CEE Tier 1
215423612 | Central HP <5.4 tons | YORK | HRCU-A-CB (Split System: Heat Pump with Remote Outdoor Unit-Air-Source) | HH860E2S11 | ADP |  | H,YE84*60+TXV | TM8V100C16MP12 | 43500 | 18 | 8.5 | 42000 | 32800 | 78.1% | 2 | 0 | 11.7 |  |  |  |  | R-454B | 3.625 | Residential & Commercial | USHP | Ducted CEE Tier 1
215423614 | Central HP <5.4 tons | YORK | HRCU-A-CB (Split System: Heat Pump with Remote Outdoor Unit-Air-Source) | HH860E2S11 | ADP |  | H,YE36*60+TXV-BLEED | TM8V100C20MP12 | 51500 | 18 | 8.3 | 52000 | 38500 | 74.04% | 1.96 | 0 | 10.5 |  |  |  |  | R-454B | 4.2917 | Residential & Commercial | USHP | Ducted CEE Tier 1
215423712 | Central HP <5.4 tons | YORK | HRCU-A-CB (Split System: Heat Pump with Remote Outdoor Unit-Air-Source) | HH860E2S11 | ADP |  | H,YE48*60+TXV | TM9E080C16MP12 | 44500 | 18 | 8.5 | 43500 | 34000 | 78.16% | 2 | 0 | 11 |  |  |  |  | R-454B | 3.7083 | Residential & Commercial | USHP | Ducted CEE Tier 1
215423745 | Central HP <5.4 tons | YORK | HRCU-A-CB (Split System: Heat Pump with Remote Outdoor Unit-Air-Source) | HH860E2S11 | ADP |  | H,YE55*60+TXV | TM9E100C16MP12 | 44500 | 18 | 8.5 | 44000 | 34000 | 77.27% | 2 | 0 | 11 |  |  |  |  | R-454B | 3.7083 | Residential & Commercial | USHP | Ducted CEE Tier 1
215423781 | Central HP <5.4 tons | YORK | HRCU-A-CB (Split System: Heat Pump with Remote Outdoor Unit-Air-Source) | HH860E2S11 | ADP |  | H,YE3K*60+TXV | TM9V080C16MP12 | 43500 | 17 | 8.5 | 42000 | 33000 | 78.57% | 2 | 0 | 11 |  |  |  |  | R-454B | 3.625 | Residential & Commercial | USHP | Ducted CEE Tier 1
215423797 | Central HP <5.4 tons | YORK | HRCU-A-CB (Split System: Heat Pump with Remote Outdoor Unit-Air-Source) | HH860E2S11 | ADP |  | H,YE2K*48+TXV | TM9V100C16MP12 | 43000 | 17 | 8.45 | 42000 | 32800 | 78.1% | 2 | 0 | 11.5 |  |  |  |  | R-454B | 3.5833 | Residential & Commercial | USHP | Ducted CEE Tier 1
215423812 | Central HP <5.4 tons | YORK | HRCU-A-CB (Split System: Heat Pump with Remote Outdoor Unit-Air-Source) | HH860E2S11 | ADP |  | H,YE37*60+TXV | TM9V100C20MP12 | 51000 | 18 | 8.35 | 51500 | 38000 | 73.79% | 1.98 | 0 | 10.5 |  |  |  |  | R-454B | 4.25 | Residential & Commercial | USHP | Ducted CEE Tier 1
214607176 | Central HP <5.4 tons | LENNOX | HRCU-A-CB (Split System: Heat Pump with Remote Outdoor Unit-Air-Source) | EL22XPV-024-230A** | ADP |  | LD19/24Y9+LEFE3A* | 0 | 22400 | 20 | 8.35 | 20400 | 15600 | 76.47% | 2.18 | 0 | 13 |  |  |  |  | R-410A | 1.8667 | Residential & Commercial | USHP | Ducted CEE Tier 1
215423834 | Central HP <5.4 tons | YORK | HRCU-A-CB (Split System: Heat Pump with Remote Outdoor Unit-Air-Source) | HH860E2S11 | ADP |  | H,YE84*60+TXV | TM9V120D20MP12 | 53000 | 19 | 8.5 | 52500 | 39000 | 74.29% | 2 | 0 | 11 |  |  |  |  | R-454B | 4.4167 | Residential & Commercial | USHP | Ducted CEE Tier 1
215423841 | Central HP <5.4 tons | YORK | HRCU-A-CB (Split System: Heat Pump with Remote Outdoor Unit-Air-Source) | HH860E2S11 | ADP |  | H,YE2K*48+TXV | TM9Y080C16MP11 | 43500 | 16 | 8.45 | 42500 | 33400 | 78.59% | 2 | 0 | 10.5 |  |  |  |  | R-454B | 3.625 | Residential & Commercial | USHP | Ducted CEE Tier 1
215423843 | Central HP <5.4 tons | YORK | HRCU-A-CB (Split System: Heat Pump with Remote Outdoor Unit-Air-Source) | HH860E2S11 | ADP |  | H,YE3K*60+TXV | TM9Y080C16MP11 | 44000 | 16 | 8.5 | 42500 | 33400 | 78.59% | 2 | 0 | 11 |  |  |  |  | R-454B | 3.6667 | Residential & Commercial | USHP | Ducted CEE Tier 1
215423909 | Central HP <5.4 tons | YORK | HRCU-A-CB (Split System: Heat Pump with Remote Outdoor Unit-Air-Source) | HH860E2S11 | ADP |  | H,YE54*60+TXV | Y81E080C16SMPS1 | 44500 | 18 | 8.5 | 42500 | 33000 | 77.65% | 2 | 0 | 12 |  |  |  |  | R-454B | 3.7083 | Residential & Commercial | USHP | Ducted CEE Tier 1
215423925 | Central HP <5.4 tons | YORK | HRCU-A-CB (Split System: Heat Pump with Remote Outdoor Unit-Air-Source) | HH860E2S11 | ADP |  | H,YE49*60+TXV | Y81E080C20SMPS1 | 53000 | 19 | 8.5 | 52000 | 38500 | 74.04% | 2 | 0 | 11 |  |  |  |  | R-454B | 4.4167 | Residential & Commercial | USHP | Ducted CEE Tier 1
215423941 | Central HP <5.4 tons | YORK | HRCU-A-CB (Split System: Heat Pump with Remote Outdoor Unit-Air-Source) | HH860E2S11 | ADP |  | H,YE55*60+TXV | Y81E100C16SMPS1 | 44000 | 18 | 8.5 | 42000 | 32800 | 78.1% | 2 | 0 | 12 |  |  |  |  | R-454B | 3.6667 | Residential & Commercial | USHP | Ducted CEE Tier 1
215423952 | Central HP <5.4 tons | YORK | HRCU-A-CB (Split System: Heat Pump with Remote Outdoor Unit-Air-Source) | HH860E2S11 | ADP |  | H,YE48*48+TXV | Y81E100C20SMPS1 | 44500 | 18 | 8.5 | 42500 | 33000 | 77.65% | 2 | 0 | 12 |  |  |  |  | R-454B | 3.7083 | Residential & Commercial | USHP | Ducted CEE Tier 1
215424011 | Central HP <5.4 tons | YORK | HRCU-A-CB (Split System: Heat Pump with Remote Outdoor Unit-Air-Source) | HH860E2S11 | ADP |  | H,YE48*48+TXV | Y91E080C16SMPS1 | 45000 | 18 | 8.5 | 45000 | 33400 | 74.22% | 2 | 0 | 11.7 |  |  |  |  | R-454B | 3.75 | Residential & Commercial | USHP | Ducted CEE Tier 1
215424623 | Central HP <5.4 tons | YORK | HRCU-A-CB (Split System: Heat Pump with Remote Outdoor Unit-Air-Source) | HH824E2S11 | ADP |  | H,YE7J*36+TXV | Y81E100B12SMPS1 | 23000 | 18 | 9 | 21400 | 18200 | 85.05% | 2 | 0 | 12 |  |  |  |  | R-454B | 1.9167 | Residential & Commercial | USHP | Ducted CEE Tier 1
215424642 | Central HP <5.4 tons | YORK | HRCU-A-CB (Split System: Heat Pump with Remote Outdoor Unit-Air-Source) | HH824E2S11 | ADP |  | H,YE8J*30+TXV | Y82E080B12LMPS1 | 23000 | 18 | 9 | 21400 | 18100 | 84.58% | 2 | 0 | 12 |  |  |  |  | R-454B | 1.9167 | Residential & Commercial | USHP | Ducted CEE Tier 1
216487351 | Central HP <5.4 tons | BRYANT HEATING AND COOLING SYSTEMS | HRCU-A-CB (Split System: Heat Pump with Remote Outdoor Unit-Air-Source) | 290VAN024**AA* | ADP |  | CE(P,V)3617G34*+TXV | 88*TB60110C21*** | 22600 | 17 | 9 | 22000 | 15900 | 72.27% | 2.02 | 0 | 9.5 |  |  |  |  | R-454B | 1.8833 | Residential & Commercial | USHP
216487387 | Central HP <5.4 tons | BRYANT HEATING AND COOLING SYSTEMS | HRCU-A-CB (Split System: Heat Pump with Remote Outdoor Unit-Air-Source) | 290VAN024**AA* | ADP |  | CE(P,V)3614G34*+TXV | 987MC66100C21*** | 22600 | 17 | 9 | 22000 | 15900 | 72.27% | 2.02 | 0 | 9.5 |  |  |  |  | R-454B | 1.8833 | Residential & Commercial | USHP
215424562 | Central HP <5.4 tons | YORK | HRCU-A-CB (Split System: Heat Pump with Remote Outdoor Unit-Air-Source) | HH824E2S11 | ADP |  | H,YE8J*36+TXV | TM9V060B12MP12 | 23000 | 17 | 9 | 21400 | 17600 | 82.24% | 2 | 0 | 12 |  |  |  |  | R-454B | 1.9167 | Residential & Commercial | USHP | Ducted CEE Tier 1
215424571 | Central HP <5.4 tons | YORK | HRCU-A-CB (Split System: Heat Pump with Remote Outdoor Unit-Air-Source) | HH824E2S11 | ADP |  | H,YE8J*36+TXV | TM9V080B12MP12 | 23000 | 17 | 9 | 21400 | 17900 | 83.64% | 2 | 0 | 12 |  |  |  |  | R-454B | 1.9167 | Residential & Commercial | USHP | Ducted CEE Tier 1
215424601 | Central HP <5.4 tons | YORK | HRCU-A-CB (Split System: Heat Pump with Remote Outdoor Unit-Air-Source) | HH824E2S11 | ADP |  | H,YE31*24+TXV | Y81E060A12SMPS1 | 21800 | 17 | 8.5 | 20800 | 16900 | 81.25% | 1.9 | 0 | 11 |  |  |  |  | R-454B | 1.8167 | Residential & Commercial | USHP | Ducted CEE Tier 1
215424680 | Central HP <5.4 tons | YORK | HRCU-A-CB (Split System: Heat Pump with Remote Outdoor Unit-Air-Source) | HH824E2S11 | ADP |  | H,YE31*24+TXV | Y91E080B12SMPS1 | 21800 | 17 | 8.5 | 21200 | 17400 | 82.08% | 1.9 | 0 | 11 |  |  |  |  | R-454B | 1.8167 | Residential & Commercial | USHP | Ducted CEE Tier 1
216751966 | Central HP <5.4 tons | YORK | HRCU-A-CB (Split System: Heat Pump with Remote Outdoor Unit-Air-Source) | HH836E2S11 | ADP |  | H,YG36*36+TXV-BLEED | TM9E080C16MP12 | 33800 | 19 | 9 | 30400 | 25000 | 82.24% | 2 | 0 | 11 |  |  |  |  | R-454B | 2.8167 | Residential & Commercial | USHP | Ducted CEE Tier 1
216751973 | Central HP <5.4 tons | YORK | HRCU-A-CB (Split System: Heat Pump with Remote Outdoor Unit-Air-Source) | HH836E2S11 | ADP |  | H,YG48*36+TXV-BLEED | TM9E080C20MP12 | 34000 | 17 | 9 | 30400 | 25000 | 82.24% | 2 | 0 | 11 |  |  |  |  | R-454B | 2.8333 | Residential & Commercial | USHP | Ducted CEE Tier 1
215424687 | Central HP <5.4 tons | YORK | HRCU-A-CB (Split System: Heat Pump with Remote Outdoor Unit-Air-Source) | HH824E2S11 | ADP |  | H,YE8J*30+TXV | Y91E080B12SMPS1 | 23000 | 17 | 9 | 21400 | 17700 | 82.71% | 2 | 0 | 12 |  |  |  |  | R-454B | 1.9167 | Residential & Commercial | USHP | Ducted CEE Tier 1
215425691 | Central HP <5.4 tons | YORK | HRCU-A-CB (Split System: Heat Pump with Remote Outdoor Unit-Air-Source) | HH824E2S11 | ADP |  | H,YE33*30+TXV | TM8Y080B12MP11 | 23000 | 17 | 9 | 21400 | 17900 | 83.64% | 2 | 0 | 12 |  |  |  |  | R-454B | 1.9167 | Residential & Commercial | USHP | Ducted CEE Tier 1
211241491 | Central HP <5.4 tons | DAY & NIGHT | HRCU-A-CB (Split System: Heat Pump with Remote Outdoor Unit-Air-Source) | DLCURAH24ABK |  |  | EA*4X30L17A* | *80VSL0701716A* | 23800 | 16.5 | 8.5 | 26200 | 23400 | 89.31% | 1.94 | 0 | 10 |  |  |  |  | R-410A | 1.9833 | Residential & Commercial | USHP | Ducted CEE Tier 1
211241523 | Central HP <5.4 tons | DAY & NIGHT | HRCU-A-CB (Split System: Heat Pump with Remote Outdoor Unit-Air-Source) | DLCURAH24ABK |  |  | EA*4X30L17A* | *80VTL0451412A* | 24200 | 16.5 | 8.5 | 26400 | 23000 | 87.12% | 1.9 | 0 | 10 |  |  |  |  | R-410A | 2.0167 | Residential & Commercial | USHP | Ducted CEE Tier 1
211241689 | Central HP <5.4 tons | DAY & NIGHT | HRCU-A-CB (Split System: Heat Pump with Remote Outdoor Unit-Air-Source) | DLCURAH24ABK |  |  | EA*4X30L17A* | *92ESN0601412A* | 23400 | 17 | 8.5 | 25800 | 24200 | 93.8% | 2.02 | 0 | 10 |  |  |  |  | R-410A | 1.95 | Residential & Commercial | USHP | Ducted CEE Tier 1
215425667 | Central HP <5.4 tons | YORK | HRCU-A-CB (Split System: Heat Pump with Remote Outdoor Unit-Air-Source) | HH824E2S11 | ADP |  | H,YE32*30+TXV-BLEED | TM8E080B12MP11 | 22200 | 17 | 8.65 | 21200 | 17500 | 82.55% | 1.94 | 0 | 11.5 |  |  |  |  | R-454B | 1.85 | Residential & Commercial | USHP | Ducted CEE Tier 1
215425736 | Central HP <5.4 tons | YORK | HRCU-A-CB (Split System: Heat Pump with Remote Outdoor Unit-Air-Source) | HH824E2S11 | ADP |  | H,YE24*36+TXV | TM9V060B12MP12 | 21800 | 17 | 8.55 | 21200 | 17200 | 81.13% | 1.92 | 0 | 11 |  |  |  |  | R-454B | 1.8167 | Residential & Commercial | USHP | Ducted CEE Tier 1
215425742 | Central HP <5.4 tons | YORK | HRCU-A-CB (Split System: Heat Pump with Remote Outdoor Unit-Air-Source) | HH824E2S11 | ADP |  | H,YE24*24+TXV | TM9V080B12MP12 | 21800 | 17 | 8.55 | 21200 | 17300 | 81.6% | 1.92 | 0 | 11 |  |  |  |  | R-454B | 1.8167 | Residential & Commercial | USHP | Ducted CEE Tier 1
215425744 | Central HP <5.4 tons | YORK | HRCU-A-CB (Split System: Heat Pump with Remote Outdoor Unit-Air-Source) | HH824E2S11 | ADP |  | H,YE32*30+TXV-BLEED | TM9V080B12MP12 | 22200 | 17 | 8.65 | 21200 | 17300 | 81.6% | 1.94 | 0 | 11.5 |  |  |  |  | R-454B | 1.85 | Residential & Commercial | USHP | Ducted CEE Tier 1
213298059 | Central HP <5.4 tons | LUXAIRE | HRCU-A-CB (Split System: Heat Pump with Remote Outdoor Unit-Air-Source) | HMH72B341 |  |  | XAFB36DXXN1+TXV | Z8ES040A12SMPS1 | 34000 | 18 | 8.5 | 33400 | 24200 | 72.46% | 2.1 | 0 | 10 |  |  |  |  | R-410A | 2.8333 | Residential & Commercial | USHP | Ducted CEE Tier 1
215423376 | Central HP <5.4 tons | YORK | HRCU-A-CB (Split System: Heat Pump with Remote Outdoor Unit-Air-Source) | HH836E2S11 | ADP |  | H,YE34*36+TXV | Y81E100B12SMPS1 | 32600 | 17 | 8.4 | 28800 | 24400 | 84.72% | 1.98 | 0 | 11.5 |  |  |  |  | R-454B | 2.7167 | Residential & Commercial | USHP | Ducted CEE Tier 1
215423381 | Central HP <5.4 tons | YORK | HRCU-A-CB (Split System: Heat Pump with Remote Outdoor Unit-Air-Source) | HH836E2S11 | ADP |  | H,YE34*36+TXV | Y81E100C16SMPS1 | 32800 | 18 | 8.35 | 29600 | 24800 | 83.78% | 1.98 | 0 | 10.5 |  |  |  |  | R-454B | 2.7333 | Residential & Commercial | USHP | Ducted CEE Tier 1
215423383 | Central HP <5.4 tons | YORK | HRCU-A-CB (Split System: Heat Pump with Remote Outdoor Unit-Air-Source) | HH836E2S11 | ADP |  | H,YE9J*36+TXV-BLEED | Y81E100C16SMPS1 | 34000 | 18 | 8.5 | 29800 | 24800 | 83.22% | 2 | 0 | 11.7 |  |  |  |  | R-454B | 2.8333 | Residential & Commercial | USHP | Ducted CEE Tier 1
215423399 | Central HP <5.4 tons | YORK | HRCU-A-CB (Split System: Heat Pump with Remote Outdoor Unit-Air-Source) | HH836E2S11 | ADP |  | H,YE9J*36+TXV | Y81E120C20SMPS1 | 34000 | 18 | 8.5 | 30000 | 25000 | 83.33% | 2 | 0 | 11 |  |  |  |  | R-454B | 2.8333 | Residential & Commercial | USHP | Ducted CEE Tier 1
215423415 | Central HP <5.4 tons | YORK | HRCU-A-CB (Split System: Heat Pump with Remote Outdoor Unit-Air-Source) | HH836E2S11 | ADP |  | H,YE80*36+TXV | Y91E080C20SMPS1 | 34400 | 18 | 8.1 | 30400 | 23800 | 78.29% | 2 | 0 | 11 |  |  |  |  | R-454B | 2.8667 | Residential & Commercial | USHP | Ducted CEE Tier 1
215423433 | Central HP <5.4 tons | YORK | HRCU-A-CB (Split System: Heat Pump with Remote Outdoor Unit-Air-Source) | HH836E2S11 | ADP |  | H,YE9J*36+TXV-BLEED | YP9C080C16MP13 | 33400 | 17 | 8.5 | 29800 | 25000 | 83.89% | 2 | 0 | 11 |  |  |  |  | R-454B | 2.7833 | Residential & Commercial | USHP | Ducted CEE Tier 1
215424036 | Central HP <5.4 tons | YORK | HRCU-A-CB (Split System: Heat Pump with Remote Outdoor Unit-Air-Source) | HH860E2S11 | ADP |  | H,YE84*60+TXV | Y91E080C20SMPS1 | 44500 | 18 | 8.5 | 44500 | 33000 | 74.16% | 2 | 0 | 12 |  |  |  |  | R-454B | 3.7083 | Residential & Commercial | USHP | Ducted CEE Tier 1
215424052 | Central HP <5.4 tons | YORK | HRCU-A-CB (Split System: Heat Pump with Remote Outdoor Unit-Air-Source) | HH860E2S11 | ADP |  | H,YE49*60+TXV | Y91E100C16SMPS1 | 45500 | 18 | 8.5 | 45000 | 33800 | 75.11% | 2 | 0 | 11.7 |  |  |  |  | R-454B | 3.7917 | Residential & Commercial | USHP | Ducted CEE Tier 1
215424070 | Central HP <5.4 tons | YORK | HRCU-A-CB (Split System: Heat Pump with Remote Outdoor Unit-Air-Source) | HH860E2S11 | ADP |  | H,YE49*60+TXV | Y91E100C20SMPS1 | 45500 | 18 | 8.5 | 45000 | 33600 | 74.67% | 2 | 0 | 11.7 |  |  |  |  | R-454B | 3.7917 | Residential & Commercial | USHP | Ducted CEE Tier 1
215424118 | Central HP <5.4 tons | YORK | HRCU-A-CB (Split System: Heat Pump with Remote Outdoor Unit-Air-Source) | HH860E2S11 | ADP |  | H,YE48*60+TXV | YP9C100C16MP13 | 43500 | 18 | 8.5 | 42000 | 32800 | 78.1% | 2 | 0 | 11.7 |  |  |  |  | R-454B | 3.625 | Residential & Commercial | USHP | Ducted CEE Tier 1
215425331 | Central HP <5.4 tons | YORK | HRCU-A-CB (Split System: Heat Pump with Remote Outdoor Unit-Air-Source) | HH860E2S11 | ADP |  | H,YE74*60+TXV | TL9E080C16UH11 | 44500 | 18 | 8.5 | 44000 | 34000 | 77.27% | 2 | 0 | 11 |  |  |  |  | R-454B | 3.7083 | Residential & Commercial | USHP | Ducted CEE Tier 1
215425340 | Central HP <5.4 tons | YORK | HRCU-A-CB (Split System: Heat Pump with Remote Outdoor Unit-Air-Source) | HH860E2S11 | ADP |  | H,YE3K*48+TXV | TM8E080C16MP11 | 44500 | 18 | 8.5 | 43500 | 33800 | 77.7% | 2 | 0 | 11 |  |  |  |  | R-454B | 3.7083 | Residential & Commercial | USHP | Ducted CEE Tier 1
215425347 | Central HP <5.4 tons | YORK | HRCU-A-CB (Split System: Heat Pump with Remote Outdoor Unit-Air-Source) | HH860E2S11 | ADP |  | H,YE86*48+TXV | TM8E080C16MP11 | 44500 | 18 | 8.5 | 43500 | 33800 | 77.7% | 2 | 0 | 11 |  |  |  |  | R-454B | 3.7083 | Residential & Commercial | USHP | Ducted CEE Tier 1
215425388 | Central HP <5.4 tons | YORK | HRCU-A-CB (Split System: Heat Pump with Remote Outdoor Unit-Air-Source) | HH860E2S11 | ADP |  | H,YE86*48+TXV | TM8V080C16MP12 | 43500 | 18 | 8.5 | 42000 | 32800 | 78.1% | 2 | 0 | 11.7 |  |  |  |  | R-454B | 3.625 | Residential & Commercial | USHP | Ducted CEE Tier 1
211389014 | Central HP <5.4 tons | FRASER-JOHNSTON | HRCU-A-CB (Split System: Heat Pump with Remote Outdoor Unit-Air-Source) | HMH72B341 |  |  | XAHB30CXXN1+TXV | TM9E060B12MP12 | 32000 | 16.5 | 8.1 | 33000 | 23200 | 70.3% | 1.96 | 0 | 9 |  |  |  |  | R-410A | 2.6667 | Residential & Commercial | USHP
211389515 | Central HP <5.4 tons | FRASER-JOHNSTON | HRCU-A-CB (Split System: Heat Pump with Remote Outdoor Unit-Air-Source) | HMH72B341 |  |  | XAHC30CXXN1+TXV | TM8Y080C16MP11 | 32600 | 18 | 8.1 | 33000 | 23200 | 70.3% | 2 | 0 | 9 |  |  |  |  | R-410A | 2.7167 | Residential & Commercial | USHP
211389732 | Central HP <5.4 tons | FRASER-JOHNSTON | HRCU-A-CB (Split System: Heat Pump with Remote Outdoor Unit-Air-Source) | HMH72B341 |  |  | XAFB36DXXN1+TXV | TM8Y080B12MP11 | 34000 | 18 | 8.1 | 33400 | 23600 | 70.66% | 2.04 | 0 | 10 |  |  |  |  | R-410A | 2.8333 | Residential & Commercial | USHP | Ducted CEE Tier 1
211389851 | Central HP <5.4 tons | FRASER-JOHNSTON | HRCU-A-CB (Split System: Heat Pump with Remote Outdoor Unit-Air-Source) | HMH72B341 |  |  | XAFB36DXXN1+TXV | TM8Y060A12MP11 | 33800 | 18 | 8.1 | 33400 | 23400 | 70.06% | 2.04 | 0 | 10 |  |  |  |  | R-410A | 2.8167 | Residential & Commercial | USHP | Ducted CEE Tier 1
215425425 | Central HP <5.4 tons | YORK | HRCU-A-CB (Split System: Heat Pump with Remote Outdoor Unit-Air-Source) | HH860E2S11 | ADP |  | H,YE53*48+TXV | TM8Y100C16MP11 | 44000 | 18 | 8.5 | 42000 | 33000 | 78.57% | 2 | 0 | 11.7 |  |  |  |  | R-454B | 3.6667 | Residential & Commercial | USHP | Ducted CEE Tier 1
215425458 | Central HP <5.4 tons | YORK | HRCU-A-CB (Split System: Heat Pump with Remote Outdoor Unit-Air-Source) | HH860E2S11 | ADP |  | H,YE84*48+TXV | TM9E100C16MP12 | 44500 | 18 | 8.5 | 44000 | 34000 | 77.27% | 2 | 0 | 11 |  |  |  |  | R-454B | 3.7083 | Residential & Commercial | USHP | Ducted CEE Tier 1
215424656 | Central HP <5.4 tons | YORK | HRCU-A-CB (Split System: Heat Pump with Remote Outdoor Unit-Air-Source) | HH824E2S11 | ADP |  | H,YE33*36+TXV | Y91E040A10SMPS1 | 22600 | 17 | 8.3 | 21400 | 17400 | 81.31% | 1.96 | 0 | 11.7 |  |  |  |  | R-454B | 1.8833 | Residential & Commercial | USHP | Ducted CEE Tier 1
215424675 | Central HP <5.4 tons | YORK | HRCU-A-CB (Split System: Heat Pump with Remote Outdoor Unit-Air-Source) | HH824E2S11 | ADP |  | H,YE7J*36+TXV-BLEED | Y91E060B12SMPS1 | 23000 | 17 | 9 | 21400 | 18200 | 85.05% | 2 | 0 | 11.7 |  |  |  |  | R-454B | 1.9167 | Residential & Commercial | USHP | Ducted CEE Tier 1
215423254 | Central HP <5.4 tons | YORK | HRCU-A-CB (Split System: Heat Pump with Remote Outdoor Unit-Air-Source) | HH836E2S11 | ADP |  | H,YE9J*36+TXV | TM8V100C16MP12 | 33600 | 18 | 8.5 | 30000 | 25200 | 84% | 2 | 0 | 11 |  |  |  |  | R-454B | 2.8 | Residential & Commercial | USHP | Ducted CEE Tier 1
215423272 | Central HP <5.4 tons | YORK | HRCU-A-CB (Split System: Heat Pump with Remote Outdoor Unit-Air-Source) | HH836E2S11 | ADP |  | H,YE35*36+TXV | TM8Y100C20MP11 | 33200 | 18 | 8.5 | 29000 | 24600 | 84.83% | 2 | 0 | 11.7 |  |  |  |  | R-454B | 2.7667 | Residential & Commercial | USHP | Ducted CEE Tier 1
215423369 | Central HP <5.4 tons | YORK | HRCU-A-CB (Split System: Heat Pump with Remote Outdoor Unit-Air-Source) | HH836E2S11 | ADP |  | H,YE9J*36+TXV | Y81E080C16SMPS1 | 33800 | 18 | 8.5 | 30200 | 25000 | 82.78% | 2 | 0 | 10.5 |  |  |  |  | R-454B | 2.8167 | Residential & Commercial | USHP | Ducted CEE Tier 1
215423370 | Central HP <5.4 tons | YORK | HRCU-A-CB (Split System: Heat Pump with Remote Outdoor Unit-Air-Source) | HH836E2S11 | ADP |  | H,YE80*36+TXV | Y81E080C16SMPS1 | 34000 | 19 | 8.5 | 30200 | 25000 | 82.78% | 2 | 0 | 11 |  |  |  |  | R-454B | 2.8333 | Residential & Commercial | USHP | Ducted CEE Tier 1
215423371 | Central HP <5.4 tons | YORK | HRCU-A-CB (Split System: Heat Pump with Remote Outdoor Unit-Air-Source) | HH836E2S11 | ADP |  | H,YE34*36+TXV | Y81E080C20SMPS1 | 34200 | 18 | 8.4 | 30800 | 25400 | 82.47% | 1.98 | 0 | 10.5 |  |  |  |  | R-454B | 2.85 | Residential & Commercial | USHP | Ducted CEE Tier 1
215423372 | Central HP <5.4 tons | YORK | HRCU-A-CB (Split System: Heat Pump with Remote Outdoor Unit-Air-Source) | HH836E2S11 | ADP |  | H,YE35*36+TXV | Y81E080C20SMPS1 | 34600 | 19 | 8.5 | 30800 | 25400 | 82.47% | 2 | 0 | 11 |  |  |  |  | R-454B | 2.8833 | Residential & Commercial | USHP | Ducted CEE Tier 1
215423385 | Central HP <5.4 tons | YORK | HRCU-A-CB (Split System: Heat Pump with Remote Outdoor Unit-Air-Source) | HH836E2S11 | ADP |  | H,YE80*36+TXV | Y81E100C16SMPS1 | 33400 | 19 | 8.5 | 29600 | 24800 | 83.78% | 2 | 0 | 11 |  |  |  |  | R-454B | 2.7833 | Residential & Commercial | USHP | Ducted CEE Tier 1
215423389 | Central HP <5.4 tons | YORK | HRCU-A-CB (Split System: Heat Pump with Remote Outdoor Unit-Air-Source) | HH836E2S11 | ADP |  | H,YE9J*36+TXV | Y81E100C20SMPS1 | 34200 | 18 | 8.5 | 30200 | 25000 | 82.78% | 2 | 0 | 11 |  |  |  |  | R-454B | 2.85 | Residential & Commercial | USHP | Ducted CEE Tier 1
215735548 | Central HP <5.4 tons | YORK | HRCU-A-CB (Split System: Heat Pump with Remote Outdoor Unit-Air-Source) | HH824E2S11 | ADP |  | H,YE33*36+TXV-BLEED | Y82E080B12LMPS1 | 23000 | 18 | 9 | 21400 | 18100 | 84.58% | 2 | 0 | 12 |  |  |  |  | R-454B | 1.9167 | Residential & Commercial | USHP | Ducted CEE Tier 1
215676836 | Central HP <5.4 tons | AIRQUEST | HRCU-A-CB (Split System: Heat Pump with Remote Outdoor Unit-Air-Source) | H5H0V48*K*AAA* |  |  | EVD5X61M21A*+WALLCON | *96CTN1002122B* | 48500 | 19.5 | 9.5 | 50000 | 36800 | 73.6% | 2.12 | 0 | 10.5 |  |  |  |  | R-454B | 4.0417 | Residential & Commercial | USHP | Ducted CEE Tier 1
215423435 | Central HP <5.4 tons | YORK | HRCU-A-CB (Split System: Heat Pump with Remote Outdoor Unit-Air-Source) | HH836E2S11 | ADP |  | H,YE80*36+TXV | YP9C080C16MP13 | 33400 | 18 | 8.5 | 29800 | 25000 | 83.89% | 2 | 0 | 11 |  |  |  |  | R-454B | 2.7833 | Residential & Commercial | USHP | Ducted CEE Tier 1
214397823 | Central HP <5.4 tons | LUXAIRE | HRCU-A-CB (Split System: Heat Pump with Remote Outdoor Unit-Air-Source) | HH860E2S11 |  |  | CTM60C5CGS1 | TM9V080C16MP12 | 43500 | 18 | 9 | 44000 | 34000 | 77.27% | 2 | 0 | 11 |  |  |  |  | R-454B | 3.625 | Residential & Commercial | USHP | Ducted CEE Tier 1
214397855 | Central HP <5.4 tons | LUXAIRE | HRCU-A-CB (Split System: Heat Pump with Remote Outdoor Unit-Air-Source) | HH860E2S11 |  |  | CTF60D5CGS1+JMC20D2SN1 | 0 | 46000 | 19 | 9.5 | 46000 | 34000 | 73.91% | 2 | 0 | 12 |  |  |  |  | R-454B | 3.8333 | Residential & Commercial | USHP | Ducted CEE Tier 1
214397880 | Central HP <5.4 tons | LUXAIRE | HRCU-A-CB (Split System: Heat Pump with Remote Outdoor Unit-Air-Source) | HH860E2S11 |  |  | CTM60C5CGS1 | TM8V120C20MP12 | 44000 | 18 | 9 | 44500 | 33600 | 75.51% | 2 | 0 | 11.7 |  |  |  |  | R-454B | 3.6667 | Residential & Commercial | USHP | Ducted CEE Tier 1
215423449 | Central HP <5.4 tons | YORK | HRCU-A-CB (Split System: Heat Pump with Remote Outdoor Unit-Air-Source) | HH860E2S11 | ADP |  | H,YE36*60+TXV | TL9E080C16UH11 | 44000 | 17 | 8.4 | 44000 | 34000 | 77.27% | 1.98 | 0 | 10.5 |  |  |  |  | R-454B | 3.6667 | Residential & Commercial | USHP | Ducted CEE Tier 1
215423451 | Central HP <5.4 tons | YORK | HRCU-A-CB (Split System: Heat Pump with Remote Outdoor Unit-Air-Source) | HH860E2S11 | ADP |  | H,YE2K*48+TXV | TL9E080C16UH11 | 44500 | 17 | 8.45 | 44000 | 34000 | 77.27% | 2 | 0 | 11 |  |  |  |  | R-454B | 3.7083 | Residential & Commercial | USHP | Ducted CEE Tier 1
215425459 | Central HP <5.4 tons | YORK | HRCU-A-CB (Split System: Heat Pump with Remote Outdoor Unit-Air-Source) | HH860E2S11 | ADP |  | H,YE86*48+TXV | TM9E100C16MP12 | 44500 | 18 | 8.5 | 44000 | 34000 | 77.27% | 2 | 0 | 11 |  |  |  |  | R-454B | 3.7083 | Residential & Commercial | USHP | Ducted CEE Tier 1
215425477 | Central HP <5.4 tons | YORK | HRCU-A-CB (Split System: Heat Pump with Remote Outdoor Unit-Air-Source) | HH860E2S11 | ADP |  | H,YE72*60+TXV | TM9V100C16MP12 | 43500 | 18 | 8.5 | 42000 | 32800 | 78.1% | 2 | 0 | 11.7 |  |  |  |  | R-454B | 3.625 | Residential & Commercial | USHP | Ducted CEE Tier 1
211389899 | Central HP <5.4 tons | FRASER-JOHNSTON | HRCU-A-CB (Split System: Heat Pump with Remote Outdoor Unit-Air-Source) | HMH72B341 |  |  | XAUB30CXXN1+TXV | TM8Y060A12MP11 | 32600 | 17.5 | 8.1 | 33400 | 23400 | 70.06% | 2.02 | 0 | 10 |  |  |  |  | R-410A | 2.7167 | Residential & Commercial | USHP | Ducted CEE Tier 1
215425309 | Central HP <5.4 tons | YORK | HRCU-A-CB (Split System: Heat Pump with Remote Outdoor Unit-Air-Source) | HH836E2S11 | ADP |  | H,YE1K*36+TXV | Y81E100B12SMPS1 | 33000 | 18 | 8.5 | 28800 | 24400 | 84.72% | 2 | 0 | 11.7 |  |  |  |  | R-454B | 2.75 | Residential & Commercial | USHP | Ducted CEE Tier 1
215425310 | Central HP <5.4 tons | YORK | HRCU-A-CB (Split System: Heat Pump with Remote Outdoor Unit-Air-Source) | HH836E2S11 | ADP |  | H,YE1K*36+TXV | Y81E100C16SMPS1 | 33400 | 19 | 8.5 | 29600 | 24800 | 83.78% | 2 | 0 | 11 |  |  |  |  | R-454B | 2.7833 | Residential & Commercial | USHP | Ducted CEE Tier 1
215425311 | Central HP <5.4 tons | YORK | HRCU-A-CB (Split System: Heat Pump with Remote Outdoor Unit-Air-Source) | HH836E2S11 | ADP |  | H,YE1K*36+TXV | Y81E100C20SMPS1 | 33800 | 19 | 8.5 | 30000 | 25000 | 83.33% | 2 | 0 | 11 |  |  |  |  | R-454B | 2.8167 | Residential & Commercial | USHP | Ducted CEE Tier 1
215424689 | Central HP <5.4 tons | YORK | HRCU-A-CB (Split System: Heat Pump with Remote Outdoor Unit-Air-Source) | HH824E2S11 | ADP |  | H,YE31*24+TXV | YP9C060B12MP13 | 21800 | 17 | 8.5 | 21200 | 17200 | 81.13% | 1.9 | 0 | 11 |  |  |  |  | R-454B | 1.8167 | Residential & Commercial | USHP | Ducted CEE Tier 1
215424690 | Central HP <5.4 tons | YORK | HRCU-A-CB (Split System: Heat Pump with Remote Outdoor Unit-Air-Source) | HH824E2S11 | ADP |  | H,YE31*30+TXV | YP9C060B12MP13 | 21800 | 17 | 8.5 | 21200 | 17200 | 81.13% | 1.9 | 0 | 11 |  |  |  |  | R-454B | 1.8167 | Residential & Commercial | USHP | Ducted CEE Tier 1
215425508 | Central HP <5.4 tons | YORK | HRCU-A-CB (Split System: Heat Pump with Remote Outdoor Unit-Air-Source) | HH860E2S11 | ADP |  | H,YE55*48+TXV | TM9Y100C16MP11 | 44000 | 17 | 8.5 | 42500 | 33400 | 78.59% | 2 | 0 | 11 |  |  |  |  | R-454B | 3.6667 | Residential & Commercial | USHP | Ducted CEE Tier 1
215425511 | Central HP <5.4 tons | YORK | HRCU-A-CB (Split System: Heat Pump with Remote Outdoor Unit-Air-Source) | HH860E2S11 | ADP |  | H,YE74*60+TXV | TM9Y100C16MP11 | 44000 | 17 | 8.5 | 42500 | 33400 | 78.59% | 2 | 0 | 11 |  |  |  |  | R-454B | 3.6667 | Residential & Commercial | USHP | Ducted CEE Tier 1
215425625 | Central HP <5.4 tons | YORK | HRCU-A-CB (Split System: Heat Pump with Remote Outdoor Unit-Air-Source) | HH860E2S11 | ADP |  | H,YE84*48+TXV | YP9C080C16MP13 | 43500 | 18 | 8.5 | 42000 | 33000 | 78.57% | 2 | 0 | 11 |  |  |  |  | R-454B | 3.625 | Residential & Commercial | USHP | Ducted CEE Tier 1
215425626 | Central HP <5.4 tons | YORK | HRCU-A-CB (Split System: Heat Pump with Remote Outdoor Unit-Air-Source) | HH860E2S11 | ADP |  | H,YE86*48+TXV | YP9C080C16MP13 | 43500 | 18 | 8.5 | 42000 | 33000 | 78.57% | 2 | 0 | 11 |  |  |  |  | R-454B | 3.625 | Residential & Commercial | USHP | Ducted CEE Tier 1
211391371 | Central HP <5.4 tons | FRASER-JOHNSTON | HRCU-A-CB (Split System: Heat Pump with Remote Outdoor Unit-Air-Source) | HMH72B341 |  |  | XAFC30CXXN1+TXV | TM8E120C16MP11 | 33200 | 18 | 8.5 | 33000 | 23200 | 70.3% | 2.06 | 0 | 10 |  |  |  |  | R-410A | 2.7667 | Residential & Commercial | USHP | Ducted CEE Tier 1
211391536 | Central HP <5.4 tons | FRASER-JOHNSTON | HRCU-A-CB (Split System: Heat Pump with Remote Outdoor Unit-Air-Source) | HMH72B341 |  |  | XAFC36DBCN1 | TMLE100C16MP11 | 34000 | 17.5 | 8.1 | 33600 | 23800 | 70.83% | 2.08 | 0 | 10 |  |  |  |  | R-410A | 2.8333 | Residential & Commercial | USHP | Ducted CEE Tier 1
211391924 | Central HP <5.4 tons | FRASER-JOHNSTON | HRCU-A-CB (Split System: Heat Pump with Remote Outdoor Unit-Air-Source) | HMH72B341 |  |  | XAFB30CXXN1+TXV | TMLE100B12MP11 | 32800 | 17.5 | 8.1 | 33400 | 23400 | 70.06% | 2.04 | 0 | 9.5 |  |  |  |  | R-410A | 2.7333 | Residential & Commercial | USHP
211391954 | Central HP <5.4 tons | FRASER-JOHNSTON | HRCU-A-CB (Split System: Heat Pump with Remote Outdoor Unit-Air-Source) | HMH72B341 |  |  | XAUB30CXXN1+TXV | TMLE100B12MP11 | 32800 | 17.5 | 8.1 | 33400 | 23400 | 70.06% | 2.04 | 0 | 9.5 |  |  |  |  | R-410A | 2.7333 | Residential & Commercial | USHP
216751482 | Central HP <5.4 tons | YORK | HRCU-A-CB (Split System: Heat Pump with Remote Outdoor Unit-Air-Source) | HH824E2S11 | ADP |  | H,YG9J*30+TXV-BLEED | TM8Y060A12MP11 | 23000 | 17 | 9 | 21400 | 17800 | 83.18% | 2 | 0 | 12 |  |  |  |  | R-454B | 1.9167 | Residential & Commercial | USHP | Ducted CEE Tier 1
216751516 | Central HP <5.4 tons | YORK | HRCU-A-CB (Split System: Heat Pump with Remote Outdoor Unit-Air-Source) | HH824E2S11 | ADP |  | H,YG33*36+TXV-BLEED | TM9V060B12MP12 | 22600 | 17 | 9.25 | 21400 | 18400 | 85.98% | 1.96 | 0 | 11.7 |  |  |  |  | R-454B | 1.8833 | Residential & Commercial | USHP | Ducted CEE Tier 1
216751541 | Central HP <5.4 tons | YORK | HRCU-A-CB (Split System: Heat Pump with Remote Outdoor Unit-Air-Source) | HH824E2S11 | ADP |  | H,YG34*36+TXV-BLEED | Y82E060A12LMPS1 | 22800 | 18 | 9.4 | 21400 | 18100 | 84.58% | 1.98 | 0 | 11.7 |  |  |  |  | R-454B | 1.9 | Residential & Commercial | USHP | Ducted CEE Tier 1
216751564 | Central HP <5.4 tons | YORK | HRCU-A-CB (Split System: Heat Pump with Remote Outdoor Unit-Air-Source) | HH824E2S11 | ADP |  | H,YG9J*30+TXV-BLEED | Y91E060A10SMPS1 | 23000 | 18 | 9 | 21400 | 18100 | 84.58% | 2 | 0 | 12 |  |  |  |  | R-454B | 1.9167 | Residential & Commercial | USHP | Ducted CEE Tier 1
212632694 | Central HP <5.4 tons | LENNOX | HRCU-A-CB (Split System: Heat Pump with Remote Outdoor Unit-Air-Source) | SL25XPV-024-230A** | ADP |  | LD19/25Y9 | SLP99DF090XV48C* | 21400 | 19 | 9.2 | 20000 | 18400 | 92% | 1.76 | 0 | 11.7 |  |  |  |  | R-410A | 1.7833 | Residential & Commercial | USHP | Ducted CEE Tier 1
215423933 | Central HP <5.4 tons | YORK | HRCU-A-CB (Split System: Heat Pump with Remote Outdoor Unit-Air-Source) | HH860E2S11 | ADP |  | H,YE2K*48+TXV | Y81E100C16SMPS1 | 43500 | 17 | 8.45 | 42000 | 32800 | 78.1% | 2 | 0 | 11.7 |  |  |  |  | R-454B | 3.625 | Residential & Commercial | USHP | Ducted CEE Tier 1
215423935 | Central HP <5.4 tons | YORK | HRCU-A-CB (Split System: Heat Pump with Remote Outdoor Unit-Air-Source) | HH860E2S11 | ADP |  | H,YE3K*60+TXV | Y81E100C16SMPS1 | 44000 | 17 | 8.5 | 42000 | 32800 | 78.1% | 2 | 0 | 12 |  |  |  |  | R-454B | 3.6667 | Residential & Commercial | USHP | Ducted CEE Tier 1
215423951 | Central HP <5.4 tons | YORK | HRCU-A-CB (Split System: Heat Pump with Remote Outdoor Unit-Air-Source) | HH860E2S11 | ADP |  | H,YE48*60+TXV-BLEED | Y81E100C20SMPS1 | 44500 | 18 | 8.5 | 42500 | 33000 | 77.65% | 2 | 0 | 12 |  |  |  |  | R-454B | 3.7083 | Residential & Commercial | USHP | Ducted CEE Tier 1
215423960 | Central HP <5.4 tons | YORK | HRCU-A-CB (Split System: Heat Pump with Remote Outdoor Unit-Air-Source) | HH860E2S11 | ADP |  | H,YE36*60+TXV-BLEED | Y81E120C16SMPS1 | 43500 | 17 | 8.4 | 41500 | 32600 | 78.55% | 1.98 | 0 | 11.7 |  |  |  |  | R-454B | 3.625 | Residential & Commercial | USHP | Ducted CEE Tier 1
215423967 | Central HP <5.4 tons | YORK | HRCU-A-CB (Split System: Heat Pump with Remote Outdoor Unit-Air-Source) | HH860E2S11 | ADP |  | H,YE48*60+TXV-BLEED | Y81E120C16SMPS1 | 44000 | 18 | 8.5 | 42000 | 32600 | 77.62% | 2 | 0 | 12 |  |  |  |  | R-454B | 3.6667 | Residential & Commercial | USHP | Ducted CEE Tier 1
215424003 | Central HP <5.4 tons | YORK | HRCU-A-CB (Split System: Heat Pump with Remote Outdoor Unit-Air-Source) | HH860E2S11 | ADP |  | H,YE36*60+TXV-BLEED | Y91E080C16SMPS1 | 44500 | 17 | 8.4 | 45000 | 33400 | 74.22% | 1.98 | 0 | 11.5 |  |  |  |  | R-454B | 3.7083 | Residential & Commercial | USHP | Ducted CEE Tier 1
215423456 | Central HP <5.4 tons | YORK | HRCU-A-CB (Split System: Heat Pump with Remote Outdoor Unit-Air-Source) | HH860E2S11 | ADP |  | H,YE48*60+TXV | TL9E080C16UH11 | 44500 | 18 | 8.5 | 44000 | 34000 | 77.27% | 2 | 0 | 11 |  |  |  |  | R-454B | 3.7083 | Residential & Commercial | USHP | Ducted CEE Tier 1
215423490 | Central HP <5.4 tons | YORK | HRCU-A-CB (Split System: Heat Pump with Remote Outdoor Unit-Air-Source) | HH860E2S11 | ADP |  | H,YE49*60+TXV | TM8E080C16MP11 | 44500 | 18 | 8.5 | 43500 | 33800 | 77.7% | 2 | 0 | 11 |  |  |  |  | R-454B | 3.7083 | Residential & Commercial | USHP | Ducted CEE Tier 1
215423499 | Central HP <5.4 tons | YORK | HRCU-A-CB (Split System: Heat Pump with Remote Outdoor Unit-Air-Source) | HH860E2S11 | ADP |  | H,YE48*60+TXV-BLEED | TM8E080C20MP11 | 53500 | 18 | 8.5 | 53000 | 39500 | 74.53% | 2 | 0 | 11 |  |  |  |  | R-454B | 4.4583 | Residential & Commercial | USHP | Ducted CEE Tier 1
215423533 | Central HP <5.4 tons | YORK | HRCU-A-CB (Split System: Heat Pump with Remote Outdoor Unit-Air-Source) | HH860E2S11 | ADP |  | H,YE49*60+TXV | TM8E100C20MP11 | 53500 | 19 | 8.5 | 53000 | 39500 | 74.53% | 2 | 0 | 11 |  |  |  |  | R-454B | 4.4583 | Residential & Commercial | USHP | Ducted CEE Tier 1
215423567 | Central HP <5.4 tons | YORK | HRCU-A-CB (Split System: Heat Pump with Remote Outdoor Unit-Air-Source) | HH860E2S11 | ADP |  | H,YE36*60+TXV | TM8E130D20MP11 | 52500 | 18 | 8.3 | 53000 | 39500 | 74.53% | 1.96 | 0 | 10.5 |  |  |  |  | R-454B | 4.375 | Residential & Commercial | USHP | Ducted CEE Tier 1
215423583 | Central HP <5.4 tons | YORK | HRCU-A-CB (Split System: Heat Pump with Remote Outdoor Unit-Air-Source) | HH860E2S11 | ADP |  | H,YE2K*48+TXV | TM8V080C16MP12 | 43000 | 17 | 8.45 | 42000 | 32800 | 78.1% | 2 | 0 | 11.5 |  |  |  |  | R-454B | 3.5833 | Residential & Commercial | USHP | Ducted CEE Tier 1
215423610 | Central HP <5.4 tons | YORK | HRCU-A-CB (Split System: Heat Pump with Remote Outdoor Unit-Air-Source) | HH860E2S11 | ADP |  | H,YE49*60+TXV | TM8V100C16MP12 | 43500 | 18 | 8.5 | 42000 | 32800 | 78.1% | 2 | 0 | 11.7 |  |  |  |  | R-454B | 3.625 | Residential & Commercial | USHP | Ducted CEE Tier 1
215423615 | Central HP <5.4 tons | YORK | HRCU-A-CB (Split System: Heat Pump with Remote Outdoor Unit-Air-Source) | HH860E2S11 | ADP |  | H,YE36*60+TXV | TM8V100C20MP12 | 51500 | 18 | 8.3 | 52000 | 38500 | 74.04% | 1.96 | 0 | 10.5 |  |  |  |  | R-454B | 4.2917 | Residential & Commercial | USHP | Ducted CEE Tier 1
215424051 | Central HP <5.4 tons | YORK | HRCU-A-CB (Split System: Heat Pump with Remote Outdoor Unit-Air-Source) | HH860E2S11 | ADP |  | H,YE55*60+TXV | Y91E100C16SMPS1 | 45500 | 18 | 8.5 | 45000 | 33800 | 75.11% | 2 | 0 | 11.7 |  |  |  |  | R-454B | 3.7917 | Residential & Commercial | USHP | Ducted CEE Tier 1
215424108 | Central HP <5.4 tons | YORK | HRCU-A-CB (Split System: Heat Pump with Remote Outdoor Unit-Air-Source) | HH860E2S11 | ADP |  | H,YE35*48+TXV | YP9C100C16MP13 | 42500 | 17 | 8.3 | 42000 | 32800 | 78.1% | 1.96 | 0 | 11 |  |  |  |  | R-454B | 3.5417 | Residential & Commercial | USHP | Ducted CEE Tier 1
215424128 | Central HP <5.4 tons | YORK | HRCU-A-CB (Split System: Heat Pump with Remote Outdoor Unit-Air-Source) | HH860E2S11 | ADP |  | H,YE37*60+TXV | YP9C100C20MP13 | 51000 | 18 | 8.35 | 51500 | 38000 | 73.79% | 1.98 | 0 | 10.5 |  |  |  |  | R-454B | 4.25 | Residential & Commercial | USHP | Ducted CEE Tier 1
215423426 | Central HP <5.4 tons | YORK | HRCU-A-CB (Split System: Heat Pump with Remote Outdoor Unit-Air-Source) | HH836E2S11 | ADP |  | H,YE34*36+TXV | YP9C080B12MP13 | 32600 | 17 | 8.4 | 29200 | 24800 | 84.93% | 1.98 | 0 | 10.5 |  |  |  |  | R-454B | 2.7167 | Residential & Commercial | USHP | Ducted CEE Tier 1
215423431 | Central HP <5.4 tons | YORK | HRCU-A-CB (Split System: Heat Pump with Remote Outdoor Unit-Air-Source) | HH836E2S11 | ADP |  | H,YE34*36+TXV | YP9C080C16MP13 | 33000 | 17 | 8.4 | 29800 | 25000 | 83.89% | 1.98 | 0 | 10.5 |  |  |  |  | R-454B | 2.75 | Residential & Commercial | USHP | Ducted CEE Tier 1
215423442 | Central HP <5.4 tons | YORK | HRCU-A-CB (Split System: Heat Pump with Remote Outdoor Unit-Air-Source) | HH836E2S11 | ADP |  | H,YE35*36+TXV | YP9C100C20MP13 | 34200 | 18 | 8.5 | 31000 | 25600 | 82.58% | 2 | 0 | 10 |  |  |  |  | R-454B | 2.85 | Residential & Commercial | USHP | Ducted CEE Tier 1
215425287 | Central HP <5.4 tons | YORK | HRCU-A-CB (Split System: Heat Pump with Remote Outdoor Unit-Air-Source) | HH836E2S11 | ADP |  | H,YE1K*36+TXV | TM8Y100C16MP11 | 33200 | 19 | 8.5 | 29800 | 25200 | 84.56% | 2 | 0 | 11 |  |  |  |  | R-454B | 2.7667 | Residential & Commercial | USHP | Ducted CEE Tier 1
215425413 | Central HP <5.4 tons | YORK | HRCU-A-CB (Split System: Heat Pump with Remote Outdoor Unit-Air-Source) | HH860E2S11 | ADP |  | H,YE55*48+TXV | TM8Y080C16MP11 | 44000 | 18 | 8.5 | 42000 | 33000 | 78.57% | 2 | 0 | 11.7 |  |  |  |  | R-454B | 3.6667 | Residential & Commercial | USHP | Ducted CEE Tier 1
215425472 | Central HP <5.4 tons | YORK | HRCU-A-CB (Split System: Heat Pump with Remote Outdoor Unit-Air-Source) | HH860E2S11 | ADP |  | H,YE74*60+TXV | TM9V080C16MP12 | 43500 | 18 | 8.5 | 42000 | 33000 | 78.57% | 2 | 0 | 11 |  |  |  |  | R-454B | 3.625 | Residential & Commercial | USHP | Ducted CEE Tier 1
215423617 | Central HP <5.4 tons | YORK | HRCU-A-CB (Split System: Heat Pump with Remote Outdoor Unit-Air-Source) | HH860E2S11 | ADP |  | H,YE2K*60+TXV | TM8V100C20MP12 | 52000 | 18 | 8.35 | 52000 | 38500 | 74.04% | 1.96 | 0 | 10.5 |  |  |  |  | R-454B | 4.3333 | Residential & Commercial | USHP | Ducted CEE Tier 1
211242089 | Central HP <5.4 tons | DAY & NIGHT | HRCU-A-CB (Split System: Heat Pump with Remote Outdoor Unit-Air-Source) | DLCURAH24ABK |  |  | EA*4X36L17A* | *80ES(N,L)0451712A* | 24200 | 16.5 | 8.5 | 26200 | 22600 | 86.26% | 1.88 | 0 | 10 |  |  |  |  | R-410A | 2.0167 | Residential & Commercial | USHP | Ducted CEE Tier 1
211240787 | Central HP <5.4 tons | DAY & NIGHT | HRCU-A-CB (Split System: Heat Pump with Remote Outdoor Unit-Air-Source) | DLCURAH24ABK |  |  | EA*4X24L17A* | OLV098A12* | 23000 | 16 | 8.5 | 26400 | 26000 | 98.48% | 2.18 | 0 | 9.5 |  |  |  |  | R-410A | 1.9167 | Residential & Commercial | USHP
215423201 | Central HP <5.4 tons | YORK | HRCU-A-CB (Split System: Heat Pump with Remote Outdoor Unit-Air-Source) | HH836E2S11 | ADP |  | H,YE34*36+TXV | TM8E080B12MP11 | 32800 | 17 | 8.4 | 29800 | 25000 | 83.89% | 1.98 | 0 | 10.5 |  |  |  |  | R-454B | 2.7333 | Residential & Commercial | USHP | Ducted CEE Tier 1
215423206 | Central HP <5.4 tons | YORK | HRCU-A-CB (Split System: Heat Pump with Remote Outdoor Unit-Air-Source) | HH836E2S11 | ADP |  | H,YE34*36+TXV | TM8E080C16MP11 | 32200 | 18 | 8.35 | 29200 | 23600 | 80.82% | 1.98 | 0 | 10.5 |  |  |  |  | R-454B | 2.6833 | Residential & Commercial | USHP | Ducted CEE Tier 1
215423256 | Central HP <5.4 tons | YORK | HRCU-A-CB (Split System: Heat Pump with Remote Outdoor Unit-Air-Source) | HH836E2S11 | ADP |  | H,YE34*36+TXV | TM8Y080B12MP11 | 32600 | 17 | 8.4 | 29200 | 24800 | 84.93% | 1.98 | 0 | 10.5 |  |  |  |  | R-454B | 2.7167 | Residential & Commercial | USHP | Ducted CEE Tier 1
215423317 | Central HP <5.4 tons | YORK | HRCU-A-CB (Split System: Heat Pump with Remote Outdoor Unit-Air-Source) | HH836E2S11 | ADP |  | H,YE35*36+TXV | TM9V080B12MP12 | 33000 | 18 | 8.5 | 29200 | 24800 | 84.93% | 2 | 0 | 11 |  |  |  |  | R-454B | 2.75 | Residential & Commercial | USHP | Ducted CEE Tier 1
215423331 | Central HP <5.4 tons | YORK | HRCU-A-CB (Split System: Heat Pump with Remote Outdoor Unit-Air-Source) | HH836E2S11 | ADP |  | H,YE34*36+TXV | TM9V100C20MP12 | 33200 | 17 | 8.35 | 30600 | 25400 | 83.01% | 1.98 | 0 | 10.5 |  |  |  |  | R-454B | 2.7667 | Residential & Commercial | USHP | Ducted CEE Tier 1
215425408 | Central HP <5.4 tons | YORK | HRCU-A-CB (Split System: Heat Pump with Remote Outdoor Unit-Air-Source) | HH860E2S11 | ADP |  | H,YE37*48+TXV | TM8Y080C16MP11 | 44000 | 17 | 8.5 | 42000 | 33000 | 78.57% | 2 | 0 | 11.7 |  |  |  |  | R-454B | 3.6667 | Residential & Commercial | USHP | Ducted CEE Tier 1
215425409 | Central HP <5.4 tons | YORK | HRCU-A-CB (Split System: Heat Pump with Remote Outdoor Unit-Air-Source) | HH860E2S11 | ADP |  | H,YE72*48+TXV | TM8Y080C16MP11 | 44000 | 18 | 8.5 | 42000 | 33000 | 78.57% | 2 | 0 | 11.7 |  |  |  |  | R-454B | 3.6667 | Residential & Commercial | USHP | Ducted CEE Tier 1
215425410 | Central HP <5.4 tons | YORK | HRCU-A-CB (Split System: Heat Pump with Remote Outdoor Unit-Air-Source) | HH860E2S11 | ADP |  | H,YE72*60+TXV | TM8Y080C16MP11 | 44000 | 18 | 8.5 | 42000 | 33000 | 78.57% | 2 | 0 | 11.7 |  |  |  |  | R-454B | 3.6667 | Residential & Commercial | USHP | Ducted CEE Tier 1
215425411 | Central HP <5.4 tons | YORK | HRCU-A-CB (Split System: Heat Pump with Remote Outdoor Unit-Air-Source) | HH860E2S11 | ADP |  | H,YE3K*48+TXV | TM8Y080C16MP11 | 44000 | 17 | 8.5 | 42000 | 33000 | 78.57% | 2 | 0 | 11.7 |  |  |  |  | R-454B | 3.6667 | Residential & Commercial | USHP | Ducted CEE Tier 1
211392108 | Central HP <5.4 tons | FRASER-JOHNSTON | HRCU-A-CB (Split System: Heat Pump with Remote Outdoor Unit-Air-Source) | HMH72B341 |  |  | XAFC30CXXN1+TXV | TM8E080C16MP11 | 33000 | 18 | 8.5 | 33000 | 23200 | 70.3% | 2.04 | 0 | 10 |  |  |  |  | R-410A | 2.75 | Residential & Commercial | USHP | Ducted CEE Tier 1
211392439 | Central HP <5.4 tons | FRASER-JOHNSTON | HRCU-A-CB (Split System: Heat Pump with Remote Outdoor Unit-Air-Source) | HMH72B341 |  |  | XAFB36DBCN1 | TMLE080B12MP11 | 34000 | 18 | 8.1 | 34000 | 24400 | 71.76% | 2.06 | 0 | 9.5 |  |  |  |  | R-410A | 2.8333 | Residential & Commercial | USHP
211392773 | Central HP <5.4 tons | FRASER-JOHNSTON | HRCU-A-CB (Split System: Heat Pump with Remote Outdoor Unit-Air-Source) | HMH72B341 |  |  | XAHB36DBCN1 | TM8E040A12MP11 | 33200 | 17.5 | 8.1 | 33000 | 23200 | 70.3% | 2.02 | 0 | 9.5 |  |  |  |  | R-410A | 2.7667 | Residential & Commercial | USHP
211389163 | Central HP <5.4 tons | FRASER-JOHNSTON | HRCU-A-CB (Split System: Heat Pump with Remote Outdoor Unit-Air-Source) | HMH72B341 |  |  | XAHB36DBCN1 | TM9E060A10MP12 | 32600 | 17 | 8.1 | 32400 | 22800 | 70.37% | 1.98 | 0 | 9.5 |  |  |  |  | R-410A | 2.7167 | Residential & Commercial | USHP
211388572 | Central HP <5.4 tons | FRASER-JOHNSTON | HRCU-A-CB (Split System: Heat Pump with Remote Outdoor Unit-Air-Source) | HMH72B341 |  |  | XAHC36DXXN1+TXV | TM9E100C16MP12 | 33600 | 17.5 | 8.1 | 33000 | 23200 | 70.3% | 2.04 | 0 | 10 |  |  |  |  | R-410A | 2.8 | Residential & Commercial | USHP | Ducted CEE Tier 1
211389240 | Central HP <5.4 tons | FRASER-JOHNSTON | HRCU-A-CB (Split System: Heat Pump with Remote Outdoor Unit-Air-Source) | HMH72B341 |  |  | XAUB30CXXN1+TXV | TM9E060A10MP12 | 32400 | 17 | 8.1 | 33400 | 23600 | 70.66% | 2 | 0 | 9.5 |  |  |  |  | R-410A | 2.7 | Residential & Commercial | USHP
211390109 | Central HP <5.4 tons | FRASER-JOHNSTON | HRCU-A-CB (Split System: Heat Pump with Remote Outdoor Unit-Air-Source) | HMH72B341 |  |  | XAHC30CXXN1+TXV | TMLV100C16MP12 | 32400 | 17 | 8.1 | 32400 | 22800 | 70.37% | 2 | 0 | 9.5 |  |  |  |  | R-410A | 2.7 | Residential & Commercial | USHP
211391431 | Central HP <5.4 tons | FRASER-JOHNSTON | HRCU-A-CB (Split System: Heat Pump with Remote Outdoor Unit-Air-Source) | HMH72B341 |  |  | XAHC36DBCN1 | TM8E100C16MP11 | 33600 | 17.5 | 8.1 | 33000 | 23200 | 70.3% | 2.04 | 0 | 10 |  |  |  |  | R-410A | 2.8 | Residential & Commercial | USHP | Ducted CEE Tier 1
216374754 | Central HP <5.4 tons | LUXAIRE | HRCU-A-CB (Split System: Heat Pump with Remote Outdoor Unit-Air-Source) | HH836E2S11 |  |  | CTM36C5CDS1 | Z9ET080C16SMPS1 | 33400 | 18 | 8.5 | 31000 | 23600 | 76.13% | 2 | 0 | 11 |  |  |  |  | R-454B | 2.7833 | Residential & Commercial | USHP | Ducted CEE Tier 1
211386314 | Central HP <5.4 tons | FRASER-JOHNSTON | HRCU-A-CB (Split System: Heat Pump with Remote Outdoor Unit-Air-Source) | HMH72B341 |  |  | XAHC48FBCN1 | TL9E060B12UH11 | 32400 | 16.5 | 8.1 | 32000 | 23600 | 73.75% | 2 | 0 | 9 |  |  |  |  | R-410A | 2.7 | Residential & Commercial | USHP
216679504 | Central HP <5.4 tons | TEMPSTAR | HRCU-A-CB (Split System: Heat Pump with Remote Outdoor Unit-Air-Source) | DLCURAH24ABK |  |  | EN(A,D)4X24L17** | *97VTN0601716A* | 23200 | 16.5 | 9 | 26400 | 24400 | 92.42% | 1.86 | 0 | 10 |  |  |  |  | R-410A | 1.9333 | Residential & Commercial | USHP | Ducted CEE Tier 1
214279953 | Central HP <5.4 tons | TEMPSTAR | HRCU-A-CB (Split System: Heat Pump with Remote Outdoor Unit-Air-Source) | DLCURAH24ABK |  |  | EA*4X37L21A* | *96MSN0601716A* | 24600 | 17 | 9 | 25400 | 21200 | 83.46% | 1.78 | 0 | 10 |  |  |  |  | R-410A | 2.05 | Residential & Commercial | USHP | Ducted CEE Tier 1
215853347 | Central HP <5.4 tons | COLEMAN | HRCU-A-CB (Split System: Heat Pump with Remote Outdoor Unit-Air-Source) | HH836E2S11 |  |  | CTU48C5XFS1+JMC16C2SN1+TXV | 0 | 34400 | 19 | 9 | 32000 | 25200 | 78.75% | 2 | 0 | 11.7 |  |  |  |  | R-454B | 2.8667 | Residential & Commercial | USHP | Ducted CEE Tier 1
215853350 | Central HP <5.4 tons | COLEMAN | HRCU-A-CB (Split System: Heat Pump with Remote Outdoor Unit-Air-Source) | HH836E2S11 |  |  | JHE36B5CD2SS1 | 0 | 34200 | 19 | 9 | 31800 | 26000 | 81.76% | 2 | 0 | 11 |  |  |  |  | R-454B | 2.85 | Residential & Commercial | USHP | Ducted CEE Tier 1
215853365 | Central HP <5.4 tons | COLEMAN | HRCU-A-CB (Split System: Heat Pump with Remote Outdoor Unit-Air-Source) | HH836E2S11 |  |  | CTM36B5CDS1 | Z9ES060B12SMPS1 | 33200 | 17 | 8.5 | 31000 | 25400 | 81.94% | 2 | 0 | 11 |  |  |  |  | R-454B | 2.7667 | Residential & Commercial | USHP | Ducted CEE Tier 1
215853366 | Central HP <5.4 tons | COLEMAN | HRCU-A-CB (Split System: Heat Pump with Remote Outdoor Unit-Air-Source) | HH836E2S11 |  |  | CTM36C5CDS1 | Z9ES080C20SMPS1 | 34200 | 18 | 8.5 | 32200 | 26400 | 81.99% | 2 | 0 | 11 |  |  |  |  | R-454B | 2.85 | Residential & Commercial | USHP | Ducted CEE Tier 1
214572547 | Central HP <5.4 tons | TEMPSTAR | HRCU-A-CB (Split System: Heat Pump with Remote Outdoor Unit-Air-Source) | TVH837GKA** |  |  | EA*4X37L21A*+WALLCON | *95CSU0802120B* | 32800 | 17.5 | 8.5 | 32800 | 25200 | 76.83% | 2 | 0 | 11 |  |  |  |  | R-410A | 2.7333 | Residential & Commercial | USHP | Ducted CEE Tier 1
215423268 | Central HP <5.4 tons | YORK | HRCU-A-CB (Split System: Heat Pump with Remote Outdoor Unit-Air-Source) | HH836E2S11 | ADP |  | H,YE9J*36+TXV-BLEED | TM8Y100C16MP11 | 33000 | 18 | 8.5 | 29800 | 24000 | 80.54% | 2 | 0 | 10.5 |  |  |  |  | R-454B | 2.75 | Residential & Commercial | USHP | Ducted CEE Tier 1
215423269 | Central HP <5.4 tons | YORK | HRCU-A-CB (Split System: Heat Pump with Remote Outdoor Unit-Air-Source) | HH836E2S11 | ADP |  | H,YE9J*36+TXV | TM8Y100C16MP11 | 33000 | 18 | 8.5 | 29800 | 25200 | 84.56% | 2 | 0 | 10.5 |  |  |  |  | R-454B | 2.75 | Residential & Commercial | USHP | Ducted CEE Tier 1
215423270 | Central HP <5.4 tons | YORK | HRCU-A-CB (Split System: Heat Pump with Remote Outdoor Unit-Air-Source) | HH836E2S11 | ADP |  | H,YE80*36+TXV | TM8Y100C16MP11 | 33200 | 19 | 8.5 | 29800 | 24000 | 80.54% | 2 | 0 | 11 |  |  |  |  | R-454B | 2.7667 | Residential & Commercial | USHP | Ducted CEE Tier 1
215423304 | Central HP <5.4 tons | YORK | HRCU-A-CB (Split System: Heat Pump with Remote Outdoor Unit-Air-Source) | HH836E2S11 | ADP |  | H,YE9J*36+TXV | TM9E100C16MP12 | 32600 | 18 | 8.5 | 29400 | 23800 | 80.95% | 2 | 0 | 10.5 |  |  |  |  | R-454B | 2.7167 | Residential & Commercial | USHP | Ducted CEE Tier 1
215423878 | Central HP <5.4 tons | YORK | HRCU-A-CB (Split System: Heat Pump with Remote Outdoor Unit-Air-Source) | HH860E2S11 | ADP |  | H,YE48*60+TXV | TM9Y100C20MP11 | 52500 | 17 | 8.5 | 52500 | 39000 | 74.29% | 2 | 0 | 11 |  |  |  |  | R-454B | 4.375 | Residential & Commercial | USHP | Ducted CEE Tier 1
215423897 | Central HP <5.4 tons | YORK | HRCU-A-CB (Split System: Heat Pump with Remote Outdoor Unit-Air-Source) | HH860E2S11 | ADP |  | H,YE35*48+TXV | Y81E080C16SMPS1 | 43500 | 17 | 8.3 | 42500 | 33000 | 77.65% | 1.96 | 0 | 11.7 |  |  |  |  | R-454B | 3.625 | Residential & Commercial | USHP | Ducted CEE Tier 1
215425328 | Central HP <5.4 tons | YORK | HRCU-A-CB (Split System: Heat Pump with Remote Outdoor Unit-Air-Source) | HH860E2S11 | ADP |  | H,YE55*48+TXV | TL9E080C16UH11 | 44500 | 18 | 8.5 | 44000 | 34000 | 77.27% | 2 | 0 | 11 |  |  |  |  | R-454B | 3.7083 | Residential & Commercial | USHP | Ducted CEE Tier 1
215425339 | Central HP <5.4 tons | YORK | HRCU-A-CB (Split System: Heat Pump with Remote Outdoor Unit-Air-Source) | HH860E2S11 | ADP |  | H,YE72*60+TXV | TM8E080C16MP11 | 44500 | 18 | 8.5 | 43500 | 33800 | 77.7% | 2 | 0 | 11 |  |  |  |  | R-454B | 3.7083 | Residential & Commercial | USHP | Ducted CEE Tier 1
215425355 | Central HP <5.4 tons | YORK | HRCU-A-CB (Split System: Heat Pump with Remote Outdoor Unit-Air-Source) | HH860E2S11 | ADP |  | H,YE55*48+TXV | TM8E100C16MP11 | 44500 | 18 | 8.5 | 43500 | 33800 | 77.7% | 2 | 0 | 11 |  |  |  |  | R-454B | 3.7083 | Residential & Commercial | USHP | Ducted CEE Tier 1
215425387 | Central HP <5.4 tons | YORK | HRCU-A-CB (Split System: Heat Pump with Remote Outdoor Unit-Air-Source) | HH860E2S11 | ADP |  | H,YE84*48+TXV | TM8V080C16MP12 | 43500 | 18 | 8.5 | 42000 | 32800 | 78.1% | 2 | 0 | 11.7 |  |  |  |  | R-454B | 3.625 | Residential & Commercial | USHP | Ducted CEE Tier 1
215425298 | Central HP <5.4 tons | YORK | HRCU-A-CB (Split System: Heat Pump with Remote Outdoor Unit-Air-Source) | HH836E2S11 | ADP |  | H,YE1K*36+TXV | TM9V080C16MP12 | 33400 | 18 | 8.5 | 29800 | 25000 | 83.89% | 2 | 0 | 11 |  |  |  |  | R-454B | 2.7833 | Residential & Commercial | USHP | Ducted CEE Tier 1
213311619 | Central HP <5.4 tons | CARRIER | HRCU-A-CB (Split System: Heat Pump with Remote Outdoor Unit-Air-Source) | 38MURAQ36AB3* | ADP |  | PL36H***P449+CBPE3A* | 0 | 36000 | 16 | 8.1 | 38000 | 35000 | 92.11% | 1.82 | 0 | 10 |  |  |  |  | R-410A | 3 | Residential & Commercial | USHP | Ducted CEE Tier 1
213297139 | Central HP <5.4 tons | LUXAIRE | HRCU-A-CB (Split System: Heat Pump with Remote Outdoor Unit-Air-Source) | HMH72B341 |  |  | XAHC30CXXN1+TXV | Z8ES100C16SMPS1 | 32400 | 17.5 | 8.1 | 32000 | 22800 | 71.25% | 2.02 | 0 | 9.5 |  |  |  |  | R-410A | 2.7 | Residential & Commercial | USHP
213297289 | Central HP <5.4 tons | LUXAIRE | HRCU-A-CB (Split System: Heat Pump with Remote Outdoor Unit-Air-Source) | HMH72B341 |  |  | XAHC36DXXN1+TXV | Z8ET100C20LMPS1 | 34000 | 18.5 | 8.5 | 33400 | 23600 | 70.66% | 2.08 | 0 | 9.5 |  |  |  |  | R-410A | 2.8333 | Residential & Commercial | USHP
213297389 | Central HP <5.4 tons | LUXAIRE | HRCU-A-CB (Split System: Heat Pump with Remote Outdoor Unit-Air-Source) | HMH72B341 |  |  | XAHC30CXXN1+TXV | Z8ES080C16LMPS1 | 32800 | 17.5 | 8.5 | 32000 | 22800 | 71.25% | 2.04 | 0 | 9.5 |  |  |  |  | R-410A | 2.7333 | Residential & Commercial | USHP
213297739 | Central HP <5.4 tons | LUXAIRE | HRCU-A-CB (Split System: Heat Pump with Remote Outdoor Unit-Air-Source) | HMH72B341 |  |  | XAHC36DBCN1 | Z8ET100C16LMPS1 | 34000 | 18 | 8.5 | 32800 | 23000 | 70.12% | 2.06 | 0 | 10.5 |  |  |  |  | R-410A | 2.8333 | Residential & Commercial | USHP | Ducted CEE Tier 1
213297039 | Central HP <5.4 tons | LUXAIRE | HRCU-A-CB (Split System: Heat Pump with Remote Outdoor Unit-Air-Source) | HMH72B341 |  |  | XAHC36DXXN1+TXV | Z9ES080B12SMPS1 | 33000 | 16.5 | 8.1 | 32200 | 22800 | 70.81% | 2 | 0 | 9.5 |  |  |  |  | R-410A | 2.75 | Residential & Commercial | USHP
215425849 | Central HP <5.4 tons | YORK | HRCU-A-CB (Split System: Heat Pump with Remote Outdoor Unit-Air-Source) | HH824E2S11 | ADP |  | H,YE32*30+TXV | YP9C080B12MP13 | 22200 | 17 | 8.65 | 21200 | 17300 | 81.6% | 1.94 | 0 | 11.5 |  |  |  |  | R-454B | 1.85 | Residential & Commercial | USHP | Ducted CEE Tier 1
211244514 | Central HP <5.4 tons | BRYANT HEATING AND COOLING SYSTEMS | HRCU-A-CB (Split System: Heat Pump with Remote Outdoor Unit-Air-Source) | 38MURAQ24AB3* |  |  | CNPV*3017AL* | 82*SA48045V17*** | 24200 | 16 | 8.1 | 26400 | 22800 | 86.36% | 1.88 | 0 | 10.5 |  |  |  |  | R-410A | 2.0167 | Residential & Commercial | USHP | Ducted CEE Tier 1
211244523 | Central HP <5.4 tons | BRYANT HEATING AND COOLING SYSTEMS | HRCU-A-CB (Split System: Heat Pump with Remote Outdoor Unit-Air-Source) | 38MURAQ24AB3* |  |  | CNPV*3017AL* | 82*SA48070V17*** | 23800 | 16.5 | 8.1 | 26000 | 23200 | 89.23% | 1.92 | 0 | 10.5 |  |  |  |  | R-410A | 1.9833 | Residential & Commercial | USHP | Ducted CEE Tier 1
215941217 | Central HP <5.4 tons | AIRQUEST | HRCU-A-CB (Split System: Heat Pump with Remote Outdoor Unit-Air-Source) | H5H3V48*K*AAA* |  |  | ESH5X60M12A*+WALLCON | *80CSU0601716B* | 45000 | 20.5 | 9 | 48500 | 36600 | 75.46% | 1.82 | 0 | 11.5 |  |  |  |  | R-454B | 3.75 | Residential & Commercial | USHP | Ducted CEE Tier 1
215941387 | Central HP <5.4 tons | AIRQUEST | HRCU-A-CB (Split System: Heat Pump with Remote Outdoor Unit-Air-Source) | H5H3V48*K*AAA* |  |  | EVM5X60M21A*+WALLCON | *96CTN0802120B* | 45500 | 20.5 | 8.1 | 53000 | 38500 | 72.64% | 1.95 | 0 | 11 |  |  |  |  | R-454B | 3.7917 | Residential & Commercial | USHP | Ducted CEE Tier 1
206136074 | Central HP <5.4 tons | CARRIER | HRCU-A-CB (Split System: Heat Pump with Remote Outdoor Unit-Air-Source) | 25VNA837A*030* |  |  | CAP**3721AL*+UI | 59CU5A080C21**20 | 33000 | 17.5 | 8.5 | 32800 | 25000 | 76.22% | 2 | 12 | 11.5 |  |  |  |  | R-410A | 2.75 | Residential & Commercial | USHP | Ducted CEE Tier 1
210597516 | Central HP <5.4 tons | DAY & NIGHT | HRCU-A-CB (Split System: Heat Pump with Remote Outdoor Unit-Air-Source) | CVH837GKA** |  |  | EHD4X60AAL+WALLCON | *80CTL0902120A* | 33000 | 17 | 8.1 | 32200 | 25000 | 77.64% | 2 | 0 | 11.5 |  |  |  |  | R-410A | 2.75 | Residential & Commercial | USHP | Ducted CEE Tier 1
214239246 | Central HP <5.4 tons | AIRQUEST | HRCU-A-CB (Split System: Heat Pump with Remote Outdoor Unit-Air-Source) | HVH837GKA2* |  |  | EN(A,D,W)4X48L21**+WALLCON | *97CMN1002122B* | 32400 | 17 | 8.1 | 32600 | 24600 | 75.46% | 1.96 | 0 | 11.7 |  |  |  |  | R-410A | 2.7 | Residential & Commercial | USHP | Ducted CEE Tier 1
215425314 | Central HP <5.4 tons | YORK | HRCU-A-CB (Split System: Heat Pump with Remote Outdoor Unit-Air-Source) | HH836E2S11 | ADP |  | H,YE1K*36+TXV | Y82E080B12LMPS1 | 32800 | 19 | 8.5 | 28400 | 24400 | 85.92% | 2 | 0 | 11.7 |  |  |  |  | R-454B | 2.7333 | Residential & Commercial | USHP | Ducted CEE Tier 1
215611122 | Central HP <5.4 tons | MAINLINE | HRCU-A-CB (Split System: Heat Pump with Remote Outdoor Unit-Air-Source) | MLP19AY60AJVC |  |  | MLHMVY6024SEACN | 0 | 54500 | 17.5 | 8.1 | 54500 | 53000 | 97.25% | 2 | 0 | 10.5 |  |  |  |  | R-454B | 4.5417 | Residential & Commercial | USHP | Ducted CEE Tier 1
215425389 | Central HP <5.4 tons | YORK | HRCU-A-CB (Split System: Heat Pump with Remote Outdoor Unit-Air-Source) | HH860E2S11 | ADP |  | H,YE37*48+TXV | TM8V100C16MP12 | 43500 | 17 | 8.5 | 42000 | 32800 | 78.1% | 2 | 0 | 11.7 |  |  |  |  | R-454B | 3.625 | Residential & Commercial | USHP | Ducted CEE Tier 1
215425405 | Central HP <5.4 tons | YORK | HRCU-A-CB (Split System: Heat Pump with Remote Outdoor Unit-Air-Source) | HH860E2S11 | ADP |  | H,YE72*60+TXV | TM8V120C20MP12 | 44000 | 18 | 8.5 | 42500 | 33200 | 78.12% | 2 | 0 | 11.7 |  |  |  |  | R-454B | 3.6667 | Residential & Commercial | USHP | Ducted CEE Tier 1
215425321 | Central HP <5.4 tons | YORK | HRCU-A-CB (Split System: Heat Pump with Remote Outdoor Unit-Air-Source) | HH836E2S11 | ADP |  | H,YE1K*36+TXV | YP9C100C16MP13 | 33400 | 18 | 8.5 | 29400 | 24800 | 84.35% | 2 | 0 | 11 |  |  |  |  | R-454B | 2.7833 | Residential & Commercial | USHP | Ducted CEE Tier 1
215677346 | Central HP <5.4 tons | AIRQUEST | HRCU-A-CB (Split System: Heat Pump with Remote Outdoor Unit-Air-Source) | H5H0V60*K*AAA* |  |  | EVD5X60M21A*+WALLCON | *80CTL0702120B* | 56500 | 18 | 9 | 64000 | 45000 | 70.31% | 2.06 | 0 | 9 |  |  |  |  | R-454B | 4.7083 | Residential & Commercial | USHP
215677546 | Central HP <5.4 tons | AIRQUEST | HRCU-A-CB (Split System: Heat Pump with Remote Outdoor Unit-Air-Source) | H5H0V60*K*AAA* |  |  | EVD5X60M24A*+WALLCON | *96CTN1002122B* | 56500 | 18.5 | 9 | 63000 | 44500 | 70.63% | 2.08 | 0 | 9 |  |  |  |  | R-454B | 4.7083 | Residential & Commercial | USHP
215677596 | Central HP <5.4 tons | AIRQUEST | HRCU-A-CB (Split System: Heat Pump with Remote Outdoor Unit-Air-Source) | H5H0V60*K*AAA* |  |  | EVD5X61M21A*+WALLCON | *95CSU0802120B* | 57000 | 18 | 9 | 64000 | 45000 | 70.31% | 2.08 | 0 | 9 |  |  |  |  | R-454B | 4.75 | Residential & Commercial | USHP
214671453 | Central HP <5.4 tons | LENNOX | HRCU-A-CB (Split System: Heat Pump with Remote Outdoor Unit-Air-Source) | SL25XPV-036-230A** | ADP |  | L*29/36U9 | SL280UH090V36B* | 34000 | 22 | 8.8 | 32800 | 25600 | 78.05% | 1.84 | 0 | 13.5 |  |  |  |  | R-410A | 2.8333 | Residential & Commercial | USHP | Ducted CEE Tier 1
214671466 | Central HP <5.4 tons | LENNOX | HRCU-A-CB (Split System: Heat Pump with Remote Outdoor Unit-Air-Source) | SL25XPV-036-230A** | ADP |  | L*25/37Z9 | SL297UH060NV36B* | 33800 | 21 | 8.8 | 33000 | 25800 | 78.18% | 1.82 | 0 | 13 |  |  |  |  | R-410A | 2.8167 | Residential & Commercial | USHP | Ducted CEE Tier 1
215424692 | Central HP <5.4 tons | YORK | HRCU-A-CB (Split System: Heat Pump with Remote Outdoor Unit-Air-Source) | HH824E2S11 | ADP |  | H,YE33*36+TXV | YP9C060B12MP13 | 22400 | 17 | 8.8 | 21400 | 17200 | 80.37% | 1.96 | 0 | 11 |  |  |  |  | R-454B | 1.8667 | Residential & Commercial | USHP | Ducted CEE Tier 1
215425644 | Central HP <5.4 tons | YORK | HRCU-A-CB (Split System: Heat Pump with Remote Outdoor Unit-Air-Source) | HH824E2S11 | ADP |  | H,YE24*24+TXV | TL9E060B12UH11 | 21800 | 17 | 8.5 | 21200 | 17700 | 83.49% | 1.92 | 0 | 11 |  |  |  |  | R-454B | 1.8167 | Residential & Commercial | USHP | Ducted CEE Tier 1
215425645 | Central HP <5.4 tons | YORK | HRCU-A-CB (Split System: Heat Pump with Remote Outdoor Unit-Air-Source) | HH824E2S11 | ADP |  | H,YE24*36+TXV | TL9E060B12UH11 | 21800 | 17 | 8.5 | 21200 | 17700 | 83.49% | 1.92 | 0 | 11 |  |  |  |  | R-454B | 1.8167 | Residential & Commercial | USHP | Ducted CEE Tier 1
215425695 | Central HP <5.4 tons | YORK | HRCU-A-CB (Split System: Heat Pump with Remote Outdoor Unit-Air-Source) | HH824E2S11 | ADP |  | H,YE32*30+TXV-BLEED | TM9E026A08MP12 | 22200 | 16 | 8.65 | 21200 | 17200 | 81.13% | 1.94 | 0 | 10.5 |  |  |  |  | R-454B | 1.85 | Residential & Commercial | USHP | Ducted CEE Tier 1
215438160 | Central HP <5.4 tons | YORK | HRCU-A-CB (Split System: Heat Pump with Remote Outdoor Unit-Air-Source) | HH824E2S11 | ADP |  | AX242B*A+TXV | 0 | 24000 | 19 | 9.5 | 22400 | 16600 | 74.11% | 2.1 | 0 | 12 |  |  |  |  | R-454B | 2 | Residential & Commercial | USHP | Ducted CEE Tier 1
211391596 | Central HP <5.4 tons | FRASER-JOHNSTON | HRCU-A-CB (Split System: Heat Pump with Remote Outdoor Unit-Air-Source) | HMH72B341 |  |  | XAHC36DXXN1+TXV | TMLE100B12MP11 | 33400 | 17.5 | 8.1 | 33000 | 23400 | 70.91% | 2.02 | 0 | 9.5 |  |  |  |  | R-410A | 2.7833 | Residential & Commercial | USHP
211391611 | Central HP <5.4 tons | FRASER-JOHNSTON | HRCU-A-CB (Split System: Heat Pump with Remote Outdoor Unit-Air-Source) | HMH72B341 |  |  | XAHC36DBCN1 | TM8E100B12MP11 | 33400 | 17.5 | 8.1 | 33000 | 23400 | 70.91% | 2.02 | 0 | 9.5 |  |  |  |  | R-410A | 2.7833 | Residential & Commercial | USHP
211391663 | Central HP <5.4 tons | FRASER-JOHNSTON | HRCU-A-CB (Split System: Heat Pump with Remote Outdoor Unit-Air-Source) | HMH72B341 |  |  | XAHB36DXXN1+TXV | TM8E100B12MP11 | 33200 | 17.5 | 8.1 | 33000 | 23400 | 70.91% | 2.02 | 0 | 9.5 |  |  |  |  | R-410A | 2.7667 | Residential & Commercial | USHP
211391678 | Central HP <5.4 tons | FRASER-JOHNSTON | HRCU-A-CB (Split System: Heat Pump with Remote Outdoor Unit-Air-Source) | HMH72B341 |  |  | XAHB36DXXN1+TXV | TMLE100B12MP11 | 33200 | 17.5 | 8.1 | 33000 | 23400 | 70.91% | 2.02 | 0 | 9.5 |  |  |  |  | R-410A | 2.7667 | Residential & Commercial | USHP
211392063 | Central HP <5.4 tons | FRASER-JOHNSTON | HRCU-A-CB (Split System: Heat Pump with Remote Outdoor Unit-Air-Source) | HMH72B341 |  |  | XAFC36DXXN1+TXV | TMLE080C16MP11 | 34000 | 17 | 8.5 | 33600 | 23600 | 70.24% | 2.08 | 0 | 10 |  |  |  |  | R-410A | 2.8333 | Residential & Commercial | USHP | Ducted CEE Tier 1
211392250 | Central HP <5.4 tons | FRASER-JOHNSTON | HRCU-A-CB (Split System: Heat Pump with Remote Outdoor Unit-Air-Source) | HMH72B341 |  |  | XAHB36DBCN1 | TM8E080B12MP11 | 33200 | 17 | 8.1 | 33200 | 23400 | 70.48% | 2 | 0 | 9.5 |  |  |  |  | R-410A | 2.7667 | Residential & Commercial | USHP
211392265 | Central HP <5.4 tons | FRASER-JOHNSTON | HRCU-A-CB (Split System: Heat Pump with Remote Outdoor Unit-Air-Source) | HMH72B341 |  |  | XAHB36DBCN1 | TMLE080B12MP11 | 33200 | 17 | 8.1 | 33200 | 23400 | 70.48% | 2 | 0 | 9.5 |  |  |  |  | R-410A | 2.7667 | Residential & Commercial | USHP
211392681 | Central HP <5.4 tons | FRASER-JOHNSTON | HRCU-A-CB (Split System: Heat Pump with Remote Outdoor Unit-Air-Source) | HMH72B341 |  |  | XAUB36DXXN1+TXV | TMLE060A12MP11 | 34000 | 18 | 8.1 | 33800 | 23800 | 70.41% | 2.06 | 0 | 10 |  |  |  |  | R-410A | 2.8333 | Residential & Commercial | USHP | Ducted CEE Tier 1
215425819 | Central HP <5.4 tons | YORK | HRCU-A-CB (Split System: Heat Pump with Remote Outdoor Unit-Air-Source) | HH824E2S11 | ADP |  | H,YE32*30+TXV-BLEED | Y91E060A10SMPS1 | 22200 | 17 | 8.2 | 21200 | 17200 | 81.13% | 1.94 | 0 | 11.5 |  |  |  |  | R-454B | 1.85 | Residential & Commercial | USHP | Ducted CEE Tier 1
214671330 | Central HP <5.4 tons | LENNOX | HRCU-A-CB (Split System: Heat Pump with Remote Outdoor Unit-Air-Source) | EL22XPV-024-230A** | ADP |  | L*24/36Z9 | ML296UH045XV36B* | 23600 | 20 | 8.5 | 21600 | 15200 | 70.37% | 1.88 | 0 | 13 |  |  |  |  | R-410A | 1.9667 | Residential & Commercial | USHP | Ducted CEE Tier 1
216684938 | Central HP <5.4 tons | MAINLINE | HRCU-A-CB (Split System: Heat Pump with Remote Outdoor Unit-Air-Source) | MLP19AY36AJVC |  |  | TCFY3621MEAAM | ML802V1005A21UH | 34200 | 20 | 10 | 34200 | 29200 | 85.38% | 2 | 0 | 12 |  |  |  |  | R-454B | 2.85 | Residential & Commercial | USHP | Ducted CEE Tier 1
214398581 | Central HP <5.4 tons | LUXAIRE | HRCU-A-CB (Split System: Heat Pump with Remote Outdoor Unit-Air-Source) | HH836E2S11 |  |  | CTM48C5CFS1 | TP9C100C20MP13 | 34200 | 19 | 9 | 32600 | 25800 | 79.14% | 2 | 0 | 11 |  |  |  |  | R-454B | 2.85 | Residential & Commercial | USHP | Ducted CEE Tier 1
211392577 | Central HP <5.4 tons | FRASER-JOHNSTON | HRCU-A-CB (Split System: Heat Pump with Remote Outdoor Unit-Air-Source) | HMH72B341 |  |  | XAHB30CXXN1+TXV | TM8E060A12MP11 | 32000 | 17 | 8.1 | 32800 | 23000 | 70.12% | 1.98 | 0 | 9.5 |  |  |  |  | R-410A | 2.6667 | Residential & Commercial | USHP
211393097 | Central HP <5.4 tons | FRASER-JOHNSTON | HRCU-A-CB (Split System: Heat Pump with Remote Outdoor Unit-Air-Source) | HMH72B341 |  |  | XAFC36DXXN1+TXV | TL9E080C16UH11 | 34000 | 17.5 | 8.1 | 34000 | 24400 | 71.76% | 2.1 | 0 | 9.5 |  |  |  |  | R-410A | 2.8333 | Residential & Commercial | USHP
211393738 | Central HP <5.4 tons | FRASER-JOHNSTON | HRCU-A-CB (Split System: Heat Pump with Remote Outdoor Unit-Air-Source) | HMH72B341 |  |  | XAFA30DXXN1+TXV | TMLE060A12MP11 | 33800 | 17.5 | 8.1 | 33800 | 23800 | 70.41% | 2.04 | 0 | 9.5 |  |  |  |  | R-410A | 2.8167 | Residential & Commercial | USHP
211394022 | Central HP <5.4 tons | FRASER-JOHNSTON | HRCU-A-CB (Split System: Heat Pump with Remote Outdoor Unit-Air-Source) | HMH72B341 |  |  | XAHC48FXXN1+TXV | TM9Y080C16MP11 | 33200 | 17 | 8.1 | 32400 | 23600 | 72.84% | 2.02 | 0 | 9 |  |  |  |  | R-410A | 2.7667 | Residential & Commercial | USHP
211394331 | Central HP <5.4 tons | FRASER-JOHNSTON | HRCU-A-CB (Split System: Heat Pump with Remote Outdoor Unit-Air-Source) | HMH72B341 |  |  | XAFD48FXXN1+TXV | TM9V120D20MP12 | 34000 | 17 | 8.5 | 32400 | 23800 | 73.46% | 2.1 | 0 | 9.5 |  |  |  |  | R-410A | 2.8333 | Residential & Commercial | USHP
216684940 | Central HP <5.4 tons | MAINLINE | HRCU-A-CB (Split System: Heat Pump with Remote Outdoor Unit-Air-Source) | MLP19AY36AJVC |  |  | TCFY3621MEAAM | ML962V0703A17M4 | 34200 | 20 | 10 | 34200 | 29600 | 86.55% | 2 | 0 | 12 |  |  |  |  | R-454B | 2.85 | Residential & Commercial | USHP | Ducted CEE Tier 1
216679888 | Central HP <5.4 tons | TEMPSTAR | HRCU-A-CB (Split System: Heat Pump with Remote Outdoor Unit-Air-Source) | DLCURAH36ABK |  |  | EA*4X48L21A* | *97VTN0801716A* | 35400 | 16 | 8.5 | 37400 | 34200 | 91.44% | 1.94 | 0 | 9.5 |  |  |  |  | R-410A | 2.95 | Residential & Commercial | USHP
216684919 | Central HP <5.4 tons | MAINLINE | HRCU-A-CB (Split System: Heat Pump with Remote Outdoor Unit-Air-Source) | MLP19AY24AJVC |  |  | TCFY2421HEAAM | ML921V0703A17M4 | 22800 | 20 | 8.5 | 22800 | 18600 | 81.58% | 1.8 | 0 | 12 |  |  |  |  | R-454B | 1.9 | Residential & Commercial | USHP | Ducted CEE Tier 1
216679408 | Central HP <5.4 tons | TEMPSTAR | HRCU-A-CB (Split System: Heat Pump with Remote Outdoor Unit-Air-Source) | DLCURAH24ABK |  |  | EA*4X30L17A* | *97VTN0601716A* | 23600 | 16.5 | 9 | 25800 | 23800 | 92.25% | 1.86 | 0 | 10 |  |  |  |  | R-410A | 1.9667 | Residential & Commercial | USHP | Ducted CEE Tier 1
215676276 | Central HP <5.4 tons | AIRQUEST | HRCU-A-CB (Split System: Heat Pump with Remote Outdoor Unit-Air-Source) | H5H0V48*K*AAA* |  |  | EVD5X48M24A*+WALLCON | *96CTN1202422B* | 47000 | 18.5 | 9 | 50000 | 36400 | 72.8% | 2 | 0 | 10 |  |  |  |  | R-454B | 3.9167 | Residential & Commercial | USHP | Ducted CEE Tier 1
215675376 | Central HP <5.4 tons | AIRQUEST | HRCU-A-CB (Split System: Heat Pump with Remote Outdoor Unit-Air-Source) | H5H0V48*K*AAA* |  |  | EVM5X48M21A*+WALLCON | *80CTL0701716B* | 46500 | 18 | 9 | 50000 | 36800 | 73.6% | 2 | 0 | 9.5 |  |  |  |  | R-454B | 3.875 | Residential & Commercial | USHP
215675446 | Central HP <5.4 tons | AIRQUEST | HRCU-A-CB (Split System: Heat Pump with Remote Outdoor Unit-Air-Source) | H5H0V48*K*AAA* |  |  | EVM5X48M21A*+WALLCON | *97CMN0802120B* | 47000 | 18.5 | 9 | 50000 | 36600 | 73.2% | 2 | 0 | 10 |  |  |  |  | R-454B | 3.9167 | Residential & Commercial | USHP | Ducted CEE Tier 1
214624649 | Central HP <5.4 tons | CARRIER | HRCU-A-CB (Split System: Heat Pump with Remote Outdoor Unit-Air-Source) | 38MURAQ18AB3* | ADP |  | PL36H210P299 | 58SU*B040M17**12 | 17500 | 16 | 8.5 | 16500 | 18100 | 109.7% | 2.24 | 0 | 10.5 |  |  |  |  | R-410A | 1.4583 | Residential & Commercial | USHP | Ducted CEE Tier 1
215677506 | Central HP <5.4 tons | AIRQUEST | HRCU-A-CB (Split System: Heat Pump with Remote Outdoor Unit-Air-Source) | H5H0V60*K*AAA* |  |  | EVD5X60M24A*+WALLCON | *97CMN0602120B* | 55500 | 17.5 | 8.5 | 64000 | 45500 | 71.09% | 1.94 | 0 | 8.5 |  |  |  |  | R-454B | 4.625 | Residential & Commercial | USHP
212982661 | Central HP <5.4 tons | BRYANT HEATING AND COOLING SYSTEMS | HRCU-A-CB (Split System: Heat Pump with Remote Outdoor Unit-Air-Source) | 38MURAQ30AB3* |  |  | CAP**4321AL* | 83*SB48060M17*** | 30800 | 15.2 | 8.5 | 33000 | 26200 | 79.39% | 1.86 | 0 | 9 |  |  |  |  | R-410A | 2.5667 | Residential & Commercial | USHP
211241137 | Central HP <5.4 tons | DAY & NIGHT | HRCU-A-CB (Split System: Heat Pump with Remote Outdoor Unit-Air-Source) | DLCURAH24ABK |  |  | EA*4X25L17A* | *92ESN0801716A* | 25000 | 17.5 | 8.5 | 25600 | 21000 | 82.03% | 1.78 | 0 | 10.5 |  |  |  |  | R-410A | 2.0833 | Residential & Commercial | USHP | Ducted CEE Tier 1
215423624 | Central HP <5.4 tons | YORK | HRCU-A-CB (Split System: Heat Pump with Remote Outdoor Unit-Air-Source) | HH860E2S11 | ADP |  | H,YE49*60+TXV | TM8V100C20MP12 | 53000 | 19 | 8.5 | 52000 | 38500 | 74.04% | 2 | 0 | 11 |  |  |  |  | R-454B | 4.4167 | Residential & Commercial | USHP | Ducted CEE Tier 1
215423633 | Central HP <5.4 tons | YORK | HRCU-A-CB (Split System: Heat Pump with Remote Outdoor Unit-Air-Source) | HH860E2S11 | ADP |  | H,YE48*48+TXV | TM8V120C20MP12 | 44000 | 18 | 8.5 | 42500 | 33200 | 78.12% | 2 | 0 | 11.7 |  |  |  |  | R-454B | 3.6667 | Residential & Commercial | USHP | Ducted CEE Tier 1
215423640 | Central HP <5.4 tons | YORK | HRCU-A-CB (Split System: Heat Pump with Remote Outdoor Unit-Air-Source) | HH860E2S11 | ADP |  | H,YE35*48+TXV | TM8Y080C16MP11 | 43000 | 17 | 8.3 | 42000 | 33000 | 78.57% | 1.96 | 0 | 11 |  |  |  |  | R-454B | 3.5833 | Residential & Commercial | USHP | Ducted CEE Tier 1
215423649 | Central HP <5.4 tons | YORK | HRCU-A-CB (Split System: Heat Pump with Remote Outdoor Unit-Air-Source) | HH860E2S11 | ADP |  | H,YE48*48+TXV | TM8Y080C16MP11 | 44000 | 18 | 8.5 | 42000 | 33000 | 78.57% | 2 | 0 | 11.7 |  |  |  |  | R-454B | 3.6667 | Residential & Commercial | USHP | Ducted CEE Tier 1
215423683 | Central HP <5.4 tons | YORK | HRCU-A-CB (Split System: Heat Pump with Remote Outdoor Unit-Air-Source) | HH860E2S11 | ADP |  | H,YE48*60+TXV | TM8Y100C20MP11 | 44500 | 18 | 8.5 | 43000 | 33400 | 77.67% | 2 | 0 | 11.7 |  |  |  |  | R-454B | 3.7083 | Residential & Commercial | USHP | Ducted CEE Tier 1
215423724 | Central HP <5.4 tons | YORK | HRCU-A-CB (Split System: Heat Pump with Remote Outdoor Unit-Air-Source) | HH860E2S11 | ADP |  | H,YE3K*60+TXV | TM9E080C20MP12 | 53000 | 18 | 8.45 | 53000 | 39500 | 74.53% | 1.98 | 0 | 10.5 |  |  |  |  | R-454B | 4.4167 | Residential & Commercial | USHP | Ducted CEE Tier 1
215423735 | Central HP <5.4 tons | YORK | HRCU-A-CB (Split System: Heat Pump with Remote Outdoor Unit-Air-Source) | HH860E2S11 | ADP |  | H,YE36*60+TXV | TM9E100C16MP12 | 44000 | 17 | 8.4 | 44000 | 34000 | 77.27% | 1.98 | 0 | 10.5 |  |  |  |  | R-454B | 3.6667 | Residential & Commercial | USHP | Ducted CEE Tier 1
215423419 | Central HP <5.4 tons | YORK | HRCU-A-CB (Split System: Heat Pump with Remote Outdoor Unit-Air-Source) | HH836E2S11 | ADP |  | H,YE9J*36+TXV | Y91E100C16SMPS1 | 34800 | 17 | 8.1 | 31000 | 24200 | 78.06% | 2 | 0 | 10.5 |  |  |  |  | R-454B | 2.9 | Residential & Commercial | USHP | Ducted CEE Tier 1
215423436 | Central HP <5.4 tons | YORK | HRCU-A-CB (Split System: Heat Pump with Remote Outdoor Unit-Air-Source) | HH836E2S11 | ADP |  | H,YE34*36+TXV | YP9C100C16MP13 | 33000 | 17 | 8.4 | 29400 | 24800 | 84.35% | 1.98 | 0 | 10.5 |  |  |  |  | R-454B | 2.75 | Residential & Commercial | USHP | Ducted CEE Tier 1
214398628 | Central HP <5.4 tons | LUXAIRE | HRCU-A-CB (Split System: Heat Pump with Remote Outdoor Unit-Air-Source) | HH860E2S11 |  |  | CTM60C5CGS1 | TM9Y080C16MP11 | 44000 | 17 | 9 | 44500 | 33800 | 75.96% | 2 | 0 | 11 |  |  |  |  | R-454B | 3.6667 | Residential & Commercial | USHP | Ducted CEE Tier 1
215423453 | Central HP <5.4 tons | YORK | HRCU-A-CB (Split System: Heat Pump with Remote Outdoor Unit-Air-Source) | HH860E2S11 | ADP |  | H,YE3K*60+TXV | TL9E080C16UH11 | 44500 | 18 | 8.5 | 44000 | 34000 | 77.27% | 2 | 0 | 11 |  |  |  |  | R-454B | 3.7083 | Residential & Commercial | USHP | Ducted CEE Tier 1
215423469 | Central HP <5.4 tons | YORK | HRCU-A-CB (Split System: Heat Pump with Remote Outdoor Unit-Air-Source) | HH860E2S11 | ADP |  | H,YE48*60+TXV-BLEED | TL9E100C20UH11 | 52000 | 18 | 8.5 | 51500 | 38000 | 73.79% | 2 | 0 | 11 |  |  |  |  | R-454B | 4.3333 | Residential & Commercial | USHP | Ducted CEE Tier 1
215423506 | Central HP <5.4 tons | YORK | HRCU-A-CB (Split System: Heat Pump with Remote Outdoor Unit-Air-Source) | HH860E2S11 | ADP |  | H,YE35*48+TXV | TM8E100C16MP11 | 43500 | 17 | 8.3 | 43500 | 33800 | 77.7% | 1.96 | 0 | 10.5 |  |  |  |  | R-454B | 3.625 | Residential & Commercial | USHP | Ducted CEE Tier 1
215423522 | Central HP <5.4 tons | YORK | HRCU-A-CB (Split System: Heat Pump with Remote Outdoor Unit-Air-Source) | HH860E2S11 | ADP |  | H,YE84*60+TXV | TM8E100C16MP11 | 44500 | 18 | 8.5 | 43500 | 33800 | 77.7% | 2 | 0 | 11 |  |  |  |  | R-454B | 3.7083 | Residential & Commercial | USHP | Ducted CEE Tier 1
215423555 | Central HP <5.4 tons | YORK | HRCU-A-CB (Split System: Heat Pump with Remote Outdoor Unit-Air-Source) | HH860E2S11 | ADP |  | H,YE36*60+TXV | TM8E120C20MP11 | 51500 | 18 | 8.3 | 52500 | 39000 | 74.29% | 1.96 | 0 | 10.5 |  |  |  |  | R-454B | 4.2917 | Residential & Commercial | USHP | Ducted CEE Tier 1
212383447 | Central HP <5.4 tons | BRYANT HEATING AND COOLING SYSTEMS | HRCU-A-CB (Split System: Heat Pump with Remote Outdoor Unit-Air-Source) | 38MURAQ36AB3* |  |  | CAP**4221AL* | OVLAAB048112 | 35400 | 15.2 | 8.1 | 39500 | 35200 | 89.11% | 1.88 | 0 | 9.5 |  |  |  |  | R-410A | 2.95 | Residential & Commercial | USHP
212383481 | Central HP <5.4 tons | BRYANT HEATING AND COOLING SYSTEMS | HRCU-A-CB (Split System: Heat Pump with Remote Outdoor Unit-Air-Source) | 38MURAQ36AB3* |  |  | CAP**4821AL* | 8(0,1)*SA48070E17*** | 35600 | 16 | 8.5 | 37800 | 34600 | 91.53% | 2.04 | 0 | 10 |  |  |  |  | R-410A | 2.9667 | Residential & Commercial | USHP | Ducted CEE Tier 1
212384350 | Central HP <5.4 tons | BRYANT HEATING AND COOLING SYSTEMS | HRCU-A-CB (Split System: Heat Pump with Remote Outdoor Unit-Air-Source) | 38MURAQ36AB3* |  |  | CNPV*4217AL* | 83*SA48060E17*** | 36400 | 15.5 | 8.1 | 39500 | 35000 | 88.61% | 1.98 | 0 | 10 |  |  |  |  | R-410A | 3.0333 | Residential & Commercial | USHP | Ducted CEE Tier 1
212383230 | Central HP <5.4 tons | BRYANT HEATING AND COOLING SYSTEMS | HRCU-A-CB (Split System: Heat Pump with Remote Outdoor Unit-Air-Source) | 38MURAQ36AB3* |  |  | CAP**3621AL* | 915SB60080E21*** | 35800 | 15.5 | 8.1 | 39500 | 35400 | 89.62% | 1.84 | 0 | 9.5 |  |  |  |  | R-410A | 2.9833 | Residential & Commercial | USHP
216687511 | Central HP <5.4 tons | MAINLINE | HRCU-A-CB (Split System: Heat Pump with Remote Outdoor Unit-Air-Source) | MLP19AY60AJVC |  |  | TCFY6021SEAAM | ML802V1005A21UH | 54000 | 17 | 10 | 54000 | 48500 | 89.81% | 2 | 0 | 10 |  |  |  |  | R-454B | 4.5 | Residential & Commercial | USHP | Ducted CEE Tier 1
215423569 | Central HP <5.4 tons | YORK | HRCU-A-CB (Split System: Heat Pump with Remote Outdoor Unit-Air-Source) | HH860E2S11 | ADP |  | H,YE2K*60+TXV | TM8E130D20MP11 | 53000 | 18 | 8.35 | 53000 | 39500 | 74.53% | 1.96 | 0 | 10.5 |  |  |  |  | R-454B | 4.4167 | Residential & Commercial | USHP | Ducted CEE Tier 1
215423572 | Central HP <5.4 tons | YORK | HRCU-A-CB (Split System: Heat Pump with Remote Outdoor Unit-Air-Source) | HH860E2S11 | ADP |  | H,YE48*60+TXV | TM8E130D20MP11 | 54000 | 18 | 8.5 | 53000 | 39500 | 74.53% | 2 | 0 | 11 |  |  |  |  | R-454B | 4.5 | Residential & Commercial | USHP | Ducted CEE Tier 1
215423588 | Central HP <5.4 tons | YORK | HRCU-A-CB (Split System: Heat Pump with Remote Outdoor Unit-Air-Source) | HH860E2S11 | ADP |  | H,YE48*60+TXV | TM8V080C16MP12 | 43500 | 18 | 8.5 | 42000 | 32800 | 78.1% | 2 | 0 | 11.7 |  |  |  |  | R-454B | 3.625 | Residential & Commercial | USHP | Ducted CEE Tier 1
215423604 | Central HP <5.4 tons | YORK | HRCU-A-CB (Split System: Heat Pump with Remote Outdoor Unit-Air-Source) | HH860E2S11 | ADP |  | H,YE48*60+TXV-BLEED | TM8V100C16MP12 | 43500 | 18 | 8.5 | 42000 | 32800 | 78.1% | 2 | 0 | 11.7 |  |  |  |  | R-454B | 3.625 | Residential & Commercial | USHP | Ducted CEE Tier 1
215423605 | Central HP <5.4 tons | YORK | HRCU-A-CB (Split System: Heat Pump with Remote Outdoor Unit-Air-Source) | HH860E2S11 | ADP |  | H,YE48*48+TXV | TM8V100C16MP12 | 43500 | 18 | 8.5 | 42000 | 32800 | 78.1% | 2 | 0 | 11.7 |  |  |  |  | R-454B | 3.625 | Residential & Commercial | USHP | Ducted CEE Tier 1
215423620 | Central HP <5.4 tons | YORK | HRCU-A-CB (Split System: Heat Pump with Remote Outdoor Unit-Air-Source) | HH860E2S11 | ADP |  | H,YE48*48+TXV | TM8V100C20MP12 | 44000 | 18 | 8.5 | 42500 | 33200 | 78.12% | 2 | 0 | 11.7 |  |  |  |  | R-454B | 3.6667 | Residential & Commercial | USHP | Ducted CEE Tier 1
215423653 | Central HP <5.4 tons | YORK | HRCU-A-CB (Split System: Heat Pump with Remote Outdoor Unit-Air-Source) | HH860E2S11 | ADP |  | H,YE55*60+TXV | TM8Y080C16MP11 | 44000 | 18 | 8.5 | 42000 | 33000 | 78.57% | 2 | 0 | 11.7 |  |  |  |  | R-454B | 3.6667 | Residential & Commercial | USHP | Ducted CEE Tier 1
215423654 | Central HP <5.4 tons | YORK | HRCU-A-CB (Split System: Heat Pump with Remote Outdoor Unit-Air-Source) | HH860E2S11 | ADP |  | H,YE49*60+TXV | TM8Y080C16MP11 | 44000 | 18 | 8.5 | 42000 | 33000 | 78.57% | 2 | 0 | 11.7 |  |  |  |  | R-454B | 3.6667 | Residential & Commercial | USHP | Ducted CEE Tier 1
215423742 | Central HP <5.4 tons | YORK | HRCU-A-CB (Split System: Heat Pump with Remote Outdoor Unit-Air-Source) | HH860E2S11 | ADP |  | H,YE48*60+TXV | TM9E100C16MP12 | 44500 | 18 | 8.5 | 44000 | 34000 | 77.27% | 2 | 0 | 11 |  |  |  |  | R-454B | 3.7083 | Residential & Commercial | USHP | Ducted CEE Tier 1
215423760 | Central HP <5.4 tons | YORK | HRCU-A-CB (Split System: Heat Pump with Remote Outdoor Unit-Air-Source) | HH860E2S11 | ADP |  | H,YE84*60+TXV | TM9E100C20MP12 | 53500 | 19 | 8.5 | 53000 | 39500 | 74.53% | 2 | 0 | 11 |  |  |  |  | R-454B | 4.4583 | Residential & Commercial | USHP | Ducted CEE Tier 1
215423776 | Central HP <5.4 tons | YORK | HRCU-A-CB (Split System: Heat Pump with Remote Outdoor Unit-Air-Source) | HH860E2S11 | ADP |  | H,YE36*48+TXV | TM9V080C16MP12 | 43000 | 17 | 8.4 | 42000 | 33000 | 78.57% | 1.98 | 0 | 10.5 |  |  |  |  | R-454B | 3.5833 | Residential & Commercial | USHP | Ducted CEE Tier 1
215423792 | Central HP <5.4 tons | YORK | HRCU-A-CB (Split System: Heat Pump with Remote Outdoor Unit-Air-Source) | HH860E2S11 | ADP |  | H,YE35*48+TXV | TM9V100C16MP12 | 42500 | 17 | 8.3 | 42000 | 32800 | 78.1% | 1.96 | 0 | 11 |  |  |  |  | R-454B | 3.5417 | Residential & Commercial | USHP | Ducted CEE Tier 1
215423819 | Central HP <5.4 tons | YORK | HRCU-A-CB (Split System: Heat Pump with Remote Outdoor Unit-Air-Source) | HH860E2S11 | ADP |  | H,YE55*60+TXV | TM9V100C20MP12 | 52000 | 19 | 8.5 | 51500 | 38000 | 73.79% | 2 | 0 | 11 |  |  |  |  | R-454B | 4.3333 | Residential & Commercial | USHP | Ducted CEE Tier 1
215423876 | Central HP <5.4 tons | YORK | HRCU-A-CB (Split System: Heat Pump with Remote Outdoor Unit-Air-Source) | HH860E2S11 | ADP |  | H,YE3K*60+TXV | TM9Y100C20MP11 | 44500 | 17 | 8.5 | 44500 | 34400 | 77.3% | 2 | 0 | 11 |  |  |  |  | R-454B | 3.7083 | Residential & Commercial | USHP | Ducted CEE Tier 1
215423885 | Central HP <5.4 tons | YORK | HRCU-A-CB (Split System: Heat Pump with Remote Outdoor Unit-Air-Source) | HH860E2S11 | ADP |  | H,YE36*60+TXV | TM9Y120D20MP11 | 51500 | 18 | 8.3 | 52500 | 39000 | 74.29% | 1.96 | 0 | 10.5 |  |  |  |  | R-454B | 4.2917 | Residential & Commercial | USHP | Ducted CEE Tier 1
215423894 | Central HP <5.4 tons | YORK | HRCU-A-CB (Split System: Heat Pump with Remote Outdoor Unit-Air-Source) | HH860E2S11 | ADP |  | H,YE49*60+TXV | TM9Y120D20MP11 | 53000 | 19 | 8.5 | 52500 | 39000 | 74.29% | 2 | 0 | 11 |  |  |  |  | R-454B | 4.4167 | Residential & Commercial | USHP | Ducted CEE Tier 1
216684949 | Central HP <5.4 tons | MAINLINE | HRCU-A-CB (Split System: Heat Pump with Remote Outdoor Unit-Air-Source) | MLP19AY36AJVC |  |  | TCFY3621MEAAM | ML98MV0703A17UP | 34200 | 20 | 10 | 34200 | 29600 | 86.55% | 2 | 0 | 12 |  |  |  |  | R-454B | 2.85 | Residential & Commercial | USHP | Ducted CEE Tier 1
212979738 | Central HP <5.4 tons | BRYANT HEATING AND COOLING SYSTEMS | HRCU-A-CB (Split System: Heat Pump with Remote Outdoor Unit-Air-Source) | 38MURAQ30AB3* |  |  | CAP**4321AL* | 8(0,1)*SB42090M17*** | 30400 | 15.2 | 8.1 | 33000 | 26400 | 80% | 1.84 | 0 | 9 |  |  |  |  | R-410A | 2.5333 | Residential & Commercial | USHP
212979786 | Central HP <5.4 tons | BRYANT HEATING AND COOLING SYSTEMS | HRCU-A-CB (Split System: Heat Pump with Remote Outdoor Unit-Air-Source) | 38MURAQ30AB3* |  |  | CNPV*4217AL* | 8(0,1)*SB42090M17*** | 30000 | 15.2 | 8.1 | 34000 | 27200 | 80% | 1.82 | 0 | 9 |  |  |  |  | R-410A | 2.5 | Residential & Commercial | USHP
212982217 | Central HP <5.4 tons | BRYANT HEATING AND COOLING SYSTEMS | HRCU-A-CB (Split System: Heat Pump with Remote Outdoor Unit-Air-Source) | 38MURAQ30AB3* |  |  | CNPV*4217AL* | 83*SB36040M17*** | 29800 | 15.2 | 8.5 | 33600 | 27000 | 80.36% | 1.82 | 0 | 9 |  |  |  |  | R-410A | 2.4833 | Residential & Commercial | USHP
212982637 | Central HP <5.4 tons | BRYANT HEATING AND COOLING SYSTEMS | HRCU-A-CB (Split System: Heat Pump with Remote Outdoor Unit-Air-Source) | 38MURAQ30AB3* |  |  | CAP**4221AL* | 83*SB48060M17*** | 29800 | 15.2 | 8.1 | 33800 | 27400 | 81.07% | 1.8 | 0 | 9 |  |  |  |  | R-410A | 2.4833 | Residential & Commercial | USHP
216374591 | Central HP <5.4 tons | LUXAIRE | HRCU-A-CB (Split System: Heat Pump with Remote Outdoor Unit-Air-Source) | HH836E2S11 |  |  | CTF36C5CDS1 | Z9ET100C20SMPS1 | 33600 | 17 | 8.5 | 31000 | 23600 | 76.13% | 2 | 0 | 11.7 |  |  |  |  | R-454B | 2.8 | Residential & Commercial | USHP | Ducted CEE Tier 1
216679384 | Central HP <5.4 tons | TEMPSTAR | HRCU-A-CB (Split System: Heat Pump with Remote Outdoor Unit-Air-Source) | DLCURAH24ABK |  |  | EA*4X24L17A* | *97VTN0601716A* | 23200 | 16.5 | 9.5 | 26400 | 25400 | 96.21% | 2.08 | 0 | 10 |  |  |  |  | R-410A | 1.9333 | Residential & Commercial | USHP | Ducted CEE Tier 1
216679516 | Central HP <5.4 tons | TEMPSTAR | HRCU-A-CB (Split System: Heat Pump with Remote Outdoor Unit-Air-Source) | DLCURAH24ABK |  |  | EN(A,D)4X30L17** | *97VTN0601716A* | 23600 | 16.5 | 9 | 25800 | 23600 | 91.47% | 1.76 | 0 | 10 |  |  |  |  | R-410A | 1.9667 | Residential & Commercial | USHP | Ducted CEE Tier 1
211225929 | Central HP <5.4 tons | CARRIER | HRCU-A-CB (Split System: Heat Pump with Remote Outdoor Unit-Air-Source) | 38MURAQ36AB3* |  |  | CAP**4821AL* | 58SU*A080E21**20 | 37400 | 15.5 | 8.5 | 38500 | 35000 | 90.91% | 2.14 | 0 | 10 |  |  |  |  | R-410A | 3.1167 | Residential & Commercial | USHP | Ducted CEE Tier 1
211225970 | Central HP <5.4 tons | CARRIER | HRCU-A-CB (Split System: Heat Pump with Remote Outdoor Unit-Air-Source) | 38MURAQ36AB3* |  |  | CAP**4824AL* | 58S(B,C)*A090E24**20 | 36000 | 16.5 | 8.5 | 38500 | 34600 | 89.87% | 2.06 | 0 | 10 |  |  |  |  | R-410A | 3 | Residential & Commercial | USHP | Ducted CEE Tier 1
211225997 | Central HP <5.4 tons | CARRIER | HRCU-A-CB (Split System: Heat Pump with Remote Outdoor Unit-Air-Source) | 38MURAQ36AB3* |  |  | CAP**4824AL* | 59SP6A120V24**22 | 35800 | 16 | 8.5 | 38500 | 34600 | 89.87% | 2.04 | 0 | 10 |  |  |  |  | R-410A | 2.9833 | Residential & Commercial | USHP | Ducted CEE Tier 1
211226054 | Central HP <5.4 tons | CARRIER | HRCU-A-CB (Split System: Heat Pump with Remote Outdoor Unit-Air-Source) | 38MURAQ36AB3* |  |  | CNPV*4821AL* | 59SC2D080E21**20 | 35800 | 16.5 | 8.1 | 38500 | 34800 | 90.39% | 2.02 | 0 | 10.5 |  |  |  |  | R-410A | 2.9833 | Residential & Commercial | USHP | Ducted CEE Tier 1
215676106 | Central HP <5.4 tons | AIRQUEST | HRCU-A-CB (Split System: Heat Pump with Remote Outdoor Unit-Air-Source) | H5H0V48*K*AAA* |  |  | EVD5X48M21A*+WALLCON | *80CSU0802120A* | 47000 | 18.5 | 9 | 50000 | 36400 | 72.8% | 2 | 0 | 10 |  |  |  |  | R-454B | 3.9167 | Residential & Commercial | USHP | Ducted CEE Tier 1
215676256 | Central HP <5.4 tons | AIRQUEST | HRCU-A-CB (Split System: Heat Pump with Remote Outdoor Unit-Air-Source) | H5H0V48*K*AAA* |  |  | EVD5X48M24A*+WALLCON | *97CMN0802120B* | 47000 | 18.5 | 9 | 50000 | 36400 | 72.8% | 2 | 0 | 10 |  |  |  |  | R-454B | 3.9167 | Residential & Commercial | USHP | Ducted CEE Tier 1
214279927 | Central HP <5.4 tons | TEMPSTAR | HRCU-A-CB (Split System: Heat Pump with Remote Outdoor Unit-Air-Source) | DLCURAH24ABK |  |  | EA*4X36L21A* | *96MSN0601716A* | 23600 | 17 | 9 | 25800 | 23600 | 91.47% | 1.96 | 0 | 10 |  |  |  |  | R-410A | 1.9667 | Residential & Commercial | USHP | Ducted CEE Tier 1
215677006 | Central HP <5.4 tons | AIRQUEST | HRCU-A-CB (Split System: Heat Pump with Remote Outdoor Unit-Air-Source) | H5H0V60*K*AAA* |  |  | EVM5X60M21A*+WALLCON | *80CTL0902120B* | 57000 | 18.5 | 9 | 63500 | 44500 | 70.08% | 2.08 | 0 | 9.5 |  |  |  |  | R-454B | 4.75 | Residential & Commercial | USHP
215676326 | Central HP <5.4 tons | AIRQUEST | HRCU-A-CB (Split System: Heat Pump with Remote Outdoor Unit-Air-Source) | H5H0V48*K*AAA* |  |  | EVD5X49M24A*+WALLCON | *80CTL1352422B* | 48000 | 19 | 9 | 50000 | 36400 | 72.8% | 2 | 0 | 10.5 |  |  |  |  | R-454B | 4 | Residential & Commercial | USHP | Ducted CEE Tier 1
213771724 | Central HP <5.4 tons | TEMPSTAR | HRCU-A-CB (Split System: Heat Pump with Remote Outdoor Unit-Air-Source) | TVH825GKA2* |  |  | EA*4X48L24A*+WALLCON | *97CMN1202422B* | 24000 | 16.5 | 8.1 | 21000 | 16500 | 78.57% | 2.02 | 0 | 11 |  |  |  |  | R-410A | 2 | Residential & Commercial | USHP | Ducted CEE Tier 1
211386944 | Central HP <5.4 tons | COLEMAN | HRCU-A-CB (Split System: Heat Pump with Remote Outdoor Unit-Air-Source) | HMH72B341 |  |  | XAHB30CXXN1+TXV | TM9Y080B12MP11 | 32000 | 17 | 8.1 | 33400 | 23400 | 70.06% | 1.98 | 0 | 9 |  |  |  |  | R-410A | 2.6667 | Residential & Commercial | USHP
211386987 | Central HP <5.4 tons | COLEMAN | HRCU-A-CB (Split System: Heat Pump with Remote Outdoor Unit-Air-Source) | HMH72B341 |  |  | XAFC30CXXN1+TXV | TM9Y080B12MP11 | 32800 | 17.5 | 8.1 | 34000 | 23800 | 70% | 2.02 | 0 | 9.5 |  |  |  |  | R-410A | 2.7333 | Residential & Commercial | USHP
211387496 | Central HP <5.4 tons | COLEMAN | HRCU-A-CB (Split System: Heat Pump with Remote Outdoor Unit-Air-Source) | HMH72B341 |  |  | XAFC36DXXN1+TXV | TM9V100C16MP12 | 34000 | 17.5 | 8.5 | 34000 | 24000 | 70.59% | 2.1 | 0 | 10 |  |  |  |  | R-410A | 2.8333 | Residential & Commercial | USHP | Ducted CEE Tier 1
215423722 | Central HP <5.4 tons | YORK | HRCU-A-CB (Split System: Heat Pump with Remote Outdoor Unit-Air-Source) | HH860E2S11 | ADP |  | H,YE37*60+TXV | TM9E080C20MP12 | 52500 | 18 | 8.35 | 53000 | 39500 | 74.53% | 1.98 | 0 | 10.5 |  |  |  |  | R-454B | 4.375 | Residential & Commercial | USHP | Ducted CEE Tier 1
215423723 | Central HP <5.4 tons | YORK | HRCU-A-CB (Split System: Heat Pump with Remote Outdoor Unit-Air-Source) | HH860E2S11 | ADP |  | H,YE2K*60+TXV | TM9E080C20MP12 | 52500 | 18 | 8.35 | 53000 | 39500 | 74.53% | 1.96 | 0 | 10.5 |  |  |  |  | R-454B | 4.375 | Residential & Commercial | USHP | Ducted CEE Tier 1
215423737 | Central HP <5.4 tons | YORK | HRCU-A-CB (Split System: Heat Pump with Remote Outdoor Unit-Air-Source) | HH860E2S11 | ADP |  | H,YE2K*48+TXV | TM9E100C16MP12 | 44500 | 17 | 8.45 | 44000 | 34000 | 77.27% | 2 | 0 | 11 |  |  |  |  | R-454B | 3.7083 | Residential & Commercial | USHP | Ducted CEE Tier 1
215423753 | Central HP <5.4 tons | YORK | HRCU-A-CB (Split System: Heat Pump with Remote Outdoor Unit-Air-Source) | HH860E2S11 | ADP |  | H,YE2K*60+TXV | TM9E100C20MP12 | 52500 | 18 | 8.35 | 53000 | 39500 | 74.53% | 1.96 | 0 | 10.5 |  |  |  |  | R-454B | 4.375 | Residential & Commercial | USHP | Ducted CEE Tier 1
215423770 | Central HP <5.4 tons | YORK | HRCU-A-CB (Split System: Heat Pump with Remote Outdoor Unit-Air-Source) | HH860E2S11 | ADP |  | H,YE55*60+TXV | TM9E120D20MP12 | 53000 | 19 | 8.5 | 52500 | 39000 | 74.29% | 2 | 0 | 11 |  |  |  |  | R-454B | 4.4167 | Residential & Commercial | USHP | Ducted CEE Tier 1
215423773 | Central HP <5.4 tons | YORK | HRCU-A-CB (Split System: Heat Pump with Remote Outdoor Unit-Air-Source) | HH860E2S11 | ADP |  | H,YE86*60+TXV | TM9E120D20MP12 | 53000 | 19 | 8.5 | 52500 | 39000 | 74.29% | 2 | 0 | 11 |  |  |  |  | R-454B | 4.4167 | Residential & Commercial | USHP | Ducted CEE Tier 1
215423788 | Central HP <5.4 tons | YORK | HRCU-A-CB (Split System: Heat Pump with Remote Outdoor Unit-Air-Source) | HH860E2S11 | ADP |  | H,YE49*60+TXV | TM9V080C16MP12 | 43500 | 18 | 8.5 | 42000 | 33000 | 78.57% | 2 | 0 | 11 |  |  |  |  | R-454B | 3.625 | Residential & Commercial | USHP | Ducted CEE Tier 1
215423821 | Central HP <5.4 tons | YORK | HRCU-A-CB (Split System: Heat Pump with Remote Outdoor Unit-Air-Source) | HH860E2S11 | ADP |  | H,YE84*60+TXV | TM9V100C20MP12 | 52000 | 19 | 8.5 | 51500 | 38000 | 73.79% | 2 | 0 | 11 |  |  |  |  | R-454B | 4.3333 | Residential & Commercial | USHP | Ducted CEE Tier 1
215677776 | Central HP <5.4 tons | AIRQUEST | HRCU-A-CB (Split System: Heat Pump with Remote Outdoor Unit-Air-Source) | H5H0V60*K*AAA* |  |  | EA*5X60M24A*+WALLCON | *80CTL0902120B* | 55000 | 18.5 | 9 | 59000 | 41500 | 70.34% | 2.04 | 0 | 9 |  |  |  |  | R-454B | 4.5833 | Residential & Commercial | USHP
215423901 | Central HP <5.4 tons | YORK | HRCU-A-CB (Split System: Heat Pump with Remote Outdoor Unit-Air-Source) | HH860E2S11 | ADP |  | H,YE37*60+TXV | Y81E080C16SMPS1 | 44500 | 17 | 8.5 | 42500 | 33000 | 77.65% | 2 | 0 | 12 |  |  |  |  | R-454B | 3.7083 | Residential & Commercial | USHP | Ducted CEE Tier 1
215423924 | Central HP <5.4 tons | YORK | HRCU-A-CB (Split System: Heat Pump with Remote Outdoor Unit-Air-Source) | HH860E2S11 | ADP |  | H,YE55*60+TXV | Y81E080C20SMPS1 | 53000 | 19 | 8.5 | 52000 | 38500 | 74.04% | 2 | 0 | 11 |  |  |  |  | R-454B | 4.4167 | Residential & Commercial | USHP | Ducted CEE Tier 1
215423949 | Central HP <5.4 tons | YORK | HRCU-A-CB (Split System: Heat Pump with Remote Outdoor Unit-Air-Source) | HH860E2S11 | ADP |  | H,YE2K*60+TXV | Y81E100C20SMPS1 | 52000 | 18 | 8.35 | 51500 | 38000 | 73.79% | 1.96 | 0 | 11 |  |  |  |  | R-454B | 4.3333 | Residential & Commercial | USHP | Ducted CEE Tier 1
215423969 | Central HP <5.4 tons | YORK | HRCU-A-CB (Split System: Heat Pump with Remote Outdoor Unit-Air-Source) | HH860E2S11 | ADP |  | H,YE48*60+TXV | Y81E120C16SMPS1 | 44000 | 18 | 8.5 | 42000 | 32600 | 77.62% | 2 | 0 | 12 |  |  |  |  | R-454B | 3.6667 | Residential & Commercial | USHP | Ducted CEE Tier 1
215423994 | Central HP <5.4 tons | YORK | HRCU-A-CB (Split System: Heat Pump with Remote Outdoor Unit-Air-Source) | HH860E2S11 | ADP |  | H,YE48*60+TXV-BLEED | Y81E130D20SMPS1 | 45000 | 18 | 9 | 43000 | 33200 | 77.21% | 2 | 0 | 12 |  |  |  |  | R-454B | 3.75 | Residential & Commercial | USHP | Ducted CEE Tier 1
215423822 | Central HP <5.4 tons | YORK | HRCU-A-CB (Split System: Heat Pump with Remote Outdoor Unit-Air-Source) | HH860E2S11 | ADP |  | H,YE86*60+TXV | TM9V100C20MP12 | 52000 | 19 | 8.5 | 51500 | 38000 | 73.79% | 2 | 0 | 11 |  |  |  |  | R-454B | 4.3333 | Residential & Commercial | USHP | Ducted CEE Tier 1
215423838 | Central HP <5.4 tons | YORK | HRCU-A-CB (Split System: Heat Pump with Remote Outdoor Unit-Air-Source) | HH860E2S11 | ADP |  | H,YE36*48+TXV | TM9Y080C16MP11 | 43500 | 16 | 8.4 | 42500 | 33400 | 78.59% | 1.98 | 0 | 10.5 |  |  |  |  | R-454B | 3.625 | Residential & Commercial | USHP | Ducted CEE Tier 1
215423853 | Central HP <5.4 tons | YORK | HRCU-A-CB (Split System: Heat Pump with Remote Outdoor Unit-Air-Source) | HH860E2S11 | ADP |  | H,YE86*60+TXV | TM9Y080C16MP11 | 44000 | 17 | 8.5 | 42500 | 33400 | 78.59% | 2 | 0 | 11 |  |  |  |  | R-454B | 3.6667 | Residential & Commercial | USHP | Ducted CEE Tier 1
215423854 | Central HP <5.4 tons | YORK | HRCU-A-CB (Split System: Heat Pump with Remote Outdoor Unit-Air-Source) | HH860E2S11 | ADP |  | H,YE35*48+TXV | TM9Y100C16MP11 | 43000 | 16 | 8.3 | 42500 | 33400 | 78.59% | 1.96 | 0 | 10.5 |  |  |  |  | R-454B | 3.5833 | Residential & Commercial | USHP | Ducted CEE Tier 1
215423855 | Central HP <5.4 tons | YORK | HRCU-A-CB (Split System: Heat Pump with Remote Outdoor Unit-Air-Source) | HH860E2S11 | ADP |  | H,YE36*60+TXV-BLEED | TM9Y100C16MP11 | 43500 | 16 | 8.4 | 42500 | 33400 | 78.59% | 1.98 | 0 | 10.5 |  |  |  |  | R-454B | 3.625 | Residential & Commercial | USHP | Ducted CEE Tier 1
215423906 | Central HP <5.4 tons | YORK | HRCU-A-CB (Split System: Heat Pump with Remote Outdoor Unit-Air-Source) | HH860E2S11 | ADP |  | H,YE48*48+TXV | Y81E080C16SMPS1 | 44500 | 18 | 8.5 | 42500 | 33000 | 77.65% | 2 | 0 | 12 |  |  |  |  | R-454B | 3.7083 | Residential & Commercial | USHP | Ducted CEE Tier 1
215423921 | Central HP <5.4 tons | YORK | HRCU-A-CB (Split System: Heat Pump with Remote Outdoor Unit-Air-Source) | HH860E2S11 | ADP |  | H,YE48*48+TXV | Y81E080C20SMPS1 | 44000 | 18 | 8.5 | 42500 | 33000 | 77.65% | 2 | 0 | 12 |  |  |  |  | R-454B | 3.6667 | Residential & Commercial | USHP | Ducted CEE Tier 1
215423954 | Central HP <5.4 tons | YORK | HRCU-A-CB (Split System: Heat Pump with Remote Outdoor Unit-Air-Source) | HH860E2S11 | ADP |  | H,YE54*60+TXV | Y81E100C20SMPS1 | 53000 | 19 | 8.5 | 51500 | 38000 | 73.79% | 2 | 0 | 11.7 |  |  |  |  | R-454B | 4.4167 | Residential & Commercial | USHP | Ducted CEE Tier 1
215425378 | Central HP <5.4 tons | YORK | HRCU-A-CB (Split System: Heat Pump with Remote Outdoor Unit-Air-Source) | HH860E2S11 | ADP |  | H,YE37*48+TXV | TM8V080C16MP12 | 43500 | 17 | 8.5 | 42000 | 32800 | 78.1% | 2 | 0 | 11.7 |  |  |  |  | R-454B | 3.625 | Residential & Commercial | USHP | Ducted CEE Tier 1
215425396 | Central HP <5.4 tons | YORK | HRCU-A-CB (Split System: Heat Pump with Remote Outdoor Unit-Air-Source) | HH860E2S11 | ADP |  | H,YE49*48+TXV | TM8V100C16MP12 | 43500 | 18 | 8.5 | 42000 | 32800 | 78.1% | 2 | 0 | 11.7 |  |  |  |  | R-454B | 3.625 | Residential & Commercial | USHP | Ducted CEE Tier 1
215425448 | Central HP <5.4 tons | YORK | HRCU-A-CB (Split System: Heat Pump with Remote Outdoor Unit-Air-Source) | HH860E2S11 | ADP |  | H,YE74*60+TXV | TM9E080C20MP12 | 53500 | 19 | 8.5 | 53000 | 39500 | 74.53% | 2 | 0 | 11 |  |  |  |  | R-454B | 4.4583 | Residential & Commercial | USHP | Ducted CEE Tier 1
215425487 | Central HP <5.4 tons | YORK | HRCU-A-CB (Split System: Heat Pump with Remote Outdoor Unit-Air-Source) | HH860E2S11 | ADP |  | H,YE72*60+TXV | TM9V100C20MP12 | 44000 | 18 | 8.5 | 42500 | 33200 | 78.12% | 2 | 0 | 11.7 |  |  |  |  | R-454B | 3.6667 | Residential & Commercial | USHP | Ducted CEE Tier 1
215425489 | Central HP <5.4 tons | YORK | HRCU-A-CB (Split System: Heat Pump with Remote Outdoor Unit-Air-Source) | HH860E2S11 | ADP |  | H,YE74*60+TXV | TM9V100C20MP12 | 52000 | 19 | 8.5 | 51500 | 38000 | 73.79% | 2 | 0 | 11 |  |  |  |  | R-454B | 4.3333 | Residential & Commercial | USHP | Ducted CEE Tier 1
215425505 | Central HP <5.4 tons | YORK | HRCU-A-CB (Split System: Heat Pump with Remote Outdoor Unit-Air-Source) | HH860E2S11 | ADP |  | H,YE72*60+TXV | TM9Y100C16MP11 | 44000 | 17 | 8.5 | 42500 | 33400 | 78.59% | 2 | 0 | 11 |  |  |  |  | R-454B | 3.6667 | Residential & Commercial | USHP | Ducted CEE Tier 1
215425521 | Central HP <5.4 tons | YORK | HRCU-A-CB (Split System: Heat Pump with Remote Outdoor Unit-Air-Source) | HH860E2S11 | ADP |  | H,YE72*48+TXV | Y81E080C16SMPS1 | 44500 | 18 | 8.5 | 42500 | 33000 | 77.65% | 2 | 0 | 12 |  |  |  |  | R-454B | 3.7083 | Residential & Commercial | USHP | Ducted CEE Tier 1
215425532 | Central HP <5.4 tons | YORK | HRCU-A-CB (Split System: Heat Pump with Remote Outdoor Unit-Air-Source) | HH860E2S11 | ADP |  | H,YE72*60+TXV | Y81E080C20SMPS1 | 44000 | 18 | 8.5 | 42500 | 33000 | 77.65% | 2 | 0 | 12 |  |  |  |  | R-454B | 3.6667 | Residential & Commercial | USHP | Ducted CEE Tier 1
215425539 | Central HP <5.4 tons | YORK | HRCU-A-CB (Split System: Heat Pump with Remote Outdoor Unit-Air-Source) | HH860E2S11 | ADP |  | H,YE55*48+TXV | Y81E100C16SMPS1 | 44000 | 18 | 8.5 | 42000 | 32800 | 78.1% | 2 | 0 | 12 |  |  |  |  | R-454B | 3.6667 | Residential & Commercial | USHP | Ducted CEE Tier 1
215425562 | Central HP <5.4 tons | YORK | HRCU-A-CB (Split System: Heat Pump with Remote Outdoor Unit-Air-Source) | HH860E2S11 | ADP |  | H,YE74*60+TXV | Y81E120C20SMPS1 | 52500 | 19 | 8.5 | 51500 | 38000 | 73.79% | 2 | 0 | 11.7 |  |  |  |  | R-454B | 4.375 | Residential & Commercial | USHP | Ducted CEE Tier 1
215425564 | Central HP <5.4 tons | YORK | HRCU-A-CB (Split System: Heat Pump with Remote Outdoor Unit-Air-Source) | HH860E2S11 | ADP |  | H,YE3K*48+TXV | Y81E130D20SMPS1 | 45000 | 18 | 9 | 43000 | 33200 | 77.21% | 2 | 0 | 12 |  |  |  |  | R-454B | 3.75 | Residential & Commercial | USHP | Ducted CEE Tier 1
215425582 | Central HP <5.4 tons | YORK | HRCU-A-CB (Split System: Heat Pump with Remote Outdoor Unit-Air-Source) | HH860E2S11 | ADP |  | H,YE55*48+TXV | Y91E080C20SMPS1 | 44500 | 18 | 8.5 | 44500 | 33000 | 74.16% | 2 | 0 | 12 |  |  |  |  | R-454B | 3.7083 | Residential & Commercial | USHP | Ducted CEE Tier 1
215425614 | Central HP <5.4 tons | YORK | HRCU-A-CB (Split System: Heat Pump with Remote Outdoor Unit-Air-Source) | HH860E2S11 | ADP |  | H,YE1K*48+TXV | Y91E120D20SMPS1 | 46000 | 17 | 8.45 | 45000 | 33800 | 75.11% | 1.98 | 0 | 11.5 |  |  |  |  | R-454B | 3.8333 | Residential & Commercial | USHP | Ducted CEE Tier 1
215425616 | Central HP <5.4 tons | YORK | HRCU-A-CB (Split System: Heat Pump with Remote Outdoor Unit-Air-Source) | HH860E2S11 | ADP |  | H,YE37*48+TXV | YP9C080C16MP13 | 43500 | 17 | 8.5 | 42000 | 33000 | 78.57% | 2 | 0 | 11 |  |  |  |  | R-454B | 3.625 | Residential & Commercial | USHP | Ducted CEE Tier 1
211388157 | Central HP <5.4 tons | FRASER-JOHNSTON | HRCU-A-CB (Split System: Heat Pump with Remote Outdoor Unit-Air-Source) | HMH72B341 |  |  | XAHB36DBCN1 | TM9V060B12MP12 | 32800 | 17 | 8.1 | 33000 | 23400 | 70.91% | 1.98 | 0 | 9.5 |  |  |  |  | R-410A | 2.7333 | Residential & Commercial | USHP
215425428 | Central HP <5.4 tons | YORK | HRCU-A-CB (Split System: Heat Pump with Remote Outdoor Unit-Air-Source) | HH860E2S11 | ADP |  | H,YE84*48+TXV | TM8Y100C16MP11 | 44000 | 18 | 8.5 | 42000 | 33000 | 78.57% | 2 | 0 | 11.7 |  |  |  |  | R-454B | 3.6667 | Residential & Commercial | USHP | Ducted CEE Tier 1
215425571 | Central HP <5.4 tons | YORK | HRCU-A-CB (Split System: Heat Pump with Remote Outdoor Unit-Air-Source) | HH860E2S11 | ADP |  | H,YE55*48+TXV | Y91E080C16SMPS1 | 45000 | 18 | 8.5 | 45000 | 33400 | 74.22% | 2 | 0 | 11.7 |  |  |  |  | R-454B | 3.75 | Residential & Commercial | USHP | Ducted CEE Tier 1
211226131 | Central HP <5.4 tons | CARRIER | HRCU-A-CB (Split System: Heat Pump with Remote Outdoor Unit-Air-Source) | 38MURAQ36AB3* |  |  | FZ4ANP048L | 0 | 36200 | 17 | 8.1 | 38500 | 34600 | 89.87% | 1.96 | 0 | 10 |  |  |  |  | R-410A | 3.0167 | Residential & Commercial | USHP | Ducted CEE Tier 1
211226138 | Central HP <5.4 tons | CARRIER | HRCU-A-CB (Split System: Heat Pump with Remote Outdoor Unit-Air-Source) | 38MURAQ36AB3* |  |  | CAP**4321AL* | 59SC5B100E21**22 | 37400 | 15.5 | 8.5 | 39000 | 35000 | 89.74% | 2.16 | 0 | 10 |  |  |  |  | R-410A | 3.1167 | Residential & Commercial | USHP | Ducted CEE Tier 1
215425587 | Central HP <5.4 tons | YORK | HRCU-A-CB (Split System: Heat Pump with Remote Outdoor Unit-Air-Source) | HH860E2S11 | ADP |  | H,YE86*48+TXV | Y91E080C20SMPS1 | 44500 | 18 | 8.5 | 44500 | 33000 | 74.16% | 2 | 0 | 12 |  |  |  |  | R-454B | 3.7083 | Residential & Commercial | USHP | Ducted CEE Tier 1
215425607 | Central HP <5.4 tons | YORK | HRCU-A-CB (Split System: Heat Pump with Remote Outdoor Unit-Air-Source) | HH860E2S11 | ADP |  | H,YE74*60+TXV | Y91E100C20SMPS1 | 45500 | 18 | 8.5 | 45000 | 33600 | 74.67% | 2 | 0 | 11.7 |  |  |  |  | R-454B | 3.7917 | Residential & Commercial | USHP | Ducted CEE Tier 1
215425621 | Central HP <5.4 tons | YORK | HRCU-A-CB (Split System: Heat Pump with Remote Outdoor Unit-Air-Source) | HH860E2S11 | ADP |  | H,YE55*48+TXV | YP9C080C16MP13 | 43500 | 18 | 8.5 | 42000 | 33000 | 78.57% | 2 | 0 | 11 |  |  |  |  | R-454B | 3.625 | Residential & Commercial | USHP | Ducted CEE Tier 1
216374580 | Central HP <5.4 tons | LUXAIRE | HRCU-A-CB (Split System: Heat Pump with Remote Outdoor Unit-Air-Source) | HH860E2S11 |  |  | CTM60D5CJS1 | Z9ET120D20SMPS1 | 53000 | 19 | 9 | 55500 | 40000 | 72.07% | 2 | 0 | 10 |  |  |  |  | R-454B | 4.4167 | Residential & Commercial | USHP | Ducted CEE Tier 1
215425655 | Central HP <5.4 tons | YORK | HRCU-A-CB (Split System: Heat Pump with Remote Outdoor Unit-Air-Source) | HH824E2S11 | ADP |  | H,YE32*30+TXV | TM8E040A12MP11 | 22200 | 16 | 8.65 | 20800 | 16800 | 80.77% | 1.94 | 0 | 11.5 |  |  |  |  | R-454B | 1.85 | Residential & Commercial | USHP | Ducted CEE Tier 1
215423665 | Central HP <5.4 tons | YORK | HRCU-A-CB (Split System: Heat Pump with Remote Outdoor Unit-Air-Source) | HH860E2S11 | ADP |  | H,YE3K*60+TXV | TM8Y100C16MP11 | 44000 | 17 | 8.5 | 42000 | 33000 | 78.57% | 2 | 0 | 11.7 |  |  |  |  | R-454B | 3.6667 | Residential & Commercial | USHP | Ducted CEE Tier 1
215423708 | Central HP <5.4 tons | YORK | HRCU-A-CB (Split System: Heat Pump with Remote Outdoor Unit-Air-Source) | HH860E2S11 | ADP |  | H,YE2K*60+TXV | TM9E080C16MP12 | 44500 | 17 | 8.45 | 43500 | 34000 | 78.16% | 2 | 0 | 11 |  |  |  |  | R-454B | 3.7083 | Residential & Commercial | USHP | Ducted CEE Tier 1
215423717 | Central HP <5.4 tons | YORK | HRCU-A-CB (Split System: Heat Pump with Remote Outdoor Unit-Air-Source) | HH860E2S11 | ADP |  | H,YE74*48+TXV | TM9E080C16MP12 | 44500 | 18 | 8.5 | 43500 | 34000 | 78.16% | 2 | 0 | 11 |  |  |  |  | R-454B | 3.7083 | Residential & Commercial | USHP | Ducted CEE Tier 1
215423749 | Central HP <5.4 tons | YORK | HRCU-A-CB (Split System: Heat Pump with Remote Outdoor Unit-Air-Source) | HH860E2S11 | ADP |  | H,YE86*60+TXV | TM9E100C16MP12 | 44500 | 18 | 8.5 | 44000 | 34000 | 77.27% | 2 | 0 | 11 |  |  |  |  | R-454B | 3.7083 | Residential & Commercial | USHP | Ducted CEE Tier 1
215423769 | Central HP <5.4 tons | YORK | HRCU-A-CB (Split System: Heat Pump with Remote Outdoor Unit-Air-Source) | HH860E2S11 | ADP |  | H,YE54*60+TXV | TM9E120D20MP12 | 53000 | 19 | 8.5 | 52500 | 39000 | 74.29% | 2 | 0 | 11 |  |  |  |  | R-454B | 4.4167 | Residential & Commercial | USHP | Ducted CEE Tier 1
215423799 | Central HP <5.4 tons | YORK | HRCU-A-CB (Split System: Heat Pump with Remote Outdoor Unit-Air-Source) | HH860E2S11 | ADP |  | H,YE3K*60+TXV | TM9V100C16MP12 | 43500 | 17 | 8.5 | 42000 | 32800 | 78.1% | 2 | 0 | 11.7 |  |  |  |  | R-454B | 3.625 | Residential & Commercial | USHP | Ducted CEE Tier 1
215423808 | Central HP <5.4 tons | YORK | HRCU-A-CB (Split System: Heat Pump with Remote Outdoor Unit-Air-Source) | HH860E2S11 | ADP |  | H,YE84*60+TXV | TM9V100C16MP12 | 43500 | 18 | 8.5 | 42000 | 32800 | 78.1% | 2 | 0 | 11.7 |  |  |  |  | R-454B | 3.625 | Residential & Commercial | USHP | Ducted CEE Tier 1
215423842 | Central HP <5.4 tons | YORK | HRCU-A-CB (Split System: Heat Pump with Remote Outdoor Unit-Air-Source) | HH860E2S11 | ADP |  | H,YE2K*60+TXV | TM9Y080C16MP11 | 43500 | 16 | 8.45 | 42500 | 33400 | 78.59% | 2 | 0 | 10.5 |  |  |  |  | R-454B | 3.625 | Residential & Commercial | USHP | Ducted CEE Tier 1
211396948 | Central HP <5.4 tons | FRASER-JOHNSTON | HRCU-A-CB (Split System: Heat Pump with Remote Outdoor Unit-Air-Source) | HMH72B341 |  |  | XAFC48FBCN1 | TM8Y080C16MP11 | 34000 | 17.5 | 8.5 | 33200 | 24400 | 73.49% | 2.08 | 0 | 9 |  |  |  |  | R-410A | 2.8333 | Residential & Commercial | USHP
211397107 | Central HP <5.4 tons | FRASER-JOHNSTON | HRCU-A-CB (Split System: Heat Pump with Remote Outdoor Unit-Air-Source) | HMH72B341 |  |  | XAHC48FXXN1+TXV | TPLC120C20MP13 | 33800 | 16.5 | 8.5 | 32400 | 23800 | 73.46% | 2.06 | 0 | 9 |  |  |  |  | R-410A | 2.8167 | Residential & Commercial | USHP
215423849 | Central HP <5.4 tons | YORK | HRCU-A-CB (Split System: Heat Pump with Remote Outdoor Unit-Air-Source) | HH860E2S11 | ADP |  | H,YE55*60+TXV | TM9Y080C16MP11 | 44000 | 17 | 8.5 | 42500 | 33400 | 78.59% | 2 | 0 | 11 |  |  |  |  | R-454B | 3.6667 | Residential & Commercial | USHP | Ducted CEE Tier 1
211225895 | Central HP <5.4 tons | CARRIER | HRCU-A-CB (Split System: Heat Pump with Remote Outdoor Unit-Air-Source) | 38MURAQ36AB3* |  |  | CAP**4321AL* | 59SC5B100E21**20 | 37000 | 15.5 | 8.5 | 38500 | 34800 | 90.39% | 2.1 | 0 | 10 |  |  |  |  | R-410A | 3.0833 | Residential & Commercial | USHP | Ducted CEE Tier 1
211225911 | Central HP <5.4 tons | CARRIER | HRCU-A-CB (Split System: Heat Pump with Remote Outdoor Unit-Air-Source) | 38MURAQ36AB3* |  |  | CAP**4321AL* | OVMAAB042112 | 36200 | 15.5 | 8.5 | 38500 | 34800 | 90.39% | 2.06 | 0 | 10 |  |  |  |  | R-410A | 3.0167 | Residential & Commercial | USHP | Ducted CEE Tier 1
211225945 | Central HP <5.4 tons | CARRIER | HRCU-A-CB (Split System: Heat Pump with Remote Outdoor Unit-Air-Source) | 38MURAQ36AB3* |  |  | CAP**4821AL* | 59SC5B080E21**20 | 36600 | 15.5 | 8.5 | 38500 | 34800 | 90.39% | 2.08 | 0 | 10 |  |  |  |  | R-410A | 3.05 | Residential & Commercial | USHP | Ducted CEE Tier 1
211225956 | Central HP <5.4 tons | CARRIER | HRCU-A-CB (Split System: Heat Pump with Remote Outdoor Unit-Air-Source) | 38MURAQ36AB3* |  |  | CAP**4821AL* | 59SU5A100E21**22 | 37200 | 15.5 | 8.5 | 38500 | 35000 | 90.91% | 2.12 | 0 | 10 |  |  |  |  | R-410A | 3.1 | Residential & Commercial | USHP | Ducted CEE Tier 1
215423392 | Central HP <5.4 tons | YORK | HRCU-A-CB (Split System: Heat Pump with Remote Outdoor Unit-Air-Source) | HH836E2S11 | ADP |  | H,YE35*36+TXV | Y81E120C16SMPS1 | 34000 | 18 | 8.5 | 29600 | 24800 | 83.78% | 2 | 0 | 11.7 |  |  |  |  | R-454B | 2.8333 | Residential & Commercial | USHP | Ducted CEE Tier 1
215423401 | Central HP <5.4 tons | YORK | HRCU-A-CB (Split System: Heat Pump with Remote Outdoor Unit-Air-Source) | HH836E2S11 | ADP |  | H,YE34*36+TXV | Y82E080B12LMPS1 | 32400 | 18 | 8.4 | 28400 | 24400 | 85.92% | 1.98 | 0 | 11.5 |  |  |  |  | R-454B | 2.7 | Residential & Commercial | USHP | Ducted CEE Tier 1
215423458 | Central HP <5.4 tons | YORK | HRCU-A-CB (Split System: Heat Pump with Remote Outdoor Unit-Air-Source) | HH860E2S11 | ADP |  | H,YE54*60+TXV | TL9E080C16UH11 | 44500 | 18 | 8.5 | 44000 | 34000 | 77.27% | 2 | 0 | 11 |  |  |  |  | R-454B | 3.7083 | Residential & Commercial | USHP | Ducted CEE Tier 1
215423467 | Central HP <5.4 tons | YORK | HRCU-A-CB (Split System: Heat Pump with Remote Outdoor Unit-Air-Source) | HH860E2S11 | ADP |  | H,YE2K*60+TXV | TL9E100C20UH11 | 51000 | 18 | 8.35 | 51500 | 38000 | 73.79% | 1.96 | 0 | 10.5 |  |  |  |  | R-454B | 4.25 | Residential & Commercial | USHP | Ducted CEE Tier 1
215423476 | Central HP <5.4 tons | YORK | HRCU-A-CB (Split System: Heat Pump with Remote Outdoor Unit-Air-Source) | HH860E2S11 | ADP |  | H,YE35*48+TXV | TM8E080C16MP11 | 43500 | 17 | 8.3 | 43500 | 33800 | 77.7% | 1.96 | 0 | 10.5 |  |  |  |  | R-454B | 3.625 | Residential & Commercial | USHP | Ducted CEE Tier 1
215423524 | Central HP <5.4 tons | YORK | HRCU-A-CB (Split System: Heat Pump with Remote Outdoor Unit-Air-Source) | HH860E2S11 | ADP |  | H,YE36*60+TXV-BLEED | TM8E100C20MP11 | 52000 | 18 | 8.3 | 53000 | 39500 | 74.53% | 1.96 | 0 | 10.5 |  |  |  |  | R-454B | 4.3333 | Residential & Commercial | USHP | Ducted CEE Tier 1
215423883 | Central HP <5.4 tons | YORK | HRCU-A-CB (Split System: Heat Pump with Remote Outdoor Unit-Air-Source) | HH860E2S11 | ADP |  | H,YE86*60+TXV | TM9Y100C20MP11 | 52500 | 18 | 8.5 | 52500 | 39000 | 74.29% | 2 | 0 | 11 |  |  |  |  | R-454B | 4.375 | Residential & Commercial | USHP | Ducted CEE Tier 1
215423908 | Central HP <5.4 tons | YORK | HRCU-A-CB (Split System: Heat Pump with Remote Outdoor Unit-Air-Source) | HH860E2S11 | ADP |  | H,YE54*48+TXV | Y81E080C16SMPS1 | 44500 | 18 | 8.5 | 42500 | 33000 | 77.65% | 2 | 0 | 12 |  |  |  |  | R-454B | 3.7083 | Residential & Commercial | USHP | Ducted CEE Tier 1
215423424 | Central HP <5.4 tons | YORK | HRCU-A-CB (Split System: Heat Pump with Remote Outdoor Unit-Air-Source) | HH836E2S11 | ADP |  | H,YE9J*36+TXV | YP9C060B12MP13 | 32600 | 16 | 8.5 | 29000 | 24800 | 85.52% | 2 | 0 | 11 |  |  |  |  | R-454B | 2.7167 | Residential & Commercial | USHP | Ducted CEE Tier 1
215425278 | Central HP <5.4 tons | YORK | HRCU-A-CB (Split System: Heat Pump with Remote Outdoor Unit-Air-Source) | HH836E2S11 | ADP |  | H,YE1K*36+TXV | TM8E100C16MP11 | 32800 | 19 | 8.5 | 29400 | 25000 | 85.03% | 2 | 0 | 11 |  |  |  |  | R-454B | 2.7333 | Residential & Commercial | USHP | Ducted CEE Tier 1
215423928 | Central HP <5.4 tons | YORK | HRCU-A-CB (Split System: Heat Pump with Remote Outdoor Unit-Air-Source) | HH860E2S11 | ADP |  | H,YE35*48+TXV | Y81E100C16SMPS1 | 43000 | 17 | 8.3 | 42000 | 32800 | 78.1% | 1.96 | 0 | 11.7 |  |  |  |  | R-454B | 3.5833 | Residential & Commercial | USHP | Ducted CEE Tier 1
215423944 | Central HP <5.4 tons | YORK | HRCU-A-CB (Split System: Heat Pump with Remote Outdoor Unit-Air-Source) | HH860E2S11 | ADP |  | H,YE84*60+TXV | Y81E100C16SMPS1 | 44000 | 18 | 8.5 | 42000 | 32800 | 78.1% | 2 | 0 | 12 |  |  |  |  | R-454B | 3.6667 | Residential & Commercial | USHP | Ducted CEE Tier 1
215423976 | Central HP <5.4 tons | YORK | HRCU-A-CB (Split System: Heat Pump with Remote Outdoor Unit-Air-Source) | HH860E2S11 | ADP |  | H,YE86*60+TXV | Y81E120C16SMPS1 | 44000 | 18 | 8.5 | 41500 | 32600 | 78.55% | 2 | 0 | 12 |  |  |  |  | R-454B | 3.6667 | Residential & Commercial | USHP | Ducted CEE Tier 1
215423978 | Central HP <5.4 tons | YORK | HRCU-A-CB (Split System: Heat Pump with Remote Outdoor Unit-Air-Source) | HH860E2S11 | ADP |  | H,YE36*60+TXV | Y81E120C20SMPS1 | 51000 | 18 | 8.3 | 51500 | 38000 | 73.79% | 1.96 | 0 | 11 |  |  |  |  | R-454B | 4.25 | Residential & Commercial | USHP | Ducted CEE Tier 1
215423985 | Central HP <5.4 tons | YORK | HRCU-A-CB (Split System: Heat Pump with Remote Outdoor Unit-Air-Source) | HH860E2S11 | ADP |  | H,YE55*60+TXV | Y81E120C20SMPS1 | 52500 | 19 | 8.5 | 51500 | 38000 | 73.79% | 2 | 0 | 11.7 |  |  |  |  | R-454B | 4.375 | Residential & Commercial | USHP | Ducted CEE Tier 1
215424017 | Central HP <5.4 tons | YORK | HRCU-A-CB (Split System: Heat Pump with Remote Outdoor Unit-Air-Source) | HH860E2S11 | ADP |  | H,YE74*48+TXV | Y91E080C16SMPS1 | 45000 | 18 | 8.5 | 45000 | 33400 | 74.22% | 2 | 0 | 11.7 |  |  |  |  | R-454B | 3.75 | Residential & Commercial | USHP | Ducted CEE Tier 1
215424028 | Central HP <5.4 tons | YORK | HRCU-A-CB (Split System: Heat Pump with Remote Outdoor Unit-Air-Source) | HH860E2S11 | ADP |  | H,YE48*60+TXV-BLEED | Y91E080C20SMPS1 | 44500 | 18 | 8.5 | 44500 | 33000 | 74.16% | 2 | 0 | 12 |  |  |  |  | R-454B | 3.7083 | Residential & Commercial | USHP | Ducted CEE Tier 1
215424067 | Central HP <5.4 tons | YORK | HRCU-A-CB (Split System: Heat Pump with Remote Outdoor Unit-Air-Source) | HH860E2S11 | ADP |  | H,YE54*48+TXV | Y91E100C20SMPS1 | 45500 | 18 | 8.5 | 45000 | 33600 | 74.67% | 2 | 0 | 11.7 |  |  |  |  | R-454B | 3.7917 | Residential & Commercial | USHP | Ducted CEE Tier 1
215424069 | Central HP <5.4 tons | YORK | HRCU-A-CB (Split System: Heat Pump with Remote Outdoor Unit-Air-Source) | HH860E2S11 | ADP |  | H,YE55*60+TXV | Y91E100C20SMPS1 | 45500 | 18 | 8.5 | 45000 | 33600 | 74.67% | 2 | 0 | 11.7 |  |  |  |  | R-454B | 3.7917 | Residential & Commercial | USHP | Ducted CEE Tier 1
215424461 | Central HP <5.4 tons | YORK | HRCU-A-CB (Split System: Heat Pump with Remote Outdoor Unit-Air-Source) | HH824E2S11 | ADP |  | H,YE8J*36+TXV | TM8E060A12MP11 | 22600 | 17 | 8.9 | 21400 | 17500 | 81.78% | 1.98 | 0 | 11.5 |  |  |  |  | R-454B | 1.8833 | Residential & Commercial | USHP | Ducted CEE Tier 1
215424509 | Central HP <5.4 tons | YORK | HRCU-A-CB (Split System: Heat Pump with Remote Outdoor Unit-Air-Source) | HH824E2S11 | ADP |  | H,YE31*24+TXV | TM9E040A10MP12 | 21800 | 16 | 8.5 | 21200 | 17700 | 83.49% | 1.9 | 0 | 10 |  |  |  |  | R-454B | 1.8167 | Residential & Commercial | USHP | Ducted CEE Tier 1
215424559 | Central HP <5.4 tons | YORK | HRCU-A-CB (Split System: Heat Pump with Remote Outdoor Unit-Air-Source) | HH824E2S11 | ADP |  | H,YE7J*30+TXV | TM9V060B12MP12 | 22400 | 17 | 8.8 | 21400 | 17200 | 80.37% | 1.96 | 0 | 11 |  |  |  |  | R-454B | 1.8667 | Residential & Commercial | USHP | Ducted CEE Tier 1
215424563 | Central HP <5.4 tons | YORK | HRCU-A-CB (Split System: Heat Pump with Remote Outdoor Unit-Air-Source) | HH824E2S11 | ADP |  | H,YE31*24+TXV | TM9V080B12MP12 | 21800 | 17 | 8.5 | 21200 | 17300 | 81.6% | 1.9 | 0 | 11 |  |  |  |  | R-454B | 1.8167 | Residential & Commercial | USHP | Ducted CEE Tier 1
211388802 | Central HP <5.4 tons | FRASER-JOHNSTON | HRCU-A-CB (Split System: Heat Pump with Remote Outdoor Unit-Air-Source) | HMH72B341 |  |  | XAHB36DBCN1 | TM9E080B12MP12 | 33200 | 17 | 8.1 | 33200 | 23400 | 70.48% | 2 | 0 | 9.5 |  |  |  |  | R-410A | 2.7667 | Residential & Commercial | USHP
216679852 | Central HP <5.4 tons | TEMPSTAR | HRCU-A-CB (Split System: Heat Pump with Remote Outdoor Unit-Air-Source) | DLCURAH36ABK |  |  | EA*4X37L21A* | *97VTN0801716A* | 36400 | 15.5 | 9 | 38500 | 34400 | 89.35% | 1.98 | 0 | 10 |  |  |  |  | R-410A | 3.0333 | Residential & Commercial | USHP | Ducted CEE Tier 1
216679468 | Central HP <5.4 tons | TEMPSTAR | HRCU-A-CB (Split System: Heat Pump with Remote Outdoor Unit-Air-Source) | DLCURAH24ABK |  |  | EHD4X24AAL | *97VTN0601716A* | 23800 | 16 | 9 | 26400 | 23400 | 88.64% | 1.8 | 0 | 10 |  |  |  |  | R-410A | 1.9833 | Residential & Commercial | USHP | Ducted CEE Tier 1
215423970 | Central HP <5.4 tons | YORK | HRCU-A-CB (Split System: Heat Pump with Remote Outdoor Unit-Air-Source) | HH860E2S11 | ADP |  | H,YE54*48+TXV | Y81E120C16SMPS1 | 44000 | 18 | 8.5 | 41500 | 32600 | 78.55% | 2 | 0 | 12 |  |  |  |  | R-454B | 3.6667 | Residential & Commercial | USHP | Ducted CEE Tier 1
215423971 | Central HP <5.4 tons | YORK | HRCU-A-CB (Split System: Heat Pump with Remote Outdoor Unit-Air-Source) | HH860E2S11 | ADP |  | H,YE54*60+TXV | Y81E120C16SMPS1 | 44000 | 18 | 8.5 | 41500 | 32600 | 78.55% | 2 | 0 | 12 |  |  |  |  | R-454B | 3.6667 | Residential & Commercial | USHP | Ducted CEE Tier 1
215423972 | Central HP <5.4 tons | YORK | HRCU-A-CB (Split System: Heat Pump with Remote Outdoor Unit-Air-Source) | HH860E2S11 | ADP |  | H,YE55*60+TXV | Y81E120C16SMPS1 | 44000 | 18 | 8.5 | 42000 | 32600 | 77.62% | 2 | 0 | 12 |  |  |  |  | R-454B | 3.6667 | Residential & Commercial | USHP | Ducted CEE Tier 1
215424007 | Central HP <5.4 tons | YORK | HRCU-A-CB (Split System: Heat Pump with Remote Outdoor Unit-Air-Source) | HH860E2S11 | ADP |  | H,YE2K*48+TXV | Y91E080C16SMPS1 | 44500 | 17 | 8.45 | 45000 | 33400 | 74.22% | 2 | 0 | 11.5 |  |  |  |  | R-454B | 3.7083 | Residential & Commercial | USHP | Ducted CEE Tier 1
215424038 | Central HP <5.4 tons | YORK | HRCU-A-CB (Split System: Heat Pump with Remote Outdoor Unit-Air-Source) | HH860E2S11 | ADP |  | H,YE35*48+TXV | Y91E100C16SMPS1 | 44500 | 17 | 8.3 | 45000 | 33800 | 75.11% | 1.96 | 0 | 11 |  |  |  |  | R-454B | 3.7083 | Residential & Commercial | USHP | Ducted CEE Tier 1
215424057 | Central HP <5.4 tons | YORK | HRCU-A-CB (Split System: Heat Pump with Remote Outdoor Unit-Air-Source) | HH860E2S11 | ADP |  | H,YE36*60+TXV-BLEED | Y91E100C20SMPS1 | 45000 | 17 | 8.4 | 45000 | 33600 | 74.67% | 1.98 | 0 | 11.5 |  |  |  |  | R-454B | 3.75 | Residential & Commercial | USHP | Ducted CEE Tier 1
215424088 | Central HP <5.4 tons | YORK | HRCU-A-CB (Split System: Heat Pump with Remote Outdoor Unit-Air-Source) | HH860E2S11 | ADP |  | H,YE84*60+TXV | Y91E120D20SMPS1 | 53500 | 18 | 8.5 | 51500 | 38500 | 74.76% | 2 | 0 | 11.7 |  |  |  |  | R-454B | 4.4583 | Residential & Commercial | USHP | Ducted CEE Tier 1
215424104 | Central HP <5.4 tons | YORK | HRCU-A-CB (Split System: Heat Pump with Remote Outdoor Unit-Air-Source) | HH860E2S11 | ADP |  | H,YE49*60+TXV | YP9C080C16MP13 | 43500 | 18 | 8.5 | 42000 | 33000 | 78.57% | 2 | 0 | 11 |  |  |  |  | R-454B | 3.625 | Residential & Commercial | USHP | Ducted CEE Tier 1
215424452 | Central HP <5.4 tons | YORK | HRCU-A-CB (Split System: Heat Pump with Remote Outdoor Unit-Air-Source) | HH824E2S11 | ADP |  | H,YE8J*36+TXV | TM8E040A12MP11 | 22600 | 16 | 8.9 | 21000 | 16800 | 80% | 1.98 | 0 | 11.7 |  |  |  |  | R-454B | 1.8833 | Residential & Commercial | USHP | Ducted CEE Tier 1
215424470 | Central HP <5.4 tons | YORK | HRCU-A-CB (Split System: Heat Pump with Remote Outdoor Unit-Air-Source) | HH824E2S11 | ADP |  | H,YE8J*36+TXV | TM8E080B12MP11 | 23000 | 17 | 9 | 21400 | 17600 | 82.24% | 2 | 0 | 12 |  |  |  |  | R-454B | 1.9167 | Residential & Commercial | USHP | Ducted CEE Tier 1
215424477 | Central HP <5.4 tons | YORK | HRCU-A-CB (Split System: Heat Pump with Remote Outdoor Unit-Air-Source) | HH824E2S11 | ADP |  | H,YE7J*36+TXV | TM8E100B12MP11 | 22400 | 17 | 8.8 | 21400 | 17700 | 82.71% | 1.96 | 0 | 11.5 |  |  |  |  | R-454B | 1.8667 | Residential & Commercial | USHP | Ducted CEE Tier 1
215424518 | Central HP <5.4 tons | YORK | HRCU-A-CB (Split System: Heat Pump with Remote Outdoor Unit-Air-Source) | HH824E2S11 | ADP |  | H,YE31*24+TXV | TM9E060A10MP12 | 21800 | 16 | 8.5 | 21200 | 17700 | 83.49% | 1.9 | 0 | 10 |  |  |  |  | R-454B | 1.8167 | Residential & Commercial | USHP | Ducted CEE Tier 1
215424529 | Central HP <5.4 tons | YORK | HRCU-A-CB (Split System: Heat Pump with Remote Outdoor Unit-Air-Source) | HH824E2S11 | ADP |  | H,YE32*36+TXV | TM9E060B12MP12 | 22800 | 16 | 8.9 | 21400 | 17900 | 83.64% | 1.98 | 0 | 11.5 |  |  |  |  | R-454B | 1.9 | Residential & Commercial | USHP | Ducted CEE Tier 1
215424554 | Central HP <5.4 tons | YORK | HRCU-A-CB (Split System: Heat Pump with Remote Outdoor Unit-Air-Source) | HH824E2S11 | ADP |  | H,YE31*24+TXV | TM9V060B12MP12 | 21800 | 17 | 8.5 | 21200 | 17200 | 81.13% | 1.9 | 0 | 11 |  |  |  |  | R-454B | 1.8167 | Residential & Commercial | USHP | Ducted CEE Tier 1
214398712 | Central HP <5.4 tons | LUXAIRE | HRCU-A-CB (Split System: Heat Pump with Remote Outdoor Unit-Air-Source) | HH860E2S11 |  |  | CTF60C5CGS1 | TP9C100C20MP13 | 44000 | 18 | 9 | 45000 | 33800 | 75.11% | 2 | 0 | 11 |  |  |  |  | R-454B | 3.6667 | Residential & Commercial | USHP | Ducted CEE Tier 1
214398697 | Central HP <5.4 tons | LUXAIRE | HRCU-A-CB (Split System: Heat Pump with Remote Outdoor Unit-Air-Source) | HH860E2S11 |  |  | CTM60C5CGS1 | TMLE100C20MP11 | 44500 | 17 | 9 | 45000 | 33800 | 75.11% | 2 | 0 | 11.7 |  |  |  |  | R-454B | 3.7083 | Residential & Commercial | USHP | Ducted CEE Tier 1
209872725 | Central HP <5.4 tons | RHEEM | HRCU-A-CB (Split System: Heat Pump with Remote Outdoor Unit-Air-Source) | RP18AZ48AJVC |  |  | RCFZ6021SEAAM | R98MV1005A21UPS | 44000 | 19 | 8.1 | 43500 | 45500 | 104.6% | 1.9 | 0 | 10 |  |  |  |  | R-410A | 3.6667 | Residential & Commercial | USHP | Ducted CEE Tier 1
215424561 | Central HP <5.4 tons | YORK | HRCU-A-CB (Split System: Heat Pump with Remote Outdoor Unit-Air-Source) | HH824E2S11 | ADP |  | H,YE8J*30+TXV | TM9V060B12MP12 | 23000 | 17 | 9 | 21400 | 17600 | 82.24% | 2 | 0 | 12 |  |  |  |  | R-454B | 1.9167 | Residential & Commercial | USHP | Ducted CEE Tier 1
215424568 | Central HP <5.4 tons | YORK | HRCU-A-CB (Split System: Heat Pump with Remote Outdoor Unit-Air-Source) | HH824E2S11 | ADP |  | H,YE7J*30+TXV | TM9V080B12MP12 | 22400 | 17 | 8.8 | 21400 | 17300 | 80.84% | 1.96 | 0 | 11.5 |  |  |  |  | R-454B | 1.8667 | Residential & Commercial | USHP | Ducted CEE Tier 1
215424577 | Central HP <5.4 tons | YORK | HRCU-A-CB (Split System: Heat Pump with Remote Outdoor Unit-Air-Source) | HH824E2S11 | ADP |  | H,YE7J*30+TXV | TM9Y040A10MP11 | 22400 | 16 | 8.3 | 21000 | 16900 | 80.48% | 1.96 | 0 | 10.5 |  |  |  |  | R-454B | 1.8667 | Residential & Commercial | USHP | Ducted CEE Tier 1
215424620 | Central HP <5.4 tons | YORK | HRCU-A-CB (Split System: Heat Pump with Remote Outdoor Unit-Air-Source) | HH824E2S11 | ADP |  | H,YE33*36+TXV | Y81E100B12SMPS1 | 23000 | 18 | 9 | 21400 | 18200 | 85.05% | 2 | 0 | 12 |  |  |  |  | R-454B | 1.9167 | Residential & Commercial | USHP | Ducted CEE Tier 1
215424636 | Central HP <5.4 tons | YORK | HRCU-A-CB (Split System: Heat Pump with Remote Outdoor Unit-Air-Source) | HH824E2S11 | ADP |  | H,YE31*30+TXV | Y82E080B12LMPS1 | 21800 | 18 | 8.95 | 21200 | 17500 | 82.55% | 1.9 | 0 | 11 |  |  |  |  | R-454B | 1.8167 | Residential & Commercial | USHP | Ducted CEE Tier 1
215424638 | Central HP <5.4 tons | YORK | HRCU-A-CB (Split System: Heat Pump with Remote Outdoor Unit-Air-Source) | HH824E2S11 | ADP |  | H,YE33*36+TXV | Y82E080B12LMPS1 | 23000 | 18 | 9 | 21400 | 18100 | 84.58% | 2 | 0 | 12 |  |  |  |  | R-454B | 1.9167 | Residential & Commercial | USHP | Ducted CEE Tier 1
215424652 | Central HP <5.4 tons | YORK | HRCU-A-CB (Split System: Heat Pump with Remote Outdoor Unit-Air-Source) | HH824E2S11 | ADP |  | H,YE8J*36+TXV | Y91E026A08SMPS1 | 22600 | 17 | 8.45 | 21400 | 16900 | 78.97% | 1.98 | 0 | 11.7 |  |  |  |  | R-454B | 1.8833 | Residential & Commercial | USHP | Ducted CEE Tier 1
215424686 | Central HP <5.4 tons | YORK | HRCU-A-CB (Split System: Heat Pump with Remote Outdoor Unit-Air-Source) | HH824E2S11 | ADP |  | H,YE7J*36+TXV | Y91E080B12SMPS1 | 22400 | 17 | 8.8 | 21400 | 17400 | 81.31% | 1.96 | 0 | 11.5 |  |  |  |  | R-454B | 1.8667 | Residential & Commercial | USHP | Ducted CEE Tier 1
215424570 | Central HP <5.4 tons | YORK | HRCU-A-CB (Split System: Heat Pump with Remote Outdoor Unit-Air-Source) | HH824E2S11 | ADP |  | H,YE8J*30+TXV | TM9V080B12MP12 | 23000 | 17 | 9 | 21400 | 17900 | 83.64% | 2 | 0 | 12 |  |  |  |  | R-454B | 1.9167 | Residential & Commercial | USHP | Ducted CEE Tier 1
215424593 | Central HP <5.4 tons | YORK | HRCU-A-CB (Split System: Heat Pump with Remote Outdoor Unit-Air-Source) | HH824E2S11 | ADP |  | H,YE33*36+TXV | TM9Y080B12MP11 | 23000 | 17 | 9 | 21400 | 18100 | 84.58% | 2 | 0 | 11.7 |  |  |  |  | R-454B | 1.9167 | Residential & Commercial | USHP | Ducted CEE Tier 1
215424595 | Central HP <5.4 tons | YORK | HRCU-A-CB (Split System: Heat Pump with Remote Outdoor Unit-Air-Source) | HH824E2S11 | ADP |  | H,YE7J*30+TXV | TM9Y080B12MP11 | 23000 | 17 | 9 | 21400 | 18100 | 84.58% | 2 | 0 | 11.7 |  |  |  |  | R-454B | 1.9167 | Residential & Commercial | USHP | Ducted CEE Tier 1
215424604 | Central HP <5.4 tons | YORK | HRCU-A-CB (Split System: Heat Pump with Remote Outdoor Unit-Air-Source) | HH824E2S11 | ADP |  | H,YE33*36+TXV | Y81E060A12SMPS1 | 22400 | 17 | 8.8 | 21000 | 16900 | 80.48% | 1.96 | 0 | 11.5 |  |  |  |  | R-454B | 1.8667 | Residential & Commercial | USHP | Ducted CEE Tier 1
215424627 | Central HP <5.4 tons | YORK | HRCU-A-CB (Split System: Heat Pump with Remote Outdoor Unit-Air-Source) | HH824E2S11 | ADP |  | H,YE31*30+TXV | Y82E060A12LMPS1 | 21800 | 18 | 8.5 | 21200 | 17300 | 81.6% | 1.9 | 0 | 11 |  |  |  |  | R-454B | 1.8167 | Residential & Commercial | USHP | Ducted CEE Tier 1
215424629 | Central HP <5.4 tons | YORK | HRCU-A-CB (Split System: Heat Pump with Remote Outdoor Unit-Air-Source) | HH824E2S11 | ADP |  | H,YE33*36+TXV | Y82E060A12LMPS1 | 22600 | 18 | 8.8 | 21400 | 17300 | 80.84% | 1.96 | 0 | 11.7 |  |  |  |  | R-454B | 1.8833 | Residential & Commercial | USHP | Ducted CEE Tier 1
215424643 | Central HP <5.4 tons | YORK | HRCU-A-CB (Split System: Heat Pump with Remote Outdoor Unit-Air-Source) | HH824E2S11 | ADP |  | H,YE8J*36+TXV | Y82E080B12LMPS1 | 23000 | 18 | 9 | 21400 | 18100 | 84.58% | 2 | 0 | 12 |  |  |  |  | R-454B | 1.9167 | Residential & Commercial | USHP | Ducted CEE Tier 1
215424661 | Central HP <5.4 tons | YORK | HRCU-A-CB (Split System: Heat Pump with Remote Outdoor Unit-Air-Source) | HH824E2S11 | ADP |  | H,YE8J*36+TXV | Y91E040A10SMPS1 | 22600 | 17 | 8.45 | 21400 | 17400 | 81.31% | 1.98 | 0 | 11.7 |  |  |  |  | R-454B | 1.8833 | Residential & Commercial | USHP | Ducted CEE Tier 1
215424456 | Central HP <5.4 tons | YORK | HRCU-A-CB (Split System: Heat Pump with Remote Outdoor Unit-Air-Source) | HH824E2S11 | ADP |  | H,YE33*36+TXV | TM8E060A12MP11 | 22600 | 17 | 8.8 | 21400 | 17500 | 81.78% | 1.96 | 0 | 11.5 |  |  |  |  | R-454B | 1.8833 | Residential & Commercial | USHP | Ducted CEE Tier 1
215424489 | Central HP <5.4 tons | YORK | HRCU-A-CB (Split System: Heat Pump with Remote Outdoor Unit-Air-Source) | HH824E2S11 | ADP |  | H,YE8J*30+TXV | TM8Y060A12MP11 | 22800 | 17 | 8.9 | 21400 | 18000 | 84.11% | 1.98 | 0 | 10.5 |  |  |  |  | R-454B | 1.9 | Residential & Commercial | USHP | Ducted CEE Tier 1
215424491 | Central HP <5.4 tons | YORK | HRCU-A-CB (Split System: Heat Pump with Remote Outdoor Unit-Air-Source) | HH824E2S11 | ADP |  | H,YE31*24+TXV | TM8Y080B12MP11 | 21800 | 17 | 8.5 | 21200 | 17200 | 81.13% | 1.9 | 0 | 11 |  |  |  |  | R-454B | 1.8167 | Residential & Commercial | USHP | Ducted CEE Tier 1
215424508 | Central HP <5.4 tons | YORK | HRCU-A-CB (Split System: Heat Pump with Remote Outdoor Unit-Air-Source) | HH824E2S11 | ADP |  | H,YE8J*36+TXV | TM9E026A08MP12 | 22600 | 16 | 8.9 | 21400 | 17200 | 80.37% | 1.98 | 0 | 10.5 |  |  |  |  | R-454B | 1.8833 | Residential & Commercial | USHP | Ducted CEE Tier 1
215424555 | Central HP <5.4 tons | YORK | HRCU-A-CB (Split System: Heat Pump with Remote Outdoor Unit-Air-Source) | HH824E2S11 | ADP |  | H,YE31*30+TXV | TM9V060B12MP12 | 21800 | 17 | 8.5 | 21200 | 17200 | 81.13% | 1.9 | 0 | 11 |  |  |  |  | R-454B | 1.8167 | Residential & Commercial | USHP | Ducted CEE Tier 1
215424590 | Central HP <5.4 tons | YORK | HRCU-A-CB (Split System: Heat Pump with Remote Outdoor Unit-Air-Source) | HH824E2S11 | ADP |  | H,YE31*24+TXV | TM9Y080B12MP11 | 21800 | 17 | 8.5 | 21000 | 17000 | 80.95% | 1.9 | 0 | 11 |  |  |  |  | R-454B | 1.8167 | Residential & Commercial | USHP | Ducted CEE Tier 1
215424622 | Central HP <5.4 tons | YORK | HRCU-A-CB (Split System: Heat Pump with Remote Outdoor Unit-Air-Source) | HH824E2S11 | ADP |  | H,YE7J*30+TXV | Y81E100B12SMPS1 | 23000 | 18 | 9 | 21400 | 18200 | 85.05% | 2 | 0 | 12 |  |  |  |  | R-454B | 1.9167 | Residential & Commercial | USHP | Ducted CEE Tier 1
215424639 | Central HP <5.4 tons | YORK | HRCU-A-CB (Split System: Heat Pump with Remote Outdoor Unit-Air-Source) | HH824E2S11 | ADP |  | H,YE7J*36+TXV-BLEED | Y82E080B12LMPS1 | 23000 | 18 | 9 | 21400 | 18100 | 84.58% | 2 | 0 | 12 |  |  |  |  | R-454B | 1.9167 | Residential & Commercial | USHP | Ducted CEE Tier 1
215424658 | Central HP <5.4 tons | YORK | HRCU-A-CB (Split System: Heat Pump with Remote Outdoor Unit-Air-Source) | HH824E2S11 | ADP |  | H,YE7J*30+TXV | Y91E040A10SMPS1 | 22400 | 17 | 8.3 | 21400 | 17400 | 81.31% | 1.96 | 0 | 11.5 |  |  |  |  | R-454B | 1.8667 | Residential & Commercial | USHP | Ducted CEE Tier 1
215424674 | Central HP <5.4 tons | YORK | HRCU-A-CB (Split System: Heat Pump with Remote Outdoor Unit-Air-Source) | HH824E2S11 | ADP |  | H,YE33*36+TXV | Y91E060B12SMPS1 | 23000 | 17 | 9 | 21400 | 18200 | 85.05% | 2 | 0 | 11.7 |  |  |  |  | R-454B | 1.9167 | Residential & Commercial | USHP | Ducted CEE Tier 1
215424691 | Central HP <5.4 tons | YORK | HRCU-A-CB (Split System: Heat Pump with Remote Outdoor Unit-Air-Source) | HH824E2S11 | ADP |  | H,YE32*36+TXV | YP9C060B12MP13 | 22200 | 17 | 8.65 | 21200 | 17200 | 81.13% | 1.94 | 0 | 11 |  |  |  |  | R-454B | 1.85 | Residential & Commercial | USHP | Ducted CEE Tier 1
215425666 | Central HP <5.4 tons | YORK | HRCU-A-CB (Split System: Heat Pump with Remote Outdoor Unit-Air-Source) | HH824E2S11 | ADP |  | H,YE24*36+TXV | TM8E080B12MP11 | 21800 | 17 | 8.55 | 21200 | 17500 | 82.55% | 1.92 | 0 | 11 |  |  |  |  | R-454B | 1.8167 | Residential & Commercial | USHP | Ducted CEE Tier 1
216738260 | Central HP <5.4 tons | TEMPSTAR | HRCU-A-CB (Split System: Heat Pump with Remote Outdoor Unit-Air-Source) | D5CUHAH24AAK |  |  | ESH5X36M12A* | *80CTL0701412B* | 22600 | 16 | 8.1 | 20600 | 18400 | 89.32% | 1.85 | 0 | 10.5 |  |  |  |  | R-454B | 1.8833 | Residential & Commercial | USHP | Ducted CEE Tier 1
211397409 | Central HP <5.4 tons | FRASER-JOHNSTON | HRCU-A-CB (Split System: Heat Pump with Remote Outdoor Unit-Air-Source) | HMH72B341 |  |  | XAHC48FXXN1+TXV | TPLC080C16MP13 | 33600 | 16.5 | 8.5 | 32400 | 23800 | 73.46% | 2.06 | 0 | 9 |  |  |  |  | R-410A | 2.8 | Residential & Commercial | USHP
211398377 | Central HP <5.4 tons | FRASER-JOHNSTON | HRCU-A-CB (Split System: Heat Pump with Remote Outdoor Unit-Air-Source) | HMH72B341 |  |  | XAHD48FBCN1 | TM8E100C16MP11 | 32800 | 16.5 | 8.5 | 31600 | 23200 | 73.42% | 2.02 | 0 | 9.5 |  |  |  |  | R-410A | 2.7333 | Residential & Commercial | USHP
211397627 | Central HP <5.4 tons | FRASER-JOHNSTON | HRCU-A-CB (Split System: Heat Pump with Remote Outdoor Unit-Air-Source) | HMH72B341 |  |  | XAFD48FBCN1 | TM8V080C16MP12 | 34000 | 16.5 | 8.5 | 33000 | 24400 | 73.94% | 2.1 | 0 | 9 |  |  |  |  | R-410A | 2.8333 | Residential & Commercial | USHP
215423198 | Central HP <5.4 tons | YORK | HRCU-A-CB (Split System: Heat Pump with Remote Outdoor Unit-Air-Source) | HH836E2S11 | ADP |  | H,YE9J*36+TXV-BLEED | TL9E100C20UH11 | 33800 | 17 | 8.5 | 30000 | 25000 | 83.33% | 2 | 0 | 11 |  |  |  |  | R-454B | 2.8167 | Residential & Commercial | USHP | Ducted CEE Tier 1
215423234 | Central HP <5.4 tons | YORK | HRCU-A-CB (Split System: Heat Pump with Remote Outdoor Unit-Air-Source) | HH836E2S11 | ADP |  | H,YE9J*36+TXV | TM8E120C16MP11 | 32600 | 18 | 8.5 | 29400 | 23800 | 80.95% | 2 | 0 | 10.5 |  |  |  |  | R-454B | 2.7167 | Residential & Commercial | USHP | Ducted CEE Tier 1
215423250 | Central HP <5.4 tons | YORK | HRCU-A-CB (Split System: Heat Pump with Remote Outdoor Unit-Air-Source) | HH836E2S11 | ADP |  | H,YE80*36+TXV | TM8V080C16MP12 | 33600 | 18 | 8.5 | 29600 | 25000 | 84.46% | 2 | 0 | 11 |  |  |  |  | R-454B | 2.8 | Residential & Commercial | USHP | Ducted CEE Tier 1
215423273 | Central HP <5.4 tons | YORK | HRCU-A-CB (Split System: Heat Pump with Remote Outdoor Unit-Air-Source) | HH836E2S11 | ADP |  | H,YE9J*36+TXV-BLEED | TM8Y100C20MP11 | 33800 | 18 | 8.5 | 30600 | 25400 | 83.01% | 2 | 0 | 10.5 |  |  |  |  | R-454B | 2.8167 | Residential & Commercial | USHP | Ducted CEE Tier 1
215423275 | Central HP <5.4 tons | YORK | HRCU-A-CB (Split System: Heat Pump with Remote Outdoor Unit-Air-Source) | HH836E2S11 | ADP |  | H,YE80*36+TXV | TM8Y100C20MP11 | 34000 | 19 | 8.5 | 30600 | 25400 | 83.01% | 2 | 0 | 11 |  |  |  |  | R-454B | 2.8333 | Residential & Commercial | USHP | Ducted CEE Tier 1
215677556 | Central HP <5.4 tons | AIRQUEST | HRCU-A-CB (Split System: Heat Pump with Remote Outdoor Unit-Air-Source) | H5H0V60*K*AAA* |  |  | EVD5X60M24A*+WALLCON | *96CTN1202422B* | 56500 | 18.5 | 9 | 63000 | 44500 | 70.63% | 2.08 | 0 | 9 |  |  |  |  | R-454B | 4.7083 | Residential & Commercial | USHP
212500230 | Central HP <5.4 tons | MIDEA | HRCU-A-CB (Split System: Heat Pump with Remote Outdoor Unit-Air-Source) | MOVA-60HDN1-M20G | ADP |  | F,PE*TT1948 | 0 | 46500 | 17 | 9.45 | 46000 | 33200 | 72.17% | 2 | 0 | 11.7 |  |  |  |  | R-410A | 3.875 | Residential & Commercial | USHP | Ducted CEE Tier 1
215423314 | Central HP <5.4 tons | YORK | HRCU-A-CB (Split System: Heat Pump with Remote Outdoor Unit-Air-Source) | HH836E2S11 | ADP |  | H,YE9J*36+TXV | TM9V060B12MP12 | 32600 | 16 | 8.5 | 29000 | 24800 | 85.52% | 2 | 0 | 11 |  |  |  |  | R-454B | 2.7167 | Residential & Commercial | USHP | Ducted CEE Tier 1
215423334 | Central HP <5.4 tons | YORK | HRCU-A-CB (Split System: Heat Pump with Remote Outdoor Unit-Air-Source) | HH836E2S11 | ADP |  | H,YE9J*36+TXV | TM9V100C20MP12 | 34200 | 18 | 8.5 | 31000 | 25600 | 82.58% | 2 | 0 | 10 |  |  |  |  | R-454B | 2.85 | Residential & Commercial | USHP | Ducted CEE Tier 1
215423343 | Central HP <5.4 tons | YORK | HRCU-A-CB (Split System: Heat Pump with Remote Outdoor Unit-Air-Source) | HH836E2S11 | ADP |  | H,YE9J*36+TXV-BLEED | TM9Y080B12MP11 | 33000 | 17 | 8.5 | 29400 | 25000 | 85.03% | 2 | 0 | 11 |  |  |  |  | R-454B | 2.75 | Residential & Commercial | USHP | Ducted CEE Tier 1
215423350 | Central HP <5.4 tons | YORK | HRCU-A-CB (Split System: Heat Pump with Remote Outdoor Unit-Air-Source) | HH836E2S11 | ADP |  | H,YE80*36+TXV | TM9Y080C16MP11 | 32800 | 19 | 8.5 | 29400 | 23800 | 80.95% | 2 | 0 | 11 |  |  |  |  | R-454B | 2.7333 | Residential & Commercial | USHP | Ducted CEE Tier 1
215423368 | Central HP <5.4 tons | YORK | HRCU-A-CB (Split System: Heat Pump with Remote Outdoor Unit-Air-Source) | HH836E2S11 | ADP |  | H,YE9J*36+TXV-BLEED | Y81E080C16SMPS1 | 33800 | 18 | 8.5 | 30200 | 25000 | 82.78% | 2 | 0 | 10.5 |  |  |  |  | R-454B | 2.8167 | Residential & Commercial | USHP | Ducted CEE Tier 1
215423391 | Central HP <5.4 tons | YORK | HRCU-A-CB (Split System: Heat Pump with Remote Outdoor Unit-Air-Source) | HH836E2S11 | ADP |  | H,YE34*36+TXV | Y81E120C16SMPS1 | 32800 | 18 | 8.35 | 29600 | 24800 | 83.78% | 1.98 | 0 | 11 |  |  |  |  | R-454B | 2.7333 | Residential & Commercial | USHP | Ducted CEE Tier 1
215423407 | Central HP <5.4 tons | YORK | HRCU-A-CB (Split System: Heat Pump with Remote Outdoor Unit-Air-Source) | HH836E2S11 | ADP |  | H,YE35*36+TXV | Y91E080C16SMPS1 | 33000 | 17 | 8.45 | 29600 | 23400 | 79.05% | 2 | 0 | 10.5 |  |  |  |  | R-454B | 2.75 | Residential & Commercial | USHP | Ducted CEE Tier 1
215423432 | Central HP <5.4 tons | YORK | HRCU-A-CB (Split System: Heat Pump with Remote Outdoor Unit-Air-Source) | HH836E2S11 | ADP |  | H,YE35*36+TXV | YP9C080C16MP13 | 33400 | 18 | 8.5 | 29800 | 25000 | 83.89% | 2 | 0 | 11 |  |  |  |  | R-454B | 2.7833 | Residential & Commercial | USHP | Ducted CEE Tier 1
212978742 | Central HP <5.4 tons | BRYANT HEATING AND COOLING SYSTEMS | HRCU-A-CB (Split System: Heat Pump with Remote Outdoor Unit-Air-Source) | 38MURAQ18AB3* |  |  | CAP**1917AL* | 8(0,1)*SB36070M17*** | 18000 | 17 | 8.5 | 17900 | 17800 | 99.44% | 2.16 | 0 | 11 |  |  |  |  | R-410A | 1.5 | Residential & Commercial | USHP | Ducted CEE Tier 1
215425648 | Central HP <5.4 tons | YORK | HRCU-A-CB (Split System: Heat Pump with Remote Outdoor Unit-Air-Source) | HH824E2S11 | ADP |  | H,YE32*30+TXV | TL9E060B12UH11 | 22200 | 17 | 8.65 | 21200 | 17700 | 83.49% | 1.94 | 0 | 11 |  |  |  |  | R-454B | 1.85 | Residential & Commercial | USHP | Ducted CEE Tier 1
215423457 | Central HP <5.4 tons | YORK | HRCU-A-CB (Split System: Heat Pump with Remote Outdoor Unit-Air-Source) | HH860E2S11 | ADP |  | H,YE54*48+TXV | TL9E080C16UH11 | 44500 | 18 | 8.5 | 44000 | 34000 | 77.27% | 2 | 0 | 11 |  |  |  |  | R-454B | 3.7083 | Residential & Commercial | USHP | Ducted CEE Tier 1
215423475 | Central HP <5.4 tons | YORK | HRCU-A-CB (Split System: Heat Pump with Remote Outdoor Unit-Air-Source) | HH860E2S11 | ADP |  | H,YE86*60+TXV | TL9E100C20UH11 | 52000 | 19 | 8.5 | 51500 | 38000 | 73.79% | 2 | 0 | 11 |  |  |  |  | R-454B | 4.3333 | Residential & Commercial | USHP | Ducted CEE Tier 1
215423491 | Central HP <5.4 tons | YORK | HRCU-A-CB (Split System: Heat Pump with Remote Outdoor Unit-Air-Source) | HH860E2S11 | ADP |  | H,YE74*48+TXV | TM8E080C16MP11 | 44500 | 18 | 8.5 | 43500 | 33800 | 77.7% | 2 | 0 | 11 |  |  |  |  | R-454B | 3.7083 | Residential & Commercial | USHP | Ducted CEE Tier 1
215423498 | Central HP <5.4 tons | YORK | HRCU-A-CB (Split System: Heat Pump with Remote Outdoor Unit-Air-Source) | HH860E2S11 | ADP |  | H,YE3K*60+TXV | TM8E080C20MP11 | 53000 | 18 | 8.45 | 53000 | 39500 | 74.53% | 1.98 | 0 | 10.5 |  |  |  |  | R-454B | 4.4167 | Residential & Commercial | USHP | Ducted CEE Tier 1
215423500 | Central HP <5.4 tons | YORK | HRCU-A-CB (Split System: Heat Pump with Remote Outdoor Unit-Air-Source) | HH860E2S11 | ADP |  | H,YE48*60+TXV | TM8E080C20MP11 | 53500 | 18 | 8.5 | 53000 | 39500 | 74.53% | 2 | 0 | 11 |  |  |  |  | R-454B | 4.4583 | Residential & Commercial | USHP | Ducted CEE Tier 1
215423509 | Central HP <5.4 tons | YORK | HRCU-A-CB (Split System: Heat Pump with Remote Outdoor Unit-Air-Source) | HH860E2S11 | ADP |  | H,YE36*60+TXV | TM8E100C16MP11 | 44000 | 17 | 8.4 | 43500 | 33800 | 77.7% | 1.98 | 0 | 10.5 |  |  |  |  | R-454B | 3.6667 | Residential & Commercial | USHP | Ducted CEE Tier 1
215423516 | Central HP <5.4 tons | YORK | HRCU-A-CB (Split System: Heat Pump with Remote Outdoor Unit-Air-Source) | HH860E2S11 | ADP |  | H,YE48*60+TXV | TM8E100C16MP11 | 44500 | 18 | 8.5 | 43500 | 33800 | 77.7% | 2 | 0 | 11 |  |  |  |  | R-454B | 3.7083 | Residential & Commercial | USHP | Ducted CEE Tier 1
215423543 | Central HP <5.4 tons | YORK | HRCU-A-CB (Split System: Heat Pump with Remote Outdoor Unit-Air-Source) | HH860E2S11 | ADP |  | H,YE3K*60+TXV | TM8E120C16MP11 | 44500 | 18 | 8.5 | 43500 | 33800 | 77.7% | 2 | 0 | 11 |  |  |  |  | R-454B | 3.7083 | Residential & Commercial | USHP | Ducted CEE Tier 1
215425680 | Central HP <5.4 tons | YORK | HRCU-A-CB (Split System: Heat Pump with Remote Outdoor Unit-Air-Source) | HH824E2S11 | ADP |  | H,YE24*36+TXV | TM8V080B12MP12 | 21800 | 17 | 8.5 | 21200 | 17700 | 83.49% | 1.92 | 0 | 10 |  |  |  |  | R-454B | 1.8167 | Residential & Commercial | USHP | Ducted CEE Tier 1
215424460 | Central HP <5.4 tons | YORK | HRCU-A-CB (Split System: Heat Pump with Remote Outdoor Unit-Air-Source) | HH824E2S11 | ADP |  | H,YE8J*30+TXV | TM8E060A12MP11 | 22600 | 17 | 8.9 | 21400 | 17500 | 81.78% | 1.98 | 0 | 11.5 |  |  |  |  | R-454B | 1.8833 | Residential & Commercial | USHP | Ducted CEE Tier 1
215424503 | Central HP <5.4 tons | YORK | HRCU-A-CB (Split System: Heat Pump with Remote Outdoor Unit-Air-Source) | HH824E2S11 | ADP |  | H,YE33*36+TXV | TM9E026A08MP12 | 22400 | 16 | 8.8 | 21400 | 17200 | 80.37% | 1.96 | 0 | 10.5 |  |  |  |  | R-454B | 1.8667 | Residential & Commercial | USHP | Ducted CEE Tier 1
215424519 | Central HP <5.4 tons | YORK | HRCU-A-CB (Split System: Heat Pump with Remote Outdoor Unit-Air-Source) | HH824E2S11 | ADP |  | H,YE31*30+TXV | TM9E060A10MP12 | 21800 | 16 | 8.5 | 21200 | 17700 | 83.49% | 1.9 | 0 | 10 |  |  |  |  | R-454B | 1.8167 | Residential & Commercial | USHP | Ducted CEE Tier 1
215424569 | Central HP <5.4 tons | YORK | HRCU-A-CB (Split System: Heat Pump with Remote Outdoor Unit-Air-Source) | HH824E2S11 | ADP |  | H,YE7J*36+TXV | TM9V080B12MP12 | 22400 | 17 | 8.8 | 21400 | 17300 | 80.84% | 1.96 | 0 | 11.5 |  |  |  |  | R-454B | 1.8667 | Residential & Commercial | USHP | Ducted CEE Tier 1
215423566 | Central HP <5.4 tons | YORK | HRCU-A-CB (Split System: Heat Pump with Remote Outdoor Unit-Air-Source) | HH860E2S11 | ADP |  | H,YE36*60+TXV-BLEED | TM8E130D20MP11 | 52500 | 18 | 8.3 | 53000 | 39500 | 74.53% | 1.96 | 0 | 10.5 |  |  |  |  | R-454B | 4.375 | Residential & Commercial | USHP | Ducted CEE Tier 1
215423584 | Central HP <5.4 tons | YORK | HRCU-A-CB (Split System: Heat Pump with Remote Outdoor Unit-Air-Source) | HH860E2S11 | ADP |  | H,YE2K*60+TXV | TM8V080C16MP12 | 43000 | 17 | 8.45 | 42000 | 32800 | 78.1% | 2 | 0 | 11.5 |  |  |  |  | R-454B | 3.5833 | Residential & Commercial | USHP | Ducted CEE Tier 1
215423591 | Central HP <5.4 tons | YORK | HRCU-A-CB (Split System: Heat Pump with Remote Outdoor Unit-Air-Source) | HH860E2S11 | ADP |  | H,YE55*60+TXV | TM8V080C16MP12 | 43500 | 18 | 8.5 | 42000 | 32800 | 78.1% | 2 | 0 | 11.7 |  |  |  |  | R-454B | 3.625 | Residential & Commercial | USHP | Ducted CEE Tier 1
215423598 | Central HP <5.4 tons | YORK | HRCU-A-CB (Split System: Heat Pump with Remote Outdoor Unit-Air-Source) | HH860E2S11 | ADP |  | H,YE36*48+TXV | TM8V100C16MP12 | 43000 | 17 | 8.4 | 42000 | 32800 | 78.1% | 1.98 | 0 | 11.5 |  |  |  |  | R-454B | 3.5833 | Residential & Commercial | USHP | Ducted CEE Tier 1
215424578 | Central HP <5.4 tons | YORK | HRCU-A-CB (Split System: Heat Pump with Remote Outdoor Unit-Air-Source) | HH824E2S11 | ADP |  | H,YE7J*36+TXV | TM9Y040A10MP11 | 22400 | 16 | 8.3 | 21000 | 16900 | 80.48% | 1.96 | 0 | 10.5 |  |  |  |  | R-454B | 1.8667 | Residential & Commercial | USHP | Ducted CEE Tier 1
215424612 | Central HP <5.4 tons | YORK | HRCU-A-CB (Split System: Heat Pump with Remote Outdoor Unit-Air-Source) | HH824E2S11 | ADP |  | H,YE32*36+TXV | Y81E080B12SMPS1 | 22200 | 18 | 9.1 | 21200 | 17500 | 82.55% | 1.94 | 0 | 11 |  |  |  |  | R-454B | 1.85 | Residential & Commercial | USHP | Ducted CEE Tier 1
215424626 | Central HP <5.4 tons | YORK | HRCU-A-CB (Split System: Heat Pump with Remote Outdoor Unit-Air-Source) | HH824E2S11 | ADP |  | H,YE31*24+TXV | Y82E060A12LMPS1 | 21800 | 18 | 8.5 | 21200 | 17300 | 81.6% | 1.9 | 0 | 11 |  |  |  |  | R-454B | 1.8167 | Residential & Commercial | USHP | Ducted CEE Tier 1
215424669 | Central HP <5.4 tons | YORK | HRCU-A-CB (Split System: Heat Pump with Remote Outdoor Unit-Air-Source) | HH824E2S11 | ADP |  | H,YE8J*30+TXV | Y91E060A10SMPS1 | 22600 | 17 | 8.45 | 21400 | 17200 | 80.37% | 1.98 | 0 | 11.7 |  |  |  |  | R-454B | 1.8833 | Residential & Commercial | USHP | Ducted CEE Tier 1
215424676 | Central HP <5.4 tons | YORK | HRCU-A-CB (Split System: Heat Pump with Remote Outdoor Unit-Air-Source) | HH824E2S11 | ADP |  | H,YE7J*30+TXV | Y91E060B12SMPS1 | 23000 | 17 | 9 | 21400 | 18200 | 85.05% | 2 | 0 | 11.7 |  |  |  |  | R-454B | 1.9167 | Residential & Commercial | USHP | Ducted CEE Tier 1
215424678 | Central HP <5.4 tons | YORK | HRCU-A-CB (Split System: Heat Pump with Remote Outdoor Unit-Air-Source) | HH824E2S11 | ADP |  | H,YE8J*30+TXV | Y91E060B12SMPS1 | 23000 | 17 | 9 | 21400 | 18200 | 85.05% | 2 | 0 | 11.7 |  |  |  |  | R-454B | 1.9167 | Residential & Commercial | USHP | Ducted CEE Tier 1
215424694 | Central HP <5.4 tons | YORK | HRCU-A-CB (Split System: Heat Pump with Remote Outdoor Unit-Air-Source) | HH824E2S11 | ADP |  | H,YE7J*30+TXV | YP9C060B12MP13 | 22400 | 17 | 8.8 | 21400 | 17200 | 80.37% | 1.96 | 0 | 11 |  |  |  |  | R-454B | 1.8667 | Residential & Commercial | USHP | Ducted CEE Tier 1
215424110 | Central HP <5.4 tons | YORK | HRCU-A-CB (Split System: Heat Pump with Remote Outdoor Unit-Air-Source) | HH860E2S11 | ADP |  | H,YE36*48+TXV | YP9C100C16MP13 | 43000 | 17 | 8.4 | 42000 | 32800 | 78.1% | 1.98 | 0 | 11.5 |  |  |  |  | R-454B | 3.5833 | Residential & Commercial | USHP | Ducted CEE Tier 1
215424119 | Central HP <5.4 tons | YORK | HRCU-A-CB (Split System: Heat Pump with Remote Outdoor Unit-Air-Source) | HH860E2S11 | ADP |  | H,YE54*48+TXV | YP9C100C16MP13 | 43500 | 18 | 8.5 | 42000 | 32800 | 78.1% | 2 | 0 | 11.7 |  |  |  |  | R-454B | 3.625 | Residential & Commercial | USHP | Ducted CEE Tier 1
215424133 | Central HP <5.4 tons | YORK | HRCU-A-CB (Split System: Heat Pump with Remote Outdoor Unit-Air-Source) | HH860E2S11 | ADP |  | H,YE48*60+TXV | YP9C100C20MP13 | 44000 | 18 | 8.5 | 42500 | 33200 | 78.12% | 2 | 0 | 11.7 |  |  |  |  | R-454B | 3.6667 | Residential & Commercial | USHP | Ducted CEE Tier 1
215424142 | Central HP <5.4 tons | YORK | HRCU-A-CB (Split System: Heat Pump with Remote Outdoor Unit-Air-Source) | HH860E2S11 | ADP |  | H,YE2K*60+TXV | YP9C120D20MP13 | 52000 | 18 | 8.35 | 52500 | 39000 | 74.29% | 1.96 | 0 | 10.5 |  |  |  |  | R-454B | 4.3333 | Residential & Commercial | USHP | Ducted CEE Tier 1
215425330 | Central HP <5.4 tons | YORK | HRCU-A-CB (Split System: Heat Pump with Remote Outdoor Unit-Air-Source) | HH860E2S11 | ADP |  | H,YE49*48+TXV | TL9E080C16UH11 | 44500 | 18 | 8.5 | 44000 | 34000 | 77.27% | 2 | 0 | 11 |  |  |  |  | R-454B | 3.7083 | Residential & Commercial | USHP | Ducted CEE Tier 1
215425346 | Central HP <5.4 tons | YORK | HRCU-A-CB (Split System: Heat Pump with Remote Outdoor Unit-Air-Source) | HH860E2S11 | ADP |  | H,YE84*48+TXV | TM8E080C16MP11 | 44500 | 18 | 8.5 | 43500 | 33800 | 77.7% | 2 | 0 | 11 |  |  |  |  | R-454B | 3.7083 | Residential & Commercial | USHP | Ducted CEE Tier 1
215425371 | Central HP <5.4 tons | YORK | HRCU-A-CB (Split System: Heat Pump with Remote Outdoor Unit-Air-Source) | HH860E2S11 | ADP |  | H,YE74*60+TXV | TM8E120C16MP11 | 44500 | 18 | 8.5 | 43500 | 33800 | 77.7% | 2 | 0 | 11 |  |  |  |  | R-454B | 3.7083 | Residential & Commercial | USHP | Ducted CEE Tier 1
215425407 | Central HP <5.4 tons | YORK | HRCU-A-CB (Split System: Heat Pump with Remote Outdoor Unit-Air-Source) | HH860E2S11 | ADP |  | H,YE74*60+TXV | TM8V120C20MP12 | 53000 | 19 | 8.5 | 52000 | 38500 | 74.04% | 2 | 0 | 11 |  |  |  |  | R-454B | 4.4167 | Residential & Commercial | USHP | Ducted CEE Tier 1
215425430 | Central HP <5.4 tons | YORK | HRCU-A-CB (Split System: Heat Pump with Remote Outdoor Unit-Air-Source) | HH860E2S11 | ADP |  | H,YE72*60+TXV | TM8Y100C20MP11 | 53500 | 19 | 8.5 | 53000 | 39500 | 74.53% | 2 | 0 | 11 |  |  |  |  | R-454B | 4.4583 | Residential & Commercial | USHP | Ducted CEE Tier 1
216374657 | Central HP <5.4 tons | LUXAIRE | HRCU-A-CB (Split System: Heat Pump with Remote Outdoor Unit-Air-Source) | HH860E2S11 |  |  | CTF60D5CHS1 | Z9ET120D20SMPS1 | 54000 | 19 | 9 | 55000 | 40000 | 72.73% | 2 | 0 | 11 |  |  |  |  | R-454B | 4.5 | Residential & Commercial | USHP | Ducted CEE Tier 1
214397907 | Central HP <5.4 tons | LUXAIRE | HRCU-A-CB (Split System: Heat Pump with Remote Outdoor Unit-Air-Source) | HH860E2S11 |  |  | CTM60C5CGS1 | LPLC120C20MP13 | 44000 | 18 | 9 | 44500 | 33600 | 75.51% | 2 | 0 | 11.7 |  |  |  |  | R-454B | 3.6667 | Residential & Commercial | USHP | Ducted CEE Tier 1
215425280 | Central HP <5.4 tons | YORK | HRCU-A-CB (Split System: Heat Pump with Remote Outdoor Unit-Air-Source) | HH836E2S11 | ADP |  | H,YE1K*36+TXV | TM8E120C16MP11 | 33000 | 19 | 8.5 | 29400 | 23800 | 80.95% | 2 | 0 | 11 |  |  |  |  | R-454B | 2.75 | Residential & Commercial | USHP | Ducted CEE Tier 1
216374632 | Central HP <5.4 tons | LUXAIRE | HRCU-A-CB (Split System: Heat Pump with Remote Outdoor Unit-Air-Source) | HH836E2S11 |  |  | CTF36C5CDS1 | Z9ET080C16SMPS1 | 33400 | 18 | 8.5 | 31000 | 23800 | 76.77% | 2 | 0 | 11 |  |  |  |  | R-454B | 2.7833 | Residential & Commercial | USHP | Ducted CEE Tier 1
211225972 | Central HP <5.4 tons | CARRIER | HRCU-A-CB (Split System: Heat Pump with Remote Outdoor Unit-Air-Source) | 38MURAQ36AB3* |  |  | CAP**4824AL* | 58S(B,C)*A110E24**20 | 35800 | 16.5 | 8.5 | 37800 | 34600 | 91.53% | 2.06 | 0 | 10 |  |  |  |  | R-410A | 2.9833 | Residential & Commercial | USHP | Ducted CEE Tier 1
215423609 | Central HP <5.4 tons | YORK | HRCU-A-CB (Split System: Heat Pump with Remote Outdoor Unit-Air-Source) | HH860E2S11 | ADP |  | H,YE55*60+TXV | TM8V100C16MP12 | 43500 | 18 | 8.5 | 42000 | 32800 | 78.1% | 2 | 0 | 11.7 |  |  |  |  | R-454B | 3.625 | Residential & Commercial | USHP | Ducted CEE Tier 1
215423625 | Central HP <5.4 tons | YORK | HRCU-A-CB (Split System: Heat Pump with Remote Outdoor Unit-Air-Source) | HH860E2S11 | ADP |  | H,YE84*60+TXV | TM8V100C20MP12 | 53000 | 19 | 8.5 | 52000 | 38500 | 74.04% | 2 | 0 | 11 |  |  |  |  | R-454B | 4.4167 | Residential & Commercial | USHP | Ducted CEE Tier 1
215423627 | Central HP <5.4 tons | YORK | HRCU-A-CB (Split System: Heat Pump with Remote Outdoor Unit-Air-Source) | HH860E2S11 | ADP |  | H,YE36*60+TXV-BLEED | TM8V120C20MP12 | 51500 | 18 | 8.3 | 52000 | 38500 | 74.04% | 1.96 | 0 | 10.5 |  |  |  |  | R-454B | 4.2917 | Residential & Commercial | USHP | Ducted CEE Tier 1
215423675 | Central HP <5.4 tons | YORK | HRCU-A-CB (Split System: Heat Pump with Remote Outdoor Unit-Air-Source) | HH860E2S11 | ADP |  | H,YE86*60+TXV | TM8Y100C16MP11 | 44000 | 18 | 8.5 | 42000 | 33000 | 78.57% | 2 | 0 | 11.7 |  |  |  |  | R-454B | 3.6667 | Residential & Commercial | USHP | Ducted CEE Tier 1
211225979 | Central HP <5.4 tons | CARRIER | HRCU-A-CB (Split System: Heat Pump with Remote Outdoor Unit-Air-Source) | 38MURAQ36AB3* |  |  | CAP**4824AL* | 58SU*A080E21**20 | 37600 | 15.5 | 8.5 | 39500 | 35000 | 88.61% | 2.14 | 0 | 10 |  |  |  |  | R-410A | 3.1333 | Residential & Commercial | USHP | Ducted CEE Tier 1
215425432 | Central HP <5.4 tons | YORK | HRCU-A-CB (Split System: Heat Pump with Remote Outdoor Unit-Air-Source) | HH860E2S11 | ADP |  | H,YE74*60+TXV | TM8Y100C20MP11 | 53500 | 19 | 8.5 | 53000 | 39500 | 74.53% | 2 | 0 | 11 |  |  |  |  | R-454B | 4.4583 | Residential & Commercial | USHP | Ducted CEE Tier 1
215425446 | Central HP <5.4 tons | YORK | HRCU-A-CB (Split System: Heat Pump with Remote Outdoor Unit-Air-Source) | HH860E2S11 | ADP |  | H,YE86*48+TXV | TM9E080C16MP12 | 44500 | 18 | 8.5 | 43500 | 34000 | 78.16% | 2 | 0 | 11 |  |  |  |  | R-454B | 3.7083 | Residential & Commercial | USHP | Ducted CEE Tier 1
215425455 | Central HP <5.4 tons | YORK | HRCU-A-CB (Split System: Heat Pump with Remote Outdoor Unit-Air-Source) | HH860E2S11 | ADP |  | H,YE53*48+TXV | TM9E100C16MP12 | 44500 | 18 | 8.5 | 44000 | 34000 | 77.27% | 2 | 0 | 11 |  |  |  |  | R-454B | 3.7083 | Residential & Commercial | USHP | Ducted CEE Tier 1
215423700 | Central HP <5.4 tons | YORK | HRCU-A-CB (Split System: Heat Pump with Remote Outdoor Unit-Air-Source) | HH860E2S11 | ADP |  | H,YE84*60+TXV | TM8Y120C20MP11 | 53500 | 19 | 8.5 | 53000 | 39500 | 74.53% | 2 | 0 | 11 |  |  |  |  | R-454B | 4.4583 | Residential & Commercial | USHP | Ducted CEE Tier 1
215423732 | Central HP <5.4 tons | YORK | HRCU-A-CB (Split System: Heat Pump with Remote Outdoor Unit-Air-Source) | HH860E2S11 | ADP |  | H,YE35*48+TXV | TM9E100C16MP12 | 43500 | 17 | 8.3 | 44000 | 34000 | 77.27% | 1.96 | 0 | 10.5 |  |  |  |  | R-454B | 3.625 | Residential & Commercial | USHP | Ducted CEE Tier 1
213353728 | Central HP <5.4 tons | BRYANT HEATING AND COOLING SYSTEMS | HRCU-A-CB (Split System: Heat Pump with Remote Outdoor Unit-Air-Source) | 38MURAQ18AB3* |  |  | F54AA*A18L* | 0 | 18200 | 16 | 9 | 19200 | 19100 | 99.48% | 2.3 | 0 | 10.5 |  |  |  |  | R-410A | 1.5167 | Residential & Commercial | USHP | Ducted CEE Tier 1
212983637 | Central HP <5.4 tons | BRYANT HEATING AND COOLING SYSTEMS | HRCU-A-CB (Split System: Heat Pump with Remote Outdoor Unit-Air-Source) | 38MURAQ18AB3* |  |  | CAP**2414AL* | 912SE36060M14*** | 17500 | 16 | 8.5 | 18500 | 19400 | 104.9% | 2.34 | 0 | 10.5 |  |  |  |  | R-410A | 1.4583 | Residential & Commercial | USHP | Ducted CEE Tier 1
215425471 | Central HP <5.4 tons | YORK | HRCU-A-CB (Split System: Heat Pump with Remote Outdoor Unit-Air-Source) | HH860E2S11 | ADP |  | H,YE49*48+TXV | TM9V080C16MP12 | 43500 | 18 | 8.5 | 42000 | 33000 | 78.57% | 2 | 0 | 11 |  |  |  |  | R-454B | 3.625 | Residential & Commercial | USHP | Ducted CEE Tier 1
215425480 | Central HP <5.4 tons | YORK | HRCU-A-CB (Split System: Heat Pump with Remote Outdoor Unit-Air-Source) | HH860E2S11 | ADP |  | H,YE55*48+TXV | TM9V100C16MP12 | 43500 | 18 | 8.5 | 42000 | 32800 | 78.1% | 2 | 0 | 11.7 |  |  |  |  | R-454B | 3.625 | Residential & Commercial | USHP | Ducted CEE Tier 1
215425482 | Central HP <5.4 tons | YORK | HRCU-A-CB (Split System: Heat Pump with Remote Outdoor Unit-Air-Source) | HH860E2S11 | ADP |  | H,YE49*48+TXV | TM9V100C16MP12 | 43500 | 18 | 8.5 | 42000 | 32800 | 78.1% | 2 | 0 | 11.7 |  |  |  |  | R-454B | 3.625 | Residential & Commercial | USHP | Ducted CEE Tier 1
215425496 | Central HP <5.4 tons | YORK | HRCU-A-CB (Split System: Heat Pump with Remote Outdoor Unit-Air-Source) | HH860E2S11 | ADP |  | H,YE1K*48+TXV | TM9Y080C16MP11 | 43500 | 16 | 8.45 | 42500 | 33400 | 78.59% | 1.98 | 0 | 10.5 |  |  |  |  | R-454B | 3.625 | Residential & Commercial | USHP | Ducted CEE Tier 1
215425498 | Central HP <5.4 tons | YORK | HRCU-A-CB (Split System: Heat Pump with Remote Outdoor Unit-Air-Source) | HH860E2S11 | ADP |  | H,YE53*48+TXV | TM9Y080C16MP11 | 44000 | 17 | 8.5 | 42500 | 33400 | 78.59% | 2 | 0 | 11 |  |  |  |  | R-454B | 3.6667 | Residential & Commercial | USHP | Ducted CEE Tier 1
215425523 | Central HP <5.4 tons | YORK | HRCU-A-CB (Split System: Heat Pump with Remote Outdoor Unit-Air-Source) | HH860E2S11 | ADP |  | H,YE3K*48+TXV | Y81E080C16SMPS1 | 44500 | 18 | 8.5 | 42500 | 33000 | 77.65% | 2 | 0 | 12 |  |  |  |  | R-454B | 3.7083 | Residential & Commercial | USHP | Ducted CEE Tier 1
215425546 | Central HP <5.4 tons | YORK | HRCU-A-CB (Split System: Heat Pump with Remote Outdoor Unit-Air-Source) | HH860E2S11 | ADP |  | H,YE72*60+TXV | Y81E100C20SMPS1 | 44500 | 18 | 8.5 | 42500 | 33000 | 77.65% | 2 | 0 | 12 |  |  |  |  | R-454B | 3.7083 | Residential & Commercial | USHP | Ducted CEE Tier 1
215424462 | Central HP <5.4 tons | YORK | HRCU-A-CB (Split System: Heat Pump with Remote Outdoor Unit-Air-Source) | HH824E2S11 | ADP |  | H,YE31*24+TXV | TM8E080B12MP11 | 21800 | 17 | 8.5 | 21200 | 17500 | 82.55% | 1.9 | 0 | 11 |  |  |  |  | R-454B | 1.8167 | Residential & Commercial | USHP | Ducted CEE Tier 1
215424469 | Central HP <5.4 tons | YORK | HRCU-A-CB (Split System: Heat Pump with Remote Outdoor Unit-Air-Source) | HH824E2S11 | ADP |  | H,YE8J*30+TXV | TM8E080B12MP11 | 23000 | 17 | 9 | 21400 | 17600 | 82.24% | 2 | 0 | 12 |  |  |  |  | R-454B | 1.9167 | Residential & Commercial | USHP | Ducted CEE Tier 1
215424478 | Central HP <5.4 tons | YORK | HRCU-A-CB (Split System: Heat Pump with Remote Outdoor Unit-Air-Source) | HH824E2S11 | ADP |  | H,YE8J*30+TXV | TM8E100B12MP11 | 23000 | 17 | 9 | 21400 | 17600 | 82.24% | 2 | 0 | 12 |  |  |  |  | R-454B | 1.9167 | Residential & Commercial | USHP | Ducted CEE Tier 1
215424510 | Central HP <5.4 tons | YORK | HRCU-A-CB (Split System: Heat Pump with Remote Outdoor Unit-Air-Source) | HH824E2S11 | ADP |  | H,YE31*30+TXV | TM9E040A10MP12 | 21800 | 16 | 8.5 | 21200 | 17700 | 83.49% | 1.9 | 0 | 10 |  |  |  |  | R-454B | 1.8167 | Residential & Commercial | USHP | Ducted CEE Tier 1
215424512 | Central HP <5.4 tons | YORK | HRCU-A-CB (Split System: Heat Pump with Remote Outdoor Unit-Air-Source) | HH824E2S11 | ADP |  | H,YE33*36+TXV | TM9E040A10MP12 | 22600 | 16 | 8.8 | 21400 | 17700 | 82.71% | 1.96 | 0 | 10.5 |  |  |  |  | R-454B | 1.8833 | Residential & Commercial | USHP | Ducted CEE Tier 1
215424537 | Central HP <5.4 tons | YORK | HRCU-A-CB (Split System: Heat Pump with Remote Outdoor Unit-Air-Source) | HH824E2S11 | ADP |  | H,YE31*30+TXV | TM9E080B12MP12 | 21800 | 17 | 8.5 | 21200 | 17600 | 83.02% | 1.9 | 0 | 11 |  |  |  |  | R-454B | 1.8167 | Residential & Commercial | USHP | Ducted CEE Tier 1
215424553 | Central HP <5.4 tons | YORK | HRCU-A-CB (Split System: Heat Pump with Remote Outdoor Unit-Air-Source) | HH824E2S11 | ADP |  | H,YE8J*36+TXV | TM9V040A10MP12 | 22600 | 16 | 8.9 | 21400 | 17100 | 79.91% | 1.98 | 0 | 10.5 |  |  |  |  | R-454B | 1.8833 | Residential & Commercial | USHP | Ducted CEE Tier 1
215424596 | Central HP <5.4 tons | YORK | HRCU-A-CB (Split System: Heat Pump with Remote Outdoor Unit-Air-Source) | HH824E2S11 | ADP |  | H,YE7J*36+TXV | TM9Y080B12MP11 | 23000 | 17 | 9 | 21400 | 18100 | 84.58% | 2 | 0 | 11.7 |  |  |  |  | R-454B | 1.9167 | Residential & Commercial | USHP | Ducted CEE Tier 1
215424619 | Central HP <5.4 tons | YORK | HRCU-A-CB (Split System: Heat Pump with Remote Outdoor Unit-Air-Source) | HH824E2S11 | ADP |  | H,YE32*36+TXV | Y81E100B12SMPS1 | 23000 | 17 | 8.95 | 21400 | 18200 | 85.05% | 1.98 | 0 | 12 |  |  |  |  | R-454B | 1.9167 | Residential & Commercial | USHP | Ducted CEE Tier 1
215424637 | Central HP <5.4 tons | YORK | HRCU-A-CB (Split System: Heat Pump with Remote Outdoor Unit-Air-Source) | HH824E2S11 | ADP |  | H,YE32*36+TXV | Y82E080B12LMPS1 | 22200 | 18 | 9.1 | 21200 | 17500 | 82.55% | 1.94 | 0 | 11 |  |  |  |  | R-454B | 1.85 | Residential & Commercial | USHP | Ducted CEE Tier 1
215424646 | Central HP <5.4 tons | YORK | HRCU-A-CB (Split System: Heat Pump with Remote Outdoor Unit-Air-Source) | HH824E2S11 | ADP |  | H,YE32*36+TXV | Y91E026A08SMPS1 | 22200 | 17 | 8.2 | 21200 | 16900 | 79.72% | 1.94 | 0 | 11.5 |  |  |  |  | R-454B | 1.85 | Residential & Commercial | USHP | Ducted CEE Tier 1
215424660 | Central HP <5.4 tons | YORK | HRCU-A-CB (Split System: Heat Pump with Remote Outdoor Unit-Air-Source) | HH824E2S11 | ADP |  | H,YE8J*30+TXV | Y91E040A10SMPS1 | 22600 | 17 | 8.45 | 21400 | 17400 | 81.31% | 1.98 | 0 | 11.7 |  |  |  |  | R-454B | 1.8833 | Residential & Commercial | USHP | Ducted CEE Tier 1
214397966 | Central HP <5.4 tons | LUXAIRE | HRCU-A-CB (Split System: Heat Pump with Remote Outdoor Unit-Air-Source) | HH824E2S11 |  |  | CTM30B5ACS1+JME12B2SN1 | 0 | 23000 | 19 | 9.5 | 23000 | 18600 | 80.87% | 2 | 0 | 12 |  |  |  |  | R-454B | 1.9167 | Residential & Commercial | USHP | Ducted CEE Tier 1
215425646 | Central HP <5.4 tons | YORK | HRCU-A-CB (Split System: Heat Pump with Remote Outdoor Unit-Air-Source) | HH824E2S11 | ADP |  | H,YE32*30+TXV-BLEED | TL9E060B12UH11 | 22200 | 17 | 8.65 | 21200 | 17700 | 83.49% | 1.94 | 0 | 11 |  |  |  |  | R-454B | 1.85 | Residential & Commercial | USHP | Ducted CEE Tier 1
215425662 | Central HP <5.4 tons | YORK | HRCU-A-CB (Split System: Heat Pump with Remote Outdoor Unit-Air-Source) | HH824E2S11 | ADP |  | H,YE32*30+TXV | TM8E060A12MP11 | 22200 | 17 | 8.65 | 21200 | 17500 | 82.55% | 1.94 | 0 | 11 |  |  |  |  | R-454B | 1.85 | Residential & Commercial | USHP | Ducted CEE Tier 1
215425671 | Central HP <5.4 tons | YORK | HRCU-A-CB (Split System: Heat Pump with Remote Outdoor Unit-Air-Source) | HH824E2S11 | ADP |  | H,YE7J*24+TXV | TM8E080B12MP11 | 22400 | 17 | 8.8 | 21400 | 17500 | 81.78% | 1.96 | 0 | 11.5 |  |  |  |  | R-454B | 1.8667 | Residential & Commercial | USHP | Ducted CEE Tier 1
215425696 | Central HP <5.4 tons | YORK | HRCU-A-CB (Split System: Heat Pump with Remote Outdoor Unit-Air-Source) | HH824E2S11 | ADP |  | H,YE32*24+TXV | TM9E026A08MP12 | 22200 | 16 | 8.65 | 21200 | 17200 | 81.13% | 1.94 | 0 | 10.5 |  |  |  |  | R-454B | 1.85 | Residential & Commercial | USHP | Ducted CEE Tier 1
214397971 | Central HP <5.4 tons | LUXAIRE | HRCU-A-CB (Split System: Heat Pump with Remote Outdoor Unit-Air-Source) | HH824E2S11 |  |  | CTF30B5ACS1+JME12B2SN1 | 0 | 23000 | 19 | 9.5 | 23000 | 19000 | 82.61% | 2 | 0 | 12 |  |  |  |  | R-454B | 1.9167 | Residential & Commercial | USHP | Ducted CEE Tier 1
211226032 | Central HP <5.4 tons | CARRIER | HRCU-A-CB (Split System: Heat Pump with Remote Outdoor Unit-Air-Source) | 38MURAQ36AB3* |  |  | CNPV*4821AL* | 58S(B,C)*A045E17**12 | 35800 | 15.5 | 8.1 | 38500 | 35000 | 90.91% | 2 | 0 | 10 |  |  |  |  | R-410A | 2.9833 | Residential & Commercial | USHP | Ducted CEE Tier 1
211226064 | Central HP <5.4 tons | CARRIER | HRCU-A-CB (Split System: Heat Pump with Remote Outdoor Unit-Air-Source) | 38MURAQ36AB3* |  |  | CNPV*4821AL* | 59SP6A080V17**16 | 35800 | 16 | 8.1 | 38500 | 34800 | 90.39% | 2 | 0 | 10 |  |  |  |  | R-410A | 2.9833 | Residential & Commercial | USHP | Ducted CEE Tier 1
211226107 | Central HP <5.4 tons | CARRIER | HRCU-A-CB (Split System: Heat Pump with Remote Outdoor Unit-Air-Source) | 38MURAQ36AB3* |  |  | CNPV*4824AL* | 59SC5B120E24**22 | 37400 | 15.5 | 8.1 | 39500 | 35000 | 88.61% | 2.08 | 0 | 10.5 |  |  |  |  | R-410A | 3.1167 | Residential & Commercial | USHP | Ducted CEE Tier 1
211244019 | Central HP <5.4 tons | DAY & NIGHT | HRCU-A-CB (Split System: Heat Pump with Remote Outdoor Unit-Air-Source) | DLCURAH24ABK |  |  | EN(A,D)4X24L17** | *80VTL0701716A* | 23600 | 16.5 | 8.5 | 26600 | 23400 | 87.97% | 1.94 | 0 | 10 |  |  |  |  | R-410A | 1.9667 | Residential & Commercial | USHP | Ducted CEE Tier 1
211244103 | Central HP <5.4 tons | DAY & NIGHT | HRCU-A-CB (Split System: Heat Pump with Remote Outdoor Unit-Air-Source) | DLCURAH24ABK |  |  | EN(A,D)4X24L17** | *80ES(N,L)0451412A* | 24200 | 15.5 | 8.5 | 27200 | 22600 | 83.09% | 1.86 | 0 | 10 |  |  |  |  | R-410A | 2.0167 | Residential & Commercial | USHP | Ducted CEE Tier 1
211244305 | Central HP <5.4 tons | DAY & NIGHT | HRCU-A-CB (Split System: Heat Pump with Remote Outdoor Unit-Air-Source) | DLCURAH24ABK |  |  | EN(A,D)4X30L14** | *80VTL0451412A* | 24000 | 16.5 | 8.1 | 26200 | 23000 | 87.79% | 1.9 | 0 | 10.5 |  |  |  |  | R-410A | 2 | Residential & Commercial | USHP | Ducted CEE Tier 1
214876091 | Central HP <5.4 tons | LUXAIRE | HRCU-A-CB (Split System: Heat Pump with Remote Outdoor Unit-Air-Source) | HMH72B341 |  |  | XAFC36DBCN1+JMC17C2SN1 | 0 | 34000 | 18 | 8.5 | 34000 | 23800 | 70% | 2 | 0 | 10 |  |  |  |  | R-410A | 2.8333 | Residential & Commercial | USHP | Ducted CEE Tier 1
216687512 | Central HP <5.4 tons | MAINLINE | HRCU-A-CB (Split System: Heat Pump with Remote Outdoor Unit-Air-Source) | MLP19AY60AJVC |  |  | TCFY6021SEAAM | ML97MV1005A21DH | 53500 | 17 | 10 | 53500 | 48500 | 90.65% | 2 | 0 | 10 |  |  |  |  | R-454B | 4.4583 | Residential & Commercial | USHP | Ducted CEE Tier 1
211225791 | Central HP <5.4 tons | CARRIER | HRCU-A-CB (Split System: Heat Pump with Remote Outdoor Unit-Air-Source) | 38MURAQ36AB3* |  |  | CAP**4221AL* | 58TP*A090V17**16 | 35600 | 16 | 8.1 | 38500 | 35000 | 90.91% | 1.9 | 0 | 10 |  |  |  |  | R-410A | 2.9667 | Residential & Commercial | USHP | Ducted CEE Tier 1
211225876 | Central HP <5.4 tons | CARRIER | HRCU-A-CB (Split System: Heat Pump with Remote Outdoor Unit-Air-Source) | 38MURAQ36AB3* |  |  | CAP**4321AL* | 58SP*A070V21**20 | 36200 | 16 | 8.5 | 38500 | 34800 | 90.39% | 2.06 | 0 | 10 |  |  |  |  | R-410A | 3.0167 | Residential & Commercial | USHP | Ducted CEE Tier 1
211225891 | Central HP <5.4 tons | CARRIER | HRCU-A-CB (Split System: Heat Pump with Remote Outdoor Unit-Air-Source) | 38MURAQ36AB3* |  |  | CAP**4321AL* | 59SC2D100E21**20 | 37200 | 16 | 8.5 | 38500 | 34800 | 90.39% | 2.12 | 0 | 10 |  |  |  |  | R-410A | 3.1 | Residential & Commercial | USHP | Ducted CEE Tier 1
211225975 | Central HP <5.4 tons | CARRIER | HRCU-A-CB (Split System: Heat Pump with Remote Outdoor Unit-Air-Source) | 38MURAQ36AB3* |  |  | CAP**4824AL* | 58SP*A070V21**20 | 36000 | 16 | 8.5 | 38500 | 34600 | 89.87% | 2.06 | 0 | 10 |  |  |  |  | R-410A | 3 | Residential & Commercial | USHP | Ducted CEE Tier 1
211225991 | Central HP <5.4 tons | CARRIER | HRCU-A-CB (Split System: Heat Pump with Remote Outdoor Unit-Air-Source) | 38MURAQ36AB3* |  |  | CAP**4824AL* | 59SC5B100E21**20 | 36600 | 16 | 8.5 | 38500 | 34800 | 90.39% | 2.08 | 0 | 10 |  |  |  |  | R-410A | 3.05 | Residential & Commercial | USHP | Ducted CEE Tier 1
211226044 | Central HP <5.4 tons | CARRIER | HRCU-A-CB (Split System: Heat Pump with Remote Outdoor Unit-Air-Source) | 38MURAQ36AB3* |  |  | CNPV*4821AL* | 58SU*A060E17**16 | 35600 | 16.5 | 8.1 | 38500 | 34800 | 90.39% | 2 | 0 | 10 |  |  |  |  | R-410A | 2.9667 | Residential & Commercial | USHP | Ducted CEE Tier 1
211226092 | Central HP <5.4 tons | CARRIER | HRCU-A-CB (Split System: Heat Pump with Remote Outdoor Unit-Air-Source) | 38MURAQ36AB3* |  |  | CNPV*4824AL* | 58SP*A090V24**20 | 35800 | 16.5 | 8.1 | 38500 | 34800 | 90.39% | 2 | 0 | 10 |  |  |  |  | R-410A | 2.9833 | Residential & Commercial | USHP | Ducted CEE Tier 1
212971403 | Central HP <5.4 tons | BRYANT HEATING AND COOLING SYSTEMS | HRCU-A-CB (Split System: Heat Pump with Remote Outdoor Unit-Air-Source) | 38MURAQ24AB3* |  |  | CAP**3017AL* | 82*TB36045V14*** | 23800 | 17.5 | 8.5 | 26400 | 24200 | 91.67% | 2.02 | 0 | 10 |  |  |  |  | R-410A | 1.9833 | Residential & Commercial | USHP | Ducted CEE Tier 1
216684933 | Central HP <5.4 tons | MAINLINE | HRCU-A-CB (Split System: Heat Pump with Remote Outdoor Unit-Air-Source) | MLP19AY24AJVC |  |  | TCFY2421HEAAM | ML801V0754A17UH | 22800 | 21 | 8.5 | 22800 | 18400 | 80.7% | 1.8 | 0 | 13 |  |  |  |  | R-454B | 1.9 | Residential & Commercial | USHP | Ducted CEE Tier 1
211226094 | Central HP <5.4 tons | CARRIER | HRCU-A-CB (Split System: Heat Pump with Remote Outdoor Unit-Air-Source) | 38MURAQ36AB3* |  |  | CNPV*4824AL* | 58SU*A100E21**20 | 36200 | 16 | 8.1 | 38500 | 34800 | 90.39% | 2.02 | 0 | 10 |  |  |  |  | R-410A | 3.0167 | Residential & Commercial | USHP | Ducted CEE Tier 1
215374850 | Central HP <5.4 tons | DUCANE | HRCU-A-CB (Split System: Heat Pump with Remote Outdoor Unit-Air-Source) | 4HP18V36P | ADP |  | H,A,DP13(1,2)36+TXV | EFV12BCA | 23400 | 18 | 8.5 | 22400 | 16000 | 71.43% | 2.18 | 0 | 12 |  |  |  |  | R-410A | 1.95 | Residential & Commercial | USHP | Ducted CEE Tier 1
212972423 | Central HP <5.4 tons | BRYANT HEATING AND COOLING SYSTEMS | HRCU-A-CB (Split System: Heat Pump with Remote Outdoor Unit-Air-Source) | 38MURAQ24AB3* |  |  | CNPV*3621AL* | 82*TB66110V21*** | 23800 | 17 | 8.5 | 26400 | 24000 | 90.91% | 1.98 | 0 | 10.5 |  |  |  |  | R-410A | 1.9833 | Residential & Commercial | USHP | Ducted CEE Tier 1
212973243 | Central HP <5.4 tons | BRYANT HEATING AND COOLING SYSTEMS | HRCU-A-CB (Split System: Heat Pump with Remote Outdoor Unit-Air-Source) | 38MURAQ24AB3* |  |  | CAP**3721AL* | 926SB36040V17*** | 24200 | 16.5 | 8.5 | 25400 | 21600 | 85.04% | 1.8 | 0 | 10 |  |  |  |  | R-410A | 2.0167 | Residential & Commercial | USHP | Ducted CEE Tier 1
211226123 | Central HP <5.4 tons | CARRIER | HRCU-A-CB (Split System: Heat Pump with Remote Outdoor Unit-Air-Source) | 38MURAQ36AB3* |  |  | FB4CNP042L | 0 | 37000 | 16 | 8.1 | 38500 | 34800 | 90.39% | 2 | 0 | 10 |  |  |  |  | R-410A | 3.0833 | Residential & Commercial | USHP | Ducted CEE Tier 1
211242072 | Central HP <5.4 tons | BRYANT HEATING AND COOLING SYSTEMS | HRCU-A-CB (Split System: Heat Pump with Remote Outdoor Unit-Air-Source) | 38MURAQ24AB3* |  |  | CAP**3617AL* | 8(0,1)*SA36045E14*** | 24600 | 16 | 8.5 | 26600 | 22200 | 83.46% | 1.82 | 0 | 10 |  |  |  |  | R-410A | 2.05 | Residential & Commercial | USHP | Ducted CEE Tier 1
211242108 | Central HP <5.4 tons | BRYANT HEATING AND COOLING SYSTEMS | HRCU-A-CB (Split System: Heat Pump with Remote Outdoor Unit-Air-Source) | 38MURAQ24AB3* |  |  | CAP**3617AL* | 8(0,1)*SA42090E17*** | 24600 | 17 | 8.5 | 26400 | 22200 | 84.09% | 1.84 | 0 | 10 |  |  |  |  | R-410A | 2.05 | Residential & Commercial | USHP | Ducted CEE Tier 1
211242301 | Central HP <5.4 tons | BRYANT HEATING AND COOLING SYSTEMS | HRCU-A-CB (Split System: Heat Pump with Remote Outdoor Unit-Air-Source) | 38MURAQ24AB3* |  |  | CAP**3621AL* | 926SA36040V17*** | 23400 | 16 | 8.5 | 25800 | 23600 | 91.47% | 1.94 | 0 | 10 |  |  |  |  | R-410A | 1.95 | Residential & Commercial | USHP | Ducted CEE Tier 1
214397564 | Central HP <5.4 tons | LUXAIRE | HRCU-A-CB (Split System: Heat Pump with Remote Outdoor Unit-Air-Source) | HH824E2S11 |  |  | CTM30B5ACS1 | LPLC080B12MP13 | 23000 | 17 | 9.5 | 23000 | 17900 | 77.83% | 2 | 0 | 12 |  |  |  |  | R-454B | 1.9167 | Residential & Commercial | USHP | Ducted CEE Tier 1
215424453 | Central HP <5.4 tons | YORK | HRCU-A-CB (Split System: Heat Pump with Remote Outdoor Unit-Air-Source) | HH824E2S11 | ADP |  | H,YE31*24+TXV | TM8E060A12MP11 | 21800 | 17 | 8.5 | 21200 | 17500 | 82.55% | 1.9 | 0 | 11 |  |  |  |  | R-454B | 1.8167 | Residential & Commercial | USHP | Ducted CEE Tier 1
215424535 | Central HP <5.4 tons | YORK | HRCU-A-CB (Split System: Heat Pump with Remote Outdoor Unit-Air-Source) | HH824E2S11 | ADP |  | H,YE8J*36+TXV | TM9E060B12MP12 | 23000 | 17 | 9 | 21400 | 17900 | 83.64% | 2 | 0 | 11.7 |  |  |  |  | R-454B | 1.9167 | Residential & Commercial | USHP | Ducted CEE Tier 1
216684942 | Central HP <5.4 tons | MAINLINE | HRCU-A-CB (Split System: Heat Pump with Remote Outdoor Unit-Air-Source) | MLP19AY36AJVC |  |  | TCFY3621MEAAM | ML97MV1005A21DH | 34200 | 21 | 10 | 34200 | 29400 | 85.96% | 2 | 0 | 12 |  |  |  |  | R-454B | 2.85 | Residential & Commercial | USHP | Ducted CEE Tier 1
212973863 | Central HP <5.4 tons | BRYANT HEATING AND COOLING SYSTEMS | HRCU-A-CB (Split System: Heat Pump with Remote Outdoor Unit-Air-Source) | 38MURAQ24AB3* |  |  | CAP**3621AL* | 926SB48080V17*** | 23600 | 17 | 8.5 | 26200 | 24000 | 91.6% | 2 | 0 | 10 |  |  |  |  | R-410A | 1.9667 | Residential & Commercial | USHP | Ducted CEE Tier 1
215425661 | Central HP <5.4 tons | YORK | HRCU-A-CB (Split System: Heat Pump with Remote Outdoor Unit-Air-Source) | HH824E2S11 | ADP |  | H,YE32*24+TXV | TM8E060A12MP11 | 22200 | 17 | 8.65 | 21200 | 17500 | 82.55% | 1.94 | 0 | 11 |  |  |  |  | R-454B | 1.85 | Residential & Commercial | USHP | Ducted CEE Tier 1
215425677 | Central HP <5.4 tons | YORK | HRCU-A-CB (Split System: Heat Pump with Remote Outdoor Unit-Air-Source) | HH824E2S11 | ADP |  | H,YE33*30+TXV | TM8E100B12MP11 | 22600 | 17 | 8.8 | 21400 | 17700 | 82.71% | 1.96 | 0 | 11.7 |  |  |  |  | R-454B | 1.8833 | Residential & Commercial | USHP | Ducted CEE Tier 1
215425693 | Central HP <5.4 tons | YORK | HRCU-A-CB (Split System: Heat Pump with Remote Outdoor Unit-Air-Source) | HH824E2S11 | ADP |  | H,YE24*24+TXV | TM9E026A08MP12 | 22000 | 16 | 8.55 | 21200 | 17200 | 81.13% | 1.92 | 0 | 10.5 |  |  |  |  | R-454B | 1.8333 | Residential & Commercial | USHP | Ducted CEE Tier 1
215438159 | Central HP <5.4 tons | YORK | HRCU-A-CB (Split System: Heat Pump with Remote Outdoor Unit-Air-Source) | HH824E2S11 | ADP |  | AX241B*C+TXV | 0 | 23600 | 19 | 9.25 | 22400 | 16600 | 74.11% | 2.04 | 0 | 11.7 |  |  |  |  | R-454B | 1.9667 | Residential & Commercial | USHP | Ducted CEE Tier 1
215425292 | Central HP <5.4 tons | YORK | HRCU-A-CB (Split System: Heat Pump with Remote Outdoor Unit-Air-Source) | HH836E2S11 | ADP |  | H,YE1K*36+TXV | TM9E080C16MP12 | 33800 | 19 | 8.5 | 31000 | 25800 | 83.23% | 2 | 0 | 11 |  |  |  |  | R-454B | 2.8167 | Residential & Commercial | USHP | Ducted CEE Tier 1
212383469 | Central HP <5.4 tons | BRYANT HEATING AND COOLING SYSTEMS | HRCU-A-CB (Split System: Heat Pump with Remote Outdoor Unit-Air-Source) | 38MURAQ36AB3* |  |  | CAP**4321AL* | 912SD48080E17*** | 36400 | 16 | 8.5 | 38500 | 34800 | 90.39% | 2.08 | 0 | 10 |  |  |  |  | R-410A | 3.0333 | Residential & Commercial | USHP | Ducted CEE Tier 1
212384687 | Central HP <5.4 tons | BRYANT HEATING AND COOLING SYSTEMS | HRCU-A-CB (Split System: Heat Pump with Remote Outdoor Unit-Air-Source) | 38MURAQ36AB3* |  |  | CNPV*4221AL* | 912SD60100E21*** | 36200 | 15.5 | 8.1 | 39500 | 35200 | 89.11% | 1.9 | 0 | 10 |  |  |  |  | R-410A | 3.0167 | Residential & Commercial | USHP | Ducted CEE Tier 1
215676586 | Central HP <5.4 tons | AIRQUEST | HRCU-A-CB (Split System: Heat Pump with Remote Outdoor Unit-Air-Source) | H5H0V48*K*AAA* |  |  | EVD5X60M24A*+WALLCON | *80CSU0802120A* | 48000 | 19 | 9 | 50000 | 36400 | 72.8% | 2.12 | 0 | 10 |  |  |  |  | R-454B | 4 | Residential & Commercial | USHP | Ducted CEE Tier 1
215676936 | Central HP <5.4 tons | AIRQUEST | HRCU-A-CB (Split System: Heat Pump with Remote Outdoor Unit-Air-Source) | H5H0V48*K*AAA* |  |  | EVD5X61M24A*+WALLCON | *97CMN1202422B* | 48500 | 19.5 | 9.5 | 50000 | 36800 | 73.6% | 2.12 | 0 | 10.5 |  |  |  |  | R-454B | 4.0417 | Residential & Commercial | USHP | Ducted CEE Tier 1
216374703 | Central HP <5.4 tons | LUXAIRE | HRCU-A-CB (Split System: Heat Pump with Remote Outdoor Unit-Air-Source) | HH824E2S11 |  |  | CTF30B5ACS1 | Z9ET080B12SMPS1 | 23000 | 18 | 9.5 | 23000 | 18100 | 78.7% | 2 | 0 | 12 |  |  |  |  | R-454B | 1.9167 | Residential & Commercial | USHP | Ducted CEE Tier 1
214397519 | Central HP <5.4 tons | LUXAIRE | HRCU-A-CB (Split System: Heat Pump with Remote Outdoor Unit-Air-Source) | HH824E2S11 |  |  | CTF30A5ADS1 | TM9E040A10MP12 | 23000 | 17 | 9 | 23000 | 18000 | 78.26% | 2 | 0 | 12 |  |  |  |  | R-454B | 1.9167 | Residential & Commercial | USHP | Ducted CEE Tier 1
215676656 | Central HP <5.4 tons | AIRQUEST | HRCU-A-CB (Split System: Heat Pump with Remote Outdoor Unit-Air-Source) | H5H0V48*K*AAA* |  |  | EVD5X60M24A*+WALLCON | *97CMN0602120B* | 47500 | 18.5 | 9 | 50000 | 37000 | 74% | 1.98 | 0 | 10 |  |  |  |  | R-454B | 3.9583 | Residential & Commercial | USHP | Ducted CEE Tier 1
215676756 | Central HP <5.4 tons | AIRQUEST | HRCU-A-CB (Split System: Heat Pump with Remote Outdoor Unit-Air-Source) | H5H0V48*K*AAA* |  |  | EVD5X61M21A*+WALLCON | *80CTL1102120B* | 48500 | 19.5 | 9.5 | 50000 | 36600 | 73.2% | 2.12 | 0 | 10.5 |  |  |  |  | R-454B | 4.0417 | Residential & Commercial | USHP | Ducted CEE Tier 1
215425657 | Central HP <5.4 tons | YORK | HRCU-A-CB (Split System: Heat Pump with Remote Outdoor Unit-Air-Source) | HH824E2S11 | ADP |  | H,YE7J*24+TXV | TM8E040A12MP11 | 22400 | 16 | 8.8 | 21000 | 16800 | 80% | 1.96 | 0 | 11.5 |  |  |  |  | R-454B | 1.8667 | Residential & Commercial | USHP | Ducted CEE Tier 1
215425673 | Central HP <5.4 tons | YORK | HRCU-A-CB (Split System: Heat Pump with Remote Outdoor Unit-Air-Source) | HH824E2S11 | ADP |  | H,YE24*36+TXV | TM8E100B12MP11 | 21800 | 17 | 8.5 | 21200 | 17600 | 83.02% | 1.92 | 0 | 11 |  |  |  |  | R-454B | 1.8167 | Residential & Commercial | USHP | Ducted CEE Tier 1
215425682 | Central HP <5.4 tons | YORK | HRCU-A-CB (Split System: Heat Pump with Remote Outdoor Unit-Air-Source) | HH824E2S11 | ADP |  | H,YE32*24+TXV | TM8V080B12MP12 | 22200 | 17 | 8.65 | 21200 | 17700 | 83.49% | 1.94 | 0 | 10.5 |  |  |  |  | R-454B | 1.85 | Residential & Commercial | USHP | Ducted CEE Tier 1
215425689 | Central HP <5.4 tons | YORK | HRCU-A-CB (Split System: Heat Pump with Remote Outdoor Unit-Air-Source) | HH824E2S11 | ADP |  | H,YE32*24+TXV | TM8Y080B12MP11 | 22200 | 17 | 8.65 | 21200 | 17200 | 81.13% | 1.94 | 0 | 11.5 |  |  |  |  | R-454B | 1.85 | Residential & Commercial | USHP | Ducted CEE Tier 1
215675866 | Central HP <5.4 tons | AIRQUEST | HRCU-A-CB (Split System: Heat Pump with Remote Outdoor Unit-Air-Source) | H5H0V48*K*AAA* |  |  | EVM5X60M24A*+WALLCON | *80CTL0702120B* | 47500 | 19 | 9 | 50000 | 36800 | 73.6% | 2 | 0 | 10 |  |  |  |  | R-454B | 3.9583 | Residential & Commercial | USHP | Ducted CEE Tier 1
215675916 | Central HP <5.4 tons | AIRQUEST | HRCU-A-CB (Split System: Heat Pump with Remote Outdoor Unit-Air-Source) | H5H0V48*K*AAA* |  |  | EVM5X60M24A*+WALLCON | *95CSU1002122B* | 48000 | 19 | 9 | 50000 | 36400 | 72.8% | 2.02 | 0 | 10 |  |  |  |  | R-454B | 4 | Residential & Commercial | USHP | Ducted CEE Tier 1
212978264 | Central HP <5.4 tons | DAY & NIGHT | HRCU-A-CB (Split System: Heat Pump with Remote Outdoor Unit-Air-Source) | DLCURAH18ABK |  |  | EA*4X25L17A* | *80MS(N,L)0701412A* | 18200 | 17 | 8.5 | 18000 | 17600 | 97.78% | 2.14 | 0 | 11 |  |  |  |  | R-410A | 1.5167 | Residential & Commercial | USHP | Ducted CEE Tier 1
212978289 | Central HP <5.4 tons | DAY & NIGHT | HRCU-A-CB (Split System: Heat Pump with Remote Outdoor Unit-Air-Source) | DLCURAH18ABK |  |  | EA*4X30L17A* | *80MS(N,L)0701412A* | 17400 | 16.5 | 8.5 | 17900 | 18700 | 104.5% | 2.24 | 0 | 10.5 |  |  |  |  | R-410A | 1.45 | Residential & Commercial | USHP | Ducted CEE Tier 1
212979947 | Central HP <5.4 tons | DAY & NIGHT | HRCU-A-CB (Split System: Heat Pump with Remote Outdoor Unit-Air-Source) | DLCURAH18ABK |  |  | EA*4X19L17A* | *80MS(N,L)0901714A* | 18000 | 16.5 | 8.5 | 18000 | 17800 | 98.89% | 2.14 | 0 | 10.5 |  |  |  |  | R-410A | 1.5 | Residential & Commercial | USHP | Ducted CEE Tier 1
214584711 | Central HP <5.4 tons | COLEMAN | HRCU-A-CB (Split System: Heat Pump with Remote Outdoor Unit-Air-Source) | HH836E2S11 |  |  | CTM36C5CDS1 | Z8ES100C16SMPS1 | 34200 | 18 | 8.5 | 31600 | 26000 | 82.28% | 2 | 0 | 11.7 |  |  |  |  | R-454B | 2.85 | Residential & Commercial | USHP | Ducted CEE Tier 1
215853369 | Central HP <5.4 tons | COLEMAN | HRCU-A-CB (Split System: Heat Pump with Remote Outdoor Unit-Air-Source) | HH836E2S11 |  |  | CTF36C5CDS1 | Z9ES100C16SMPS1 | 34600 | 17 | 8.5 | 32800 | 27000 | 82.32% | 2 | 0 | 11 |  |  |  |  | R-454B | 2.8833 | Residential & Commercial | USHP | Ducted CEE Tier 1
215425293 | Central HP <5.4 tons | YORK | HRCU-A-CB (Split System: Heat Pump with Remote Outdoor Unit-Air-Source) | HH836E2S11 | ADP |  | H,YE1K*36+TXV | TM9E080C20MP12 | 33800 | 17 | 8.5 | 30400 | 25400 | 83.55% | 2 | 0 | 11 |  |  |  |  | R-454B | 2.8167 | Residential & Commercial | USHP | Ducted CEE Tier 1
215425307 | Central HP <5.4 tons | YORK | HRCU-A-CB (Split System: Heat Pump with Remote Outdoor Unit-Air-Source) | HH836E2S11 | ADP |  | H,YE1K*36+TXV | Y81E080C16SMPS1 | 34000 | 19 | 8.5 | 30200 | 25000 | 82.78% | 2 | 0 | 11 |  |  |  |  | R-454B | 2.8333 | Residential & Commercial | USHP | Ducted CEE Tier 1
215425327 | Central HP <5.4 tons | YORK | HRCU-A-CB (Split System: Heat Pump with Remote Outdoor Unit-Air-Source) | HH860E2S11 | ADP |  | H,YE1K*48+TXV | TL9E080C16UH11 | 44000 | 17 | 8.45 | 44000 | 34000 | 77.27% | 1.98 | 0 | 10.5 |  |  |  |  | R-454B | 3.6667 | Residential & Commercial | USHP | Ducted CEE Tier 1
215425341 | Central HP <5.4 tons | YORK | HRCU-A-CB (Split System: Heat Pump with Remote Outdoor Unit-Air-Source) | HH860E2S11 | ADP |  | H,YE1K*48+TXV | TM8E080C16MP11 | 44000 | 17 | 8.45 | 43500 | 33800 | 77.7% | 1.98 | 0 | 10.5 |  |  |  |  | R-454B | 3.6667 | Residential & Commercial | USHP | Ducted CEE Tier 1
215425343 | Central HP <5.4 tons | YORK | HRCU-A-CB (Split System: Heat Pump with Remote Outdoor Unit-Air-Source) | HH860E2S11 | ADP |  | H,YE53*48+TXV | TM8E080C16MP11 | 44500 | 18 | 8.5 | 43500 | 33800 | 77.7% | 2 | 0 | 11 |  |  |  |  | R-454B | 3.7083 | Residential & Commercial | USHP | Ducted CEE Tier 1
215425344 | Central HP <5.4 tons | YORK | HRCU-A-CB (Split System: Heat Pump with Remote Outdoor Unit-Air-Source) | HH860E2S11 | ADP |  | H,YE49*48+TXV | TM8E080C16MP11 | 44500 | 18 | 8.5 | 43500 | 33800 | 77.7% | 2 | 0 | 11 |  |  |  |  | R-454B | 3.7083 | Residential & Commercial | USHP | Ducted CEE Tier 1
215425358 | Central HP <5.4 tons | YORK | HRCU-A-CB (Split System: Heat Pump with Remote Outdoor Unit-Air-Source) | HH860E2S11 | ADP |  | H,YE74*60+TXV | TM8E100C16MP11 | 44500 | 18 | 8.5 | 43500 | 33800 | 77.7% | 2 | 0 | 11 |  |  |  |  | R-454B | 3.7083 | Residential & Commercial | USHP | Ducted CEE Tier 1
215425361 | Central HP <5.4 tons | YORK | HRCU-A-CB (Split System: Heat Pump with Remote Outdoor Unit-Air-Source) | HH860E2S11 | ADP |  | H,YE72*60+TXV | TM8E100C20MP11 | 53500 | 19 | 8.5 | 53000 | 39500 | 74.53% | 2 | 0 | 11 |  |  |  |  | R-454B | 4.4583 | Residential & Commercial | USHP | Ducted CEE Tier 1
212979659 | Central HP <5.4 tons | DAY & NIGHT | HRCU-A-CB (Split System: Heat Pump with Remote Outdoor Unit-Air-Source) | DLCURAH36ABK |  |  | EA*4X48L21A* | *80MS(N,L)0901714A* | 35800 | 16.5 | 8.5 | 37800 | 34600 | 91.53% | 2.02 | 0 | 10 |  |  |  |  | R-410A | 2.9833 | Residential & Commercial | USHP | Ducted CEE Tier 1
212978216 | Central HP <5.4 tons | DAY & NIGHT | HRCU-A-CB (Split System: Heat Pump with Remote Outdoor Unit-Air-Source) | DLCURAH24ABK |  |  | EN(A,D,W)4X36L17** | *80MS(N,L)0701412A* | 23600 | 17 | 8.1 | 26000 | 24000 | 92.31% | 2 | 0 | 10.5 |  |  |  |  | R-410A | 1.9667 | Residential & Commercial | USHP | Ducted CEE Tier 1
212979125 | Central HP <5.4 tons | DAY & NIGHT | HRCU-A-CB (Split System: Heat Pump with Remote Outdoor Unit-Air-Source) | DLCURAH24ABK |  |  | EA*4X24L17A* | *80MS(N,L)0701716A* | 23400 | 17 | 9 | 26800 | 26400 | 98.51% | 2.24 | 0 | 10 |  |  |  |  | R-410A | 1.95 | Residential & Commercial | USHP | Ducted CEE Tier 1
212972459 | Central HP <5.4 tons | BRYANT HEATING AND COOLING SYSTEMS | HRCU-A-CB (Split System: Heat Pump with Remote Outdoor Unit-Air-Source) | 38MURAQ30AB3* |  |  | CAP**4221AL* | 82*TB66110V21*** | 29800 | 15.2 | 8.1 | 34200 | 27600 | 80.7% | 1.8 | 0 | 9 |  |  |  |  | R-410A | 2.4833 | Residential & Commercial | USHP
211712246 | Central HP <5.4 tons | DAY & NIGHT | HRCU-A-CB (Split System: Heat Pump with Remote Outdoor Unit-Air-Source) | DLCURAH30ABK |  |  | EA*4X42L21A* | *96VTN1002122A* | 29600 | 15.2 | 8.1 | 33600 | 27400 | 81.55% | 1.78 | 0 | 9 |  |  |  |  | R-410A | 2.4667 | Residential & Commercial | USHP
215425391 | Central HP <5.4 tons | YORK | HRCU-A-CB (Split System: Heat Pump with Remote Outdoor Unit-Air-Source) | HH860E2S11 | ADP |  | H,YE72*60+TXV | TM8V100C16MP12 | 43500 | 18 | 8.5 | 42000 | 32800 | 78.1% | 2 | 0 | 11.7 |  |  |  |  | R-454B | 3.625 | Residential & Commercial | USHP | Ducted CEE Tier 1
215425394 | Central HP <5.4 tons | YORK | HRCU-A-CB (Split System: Heat Pump with Remote Outdoor Unit-Air-Source) | HH860E2S11 | ADP |  | H,YE55*48+TXV | TM8V100C16MP12 | 43500 | 18 | 8.5 | 42000 | 32800 | 78.1% | 2 | 0 | 11.7 |  |  |  |  | R-454B | 3.625 | Residential & Commercial | USHP | Ducted CEE Tier 1
215425460 | Central HP <5.4 tons | YORK | HRCU-A-CB (Split System: Heat Pump with Remote Outdoor Unit-Air-Source) | HH860E2S11 | ADP |  | H,YE72*60+TXV | TM9E100C20MP12 | 53500 | 19 | 8.5 | 53000 | 39500 | 74.53% | 2 | 0 | 11 |  |  |  |  | R-454B | 4.4583 | Residential & Commercial | USHP | Ducted CEE Tier 1
215425474 | Central HP <5.4 tons | YORK | HRCU-A-CB (Split System: Heat Pump with Remote Outdoor Unit-Air-Source) | HH860E2S11 | ADP |  | H,YE86*48+TXV | TM9V080C16MP12 | 43500 | 18 | 8.5 | 42000 | 33000 | 78.57% | 2 | 0 | 11 |  |  |  |  | R-454B | 3.625 | Residential & Commercial | USHP | Ducted CEE Tier 1
215425494 | Central HP <5.4 tons | YORK | HRCU-A-CB (Split System: Heat Pump with Remote Outdoor Unit-Air-Source) | HH860E2S11 | ADP |  | H,YE72*60+TXV | TM9Y080C16MP11 | 44000 | 17 | 8.5 | 42500 | 33400 | 78.59% | 2 | 0 | 11 |  |  |  |  | R-454B | 3.6667 | Residential & Commercial | USHP | Ducted CEE Tier 1
215425510 | Central HP <5.4 tons | YORK | HRCU-A-CB (Split System: Heat Pump with Remote Outdoor Unit-Air-Source) | HH860E2S11 | ADP |  | H,YE49*48+TXV | TM9Y100C16MP11 | 44000 | 17 | 8.5 | 42500 | 33400 | 78.59% | 2 | 0 | 11 |  |  |  |  | R-454B | 3.6667 | Residential & Commercial | USHP | Ducted CEE Tier 1
215425544 | Central HP <5.4 tons | YORK | HRCU-A-CB (Split System: Heat Pump with Remote Outdoor Unit-Air-Source) | HH860E2S11 | ADP |  | H,YE86*48+TXV | Y81E100C16SMPS1 | 44000 | 18 | 8.5 | 42000 | 32800 | 78.1% | 2 | 0 | 12 |  |  |  |  | R-454B | 3.6667 | Residential & Commercial | USHP | Ducted CEE Tier 1
215425558 | Central HP <5.4 tons | YORK | HRCU-A-CB (Split System: Heat Pump with Remote Outdoor Unit-Air-Source) | HH860E2S11 | ADP |  | H,YE84*48+TXV | Y81E120C16SMPS1 | 44000 | 18 | 8.5 | 41500 | 32600 | 78.55% | 2 | 0 | 12 |  |  |  |  | R-454B | 3.6667 | Residential & Commercial | USHP | Ducted CEE Tier 1
216684934 | Central HP <5.4 tons | MAINLINE | HRCU-A-CB (Split System: Heat Pump with Remote Outdoor Unit-Air-Source) | MLP19AY24AJVC |  |  | TCFY2421HEAAM | ML802V0754A17UH | 22800 | 21 | 8.5 | 22800 | 18400 | 80.7% | 1.8 | 0 | 13 |  |  |  |  | R-454B | 1.9 | Residential & Commercial | USHP | Ducted CEE Tier 1
216684936 | Central HP <5.4 tons | MAINLINE | HRCU-A-CB (Split System: Heat Pump with Remote Outdoor Unit-Air-Source) | MLP19AY24AJVC |  |  | TCFY2421HEAAM | ML801V0704A17UH | 22800 | 21 | 8.5 | 22800 | 18500 | 81.14% | 1.8 | 0 | 13 |  |  |  |  | R-454B | 1.9 | Residential & Commercial | USHP | Ducted CEE Tier 1
211387169 | Central HP <5.4 tons | FRASER-JOHNSTON | HRCU-A-CB (Split System: Heat Pump with Remote Outdoor Unit-Air-Source) | HMH72B341 |  |  | XAFC36DBCN1 | TM9Y060B12MP11 | 34000 | 17.5 | 8.1 | 34000 | 24200 | 71.18% | 2.04 | 0 | 9.5 |  |  |  |  | R-410A | 2.8333 | Residential & Commercial | USHP
216684954 | Central HP <5.4 tons | MAINLINE | HRCU-A-CB (Split System: Heat Pump with Remote Outdoor Unit-Air-Source) | MLP19AY48AJVC |  |  | TCFY4821SEAAM | ML802V1005A21UH | 45500 | 19 | 10 | 45500 | 41500 | 91.21% | 2.1 | 0 | 12 |  |  |  |  | R-454B | 3.7917 | Residential & Commercial | USHP | Ducted CEE Tier 1
212980195 | Central HP <5.4 tons | DAY & NIGHT | HRCU-A-CB (Split System: Heat Pump with Remote Outdoor Unit-Air-Source) | DLCURAH30ABK |  |  | EA*4X37L21A* | *80MS(N,L)0902116A* | 30600 | 15.2 | 8.1 | 33200 | 26400 | 79.52% | 1.86 | 0 | 9 |  |  |  |  | R-410A | 2.55 | Residential & Commercial | USHP
212980904 | Central HP <5.4 tons | DAY & NIGHT | HRCU-A-CB (Split System: Heat Pump with Remote Outdoor Unit-Air-Source) | DLCURAH30ABK |  |  | EA*4X36L21A* | *80MS(N,L)1102120A* | 30200 | 15.2 | 8.1 | 34400 | 27800 | 80.81% | 1.8 | 0 | 9 |  |  |  |  | R-410A | 2.5167 | Residential & Commercial | USHP
212970637 | Central HP <5.4 tons | BRYANT HEATING AND COOLING SYSTEMS | HRCU-A-CB (Split System: Heat Pump with Remote Outdoor Unit-Air-Source) | 38MURAQ36AB3* |  |  | CAP**3621AL* | 82*SB60090V21*** | 35000 | 16 | 8.1 | 38500 | 35200 | 91.43% | 1.82 | 0 | 9.5 |  |  |  |  | R-410A | 2.9167 | Residential & Commercial | USHP
212974413 | Central HP <5.4 tons | BRYANT HEATING AND COOLING SYSTEMS | HRCU-A-CB (Split System: Heat Pump with Remote Outdoor Unit-Air-Source) | 38MURAQ36AB3* |  |  | CAP**4821AL* | 926SB60100V21*** | 35800 | 16 | 8.5 | 37800 | 34800 | 92.06% | 2.02 | 0 | 10 |  |  |  |  | R-410A | 2.9833 | Residential & Commercial | USHP | Ducted CEE Tier 1
214584636 | Central HP <5.4 tons | COLEMAN | HRCU-A-CB (Split System: Heat Pump with Remote Outdoor Unit-Air-Source) | HH860E2S11 |  |  | CTM60D5CHS1 | Z8ES130D20SMPS1 | 54000 | 19 | 9 | 54500 | 38500 | 70.64% | 2 | 0 | 12 |  |  |  |  | R-454B | 4.5 | Residential & Commercial | USHP | Ducted CEE Tier 1
214398658 | Central HP <5.4 tons | LUXAIRE | HRCU-A-CB (Split System: Heat Pump with Remote Outdoor Unit-Air-Source) | HH860E2S11 |  |  | CTF60C5CGS1 | TPLC100C16MP13 | 43500 | 18 | 9 | 44000 | 33400 | 75.91% | 2 | 0 | 11.7 |  |  |  |  | R-454B | 3.625 | Residential & Commercial | USHP | Ducted CEE Tier 1
215675676 | Central HP <5.4 tons | AIRQUEST | HRCU-A-CB (Split System: Heat Pump with Remote Outdoor Unit-Air-Source) | H5H0V48*K*AAA* |  |  | EVM5X60M21A*+WALLCON | *80CSU0802120A* | 48000 | 19 | 9 | 50000 | 36600 | 73.2% | 2.12 | 0 | 10 |  |  |  |  | R-454B | 4 | Residential & Commercial | USHP | Ducted CEE Tier 1
211387465 | Central HP <5.4 tons | COLEMAN | HRCU-A-CB (Split System: Heat Pump with Remote Outdoor Unit-Air-Source) | HMH72B341 |  |  | XAHC30CXXN1+TXV | TM9V100C16MP12 | 32400 | 17 | 8.1 | 32800 | 23000 | 70.12% | 2 | 0 | 9.5 |  |  |  |  | R-410A | 2.7 | Residential & Commercial | USHP
215425286 | Central HP <5.4 tons | YORK | HRCU-A-CB (Split System: Heat Pump with Remote Outdoor Unit-Air-Source) | HH836E2S11 | ADP |  | H,YE1K*36+TXV | TM8Y080C16MP11 | 33200 | 19 | 8.5 | 29800 | 25200 | 84.56% | 2 | 0 | 11 |  |  |  |  | R-454B | 2.7667 | Residential & Commercial | USHP | Ducted CEE Tier 1
215425288 | Central HP <5.4 tons | YORK | HRCU-A-CB (Split System: Heat Pump with Remote Outdoor Unit-Air-Source) | HH836E2S11 | ADP |  | H,YE1K*36+TXV | TM8Y100C20MP11 | 34000 | 19 | 8.5 | 30600 | 25400 | 83.01% | 2 | 0 | 11 |  |  |  |  | R-454B | 2.8333 | Residential & Commercial | USHP | Ducted CEE Tier 1
215423319 | Central HP <5.4 tons | YORK | HRCU-A-CB (Split System: Heat Pump with Remote Outdoor Unit-Air-Source) | HH836E2S11 | ADP |  | H,YE9J*36+TXV | TM9V080B12MP12 | 33000 | 17 | 8.5 | 29200 | 24800 | 84.93% | 2 | 0 | 11 |  |  |  |  | R-454B | 2.75 | Residential & Commercial | USHP | Ducted CEE Tier 1
215423354 | Central HP <5.4 tons | YORK | HRCU-A-CB (Split System: Heat Pump with Remote Outdoor Unit-Air-Source) | HH836E2S11 | ADP |  | H,YE9J*36+TXV | TM9Y100C16MP11 | 32400 | 18 | 8.5 | 29400 | 23800 | 80.95% | 2 | 0 | 10.5 |  |  |  |  | R-454B | 2.7 | Residential & Commercial | USHP | Ducted CEE Tier 1
215675396 | Central HP <5.4 tons | AIRQUEST | HRCU-A-CB (Split System: Heat Pump with Remote Outdoor Unit-Air-Source) | H5H0V48*K*AAA* |  |  | EVM5X48M21A*+WALLCON | *80CTL1102120B* | 47000 | 18.5 | 9 | 50000 | 36400 | 72.8% | 2 | 0 | 10 |  |  |  |  | R-454B | 3.9167 | Residential & Commercial | USHP | Ducted CEE Tier 1
215675896 | Central HP <5.4 tons | AIRQUEST | HRCU-A-CB (Split System: Heat Pump with Remote Outdoor Unit-Air-Source) | H5H0V48*K*AAA* |  |  | EVM5X60M24A*+WALLCON | *80CTL1352422B* | 48000 | 19 | 9 | 50000 | 36400 | 72.8% | 2 | 0 | 10.5 |  |  |  |  | R-454B | 4 | Residential & Commercial | USHP | Ducted CEE Tier 1
214398692 | Central HP <5.4 tons | LUXAIRE | HRCU-A-CB (Split System: Heat Pump with Remote Outdoor Unit-Air-Source) | HH860E2S11 |  |  | CTM60C5CGS1 | TM8E100C20MP11 | 44500 | 17 | 9 | 45000 | 33800 | 75.11% | 2 | 0 | 11.7 |  |  |  |  | R-454B | 3.7083 | Residential & Commercial | USHP | Ducted CEE Tier 1
214398267 | Central HP <5.4 tons | LUXAIRE | HRCU-A-CB (Split System: Heat Pump with Remote Outdoor Unit-Air-Source) | HH860E2S11 |  |  | CTF60C5CGS1 | TMLV120C20MP12 | 44500 | 18 | 9 | 45000 | 33800 | 75.11% | 2 | 0 | 11 |  |  |  |  | R-454B | 3.7083 | Residential & Commercial | USHP | Ducted CEE Tier 1
214398415 | Central HP <5.4 tons | LUXAIRE | HRCU-A-CB (Split System: Heat Pump with Remote Outdoor Unit-Air-Source) | HH860E2S11 |  |  | CTF60D5CHS1 | TP9C120D20MP13 | 54000 | 19 | 9 | 54500 | 39500 | 72.48% | 2 | 0 | 11 |  |  |  |  | R-454B | 4.5 | Residential & Commercial | USHP | Ducted CEE Tier 1
214398717 | Central HP <5.4 tons | LUXAIRE | HRCU-A-CB (Split System: Heat Pump with Remote Outdoor Unit-Air-Source) | HH860E2S11 |  |  | CTF60C5CGS1 | LP9C100C20MP13 | 44000 | 18 | 9 | 45000 | 33800 | 75.11% | 2 | 0 | 11 |  |  |  |  | R-454B | 3.6667 | Residential & Commercial | USHP | Ducted CEE Tier 1
214397470 | Central HP <5.4 tons | LUXAIRE | HRCU-A-CB (Split System: Heat Pump with Remote Outdoor Unit-Air-Source) | HH860E2S11 |  |  | CTF60C5CGS1 | TMLE120C20MP11 | 44500 | 17 | 9 | 45000 | 33600 | 74.67% | 2 | 0 | 11.7 |  |  |  |  | R-454B | 3.7083 | Residential & Commercial | USHP | Ducted CEE Tier 1
214398247 | Central HP <5.4 tons | LUXAIRE | HRCU-A-CB (Split System: Heat Pump with Remote Outdoor Unit-Air-Source) | HH860E2S11 |  |  | CTM60C5CGS1 | TM8Y100C20MP11 | 44500 | 18 | 9 | 45000 | 33800 | 75.11% | 2 | 0 | 11.7 |  |  |  |  | R-454B | 3.7083 | Residential & Commercial | USHP | Ducted CEE Tier 1
215423434 | Central HP <5.4 tons | YORK | HRCU-A-CB (Split System: Heat Pump with Remote Outdoor Unit-Air-Source) | HH836E2S11 | ADP |  | H,YE9J*36+TXV | YP9C080C16MP13 | 33400 | 17 | 8.5 | 29800 | 25000 | 83.89% | 2 | 0 | 11 |  |  |  |  | R-454B | 2.7833 | Residential & Commercial | USHP | Ducted CEE Tier 1
211391984 | Central HP <5.4 tons | FRASER-JOHNSTON | HRCU-A-CB (Split System: Heat Pump with Remote Outdoor Unit-Air-Source) | HMH72B341 |  |  | XAHC36DXXN1+TXV | TMLE080C16MP11 | 33600 | 17.5 | 8.1 | 32800 | 23200 | 70.73% | 2.04 | 0 | 10 |  |  |  |  | R-410A | 2.8 | Residential & Commercial | USHP | Ducted CEE Tier 1
215424436 | Central HP <5.4 tons | YORK | HRCU-A-CB (Split System: Heat Pump with Remote Outdoor Unit-Air-Source) | HH824E2S11 | ADP |  | H,YE31*30+TXV | TL9E060B12UH11 | 21800 | 17 | 8.5 | 21200 | 17700 | 83.49% | 1.9 | 0 | 11 |  |  |  |  | R-454B | 1.8167 | Residential & Commercial | USHP | Ducted CEE Tier 1
215424468 | Central HP <5.4 tons | YORK | HRCU-A-CB (Split System: Heat Pump with Remote Outdoor Unit-Air-Source) | HH824E2S11 | ADP |  | H,YE7J*36+TXV | TM8E080B12MP11 | 22400 | 17 | 8.8 | 21400 | 17500 | 81.78% | 1.96 | 0 | 11.5 |  |  |  |  | R-454B | 1.8667 | Residential & Commercial | USHP | Ducted CEE Tier 1
212383434 | Central HP <5.4 tons | CARRIER | HRCU-A-CB (Split System: Heat Pump with Remote Outdoor Unit-Air-Source) | 38MURAQ36AB3* |  |  | CAP**3721AL* | 59SC2D100E21**20 | 37200 | 16 | 8.5 | 39000 | 34800 | 89.23% | 2.12 | 0 | 10 |  |  |  |  | R-410A | 3.1 | Residential & Commercial | USHP | Ducted CEE Tier 1
215425281 | Central HP <5.4 tons | YORK | HRCU-A-CB (Split System: Heat Pump with Remote Outdoor Unit-Air-Source) | HH836E2S11 | ADP |  | H,YE1K*36+TXV | TM8E120C20MP11 | 34000 | 17 | 8.5 | 30400 | 25200 | 82.89% | 2 | 0 | 11 |  |  |  |  | R-454B | 2.8333 | Residential & Commercial | USHP | Ducted CEE Tier 1
215425315 | Central HP <5.4 tons | YORK | HRCU-A-CB (Split System: Heat Pump with Remote Outdoor Unit-Air-Source) | HH836E2S11 | ADP |  | H,YE1K*36+TXV | Y91E080C16SMPS1 | 33200 | 17 | 8.5 | 29600 | 23400 | 79.05% | 2 | 0 | 11 |  |  |  |  | R-454B | 2.7667 | Residential & Commercial | USHP | Ducted CEE Tier 1
215424702 | Central HP <5.4 tons | YORK | HRCU-A-CB (Split System: Heat Pump with Remote Outdoor Unit-Air-Source) | HH824E2S11 | ADP |  | H,YE7J*36+TXV-BLEED | YP9C080B12MP13 | 22400 | 17 | 8.8 | 21400 | 17300 | 80.84% | 1.96 | 0 | 11.5 |  |  |  |  | R-454B | 1.8667 | Residential & Commercial | USHP | Ducted CEE Tier 1
215425654 | Central HP <5.4 tons | YORK | HRCU-A-CB (Split System: Heat Pump with Remote Outdoor Unit-Air-Source) | HH824E2S11 | ADP |  | H,YE32*24+TXV | TM8E040A12MP11 | 22200 | 16 | 8.65 | 20800 | 16800 | 80.77% | 1.94 | 0 | 11.5 |  |  |  |  | R-454B | 1.85 | Residential & Commercial | USHP | Ducted CEE Tier 1
215425322 | Central HP <5.4 tons | YORK | HRCU-A-CB (Split System: Heat Pump with Remote Outdoor Unit-Air-Source) | HH836E2S11 | ADP |  | H,YE1K*36+TXV | YP9C100C20MP13 | 33800 | 18 | 8.5 | 30600 | 25400 | 83.01% | 2 | 0 | 11 |  |  |  |  | R-454B | 2.8167 | Residential & Commercial | USHP | Ducted CEE Tier 1
215853353 | Central HP <5.4 tons | COLEMAN | HRCU-A-CB (Split System: Heat Pump with Remote Outdoor Unit-Air-Source) | HH836E2S11 |  |  | CTM36C5CDS1+JMET12CS2N1 | 0 | 34000 | 19 | 9 | 31200 | 25600 | 82.05% | 2 | 0 | 11.7 |  |  |  |  | R-454B | 2.8333 | Residential & Commercial | USHP | Ducted CEE Tier 1
215438153 | Central HP <5.4 tons | YORK | HRCU-A-CB (Split System: Heat Pump with Remote Outdoor Unit-Air-Source) | HH860E2S11 | ADP |  | AX480C*C+TXV | 0 | 46000 | 18 | 9 | 44000 | 33600 | 76.36% | 2.1 | 0 | 12 |  |  |  |  | R-454B | 3.8333 | Residential & Commercial | USHP | Ducted CEE Tier 1
214570407 | Central HP <5.4 tons | TEMPSTAR | HRCU-A-CB (Split System: Heat Pump with Remote Outdoor Unit-Air-Source) | TVH825GKA3* |  |  | EA*4X36L21A*+WALLCON | *97CMN0602120B* | 23600 | 16 | 8.1 | 21400 | 16700 | 78.04% | 1.92 | 0 | 10.5 |  |  |  |  | R-410A | 1.9667 | Residential & Commercial | USHP | Ducted CEE Tier 1
214570507 | Central HP <5.4 tons | TEMPSTAR | HRCU-A-CB (Split System: Heat Pump with Remote Outdoor Unit-Air-Source) | TVH825GKA3* |  |  | EA*4X42L21A*+WALLCON | *95CSU0802120B* | 23800 | 16.5 | 8.1 | 21400 | 16700 | 78.04% | 1.96 | 0 | 10.5 |  |  |  |  | R-410A | 1.9833 | Residential & Commercial | USHP | Ducted CEE Tier 1
214570607 | Central HP <5.4 tons | TEMPSTAR | HRCU-A-CB (Split System: Heat Pump with Remote Outdoor Unit-Air-Source) | TVH825GKA3* |  |  | EA*4X42L24A*+WALLCON | *96CTN0802120B* | 23800 | 17 | 8.5 | 21400 | 16600 | 77.57% | 1.96 | 0 | 11 |  |  |  |  | R-410A | 1.9833 | Residential & Commercial | USHP | Ducted CEE Tier 1
211242310 | Central HP <5.4 tons | BRYANT HEATING AND COOLING SYSTEMS | HRCU-A-CB (Split System: Heat Pump with Remote Outdoor Unit-Air-Source) | 38MURAQ24AB3* |  |  | CAP**3621AL* | 926SA48080V17*** | 24400 | 16.5 | 8.5 | 26200 | 22400 | 85.5% | 1.86 | 0 | 10 |  |  |  |  | R-410A | 2.0333 | Residential & Commercial | USHP | Ducted CEE Tier 1
211242858 | Central HP <5.4 tons | BRYANT HEATING AND COOLING SYSTEMS | HRCU-A-CB (Split System: Heat Pump with Remote Outdoor Unit-Air-Source) | 38MURAQ24AB3* |  |  | CAP**3717AL* | 82*SA48045V17*** | 24600 | 16.5 | 8.5 | 25600 | 21400 | 83.59% | 1.8 | 0 | 10 |  |  |  |  | R-410A | 2.05 | Residential & Commercial | USHP | Ducted CEE Tier 1
211242608 | Central HP <5.4 tons | BRYANT HEATING AND COOLING SYSTEMS | HRCU-A-CB (Split System: Heat Pump with Remote Outdoor Unit-Air-Source) | 38MURAQ24AB3* |  |  | CAP**3621AL* | 8(0,1)*SA60110E21*** | 25200 | 16.5 | 8.5 | 26800 | 21800 | 81.34% | 1.8 | 0 | 10 |  |  |  |  | R-410A | 2.1 | Residential & Commercial | USHP | Ducted CEE Tier 1
211244255 | Central HP <5.4 tons | BRYANT HEATING AND COOLING SYSTEMS | HRCU-A-CB (Split System: Heat Pump with Remote Outdoor Unit-Air-Source) | 38MURAQ24AB3* |  |  | CNPV*2417AL* | OVLAAB036098 | 23000 | 16 | 8.5 | 26400 | 24600 | 93.18% | 2.04 | 0 | 10 |  |  |  |  | R-410A | 1.9167 | Residential & Commercial | USHP | Ducted CEE Tier 1
211244323 | Central HP <5.4 tons | BRYANT HEATING AND COOLING SYSTEMS | HRCU-A-CB (Split System: Heat Pump with Remote Outdoor Unit-Air-Source) | 38MURAQ24AB3* |  |  | CNPV*3014AL* | 915SB36060E14*** | 24200 | 15.5 | 8.1 | 26600 | 22800 | 85.71% | 1.86 | 0 | 10 |  |  |  |  | R-410A | 2.0167 | Residential & Commercial | USHP | Ducted CEE Tier 1
215853351 | Central HP <5.4 tons | COLEMAN | HRCU-A-CB (Split System: Heat Pump with Remote Outdoor Unit-Air-Source) | HH836E2S11 |  |  | CTM36C5CDS1+JME12C2SN1 | 0 | 33400 | 19 | 9 | 30400 | 24800 | 81.58% | 2 | 0 | 12 |  |  |  |  | R-454B | 2.7833 | Residential & Commercial | USHP | Ducted CEE Tier 1
215853360 | Central HP <5.4 tons | COLEMAN | HRCU-A-CB (Split System: Heat Pump with Remote Outdoor Unit-Air-Source) | HH836E2S11 |  |  | CTF36B5CDS1 | Z9ES080B12SMPS1 | 33600 | 18 | 8.5 | 31400 | 25600 | 81.53% | 2 | 0 | 11 |  |  |  |  | R-454B | 2.8 | Residential & Commercial | USHP | Ducted CEE Tier 1
215425297 | Central HP <5.4 tons | YORK | HRCU-A-CB (Split System: Heat Pump with Remote Outdoor Unit-Air-Source) | HH836E2S11 | ADP |  | H,YE1K*36+TXV | TM9V080B12MP12 | 33000 | 18 | 8.5 | 29200 | 24800 | 84.93% | 2 | 0 | 11 |  |  |  |  | R-454B | 2.75 | Residential & Commercial | USHP | Ducted CEE Tier 1
215425649 | Central HP <5.4 tons | YORK | HRCU-A-CB (Split System: Heat Pump with Remote Outdoor Unit-Air-Source) | HH824E2S11 | ADP |  | H,YE33*30+TXV | TL9E060B12UH11 | 22600 | 17 | 8.8 | 21400 | 17700 | 82.71% | 1.96 | 0 | 11.5 |  |  |  |  | R-454B | 1.8833 | Residential & Commercial | USHP | Ducted CEE Tier 1
215425656 | Central HP <5.4 tons | YORK | HRCU-A-CB (Split System: Heat Pump with Remote Outdoor Unit-Air-Source) | HH824E2S11 | ADP |  | H,YE33*30+TXV | TM8E040A12MP11 | 22400 | 16 | 8.8 | 21000 | 16800 | 80% | 1.96 | 0 | 11.5 |  |  |  |  | R-454B | 1.8667 | Residential & Commercial | USHP | Ducted CEE Tier 1
215423836 | Central HP <5.4 tons | YORK | HRCU-A-CB (Split System: Heat Pump with Remote Outdoor Unit-Air-Source) | HH860E2S11 | ADP |  | H,YE35*48+TXV | TM9Y080C16MP11 | 43000 | 16 | 8.3 | 42500 | 33400 | 78.59% | 1.96 | 0 | 10.5 |  |  |  |  | R-454B | 3.5833 | Residential & Commercial | USHP | Ducted CEE Tier 1
215423850 | Central HP <5.4 tons | YORK | HRCU-A-CB (Split System: Heat Pump with Remote Outdoor Unit-Air-Source) | HH860E2S11 | ADP |  | H,YE49*60+TXV | TM9Y080C16MP11 | 44000 | 17 | 8.5 | 42500 | 33400 | 78.59% | 2 | 0 | 11 |  |  |  |  | R-454B | 3.6667 | Residential & Commercial | USHP | Ducted CEE Tier 1
215423875 | Central HP <5.4 tons | YORK | HRCU-A-CB (Split System: Heat Pump with Remote Outdoor Unit-Air-Source) | HH860E2S11 | ADP |  | H,YE2K*60+TXV | TM9Y100C20MP11 | 51500 | 17 | 8.35 | 52500 | 39000 | 74.29% | 1.96 | 0 | 10.5 |  |  |  |  | R-454B | 4.2917 | Residential & Commercial | USHP | Ducted CEE Tier 1
215423886 | Central HP <5.4 tons | YORK | HRCU-A-CB (Split System: Heat Pump with Remote Outdoor Unit-Air-Source) | HH860E2S11 | ADP |  | H,YE37*60+TXV | TM9Y120D20MP11 | 52000 | 18 | 8.35 | 52500 | 39000 | 74.29% | 1.98 | 0 | 10.5 |  |  |  |  | R-454B | 4.3333 | Residential & Commercial | USHP | Ducted CEE Tier 1
215423893 | Central HP <5.4 tons | YORK | HRCU-A-CB (Split System: Heat Pump with Remote Outdoor Unit-Air-Source) | HH860E2S11 | ADP |  | H,YE55*60+TXV | TM9Y120D20MP11 | 53000 | 19 | 8.5 | 52500 | 39000 | 74.29% | 2 | 0 | 11 |  |  |  |  | R-454B | 4.4167 | Residential & Commercial | USHP | Ducted CEE Tier 1
215424479 | Central HP <5.4 tons | YORK | HRCU-A-CB (Split System: Heat Pump with Remote Outdoor Unit-Air-Source) | HH824E2S11 | ADP |  | H,YE8J*36+TXV | TM8E100B12MP11 | 23000 | 17 | 9 | 21400 | 17600 | 82.24% | 2 | 0 | 12 |  |  |  |  | R-454B | 1.9167 | Residential & Commercial | USHP | Ducted CEE Tier 1
215424502 | Central HP <5.4 tons | YORK | HRCU-A-CB (Split System: Heat Pump with Remote Outdoor Unit-Air-Source) | HH824E2S11 | ADP |  | H,YE32*36+TXV | TM9E026A08MP12 | 22200 | 16 | 8.65 | 21200 | 17200 | 81.13% | 1.94 | 0 | 10.5 |  |  |  |  | R-454B | 1.85 | Residential & Commercial | USHP | Ducted CEE Tier 1
215424520 | Central HP <5.4 tons | YORK | HRCU-A-CB (Split System: Heat Pump with Remote Outdoor Unit-Air-Source) | HH824E2S11 | ADP |  | H,YE32*36+TXV | TM9E060A10MP12 | 22200 | 16 | 8.65 | 21200 | 17700 | 83.49% | 1.94 | 0 | 10.5 |  |  |  |  | R-454B | 1.85 | Residential & Commercial | USHP | Ducted CEE Tier 1
215424538 | Central HP <5.4 tons | YORK | HRCU-A-CB (Split System: Heat Pump with Remote Outdoor Unit-Air-Source) | HH824E2S11 | ADP |  | H,YE32*36+TXV | TM9E080B12MP12 | 22200 | 17 | 8.65 | 21200 | 17600 | 83.02% | 1.94 | 0 | 11 |  |  |  |  | R-454B | 1.85 | Residential & Commercial | USHP | Ducted CEE Tier 1
215424552 | Central HP <5.4 tons | YORK | HRCU-A-CB (Split System: Heat Pump with Remote Outdoor Unit-Air-Source) | HH824E2S11 | ADP |  | H,YE8J*30+TXV | TM9V040A10MP12 | 22600 | 16 | 8.9 | 21400 | 17100 | 79.91% | 1.98 | 0 | 10.5 |  |  |  |  | R-454B | 1.8833 | Residential & Commercial | USHP | Ducted CEE Tier 1
215424579 | Central HP <5.4 tons | YORK | HRCU-A-CB (Split System: Heat Pump with Remote Outdoor Unit-Air-Source) | HH824E2S11 | ADP |  | H,YE8J*30+TXV | TM9Y040A10MP11 | 22600 | 16 | 8.45 | 21000 | 16900 | 80.48% | 1.98 | 0 | 10.5 |  |  |  |  | R-454B | 1.8833 | Residential & Commercial | USHP | Ducted CEE Tier 1
215424586 | Central HP <5.4 tons | YORK | HRCU-A-CB (Split System: Heat Pump with Remote Outdoor Unit-Air-Source) | HH824E2S11 | ADP |  | H,YE7J*30+TXV | TM9Y060B12MP11 | 22400 | 17 | 8.8 | 21400 | 17300 | 80.84% | 1.96 | 0 | 11 |  |  |  |  | R-454B | 1.8667 | Residential & Commercial | USHP | Ducted CEE Tier 1
215424613 | Central HP <5.4 tons | YORK | HRCU-A-CB (Split System: Heat Pump with Remote Outdoor Unit-Air-Source) | HH824E2S11 | ADP |  | H,YE33*36+TXV | Y81E080B12SMPS1 | 23000 | 18 | 9 | 21400 | 18100 | 84.58% | 2 | 0 | 12 |  |  |  |  | R-454B | 1.9167 | Residential & Commercial | USHP | Ducted CEE Tier 1
215853355 | Central HP <5.4 tons | COLEMAN | HRCU-A-CB (Split System: Heat Pump with Remote Outdoor Unit-Air-Source) | HH836E2S11 |  |  | CTM36C5CDS1+JMET16CS2N1 | 0 | 34200 | 19 | 9 | 31400 | 25600 | 81.53% | 2 | 0 | 11.7 |  |  |  |  | R-454B | 2.85 | Residential & Commercial | USHP | Ducted CEE Tier 1
211386632 | Central HP <5.4 tons | FRASER-JOHNSTON | HRCU-A-CB (Split System: Heat Pump with Remote Outdoor Unit-Air-Source) | HMH72B341 |  |  | XAFC48FBCN1+JMET12CS2N1 | 0 | 34000 | 17.5 | 8.5 | 32600 | 23800 | 73.01% | 2.12 | 0 | 9.5 |  |  |  |  | R-410A | 2.8333 | Residential & Commercial | USHP
215424618 | Central HP <5.4 tons | YORK | HRCU-A-CB (Split System: Heat Pump with Remote Outdoor Unit-Air-Source) | HH824E2S11 | ADP |  | H,YE8J*36+TXV | Y81E080B12SMPS1 | 23000 | 18 | 9 | 21400 | 18100 | 84.58% | 2 | 0 | 12 |  |  |  |  | R-454B | 1.9167 | Residential & Commercial | USHP | Ducted CEE Tier 1
215424668 | Central HP <5.4 tons | YORK | HRCU-A-CB (Split System: Heat Pump with Remote Outdoor Unit-Air-Source) | HH824E2S11 | ADP |  | H,YE7J*36+TXV | Y91E060A10SMPS1 | 22400 | 17 | 8.3 | 21400 | 17200 | 80.37% | 1.96 | 0 | 11.5 |  |  |  |  | R-454B | 1.8667 | Residential & Commercial | USHP | Ducted CEE Tier 1
215424688 | Central HP <5.4 tons | YORK | HRCU-A-CB (Split System: Heat Pump with Remote Outdoor Unit-Air-Source) | HH824E2S11 | ADP |  | H,YE8J*36+TXV | Y91E080B12SMPS1 | 23000 | 17 | 9 | 21400 | 17700 | 82.71% | 2 | 0 | 12 |  |  |  |  | R-454B | 1.9167 | Residential & Commercial | USHP | Ducted CEE Tier 1
215424695 | Central HP <5.4 tons | YORK | HRCU-A-CB (Split System: Heat Pump with Remote Outdoor Unit-Air-Source) | HH824E2S11 | ADP |  | H,YE7J*36+TXV | YP9C060B12MP13 | 22400 | 17 | 8.8 | 21400 | 17200 | 80.37% | 1.96 | 0 | 11 |  |  |  |  | R-454B | 1.8667 | Residential & Commercial | USHP | Ducted CEE Tier 1
211392093 | Central HP <5.4 tons | FRASER-JOHNSTON | HRCU-A-CB (Split System: Heat Pump with Remote Outdoor Unit-Air-Source) | HMH72B341 |  |  | XAFC36DBCN1 | TMLE080C16MP11 | 34000 | 17 | 8.5 | 33600 | 23600 | 70.24% | 2.08 | 0 | 10 |  |  |  |  | R-410A | 2.8333 | Residential & Commercial | USHP | Ducted CEE Tier 1
211392495 | Central HP <5.4 tons | FRASER-JOHNSTON | HRCU-A-CB (Split System: Heat Pump with Remote Outdoor Unit-Air-Source) | HMH72B341 |  |  | XAUB30CXXN1+TXV | TM8E080B12MP11 | 32800 | 17.5 | 8.1 | 34000 | 23800 | 70% | 2.02 | 0 | 9.5 |  |  |  |  | R-410A | 2.7333 | Residential & Commercial | USHP
215424704 | Central HP <5.4 tons | YORK | HRCU-A-CB (Split System: Heat Pump with Remote Outdoor Unit-Air-Source) | HH824E2S11 | ADP |  | H,YE7J*36+TXV | YP9C080B12MP13 | 22400 | 17 | 8.8 | 21400 | 17300 | 80.84% | 1.96 | 0 | 11.5 |  |  |  |  | R-454B | 1.8667 | Residential & Commercial | USHP | Ducted CEE Tier 1
215425663 | Central HP <5.4 tons | YORK | HRCU-A-CB (Split System: Heat Pump with Remote Outdoor Unit-Air-Source) | HH824E2S11 | ADP |  | H,YE33*30+TXV | TM8E060A12MP11 | 22600 | 17 | 8.8 | 21400 | 17500 | 81.78% | 1.96 | 0 | 11.5 |  |  |  |  | R-454B | 1.8833 | Residential & Commercial | USHP | Ducted CEE Tier 1
215425664 | Central HP <5.4 tons | YORK | HRCU-A-CB (Split System: Heat Pump with Remote Outdoor Unit-Air-Source) | HH824E2S11 | ADP |  | H,YE7J*24+TXV | TM8E060A12MP11 | 22400 | 17 | 8.8 | 21400 | 17500 | 81.78% | 1.96 | 0 | 11 |  |  |  |  | R-454B | 1.8667 | Residential & Commercial | USHP | Ducted CEE Tier 1
215853368 | Central HP <5.4 tons | COLEMAN | HRCU-A-CB (Split System: Heat Pump with Remote Outdoor Unit-Air-Source) | HH836E2S11 |  |  | CTM36C5CDS1 | Z9ES100C16SMPS1 | 34400 | 17 | 8.5 | 32600 | 26800 | 82.21% | 2 | 0 | 11 |  |  |  |  | R-454B | 2.8667 | Residential & Commercial | USHP | Ducted CEE Tier 1
215676236 | Central HP <5.4 tons | AIRQUEST | HRCU-A-CB (Split System: Heat Pump with Remote Outdoor Unit-Air-Source) | H5H0V48*K*AAA* |  |  | EVD5X48M24A*+WALLCON | *95CSU0802120B* | 47000 | 18 | 9 | 50000 | 36600 | 73.2% | 2.02 | 0 | 10 |  |  |  |  | R-454B | 3.9167 | Residential & Commercial | USHP | Ducted CEE Tier 1
215853361 | Central HP <5.4 tons | COLEMAN | HRCU-A-CB (Split System: Heat Pump with Remote Outdoor Unit-Air-Source) | HH836E2S11 |  |  | CTM36C5CDS1 | Z9ES080C16SMPS1 | 33600 | 18 | 8.5 | 31200 | 25400 | 81.41% | 2 | 0 | 11 |  |  |  |  | R-454B | 2.8 | Residential & Commercial | USHP | Ducted CEE Tier 1
215425273 | Central HP <5.4 tons | YORK | HRCU-A-CB (Split System: Heat Pump with Remote Outdoor Unit-Air-Source) | HH836E2S11 | ADP |  | H,YE1K*36+TXV | TL9E100C20UH11 | 33400 | 18 | 8.5 | 30000 | 25200 | 84% | 2 | 0 | 11 |  |  |  |  | R-454B | 2.7833 | Residential & Commercial | USHP | Ducted CEE Tier 1
215425698 | Central HP <5.4 tons | YORK | HRCU-A-CB (Split System: Heat Pump with Remote Outdoor Unit-Air-Source) | HH824E2S11 | ADP |  | H,YE33*30+TXV | TM9E026A08MP12 | 22400 | 16 | 8.8 | 21400 | 17200 | 80.37% | 1.96 | 0 | 10.5 |  |  |  |  | R-454B | 1.8667 | Residential & Commercial | USHP | Ducted CEE Tier 1
215424585 | Central HP <5.4 tons | YORK | HRCU-A-CB (Split System: Heat Pump with Remote Outdoor Unit-Air-Source) | HH824E2S11 | ADP |  | H,YE7J*36+TXV-BLEED | TM9Y060B12MP11 | 22400 | 17 | 8.8 | 21400 | 17300 | 80.84% | 1.96 | 0 | 11 |  |  |  |  | R-454B | 1.8667 | Residential & Commercial | USHP | Ducted CEE Tier 1
215424587 | Central HP <5.4 tons | YORK | HRCU-A-CB (Split System: Heat Pump with Remote Outdoor Unit-Air-Source) | HH824E2S11 | ADP |  | H,YE7J*36+TXV | TM9Y060B12MP11 | 22400 | 17 | 8.8 | 21400 | 17300 | 80.84% | 1.96 | 0 | 11 |  |  |  |  | R-454B | 1.8667 | Residential & Commercial | USHP | Ducted CEE Tier 1
215424621 | Central HP <5.4 tons | YORK | HRCU-A-CB (Split System: Heat Pump with Remote Outdoor Unit-Air-Source) | HH824E2S11 | ADP |  | H,YE7J*36+TXV-BLEED | Y81E100B12SMPS1 | 23000 | 18 | 9 | 21400 | 18200 | 85.05% | 2 | 0 | 12 |  |  |  |  | R-454B | 1.9167 | Residential & Commercial | USHP | Ducted CEE Tier 1
215423355 | Central HP <5.4 tons | YORK | HRCU-A-CB (Split System: Heat Pump with Remote Outdoor Unit-Air-Source) | HH836E2S11 | ADP |  | H,YE80*36+TXV | TM9Y100C16MP11 | 32800 | 19 | 8.5 | 29400 | 23800 | 80.95% | 2 | 0 | 11 |  |  |  |  | R-454B | 2.7333 | Residential & Commercial | USHP | Ducted CEE Tier 1
215423403 | Central HP <5.4 tons | YORK | HRCU-A-CB (Split System: Heat Pump with Remote Outdoor Unit-Air-Source) | HH836E2S11 | ADP |  | H,YE9J*36+TXV-BLEED | Y82E080B12LMPS1 | 32800 | 18 | 8.5 | 28400 | 24400 | 85.92% | 2 | 0 | 11.7 |  |  |  |  | R-454B | 2.7333 | Residential & Commercial | USHP | Ducted CEE Tier 1
215423405 | Central HP <5.4 tons | YORK | HRCU-A-CB (Split System: Heat Pump with Remote Outdoor Unit-Air-Source) | HH836E2S11 | ADP |  | H,YE80*36+TXV | Y82E080B12LMPS1 | 32800 | 19 | 8.5 | 28400 | 24400 | 85.92% | 2 | 0 | 11.7 |  |  |  |  | R-454B | 2.7333 | Residential & Commercial | USHP | Ducted CEE Tier 1
215423420 | Central HP <5.4 tons | YORK | HRCU-A-CB (Split System: Heat Pump with Remote Outdoor Unit-Air-Source) | HH836E2S11 | ADP |  | H,YE80*36+TXV | Y91E100C16SMPS1 | 35000 | 18 | 8.1 | 31000 | 24200 | 78.06% | 2 | 0 | 11 |  |  |  |  | R-454B | 2.9167 | Residential & Commercial | USHP | Ducted CEE Tier 1
215423519 | Central HP <5.4 tons | YORK | HRCU-A-CB (Split System: Heat Pump with Remote Outdoor Unit-Air-Source) | HH860E2S11 | ADP |  | H,YE55*60+TXV | TM8E100C16MP11 | 44500 | 18 | 8.5 | 43500 | 33800 | 77.7% | 2 | 0 | 11 |  |  |  |  | R-454B | 3.7083 | Residential & Commercial | USHP | Ducted CEE Tier 1
215423536 | Central HP <5.4 tons | YORK | HRCU-A-CB (Split System: Heat Pump with Remote Outdoor Unit-Air-Source) | HH860E2S11 | ADP |  | H,YE35*48+TXV | TM8E120C16MP11 | 43500 | 17 | 8.3 | 43500 | 33800 | 77.7% | 1.96 | 0 | 10.5 |  |  |  |  | R-454B | 3.625 | Residential & Commercial | USHP | Ducted CEE Tier 1
215423537 | Central HP <5.4 tons | YORK | HRCU-A-CB (Split System: Heat Pump with Remote Outdoor Unit-Air-Source) | HH860E2S11 | ADP |  | H,YE36*60+TXV-BLEED | TM8E120C16MP11 | 44000 | 17 | 8.4 | 43500 | 33800 | 77.7% | 1.98 | 0 | 10.5 |  |  |  |  | R-454B | 3.6667 | Residential & Commercial | USHP | Ducted CEE Tier 1
214649765 | Central HP <5.4 tons | LUXAIRE | HRCU-A-CB (Split System: Heat Pump with Remote Outdoor Unit-Air-Source) | HH824E2S11 |  |  | CTU30B5XCS1+TXV | TM8E100B12MP11 | 23000 | 17 | 9.5 | 23000 | 18400 | 80% | 2 | 0 | 12 |  |  |  |  | R-454B | 1.9167 | Residential & Commercial | USHP | Ducted CEE Tier 1
215735543 | Central HP <5.4 tons | YORK | HRCU-A-CB (Split System: Heat Pump with Remote Outdoor Unit-Air-Source) | HH824E2S11 | ADP |  | H,YE31*30+TXV-BLEED | TM9Y080B12MP11 | 21800 | 17 | 8.5 | 21000 | 17000 | 80.95% | 1.9 | 0 | 11 |  |  |  |  | R-454B | 1.8167 | Residential & Commercial | USHP | Ducted CEE Tier 1
215735544 | Central HP <5.4 tons | YORK | HRCU-A-CB (Split System: Heat Pump with Remote Outdoor Unit-Air-Source) | HH824E2S11 | ADP |  | H,YE33*36+TXV-BLEED | TM9Y080B12MP11 | 23000 | 17 | 9 | 21400 | 18100 | 84.58% | 2 | 0 | 11.7 |  |  |  |  | R-454B | 1.9167 | Residential & Commercial | USHP | Ducted CEE Tier 1
215425708 | Central HP <5.4 tons | YORK | HRCU-A-CB (Split System: Heat Pump with Remote Outdoor Unit-Air-Source) | HH824E2S11 | ADP |  | H,YE24*36+TXV | TM9E060A10MP12 | 21800 | 16 | 8.55 | 21200 | 17700 | 83.49% | 1.92 | 0 | 10 |  |  |  |  | R-454B | 1.8167 | Residential & Commercial | USHP | Ducted CEE Tier 1
215425726 | Central HP <5.4 tons | YORK | HRCU-A-CB (Split System: Heat Pump with Remote Outdoor Unit-Air-Source) | HH824E2S11 | ADP |  | H,YE33*30+TXV | TM9E080B12MP12 | 23000 | 17 | 9 | 21400 | 18300 | 85.51% | 2 | 0 | 11.7 |  |  |  |  | R-454B | 1.9167 | Residential & Commercial | USHP | Ducted CEE Tier 1
215425727 | Central HP <5.4 tons | YORK | HRCU-A-CB (Split System: Heat Pump with Remote Outdoor Unit-Air-Source) | HH824E2S11 | ADP |  | H,YE7J*24+TXV | TM9E080B12MP12 | 23000 | 17 | 9 | 21400 | 18300 | 85.51% | 2 | 0 | 11.7 |  |  |  |  | R-454B | 1.9167 | Residential & Commercial | USHP | Ducted CEE Tier 1
215853356 | Central HP <5.4 tons | COLEMAN | HRCU-A-CB (Split System: Heat Pump with Remote Outdoor Unit-Air-Source) | HH836E2S11 |  |  | CTM36C5CDS1+JMC17C2SN1 | 0 | 34400 | 19 | 9 | 31600 | 25800 | 81.65% | 2 | 0 | 11.7 |  |  |  |  | R-454B | 2.8667 | Residential & Commercial | USHP | Ducted CEE Tier 1
215676866 | Central HP <5.4 tons | AIRQUEST | HRCU-A-CB (Split System: Heat Pump with Remote Outdoor Unit-Air-Source) | H5H0V48*K*AAA* |  |  | EVD5X61M24A*+WALLCON | *80CTL0702120B* | 48500 | 19 | 9 | 50000 | 36800 | 73.6% | 2 | 0 | 10.5 |  |  |  |  | R-454B | 4.0417 | Residential & Commercial | USHP | Ducted CEE Tier 1
211392973 | Central HP <5.4 tons | FRASER-JOHNSTON | HRCU-A-CB (Split System: Heat Pump with Remote Outdoor Unit-Air-Source) | HMH72B341 |  |  | XAHC36DXXN1+TXV | TL9E100C20UH11 | 34000 | 16.5 | 8.1 | 34000 | 24600 | 72.35% | 2.08 | 0 | 9.5 |  |  |  |  | R-410A | 2.8333 | Residential & Commercial | USHP
211393127 | Central HP <5.4 tons | FRASER-JOHNSTON | HRCU-A-CB (Split System: Heat Pump with Remote Outdoor Unit-Air-Source) | HMH72B341 |  |  | XAFC30CXXN1+TXV | TL9E080C16UH11 | 33000 | 17 | 8.5 | 33000 | 23200 | 70.3% | 2.04 | 0 | 10 |  |  |  |  | R-410A | 2.75 | Residential & Commercial | USHP | Ducted CEE Tier 1
214061499 | Central HP <5.4 tons | DUCANE | HRCU-A-CB (Split System: Heat Pump with Remote Outdoor Unit-Air-Source) | 4HP18V36P | ADP |  | A36VDA+TXV | 97G2DF045BE12 | 24000 | 18 | 8.5 | 22400 | 16300 | 72.77% | 2.16 | 0 | 12 |  |  |  |  | R-410A | 2 | Residential & Commercial | USHP | Ducted CEE Tier 1
214671455 | Central HP <5.4 tons | LENNOX | HRCU-A-CB (Split System: Heat Pump with Remote Outdoor Unit-Air-Source) | SL25XPV-036-230A** | ADP |  | L*24/36Z9 | SL280UH090V36B* | 34000 | 22 | 8.8 | 32800 | 25600 | 78.05% | 1.84 | 0 | 13.5 |  |  |  |  | R-410A | 2.8333 | Residential & Commercial | USHP | Ducted CEE Tier 1
215425778 | Central HP <5.4 tons | YORK | HRCU-A-CB (Split System: Heat Pump with Remote Outdoor Unit-Air-Source) | HH824E2S11 | ADP |  | H,YE24*36+TXV | Y81E080B12SMPS1 | 21800 | 18 | 9 | 21200 | 17500 | 82.55% | 1.92 | 0 | 11 |  |  |  |  | R-454B | 1.8167 | Residential & Commercial | USHP | Ducted CEE Tier 1
215675526 | Central HP <5.4 tons | AIRQUEST | HRCU-A-CB (Split System: Heat Pump with Remote Outdoor Unit-Air-Source) | H5H0V48*K*AAA* |  |  | EVM5X49M21A*+WALLCON | *80CTL0451712B* | 47500 | 18 | 9 | 50000 | 37600 | 75.2% | 1.98 | 0 | 9.5 |  |  |  |  | R-454B | 3.9583 | Residential & Commercial | USHP
215423554 | Central HP <5.4 tons | YORK | HRCU-A-CB (Split System: Heat Pump with Remote Outdoor Unit-Air-Source) | HH860E2S11 | ADP |  | H,YE36*60+TXV-BLEED | TM8E120C20MP11 | 51500 | 18 | 8.3 | 52500 | 39000 | 74.29% | 1.96 | 0 | 10.5 |  |  |  |  | R-454B | 4.2917 | Residential & Commercial | USHP | Ducted CEE Tier 1
215423556 | Central HP <5.4 tons | YORK | HRCU-A-CB (Split System: Heat Pump with Remote Outdoor Unit-Air-Source) | HH860E2S11 | ADP |  | H,YE37*60+TXV | TM8E120C20MP11 | 52000 | 18 | 8.35 | 52000 | 38500 | 74.04% | 1.98 | 0 | 10.5 |  |  |  |  | R-454B | 4.3333 | Residential & Commercial | USHP | Ducted CEE Tier 1
215423571 | Central HP <5.4 tons | YORK | HRCU-A-CB (Split System: Heat Pump with Remote Outdoor Unit-Air-Source) | HH860E2S11 | ADP |  | H,YE48*60+TXV-BLEED | TM8E130D20MP11 | 54000 | 18 | 8.5 | 53000 | 39500 | 74.53% | 2 | 0 | 11 |  |  |  |  | R-454B | 4.5 | Residential & Commercial | USHP | Ducted CEE Tier 1
215423672 | Central HP <5.4 tons | YORK | HRCU-A-CB (Split System: Heat Pump with Remote Outdoor Unit-Air-Source) | HH860E2S11 | ADP |  | H,YE49*60+TXV | TM8Y100C16MP11 | 44000 | 18 | 8.5 | 42000 | 33000 | 78.57% | 2 | 0 | 11.7 |  |  |  |  | R-454B | 3.6667 | Residential & Commercial | USHP | Ducted CEE Tier 1
215423673 | Central HP <5.4 tons | YORK | HRCU-A-CB (Split System: Heat Pump with Remote Outdoor Unit-Air-Source) | HH860E2S11 | ADP |  | H,YE74*48+TXV | TM8Y100C16MP11 | 44000 | 18 | 8.5 | 42000 | 33000 | 78.57% | 2 | 0 | 11.7 |  |  |  |  | R-454B | 3.6667 | Residential & Commercial | USHP | Ducted CEE Tier 1
215423703 | Central HP <5.4 tons | YORK | HRCU-A-CB (Split System: Heat Pump with Remote Outdoor Unit-Air-Source) | HH860E2S11 | ADP |  | H,YE36*60+TXV-BLEED | TM9E080C16MP12 | 44000 | 17 | 8.4 | 43500 | 34000 | 78.16% | 1.98 | 0 | 10.5 |  |  |  |  | R-454B | 3.6667 | Residential & Commercial | USHP | Ducted CEE Tier 1
215423704 | Central HP <5.4 tons | YORK | HRCU-A-CB (Split System: Heat Pump with Remote Outdoor Unit-Air-Source) | HH860E2S11 | ADP |  | H,YE36*48+TXV | TM9E080C16MP12 | 44000 | 17 | 8.4 | 43500 | 34000 | 78.16% | 1.98 | 0 | 10.5 |  |  |  |  | R-454B | 3.6667 | Residential & Commercial | USHP | Ducted CEE Tier 1
215423706 | Central HP <5.4 tons | YORK | HRCU-A-CB (Split System: Heat Pump with Remote Outdoor Unit-Air-Source) | HH860E2S11 | ADP |  | H,YE37*60+TXV | TM9E080C16MP12 | 44500 | 17 | 8.5 | 43500 | 34000 | 78.16% | 2 | 0 | 11 |  |  |  |  | R-454B | 3.7083 | Residential & Commercial | USHP | Ducted CEE Tier 1
214061446 | Central HP <5.4 tons | YORK | HRCU-A-CB (Split System: Heat Pump with Remote Outdoor Unit-Air-Source) | HMH72B341 | ADP |  | AD-35(P,U)*****1+TXV | Y82E100C20LMPS1 | 33600 | 18 | 8.5 | 31400 | 22800 | 72.61% | 2.08 | 0 | 9.5 |  |  |  |  | R-410A | 2.8 | Residential & Commercial | USHP
213164371 | Central HP <5.4 tons | YORK | HRCU-A-CB (Split System: Heat Pump with Remote Outdoor Unit-Air-Source) | HMH72B341 | ADP |  | CH360B9+AEF48BXP* | 0 | 32800 | 18 | 8.35 | 31400 | 22800 | 72.61% | 1.94 | 0 | 10 |  |  |  |  | R-410A | 2.7333 | Residential & Commercial | USHP | Ducted CEE Tier 1
215424455 | Central HP <5.4 tons | YORK | HRCU-A-CB (Split System: Heat Pump with Remote Outdoor Unit-Air-Source) | HH824E2S11 | ADP |  | H,YE32*36+TXV | TM8E060A12MP11 | 22200 | 17 | 8.65 | 21200 | 17500 | 82.55% | 1.94 | 0 | 11 |  |  |  |  | R-454B | 1.85 | Residential & Commercial | USHP | Ducted CEE Tier 1
215424474 | Central HP <5.4 tons | YORK | HRCU-A-CB (Split System: Heat Pump with Remote Outdoor Unit-Air-Source) | HH824E2S11 | ADP |  | H,YE33*36+TXV | TM8E100B12MP11 | 22600 | 17 | 8.8 | 21400 | 17700 | 82.71% | 1.96 | 0 | 11.7 |  |  |  |  | R-454B | 1.8833 | Residential & Commercial | USHP | Ducted CEE Tier 1
215424539 | Central HP <5.4 tons | YORK | HRCU-A-CB (Split System: Heat Pump with Remote Outdoor Unit-Air-Source) | HH824E2S11 | ADP |  | H,YE33*36+TXV | TM9E080B12MP12 | 23000 | 17 | 9 | 21400 | 18300 | 85.51% | 2 | 0 | 11.7 |  |  |  |  | R-454B | 1.9167 | Residential & Commercial | USHP | Ducted CEE Tier 1
215424541 | Central HP <5.4 tons | YORK | HRCU-A-CB (Split System: Heat Pump with Remote Outdoor Unit-Air-Source) | HH824E2S11 | ADP |  | H,YE7J*30+TXV | TM9E080B12MP12 | 23000 | 17 | 9 | 21400 | 18300 | 85.51% | 2 | 0 | 11.7 |  |  |  |  | R-454B | 1.9167 | Residential & Commercial | USHP | Ducted CEE Tier 1
215424575 | Central HP <5.4 tons | YORK | HRCU-A-CB (Split System: Heat Pump with Remote Outdoor Unit-Air-Source) | HH824E2S11 | ADP |  | H,YE33*36+TXV | TM9Y040A10MP11 | 22400 | 16 | 8.3 | 21000 | 16900 | 80.48% | 1.96 | 0 | 10.5 |  |  |  |  | R-454B | 1.8667 | Residential & Commercial | USHP | Ducted CEE Tier 1
215424592 | Central HP <5.4 tons | YORK | HRCU-A-CB (Split System: Heat Pump with Remote Outdoor Unit-Air-Source) | HH824E2S11 | ADP |  | H,YE32*36+TXV | TM9Y080B12MP11 | 22200 | 17 | 8.65 | 21000 | 17000 | 80.95% | 1.94 | 0 | 11.5 |  |  |  |  | R-454B | 1.85 | Residential & Commercial | USHP | Ducted CEE Tier 1
214671433 | Central HP <5.4 tons | LENNOX | HRCU-A-CB (Split System: Heat Pump with Remote Outdoor Unit-Air-Source) | SL25XPV-024-230A** | ADP |  | L*25/37Z9 | SL297UH040NV36B* | 22600 | 22 | 9.5 | 19600 | 19600 | 100% | 1.96 | 0 | 14 |  |  |  |  | R-410A | 1.8833 | Residential & Commercial | USHP | Ducted CEE Tier 1
211393902 | Central HP <5.4 tons | FRASER-JOHNSTON | HRCU-A-CB (Split System: Heat Pump with Remote Outdoor Unit-Air-Source) | HMH72B341 |  |  | XAHC48FBCN1 | TM9Y100C16MP11 | 33200 | 17 | 8.1 | 32400 | 23600 | 72.84% | 2.02 | 0 | 9 |  |  |  |  | R-410A | 2.7667 | Residential & Commercial | USHP
211388072 | Central HP <5.4 tons | FRASER-JOHNSTON | HRCU-A-CB (Split System: Heat Pump with Remote Outdoor Unit-Air-Source) | HMH72B341 |  |  | XAHC36DBCN1 | TP9C060B12MP13 | 33200 | 17 | 8.1 | 33400 | 23800 | 71.26% | 2 | 0 | 9.5 |  |  |  |  | R-410A | 2.7667 | Residential & Commercial | USHP
211388171 | Central HP <5.4 tons | FRASER-JOHNSTON | HRCU-A-CB (Split System: Heat Pump with Remote Outdoor Unit-Air-Source) | HMH72B341 |  |  | XAHB36DBCN1 | TP9C060B12MP13 | 32800 | 17 | 8.1 | 33000 | 23400 | 70.91% | 1.98 | 0 | 9.5 |  |  |  |  | R-410A | 2.7333 | Residential & Commercial | USHP
211388339 | Central HP <5.4 tons | FRASER-JOHNSTON | HRCU-A-CB (Split System: Heat Pump with Remote Outdoor Unit-Air-Source) | HMH72B341 |  |  | XAFB36DBCN1 | TM9V060B12MP12 | 33800 | 17 | 8.5 | 33400 | 23800 | 71.26% | 2.04 | 0 | 9.5 |  |  |  |  | R-410A | 2.8167 | Residential & Commercial | USHP
211388587 | Central HP <5.4 tons | FRASER-JOHNSTON | HRCU-A-CB (Split System: Heat Pump with Remote Outdoor Unit-Air-Source) | HMH72B341 |  |  | XAHC36DBCN1 | TM9E100C16MP12 | 33600 | 17.5 | 8.1 | 33000 | 23200 | 70.3% | 2.04 | 0 | 10 |  |  |  |  | R-410A | 2.8 | Residential & Commercial | USHP | Ducted CEE Tier 1
216374550 | Central HP <5.4 tons | LUXAIRE | HRCU-A-CB (Split System: Heat Pump with Remote Outdoor Unit-Air-Source) | HH836E2S11 |  |  | CTM36B5CDS1 | Z9ET060B12SMPS1 | 33200 | 18 | 8.5 | 31600 | 24200 | 76.58% | 2 | 0 | 11 |  |  |  |  | R-454B | 2.7667 | Residential & Commercial | USHP | Ducted CEE Tier 1
214570657 | Central HP <5.4 tons | TEMPSTAR | HRCU-A-CB (Split System: Heat Pump with Remote Outdoor Unit-Air-Source) | TVH825GKA3* |  |  | EA*4X43L21A*+WALLCON | *97CMN0802120B* | 24400 | 16.5 | 8.5 | 21200 | 16600 | 78.3% | 2.04 | 0 | 11 |  |  |  |  | R-410A | 2.0333 | Residential & Commercial | USHP | Ducted CEE Tier 1
214570757 | Central HP <5.4 tons | TEMPSTAR | HRCU-A-CB (Split System: Heat Pump with Remote Outdoor Unit-Air-Source) | TVH825GKA3* |  |  | EA*4X48L24A*+WALLCON | *95CSU1002122B* | 24000 | 17 | 8.5 | 20800 | 16500 | 79.33% | 2.02 | 0 | 11 |  |  |  |  | R-410A | 2 | Residential & Commercial | USHP | Ducted CEE Tier 1
215677106 | Central HP <5.4 tons | AIRQUEST | HRCU-A-CB (Split System: Heat Pump with Remote Outdoor Unit-Air-Source) | H5H0V60*K*AAA* |  |  | EVM5X60M24A*+WALLCON | *80CTL0702120B* | 56000 | 18 | 9 | 63500 | 45000 | 70.87% | 2.06 | 0 | 9 |  |  |  |  | R-454B | 4.6667 | Residential & Commercial | USHP
215677226 | Central HP <5.4 tons | AIRQUEST | HRCU-A-CB (Split System: Heat Pump with Remote Outdoor Unit-Air-Source) | H5H0V60*K*AAA* |  |  | EVM5X61M24A*+WALLCON | *80CTL0702120B* | 57000 | 18.5 | 9 | 64000 | 45000 | 70.31% | 2.08 | 0 | 9 |  |  |  |  | R-454B | 4.75 | Residential & Commercial | USHP
216374718 | Central HP <5.4 tons | LUXAIRE | HRCU-A-CB (Split System: Heat Pump with Remote Outdoor Unit-Air-Source) | HH836E2S11 |  |  | CTM48C5CFS1 | Z9ET080C16SMPS1 | 33800 | 19 | 9.5 | 32400 | 24200 | 74.69% | 2 | 0 | 11 |  |  |  |  | R-454B | 2.8167 | Residential & Commercial | USHP | Ducted CEE Tier 1
214398571 | Central HP <5.4 tons | LUXAIRE | HRCU-A-CB (Split System: Heat Pump with Remote Outdoor Unit-Air-Source) | HH836E2S11 |  |  | CTF48C5CFS1+JMVT17CC2N1 | 0 | 34400 | 19 | 9 | 32000 | 25200 | 78.75% | 2 | 0 | 11.7 |  |  |  |  | R-454B | 2.8667 | Residential & Commercial | USHP | Ducted CEE Tier 1
214397818 | Central HP <5.4 tons | LUXAIRE | HRCU-A-CB (Split System: Heat Pump with Remote Outdoor Unit-Air-Source) | HH836E2S11 |  |  | CTF48C5CFS1 | TM9E080C20MP12 | 34000 | 17 | 9 | 32000 | 25400 | 79.38% | 2 | 0 | 11 |  |  |  |  | R-454B | 2.8333 | Residential & Commercial | USHP | Ducted CEE Tier 1
214398187 | Central HP <5.4 tons | LUXAIRE | HRCU-A-CB (Split System: Heat Pump with Remote Outdoor Unit-Air-Source) | HH836E2S11 |  |  | CTM36C5CDS1 | TL8E080C16UH11 | 34000 | 18 | 8.5 | 32200 | 26400 | 81.99% | 2 | 0 | 11 |  |  |  |  | R-454B | 2.8333 | Residential & Commercial | USHP | Ducted CEE Tier 1
213298039 | Central HP <5.4 tons | LUXAIRE | HRCU-A-CB (Split System: Heat Pump with Remote Outdoor Unit-Air-Source) | HMH72B341 |  |  | XAFC36DXXN1+TXV | Z8ES080B12SMPS1 | 34000 | 18 | 8.1 | 33400 | 24000 | 71.86% | 2.08 | 0 | 10 |  |  |  |  | R-410A | 2.8333 | Residential & Commercial | USHP | Ducted CEE Tier 1
214397700 | Central HP <5.4 tons | LUXAIRE | HRCU-A-CB (Split System: Heat Pump with Remote Outdoor Unit-Air-Source) | HH836E2S11 |  |  | CTF36C5CDS1 | TMLE100C16MP11 | 34000 | 18 | 8.5 | 31600 | 25800 | 81.65% | 2 | 0 | 11 |  |  |  |  | R-454B | 2.8333 | Residential & Commercial | USHP | Ducted CEE Tier 1
213297254 | Central HP <5.4 tons | LUXAIRE | HRCU-A-CB (Split System: Heat Pump with Remote Outdoor Unit-Air-Source) | HMH72B341 |  |  | XAUB36DXXN1+TXV | Z9ET040A10SMPS1 | 34000 | 18 | 8.1 | 33400 | 23800 | 71.26% | 2.04 | 0 | 9.5 |  |  |  |  | R-410A | 2.8333 | Residential & Commercial | USHP
213297354 | Central HP <5.4 tons | LUXAIRE | HRCU-A-CB (Split System: Heat Pump with Remote Outdoor Unit-Air-Source) | HMH72B341 |  |  | XAHC30CXXN1+TXV | Z8ES100B12SMPS1 | 32000 | 17.5 | 8.1 | 32200 | 22600 | 70.19% | 2 | 0 | 9.5 |  |  |  |  | R-410A | 2.6667 | Residential & Commercial | USHP
212632697 | Central HP <5.4 tons | LENNOX | HRCU-A-CB (Split System: Heat Pump with Remote Outdoor Unit-Air-Source) | SL25XPV-036-230A** | ADP |  | LD19/36Y9 | EL296DF045XV36B* | 32800 | 21 | 8.7 | 34400 | 29600 | 86.05% | 1.76 | 0 | 12 |  |  |  |  | R-410A | 2.7333 | Residential & Commercial | USHP | Ducted CEE Tier 1
212632730 | Central HP <5.4 tons | LENNOX | HRCU-A-CB (Split System: Heat Pump with Remote Outdoor Unit-Air-Source) | SL25XPV-036-230A** | ADP |  | LD30/36Y9 | SL280DF080NV60C* | 33400 | 20 | 8.6 | 34400 | 28800 | 83.72% | 1.76 | 0 | 13 |  |  |  |  | R-410A | 2.7833 | Residential & Commercial | USHP | Ducted CEE Tier 1
215424624 | Central HP <5.4 tons | YORK | HRCU-A-CB (Split System: Heat Pump with Remote Outdoor Unit-Air-Source) | HH824E2S11 | ADP |  | H,YE8J*30+TXV | Y81E100B12SMPS1 | 23000 | 18 | 9 | 21400 | 18200 | 85.05% | 2 | 0 | 12 |  |  |  |  | R-454B | 1.9167 | Residential & Commercial | USHP | Ducted CEE Tier 1
215424641 | Central HP <5.4 tons | YORK | HRCU-A-CB (Split System: Heat Pump with Remote Outdoor Unit-Air-Source) | HH824E2S11 | ADP |  | H,YE7J*36+TXV | Y82E080B12LMPS1 | 23000 | 18 | 9 | 21400 | 18100 | 84.58% | 2 | 0 | 12 |  |  |  |  | R-454B | 1.9167 | Residential & Commercial | USHP | Ducted CEE Tier 1
215424672 | Central HP <5.4 tons | YORK | HRCU-A-CB (Split System: Heat Pump with Remote Outdoor Unit-Air-Source) | HH824E2S11 | ADP |  | H,YE31*30+TXV | Y91E060B12SMPS1 | 22600 | 16 | 8.75 | 21400 | 18200 | 85.05% | 1.96 | 0 | 11.5 |  |  |  |  | R-454B | 1.8833 | Residential & Commercial | USHP | Ducted CEE Tier 1
215424673 | Central HP <5.4 tons | YORK | HRCU-A-CB (Split System: Heat Pump with Remote Outdoor Unit-Air-Source) | HH824E2S11 | ADP |  | H,YE32*36+TXV | Y91E060B12SMPS1 | 22800 | 16 | 8.95 | 21400 | 18200 | 85.05% | 1.98 | 0 | 11.5 |  |  |  |  | R-454B | 1.9 | Residential & Commercial | USHP | Ducted CEE Tier 1
215423738 | Central HP <5.4 tons | YORK | HRCU-A-CB (Split System: Heat Pump with Remote Outdoor Unit-Air-Source) | HH860E2S11 | ADP |  | H,YE2K*60+TXV | TM9E100C16MP12 | 44500 | 17 | 8.45 | 44000 | 34000 | 77.27% | 2 | 0 | 11 |  |  |  |  | R-454B | 3.7083 | Residential & Commercial | USHP | Ducted CEE Tier 1
215423803 | Central HP <5.4 tons | YORK | HRCU-A-CB (Split System: Heat Pump with Remote Outdoor Unit-Air-Source) | HH860E2S11 | ADP |  | H,YE54*48+TXV | TM9V100C16MP12 | 43500 | 18 | 8.5 | 42000 | 32800 | 78.1% | 2 | 0 | 11.7 |  |  |  |  | R-454B | 3.625 | Residential & Commercial | USHP | Ducted CEE Tier 1
215423837 | Central HP <5.4 tons | YORK | HRCU-A-CB (Split System: Heat Pump with Remote Outdoor Unit-Air-Source) | HH860E2S11 | ADP |  | H,YE36*60+TXV-BLEED | TM9Y080C16MP11 | 43500 | 16 | 8.4 | 42500 | 33400 | 78.59% | 1.98 | 0 | 10.5 |  |  |  |  | R-454B | 3.625 | Residential & Commercial | USHP | Ducted CEE Tier 1
215423872 | Central HP <5.4 tons | YORK | HRCU-A-CB (Split System: Heat Pump with Remote Outdoor Unit-Air-Source) | HH860E2S11 | ADP |  | H,YE36*60+TXV-BLEED | TM9Y100C20MP11 | 51000 | 17 | 8.3 | 52500 | 39000 | 74.29% | 1.96 | 0 | 10.5 |  |  |  |  | R-454B | 4.25 | Residential & Commercial | USHP | Ducted CEE Tier 1
215423902 | Central HP <5.4 tons | YORK | HRCU-A-CB (Split System: Heat Pump with Remote Outdoor Unit-Air-Source) | HH860E2S11 | ADP |  | H,YE2K*48+TXV | Y81E080C16SMPS1 | 44000 | 17 | 8.45 | 42500 | 33000 | 77.65% | 2 | 0 | 11.7 |  |  |  |  | R-454B | 3.6667 | Residential & Commercial | USHP | Ducted CEE Tier 1
215423977 | Central HP <5.4 tons | YORK | HRCU-A-CB (Split System: Heat Pump with Remote Outdoor Unit-Air-Source) | HH860E2S11 | ADP |  | H,YE36*60+TXV-BLEED | Y81E120C20SMPS1 | 51000 | 18 | 8.3 | 51500 | 38000 | 73.79% | 1.96 | 0 | 11 |  |  |  |  | R-454B | 4.25 | Residential & Commercial | USHP | Ducted CEE Tier 1
215424000 | Central HP <5.4 tons | YORK | HRCU-A-CB (Split System: Heat Pump with Remote Outdoor Unit-Air-Source) | HH860E2S11 | ADP |  | H,YE84*60+TXV | Y81E130D20SMPS1 | 54000 | 19 | 8.5 | 52500 | 39000 | 74.29% | 2 | 0 | 11.7 |  |  |  |  | R-454B | 4.5 | Residential & Commercial | USHP | Ducted CEE Tier 1
215424009 | Central HP <5.4 tons | YORK | HRCU-A-CB (Split System: Heat Pump with Remote Outdoor Unit-Air-Source) | HH860E2S11 | ADP |  | H,YE3K*60+TXV | Y91E080C16SMPS1 | 45000 | 18 | 8.5 | 45000 | 33400 | 74.22% | 2 | 0 | 11.7 |  |  |  |  | R-454B | 3.75 | Residential & Commercial | USHP | Ducted CEE Tier 1
215424018 | Central HP <5.4 tons | YORK | HRCU-A-CB (Split System: Heat Pump with Remote Outdoor Unit-Air-Source) | HH860E2S11 | ADP |  | H,YE84*60+TXV | Y91E080C16SMPS1 | 45000 | 18 | 8.5 | 45000 | 33400 | 74.22% | 2 | 0 | 11.7 |  |  |  |  | R-454B | 3.75 | Residential & Commercial | USHP | Ducted CEE Tier 1
215424043 | Central HP <5.4 tons | YORK | HRCU-A-CB (Split System: Heat Pump with Remote Outdoor Unit-Air-Source) | HH860E2S11 | ADP |  | H,YE2K*48+TXV | Y91E100C16SMPS1 | 45500 | 17 | 8.45 | 45000 | 33800 | 75.11% | 2 | 0 | 11.7 |  |  |  |  | R-454B | 3.7917 | Residential & Commercial | USHP | Ducted CEE Tier 1
215424045 | Central HP <5.4 tons | YORK | HRCU-A-CB (Split System: Heat Pump with Remote Outdoor Unit-Air-Source) | HH860E2S11 | ADP |  | H,YE3K*60+TXV | Y91E100C16SMPS1 | 45500 | 18 | 8.5 | 45000 | 33800 | 75.11% | 2 | 0 | 11.7 |  |  |  |  | R-454B | 3.7917 | Residential & Commercial | USHP | Ducted CEE Tier 1
215424066 | Central HP <5.4 tons | YORK | HRCU-A-CB (Split System: Heat Pump with Remote Outdoor Unit-Air-Source) | HH860E2S11 | ADP |  | H,YE48*60+TXV | Y91E100C20SMPS1 | 45500 | 18 | 8.5 | 45000 | 33600 | 74.67% | 2 | 0 | 11.7 |  |  |  |  | R-454B | 3.7917 | Residential & Commercial | USHP | Ducted CEE Tier 1
215675646 | Central HP <5.4 tons | AIRQUEST | HRCU-A-CB (Split System: Heat Pump with Remote Outdoor Unit-Air-Source) | H5H0V48*K*AAA* |  |  | EVM5X49M21A*+WALLCON | *96CTN0801714B* | 48000 | 18.5 | 9 | 50000 | 36200 | 72.4% | 2.02 | 0 | 10 |  |  |  |  | R-454B | 4 | Residential & Commercial | USHP | Ducted CEE Tier 1
215676096 | Central HP <5.4 tons | AIRQUEST | HRCU-A-CB (Split System: Heat Pump with Remote Outdoor Unit-Air-Source) | H5H0V48*K*AAA* |  |  | EVD5X48M21A*+WALLCON | *80CSU0601716A* | 47000 | 18 | 9 | 50000 | 36400 | 72.8% | 2 | 0 | 9.5 |  |  |  |  | R-454B | 3.9167 | Residential & Commercial | USHP
215676046 | Central HP <5.4 tons | AIRQUEST | HRCU-A-CB (Split System: Heat Pump with Remote Outdoor Unit-Air-Source) | H5H0V48*K*AAA* |  |  | EVM5X61M24A*+WALLCON | *97CMN0802120B* | 48500 | 19 | 9.5 | 50000 | 36800 | 73.6% | 2.12 | 0 | 10.5 |  |  |  |  | R-454B | 4.0417 | Residential & Commercial | USHP | Ducted CEE Tier 1
215676196 | Central HP <5.4 tons | AIRQUEST | HRCU-A-CB (Split System: Heat Pump with Remote Outdoor Unit-Air-Source) | H5H0V48*K*AAA* |  |  | EVD5X48M24A*+WALLCON | *80CTL0702120B* | 47000 | 18.5 | 9 | 50000 | 36600 | 73.2% | 2.02 | 0 | 10 |  |  |  |  | R-454B | 3.9167 | Residential & Commercial | USHP | Ducted CEE Tier 1
215676546 | Central HP <5.4 tons | AIRQUEST | HRCU-A-CB (Split System: Heat Pump with Remote Outdoor Unit-Air-Source) | H5H0V48*K*AAA* |  |  | EVD5X60M21A*+WALLCON | *97CMN0802120B* | 48000 | 19 | 9 | 50000 | 36800 | 73.6% | 2 | 0 | 10 |  |  |  |  | R-454B | 4 | Residential & Commercial | USHP | Ducted CEE Tier 1
215424075 | Central HP <5.4 tons | YORK | HRCU-A-CB (Split System: Heat Pump with Remote Outdoor Unit-Air-Source) | HH860E2S11 | ADP |  | H,YE36*60+TXV-BLEED | Y91E120D20SMPS1 | 46000 | 17 | 8.4 | 45000 | 33800 | 75.11% | 1.98 | 0 | 11.5 |  |  |  |  | R-454B | 3.8333 | Residential & Commercial | USHP | Ducted CEE Tier 1
215424095 | Central HP <5.4 tons | YORK | HRCU-A-CB (Split System: Heat Pump with Remote Outdoor Unit-Air-Source) | HH860E2S11 | ADP |  | H,YE2K*48+TXV | YP9C080C16MP13 | 43000 | 17 | 8.45 | 42000 | 33000 | 78.57% | 2 | 0 | 10.5 |  |  |  |  | R-454B | 3.5833 | Residential & Commercial | USHP | Ducted CEE Tier 1
215424134 | Central HP <5.4 tons | YORK | HRCU-A-CB (Split System: Heat Pump with Remote Outdoor Unit-Air-Source) | HH860E2S11 | ADP |  | H,YE54*60+TXV | YP9C100C20MP13 | 52000 | 19 | 8.5 | 51500 | 38000 | 73.79% | 2 | 0 | 11 |  |  |  |  | R-454B | 4.3333 | Residential & Commercial | USHP | Ducted CEE Tier 1
215425306 | Central HP <5.4 tons | YORK | HRCU-A-CB (Split System: Heat Pump with Remote Outdoor Unit-Air-Source) | HH836E2S11 | ADP |  | H,YE1K*36+TXV | Y81E080B12SMPS1 | 32800 | 18 | 8.5 | 28400 | 24400 | 85.92% | 2 | 0 | 11.7 |  |  |  |  | R-454B | 2.7333 | Residential & Commercial | USHP | Ducted CEE Tier 1
214720039 | Central HP <5.4 tons | LUXAIRE | HRCU-A-CB (Split System: Heat Pump with Remote Outdoor Unit-Air-Source) | HH860E2S11 |  |  | CTU60C5XGS1+TXV | TP9C080C16MP13 | 43500 | 17 | 9 | 44000 | 33600 | 76.36% | 2 | 0 | 11 |  |  |  |  | R-454B | 3.625 | Residential & Commercial | USHP | Ducted CEE Tier 1
213297654 | Central HP <5.4 tons | LUXAIRE | HRCU-A-CB (Split System: Heat Pump with Remote Outdoor Unit-Air-Source) | HMH72B341 |  |  | XAHB36DXXN1+TXV | Z8ES040A12LMPS1 | 33200 | 17.5 | 8.1 | 32800 | 23000 | 70.12% | 2.02 | 0 | 10 |  |  |  |  | R-410A | 2.7667 | Residential & Commercial | USHP | Ducted CEE Tier 1
213297669 | Central HP <5.4 tons | LUXAIRE | HRCU-A-CB (Split System: Heat Pump with Remote Outdoor Unit-Air-Source) | HMH72B341 |  |  | XAHB30CXXN1+JMVT12BC2N1+TXV | 0 | 32600 | 17.5 | 8.1 | 32400 | 22800 | 70.37% | 2.02 | 0 | 9.5 |  |  |  |  | R-410A | 2.7167 | Residential & Commercial | USHP
216374652 | Central HP <5.4 tons | LUXAIRE | HRCU-A-CB (Split System: Heat Pump with Remote Outdoor Unit-Air-Source) | HH860E2S11 |  |  | CTF60C5CGS1 | Z9ET100C16SMPS1 | 44500 | 19 | 9 | 45500 | 33200 | 72.97% | 2 | 0 | 11 |  |  |  |  | R-454B | 3.7083 | Residential & Commercial | USHP | Ducted CEE Tier 1
214398420 | Central HP <5.4 tons | LUXAIRE | HRCU-A-CB (Split System: Heat Pump with Remote Outdoor Unit-Air-Source) | HH860E2S11 |  |  | CTF60D5CHS1 | LP9C120D20MP13 | 54000 | 19 | 9 | 54500 | 39500 | 72.48% | 2 | 0 | 11 |  |  |  |  | R-454B | 4.5 | Residential & Commercial | USHP | Ducted CEE Tier 1
214398452 | Central HP <5.4 tons | LUXAIRE | HRCU-A-CB (Split System: Heat Pump with Remote Outdoor Unit-Air-Source) | HH860E2S11 |  |  | CTM60C5CHS1 | TL8E100C20UH11 | 53000 | 19 | 9 | 53500 | 38000 | 71.03% | 2 | 0 | 11.7 |  |  |  |  | R-454B | 4.4167 | Residential & Commercial | USHP | Ducted CEE Tier 1
214398638 | Central HP <5.4 tons | LUXAIRE | HRCU-A-CB (Split System: Heat Pump with Remote Outdoor Unit-Air-Source) | HH860E2S11 |  |  | CTF60C5CGS1 | TM8V100C16MP12 | 43500 | 18 | 9 | 44000 | 33400 | 75.91% | 2 | 0 | 11.7 |  |  |  |  | R-454B | 3.625 | Residential & Commercial | USHP | Ducted CEE Tier 1
214397485 | Central HP <5.4 tons | LUXAIRE | HRCU-A-CB (Split System: Heat Pump with Remote Outdoor Unit-Air-Source) | HH860E2S11 |  |  | CTM60C5CGS1 | LP9C100C20MP13 | 44000 | 18 | 9 | 44500 | 33600 | 75.51% | 2 | 0 | 11.7 |  |  |  |  | R-454B | 3.6667 | Residential & Commercial | USHP | Ducted CEE Tier 1
214397571 | Central HP <5.4 tons | LUXAIRE | HRCU-A-CB (Split System: Heat Pump with Remote Outdoor Unit-Air-Source) | HH824E2S11 |  |  | CTF30B5ACS1 | TP9C060B12MP13 | 23000 | 17 | 9.5 | 23000 | 18300 | 79.57% | 2 | 0 | 12 |  |  |  |  | R-454B | 1.9167 | Residential & Commercial | USHP | Ducted CEE Tier 1
211226065 | Central HP <5.4 tons | CARRIER | HRCU-A-CB (Split System: Heat Pump with Remote Outdoor Unit-Air-Source) | 38MURAQ36AB3* |  |  | CNPV*4821AL* | 59SP6A080V21**20 | 36200 | 16 | 8.1 | 38500 | 34800 | 90.39% | 2.02 | 0 | 10 |  |  |  |  | R-410A | 3.0167 | Residential & Commercial | USHP | Ducted CEE Tier 1
211226090 | Central HP <5.4 tons | CARRIER | HRCU-A-CB (Split System: Heat Pump with Remote Outdoor Unit-Air-Source) | 38MURAQ36AB3* |  |  | CNPV*4824AL* | 58SP*A070V21**20 | 36000 | 16 | 8.1 | 38500 | 34800 | 90.39% | 2.02 | 0 | 10 |  |  |  |  | R-410A | 3 | Residential & Commercial | USHP | Ducted CEE Tier 1
215425555 | Central HP <5.4 tons | YORK | HRCU-A-CB (Split System: Heat Pump with Remote Outdoor Unit-Air-Source) | HH860E2S11 | ADP |  | H,YE53*48+TXV | Y81E120C16SMPS1 | 44000 | 18 | 8.5 | 42000 | 32600 | 77.62% | 2 | 0 | 12 |  |  |  |  | R-454B | 3.6667 | Residential & Commercial | USHP | Ducted CEE Tier 1
214397914 | Central HP <5.4 tons | LUXAIRE | HRCU-A-CB (Split System: Heat Pump with Remote Outdoor Unit-Air-Source) | HH860E2S11 |  |  | CTM60D5CGS1 | TM9Y120D20MP11 | 43500 | 18 | 9 | 44000 | 33400 | 75.91% | 2 | 0 | 11.7 |  |  |  |  | R-454B | 3.625 | Residential & Commercial | USHP | Ducted CEE Tier 1
214397998 | Central HP <5.4 tons | LUXAIRE | HRCU-A-CB (Split System: Heat Pump with Remote Outdoor Unit-Air-Source) | HH860E2S11 |  |  | CTF60C5CHS1+JMC17C2SN1 | 0 | 53500 | 19 | 9 | 53500 | 38000 | 71.03% | 2 | 0 | 12 |  |  |  |  | R-454B | 4.4583 | Residential & Commercial | USHP | Ducted CEE Tier 1
215425573 | Central HP <5.4 tons | YORK | HRCU-A-CB (Split System: Heat Pump with Remote Outdoor Unit-Air-Source) | HH860E2S11 | ADP |  | H,YE49*48+TXV | Y91E080C16SMPS1 | 45000 | 18 | 8.5 | 45000 | 33400 | 74.22% | 2 | 0 | 11.7 |  |  |  |  | R-454B | 3.75 | Residential & Commercial | USHP | Ducted CEE Tier 1
214398089 | Central HP <5.4 tons | LUXAIRE | HRCU-A-CB (Split System: Heat Pump with Remote Outdoor Unit-Air-Source) | HH836E2S11 |  |  | CTM36B5CDS1 | TM9V060B12MP12 | 33000 | 17 | 8.5 | 31000 | 25400 | 81.94% | 2 | 0 | 11 |  |  |  |  | R-454B | 2.75 | Residential & Commercial | USHP | Ducted CEE Tier 1
214398539 | Central HP <5.4 tons | LUXAIRE | HRCU-A-CB (Split System: Heat Pump with Remote Outdoor Unit-Air-Source) | HH836E2S11 |  |  | CTF36B5CDS1 | TP9C080B12MP13 | 33000 | 18 | 8.5 | 30800 | 25000 | 81.17% | 2 | 0 | 11 |  |  |  |  | R-454B | 2.75 | Residential & Commercial | USHP | Ducted CEE Tier 1
213297164 | Central HP <5.4 tons | LUXAIRE | HRCU-A-CB (Split System: Heat Pump with Remote Outdoor Unit-Air-Source) | HMH72B341 |  |  | XAHC30CXXN1+TXV | Z8ES080C20LMPS1 | 32800 | 17.5 | 8.5 | 32000 | 22800 | 71.25% | 2.02 | 0 | 9.5 |  |  |  |  | R-410A | 2.7333 | Residential & Commercial | USHP
213297539 | Central HP <5.4 tons | LUXAIRE | HRCU-A-CB (Split System: Heat Pump with Remote Outdoor Unit-Air-Source) | HMH72B341 |  |  | XAHC36DXXN1+TXV | Z8ES100C20SMPS1 | 34000 | 17 | 8.5 | 33400 | 23600 | 70.66% | 2.08 | 0 | 9.5 |  |  |  |  | R-410A | 2.8333 | Residential & Commercial | USHP
213297609 | Central HP <5.4 tons | LUXAIRE | HRCU-A-CB (Split System: Heat Pump with Remote Outdoor Unit-Air-Source) | HMH72B341 |  |  | XAHC36DXXN1+TXV | Z8ES080C16SMPS1 | 34000 | 17.5 | 8.5 | 33400 | 23600 | 70.66% | 2.08 | 0 | 10 |  |  |  |  | R-410A | 2.8333 | Residential & Commercial | USHP | Ducted CEE Tier 1
213297614 | Central HP <5.4 tons | LUXAIRE | HRCU-A-CB (Split System: Heat Pump with Remote Outdoor Unit-Air-Source) | HMH72B341 |  |  | XAHC36DXXN1+TXV | Z8ES080C16LMPS1 | 34000 | 17.5 | 8.5 | 33400 | 23600 | 70.66% | 2.08 | 0 | 10 |  |  |  |  | R-410A | 2.8333 | Residential & Commercial | USHP | Ducted CEE Tier 1
213297789 | Central HP <5.4 tons | LUXAIRE | HRCU-A-CB (Split System: Heat Pump with Remote Outdoor Unit-Air-Source) | HMH72B341 |  |  | XAFC30CXXN1+TXV | Z8ES100B12SMPS1 | 33000 | 18 | 8.5 | 33000 | 23200 | 70.3% | 2.04 | 0 | 9.5 |  |  |  |  | R-410A | 2.75 | Residential & Commercial | USHP
215425497 | Central HP <5.4 tons | YORK | HRCU-A-CB (Split System: Heat Pump with Remote Outdoor Unit-Air-Source) | HH860E2S11 | ADP |  | H,YE55*48+TXV | TM9Y080C16MP11 | 44000 | 17 | 8.5 | 42500 | 33400 | 78.59% | 2 | 0 | 11 |  |  |  |  | R-454B | 3.6667 | Residential & Commercial | USHP | Ducted CEE Tier 1
215425513 | Central HP <5.4 tons | YORK | HRCU-A-CB (Split System: Heat Pump with Remote Outdoor Unit-Air-Source) | HH860E2S11 | ADP |  | H,YE86*48+TXV | TM9Y100C16MP11 | 44000 | 17 | 8.5 | 42500 | 33400 | 78.59% | 2 | 0 | 11 |  |  |  |  | R-454B | 3.6667 | Residential & Commercial | USHP | Ducted CEE Tier 1
215425545 | Central HP <5.4 tons | YORK | HRCU-A-CB (Split System: Heat Pump with Remote Outdoor Unit-Air-Source) | HH860E2S11 | ADP |  | H,YE72*48+TXV | Y81E100C20SMPS1 | 44500 | 18 | 8.5 | 42500 | 33000 | 77.65% | 2 | 0 | 12 |  |  |  |  | R-454B | 3.7083 | Residential & Commercial | USHP | Ducted CEE Tier 1
215425547 | Central HP <5.4 tons | YORK | HRCU-A-CB (Split System: Heat Pump with Remote Outdoor Unit-Air-Source) | HH860E2S11 | ADP |  | H,YE3K*48+TXV | Y81E100C20SMPS1 | 44500 | 18 | 8.5 | 42500 | 33000 | 77.65% | 2 | 0 | 12 |  |  |  |  | R-454B | 3.7083 | Residential & Commercial | USHP | Ducted CEE Tier 1
215425549 | Central HP <5.4 tons | YORK | HRCU-A-CB (Split System: Heat Pump with Remote Outdoor Unit-Air-Source) | HH860E2S11 | ADP |  | H,YE37*48+TXV | Y81E120C16SMPS1 | 44000 | 17 | 8.5 | 41500 | 32600 | 78.55% | 2 | 0 | 12 |  |  |  |  | R-454B | 3.6667 | Residential & Commercial | USHP | Ducted CEE Tier 1
215425556 | Central HP <5.4 tons | YORK | HRCU-A-CB (Split System: Heat Pump with Remote Outdoor Unit-Air-Source) | HH860E2S11 | ADP |  | H,YE49*48+TXV | Y81E120C16SMPS1 | 44000 | 18 | 8.5 | 41500 | 32600 | 78.55% | 2 | 0 | 12 |  |  |  |  | R-454B | 3.6667 | Residential & Commercial | USHP | Ducted CEE Tier 1
215425572 | Central HP <5.4 tons | YORK | HRCU-A-CB (Split System: Heat Pump with Remote Outdoor Unit-Air-Source) | HH860E2S11 | ADP |  | H,YE53*48+TXV | Y91E080C16SMPS1 | 45000 | 18 | 8.5 | 45000 | 33400 | 74.22% | 2 | 0 | 11.7 |  |  |  |  | R-454B | 3.75 | Residential & Commercial | USHP | Ducted CEE Tier 1
215425588 | Central HP <5.4 tons | YORK | HRCU-A-CB (Split System: Heat Pump with Remote Outdoor Unit-Air-Source) | HH860E2S11 | ADP |  | H,YE37*48+TXV | Y91E100C16SMPS1 | 45500 | 17 | 8.5 | 45000 | 33800 | 75.11% | 2 | 0 | 11.7 |  |  |  |  | R-454B | 3.7917 | Residential & Commercial | USHP | Ducted CEE Tier 1
215853370 | Central HP <5.4 tons | COLEMAN | HRCU-A-CB (Split System: Heat Pump with Remote Outdoor Unit-Air-Source) | HH836E2S11 |  |  | CTF36C5CDS1 | Z9ES100C20SMPS1 | 34800 | 18 | 8.5 | 33000 | 27200 | 82.42% | 2 | 0 | 11 |  |  |  |  | R-454B | 2.9 | Residential & Commercial | USHP | Ducted CEE Tier 1
215853304 | Central HP <5.4 tons | COLEMAN | HRCU-A-CB (Split System: Heat Pump with Remote Outdoor Unit-Air-Source) | HH824E2S11 |  |  | CTM30B5ACS1+JMVT12BC2N1 | 0 | 23000 | 18 | 9.5 | 23000 | 19000 | 82.61% | 2 | 0 | 12 |  |  |  |  | R-454B | 1.9167 | Residential & Commercial | USHP | Ducted CEE Tier 1
215424635 | Central HP <5.4 tons | YORK | HRCU-A-CB (Split System: Heat Pump with Remote Outdoor Unit-Air-Source) | HH824E2S11 | ADP |  | H,YE31*24+TXV | Y82E080B12LMPS1 | 21800 | 18 | 8.95 | 21200 | 17500 | 82.55% | 1.9 | 0 | 11 |  |  |  |  | R-454B | 1.8167 | Residential & Commercial | USHP | Ducted CEE Tier 1
215424651 | Central HP <5.4 tons | YORK | HRCU-A-CB (Split System: Heat Pump with Remote Outdoor Unit-Air-Source) | HH824E2S11 | ADP |  | H,YE8J*30+TXV | Y91E026A08SMPS1 | 22600 | 17 | 8.45 | 21400 | 16900 | 78.97% | 1.98 | 0 | 11.7 |  |  |  |  | R-454B | 1.8833 | Residential & Commercial | USHP | Ducted CEE Tier 1
215424655 | Central HP <5.4 tons | YORK | HRCU-A-CB (Split System: Heat Pump with Remote Outdoor Unit-Air-Source) | HH824E2S11 | ADP |  | H,YE32*36+TXV | Y91E040A10SMPS1 | 22200 | 17 | 8.2 | 21200 | 17400 | 82.08% | 1.94 | 0 | 11.5 |  |  |  |  | R-454B | 1.85 | Residential & Commercial | USHP | Ducted CEE Tier 1
215424671 | Central HP <5.4 tons | YORK | HRCU-A-CB (Split System: Heat Pump with Remote Outdoor Unit-Air-Source) | HH824E2S11 | ADP |  | H,YE31*24+TXV | Y91E060B12SMPS1 | 22600 | 16 | 8.75 | 21400 | 18200 | 85.05% | 1.96 | 0 | 11.5 |  |  |  |  | R-454B | 1.8833 | Residential & Commercial | USHP | Ducted CEE Tier 1
215424701 | Central HP <5.4 tons | YORK | HRCU-A-CB (Split System: Heat Pump with Remote Outdoor Unit-Air-Source) | HH824E2S11 | ADP |  | H,YE33*36+TXV | YP9C080B12MP13 | 23000 | 17 | 9 | 21400 | 17900 | 83.64% | 2 | 0 | 12 |  |  |  |  | R-454B | 1.9167 | Residential & Commercial | USHP | Ducted CEE Tier 1
214671432 | Central HP <5.4 tons | LENNOX | HRCU-A-CB (Split System: Heat Pump with Remote Outdoor Unit-Air-Source) | SL25XPV-024-230A** | ADP |  | L*29/36U9 | SL297UH040NV36B* | 22200 | 22 | 9.2 | 19800 | 20000 | 101% | 1.84 | 0 | 14 |  |  |  |  | R-410A | 1.85 | Residential & Commercial | USHP | Ducted CEE Tier 1
212394642 | Central HP <5.4 tons | MIDEA | HRCU-A-CB (Split System: Heat Pump with Remote Outdoor Unit-Air-Source) | MOVA-36HDN1-M20G | ADP |  | F,PE*G32925 | 0 | 23200 | 20 | 9.3 | 22400 | 17200 | 76.79% | 1.96 | 0 | 12.5 |  |  |  |  | R-410A | 1.9333 | Residential & Commercial | USHP | Ducted CEE Tier 1
215423757 | Central HP <5.4 tons | YORK | HRCU-A-CB (Split System: Heat Pump with Remote Outdoor Unit-Air-Source) | HH860E2S11 | ADP |  | H,YE54*60+TXV | TM9E100C20MP12 | 53500 | 19 | 8.5 | 53000 | 39500 | 74.53% | 2 | 0 | 11 |  |  |  |  | R-454B | 4.4583 | Residential & Commercial | USHP | Ducted CEE Tier 1
215423775 | Central HP <5.4 tons | YORK | HRCU-A-CB (Split System: Heat Pump with Remote Outdoor Unit-Air-Source) | HH860E2S11 | ADP |  | H,YE36*60+TXV-BLEED | TM9V080C16MP12 | 43000 | 17 | 8.4 | 42000 | 33000 | 78.57% | 1.98 | 0 | 10.5 |  |  |  |  | R-454B | 3.5833 | Residential & Commercial | USHP | Ducted CEE Tier 1
215423784 | Central HP <5.4 tons | YORK | HRCU-A-CB (Split System: Heat Pump with Remote Outdoor Unit-Air-Source) | HH860E2S11 | ADP |  | H,YE48*60+TXV | TM9V080C16MP12 | 43500 | 18 | 8.5 | 42000 | 33000 | 78.57% | 2 | 0 | 11 |  |  |  |  | R-454B | 3.625 | Residential & Commercial | USHP | Ducted CEE Tier 1
215423802 | Central HP <5.4 tons | YORK | HRCU-A-CB (Split System: Heat Pump with Remote Outdoor Unit-Air-Source) | HH860E2S11 | ADP |  | H,YE48*60+TXV | TM9V100C16MP12 | 43500 | 18 | 8.5 | 42000 | 32800 | 78.1% | 2 | 0 | 11.7 |  |  |  |  | R-454B | 3.625 | Residential & Commercial | USHP | Ducted CEE Tier 1
215423807 | Central HP <5.4 tons | YORK | HRCU-A-CB (Split System: Heat Pump with Remote Outdoor Unit-Air-Source) | HH860E2S11 | ADP |  | H,YE74*48+TXV | TM9V100C16MP12 | 43500 | 18 | 8.5 | 42000 | 32800 | 78.1% | 2 | 0 | 11.7 |  |  |  |  | R-454B | 3.625 | Residential & Commercial | USHP | Ducted CEE Tier 1
214398128 | Central HP <5.4 tons | LUXAIRE | HRCU-A-CB (Split System: Heat Pump with Remote Outdoor Unit-Air-Source) | HH836E2S11 |  |  | CTF36C5CDS1 | TM8Y100C16MP11 | 33600 | 18 | 8.5 | 30800 | 25200 | 81.82% | 2 | 0 | 11.7 |  |  |  |  | R-454B | 2.8 | Residential & Commercial | USHP | Ducted CEE Tier 1
214398177 | Central HP <5.4 tons | LUXAIRE | HRCU-A-CB (Split System: Heat Pump with Remote Outdoor Unit-Air-Source) | HH836E2S11 |  |  | CTM36C5CDS1 | TMLE100C16MP11 | 33800 | 18 | 8.5 | 31600 | 25800 | 81.65% | 2 | 0 | 11 |  |  |  |  | R-454B | 2.8167 | Residential & Commercial | USHP | Ducted CEE Tier 1
214279771 | Central HP <5.4 tons | TEMPSTAR | HRCU-A-CB (Split System: Heat Pump with Remote Outdoor Unit-Air-Source) | DLCURAH18ABK |  |  | EA*4X30L17A* | *96MSN0601716A* | 17400 | 16 | 8.5 | 18000 | 18700 | 103.9% | 2.24 | 0 | 10.5 |  |  |  |  | R-410A | 1.45 | Residential & Commercial | USHP | Ducted CEE Tier 1
214784535 | Central HP <5.4 tons | BRYANT HEATING AND COOLING SYSTEMS | HRCU-A-CB (Split System: Heat Pump with Remote Outdoor Unit-Air-Source) | 38MURAQ24AB3* | ADP |  | SM3925 | 0 | 22600 | 16 | 8.55 | 24800 | 22600 | 91.13% | 1.84 | 0 | 10 |  |  |  |  | R-410A | 1.8833 | Residential & Commercial | USHP | Ducted CEE Tier 1
214397845 | Central HP <5.4 tons | LUXAIRE | HRCU-A-CB (Split System: Heat Pump with Remote Outdoor Unit-Air-Source) | HH860E2S11 |  |  | CTF60C5CGS1 | TM8E120C16MP11 | 44500 | 18 | 9 | 45500 | 34200 | 75.16% | 2 | 0 | 11 |  |  |  |  | R-454B | 3.7083 | Residential & Commercial | USHP | Ducted CEE Tier 1
214397860 | Central HP <5.4 tons | LUXAIRE | HRCU-A-CB (Split System: Heat Pump with Remote Outdoor Unit-Air-Source) | HH860E2S11 |  |  | CTM60C5CGS1 | TM8E120C16MP11 | 44500 | 18 | 9 | 45500 | 34200 | 75.16% | 2 | 0 | 11 |  |  |  |  | R-454B | 3.7083 | Residential & Commercial | USHP | Ducted CEE Tier 1
214397710 | Central HP <5.4 tons | LUXAIRE | HRCU-A-CB (Split System: Heat Pump with Remote Outdoor Unit-Air-Source) | HH836E2S11 |  |  | CTM36C5CDS1 | TMLE120C16MP11 | 33800 | 18 | 8.5 | 31600 | 25800 | 81.65% | 2 | 0 | 11 |  |  |  |  | R-454B | 2.8167 | Residential & Commercial | USHP | Ducted CEE Tier 1
214397808 | Central HP <5.4 tons | LUXAIRE | HRCU-A-CB (Split System: Heat Pump with Remote Outdoor Unit-Air-Source) | HH836E2S11 |  |  | CTF48C5CFS1 | TM8E080C20MP11 | 34600 | 17 | 8.5 | 32800 | 25800 | 78.66% | 2 | 0 | 11 |  |  |  |  | R-454B | 2.8833 | Residential & Commercial | USHP | Ducted CEE Tier 1
216374627 | Central HP <5.4 tons | LUXAIRE | HRCU-A-CB (Split System: Heat Pump with Remote Outdoor Unit-Air-Source) | HH836E2S11 |  |  | CTF36C5CDS1 | Z9ET100C16SMPS1 | 33000 | 18 | 8.5 | 30200 | 23000 | 76.16% | 2 | 0 | 11.7 |  |  |  |  | R-454B | 2.75 | Residential & Commercial | USHP | Ducted CEE Tier 1
214398077 | Central HP <5.4 tons | LUXAIRE | HRCU-A-CB (Split System: Heat Pump with Remote Outdoor Unit-Air-Source) | HH836E2S11 |  |  | CTM48C5CFS1 | TM9V100C16MP12 | 33200 | 19 | 9 | 31200 | 25200 | 80.77% | 2 | 0 | 11 |  |  |  |  | R-454B | 2.7667 | Residential & Commercial | USHP | Ducted CEE Tier 1
214398160 | Central HP <5.4 tons | LUXAIRE | HRCU-A-CB (Split System: Heat Pump with Remote Outdoor Unit-Air-Source) | HH836E2S11 |  |  | CTM36C5CDS1 | TM9V100C16MP12 | 33800 | 18 | 8.5 | 31400 | 25800 | 82.17% | 2 | 0 | 11 |  |  |  |  | R-454B | 2.8167 | Residential & Commercial | USHP | Ducted CEE Tier 1
214280304 | Central HP <5.4 tons | TEMPSTAR | HRCU-A-CB (Split System: Heat Pump with Remote Outdoor Unit-Air-Source) | DLCURAH36ABK |  |  | EA*4X43L21A* | *96MSN0601716A* | 36000 | 15.5 | 8.5 | 38000 | 34800 | 91.58% | 2.06 | 0 | 10 |  |  |  |  | R-410A | 3 | Residential & Commercial | USHP | Ducted CEE Tier 1
214398227 | Central HP <5.4 tons | LUXAIRE | HRCU-A-CB (Split System: Heat Pump with Remote Outdoor Unit-Air-Source) | HH836E2S11 |  |  | CTF48C5CFS1 | TL8E080C16UH11 | 33200 | 18 | 9 | 31400 | 25400 | 80.89% | 2 | 0 | 11 |  |  |  |  | R-454B | 2.7667 | Residential & Commercial | USHP | Ducted CEE Tier 1
214398497 | Central HP <5.4 tons | LUXAIRE | HRCU-A-CB (Split System: Heat Pump with Remote Outdoor Unit-Air-Source) | HH836E2S11 |  |  | CTF36C5CDS1+JMVT16CC2N1 | 0 | 34800 | 19 | 9 | 32200 | 25800 | 80.12% | 2 | 0 | 11.7 |  |  |  |  | R-454B | 2.9 | Residential & Commercial | USHP | Ducted CEE Tier 1
216687509 | Central HP <5.4 tons | MAINLINE | HRCU-A-CB (Split System: Heat Pump with Remote Outdoor Unit-Air-Source) | MLP19AY60AJVC |  |  | TCFY6021SEAAM | ML98MV0855A21UP | 53500 | 17 | 10 | 53500 | 48500 | 90.65% | 2 | 0 | 10 |  |  |  |  | R-454B | 4.4583 | Residential & Commercial | USHP | Ducted CEE Tier 1
215438151 | Central HP <5.4 tons | YORK | HRCU-A-CB (Split System: Heat Pump with Remote Outdoor Unit-Air-Source) | HH860E2S11 | ADP |  | AV480C*+TXV | 0 | 44500 | 18 | 8.9 | 42500 | 33000 | 77.65% | 1.98 | 0 | 11.7 |  |  |  |  | R-454B | 3.7083 | Residential & Commercial | USHP | Ducted CEE Tier 1
215853459 | Central HP <5.4 tons | COLEMAN | HRCU-A-CB (Split System: Heat Pump with Remote Outdoor Unit-Air-Source) | HH860E2S11 |  |  | CTM60D5CJS1 | CP9C120D20MP13 | 53500 | 19 | 9 | 55500 | 40000 | 72.07% | 2 | 0 | 11 |  |  |  |  | R-454B | 4.4583 | Residential & Commercial | USHP | Ducted CEE Tier 1
215424010 | Central HP <5.4 tons | YORK | HRCU-A-CB (Split System: Heat Pump with Remote Outdoor Unit-Air-Source) | HH860E2S11 | ADP |  | H,YE48*60+TXV-BLEED | Y91E080C16SMPS1 | 45000 | 18 | 8.5 | 45000 | 33400 | 74.22% | 2 | 0 | 11.7 |  |  |  |  | R-454B | 3.75 | Residential & Commercial | USHP | Ducted CEE Tier 1
215424033 | Central HP <5.4 tons | YORK | HRCU-A-CB (Split System: Heat Pump with Remote Outdoor Unit-Air-Source) | HH860E2S11 | ADP |  | H,YE55*60+TXV | Y91E080C20SMPS1 | 44500 | 18 | 8.5 | 44500 | 33000 | 74.16% | 2 | 0 | 12 |  |  |  |  | R-454B | 3.7083 | Residential & Commercial | USHP | Ducted CEE Tier 1
216684921 | Central HP <5.4 tons | MAINLINE | HRCU-A-CB (Split System: Heat Pump with Remote Outdoor Unit-Air-Source) | MLP19AY24AJVC |  |  | TCFY2421HEAAM | ML98MV1005A21UP | 22800 | 21 | 8.5 | 22800 | 18500 | 81.14% | 1.8 | 0 | 13 |  |  |  |  | R-454B | 1.9 | Residential & Commercial | USHP | Ducted CEE Tier 1
216684935 | Central HP <5.4 tons | MAINLINE | HRCU-A-CB (Split System: Heat Pump with Remote Outdoor Unit-Air-Source) | MLP19AY24AJVC |  |  | TCFY2421HEAAM | ML801V0504A17UHN | 22800 | 20 | 8.5 | 22800 | 18500 | 81.14% | 1.8 | 0 | 12 |  |  |  |  | R-454B | 1.9 | Residential & Commercial | USHP | Ducted CEE Tier 1
214649775 | Central HP <5.4 tons | LUXAIRE | HRCU-A-CB (Split System: Heat Pump with Remote Outdoor Unit-Air-Source) | HH860E2S11 |  |  | CTU60D5XGS1+TXV | TM9V120D20MP12 | 44000 | 18 | 9 | 44500 | 33400 | 75.06% | 2 | 0 | 11.7 |  |  |  |  | R-454B | 3.6667 | Residential & Commercial | USHP | Ducted CEE Tier 1
214397608 | Central HP <5.4 tons | LUXAIRE | HRCU-A-CB (Split System: Heat Pump with Remote Outdoor Unit-Air-Source) | HH860E2S11 |  |  | CTM60D5CHS1 | TMLE130D20MP11 | 54500 | 19 | 8.5 | 55000 | 40000 | 72.73% | 2 | 0 | 11.7 |  |  |  |  | R-454B | 4.5417 | Residential & Commercial | USHP | Ducted CEE Tier 1
216374575 | Central HP <5.4 tons | LUXAIRE | HRCU-A-CB (Split System: Heat Pump with Remote Outdoor Unit-Air-Source) | HH860E2S11 |  |  | CTF60C5CHS1 | Z9ET100C20SMPS1 | 53500 | 19 | 8.5 | 54000 | 39000 | 72.22% | 2 | 0 | 11 |  |  |  |  | R-454B | 4.4583 | Residential & Commercial | USHP | Ducted CEE Tier 1
214398062 | Central HP <5.4 tons | LUXAIRE | HRCU-A-CB (Split System: Heat Pump with Remote Outdoor Unit-Air-Source) | HH860E2S11 |  |  | CTM60C5CHS1 | TM9E080C20MP12 | 54000 | 19 | 8.5 | 55000 | 39500 | 71.82% | 2 | 0 | 11 |  |  |  |  | R-454B | 4.5 | Residential & Commercial | USHP | Ducted CEE Tier 1
214398677 | Central HP <5.4 tons | LUXAIRE | HRCU-A-CB (Split System: Heat Pump with Remote Outdoor Unit-Air-Source) | HH860E2S11 |  |  | CTM60C5CGS1 | TM9E100C20MP12 | 44500 | 17 | 9 | 45000 | 33800 | 75.11% | 2 | 0 | 11.7 |  |  |  |  | R-454B | 3.7083 | Residential & Commercial | USHP | Ducted CEE Tier 1
214398512 | Central HP <5.4 tons | LUXAIRE | HRCU-A-CB (Split System: Heat Pump with Remote Outdoor Unit-Air-Source) | HH836E2S11 |  |  | CTM36B5CDS1 | TP9C080B12MP13 | 33000 | 17 | 8.5 | 30600 | 25000 | 81.7% | 2 | 0 | 11 |  |  |  |  | R-454B | 2.75 | Residential & Commercial | USHP | Ducted CEE Tier 1
214398546 | Central HP <5.4 tons | LUXAIRE | HRCU-A-CB (Split System: Heat Pump with Remote Outdoor Unit-Air-Source) | HH836E2S11 |  |  | CTM36C5CDS1 | TL9E080C16UH11 | 34200 | 18 | 8.5 | 32600 | 26800 | 82.21% | 2 | 0 | 11 |  |  |  |  | R-454B | 2.85 | Residential & Commercial | USHP | Ducted CEE Tier 1
215425728 | Central HP <5.4 tons | YORK | HRCU-A-CB (Split System: Heat Pump with Remote Outdoor Unit-Air-Source) | HH824E2S11 | ADP |  | H,YE24*24+TXV | TM9V040A10MP12 | 22000 | 16 | 8.55 | 21200 | 17100 | 80.66% | 1.92 | 0 | 10.5 |  |  |  |  | R-454B | 1.8333 | Residential & Commercial | USHP | Ducted CEE Tier 1
215425762 | Central HP <5.4 tons | YORK | HRCU-A-CB (Split System: Heat Pump with Remote Outdoor Unit-Air-Source) | HH824E2S11 | ADP |  | H,YE7J*24+TXV | TM9Y060B12MP11 | 22400 | 17 | 8.8 | 21400 | 17300 | 80.84% | 1.96 | 0 | 11 |  |  |  |  | R-454B | 1.8667 | Residential & Commercial | USHP | Ducted CEE Tier 1
215425777 | Central HP <5.4 tons | YORK | HRCU-A-CB (Split System: Heat Pump with Remote Outdoor Unit-Air-Source) | HH824E2S11 | ADP |  | H,YE24*24+TXV | Y81E080B12SMPS1 | 21800 | 18 | 9 | 21200 | 17500 | 82.55% | 1.92 | 0 | 11 |  |  |  |  | R-454B | 1.8167 | Residential & Commercial | USHP | Ducted CEE Tier 1
215425812 | Central HP <5.4 tons | YORK | HRCU-A-CB (Split System: Heat Pump with Remote Outdoor Unit-Air-Source) | HH824E2S11 | ADP |  | H,YE32*30+TXV-BLEED | Y91E040A10SMPS1 | 22200 | 17 | 8.2 | 21200 | 17400 | 82.08% | 1.94 | 0 | 11.5 |  |  |  |  | R-454B | 1.85 | Residential & Commercial | USHP | Ducted CEE Tier 1
215425825 | Central HP <5.4 tons | YORK | HRCU-A-CB (Split System: Heat Pump with Remote Outdoor Unit-Air-Source) | HH824E2S11 | ADP |  | H,YE24*36+TXV | Y91E060B12SMPS1 | 22400 | 16 | 8.8 | 21400 | 18200 | 85.05% | 1.96 | 0 | 11 |  |  |  |  | R-454B | 1.8667 | Residential & Commercial | USHP | Ducted CEE Tier 1
215425842 | Central HP <5.4 tons | YORK | HRCU-A-CB (Split System: Heat Pump with Remote Outdoor Unit-Air-Source) | HH824E2S11 | ADP |  | H,YE32*30+TXV | YP9C060B12MP13 | 22200 | 17 | 8.65 | 21200 | 17200 | 81.13% | 1.94 | 0 | 11 |  |  |  |  | R-454B | 1.85 | Residential & Commercial | USHP | Ducted CEE Tier 1
214397633 | Central HP <5.4 tons | LUXAIRE | HRCU-A-CB (Split System: Heat Pump with Remote Outdoor Unit-Air-Source) | HH860E2S11 |  |  | CTF60C5CHS1 | TM9E080C20MP12 | 54000 | 19 | 8.5 | 55000 | 39500 | 71.82% | 2 | 0 | 11 |  |  |  |  | R-454B | 4.5 | Residential & Commercial | USHP | Ducted CEE Tier 1
214397833 | Central HP <5.4 tons | LUXAIRE | HRCU-A-CB (Split System: Heat Pump with Remote Outdoor Unit-Air-Source) | HH860E2S11 |  |  | CTM60C5CGS1 | LP9C080C16MP13 | 43500 | 18 | 9 | 44000 | 34000 | 77.27% | 2 | 0 | 11 |  |  |  |  | R-454B | 3.625 | Residential & Commercial | USHP | Ducted CEE Tier 1
214398067 | Central HP <5.4 tons | LUXAIRE | HRCU-A-CB (Split System: Heat Pump with Remote Outdoor Unit-Air-Source) | HH860E2S11 |  |  | CTF60D5CJS1+JMC20D2SN1 | 0 | 53000 | 19 | 9 | 54000 | 39000 | 72.22% | 2 | 0 | 11 |  |  |  |  | R-454B | 4.4167 | Residential & Commercial | USHP | Ducted CEE Tier 1
214397583 | Central HP <5.4 tons | LUXAIRE | HRCU-A-CB (Split System: Heat Pump with Remote Outdoor Unit-Air-Source) | HH860E2S11 |  |  | CTF60C5CHS1 | TMLE120C20MP11 | 54000 | 19 | 8.5 | 54500 | 39500 | 72.48% | 2 | 0 | 11 |  |  |  |  | R-454B | 4.5 | Residential & Commercial | USHP | Ducted CEE Tier 1
213297904 | Central HP <5.4 tons | LUXAIRE | HRCU-A-CB (Split System: Heat Pump with Remote Outdoor Unit-Air-Source) | HMH72B341 |  |  | XAUB36DXXN1+TXV | Z9ES060A10SMPS1 | 33400 | 18.5 | 8.1 | 32800 | 23200 | 70.73% | 2.02 | 0 | 9.5 |  |  |  |  | R-410A | 2.7833 | Residential & Commercial | USHP
213297554 | Central HP <5.4 tons | LUXAIRE | HRCU-A-CB (Split System: Heat Pump with Remote Outdoor Unit-Air-Source) | HMH72B341 |  |  | XAHC36DBCN1 | Z8ES100C20LMPS1 | 34000 | 17 | 8.5 | 33400 | 23600 | 70.66% | 2.08 | 0 | 9.5 |  |  |  |  | R-410A | 2.8333 | Residential & Commercial | USHP
215425651 | Central HP <5.4 tons | YORK | HRCU-A-CB (Split System: Heat Pump with Remote Outdoor Unit-Air-Source) | HH824E2S11 | ADP |  | H,YE24*24+TXV | TM8E040A12MP11 | 22000 | 16 | 8.55 | 20800 | 16800 | 80.77% | 1.92 | 0 | 11 |  |  |  |  | R-454B | 1.8333 | Residential & Commercial | USHP | Ducted CEE Tier 1
215425669 | Central HP <5.4 tons | YORK | HRCU-A-CB (Split System: Heat Pump with Remote Outdoor Unit-Air-Source) | HH824E2S11 | ADP |  | H,YE32*30+TXV | TM8E080B12MP11 | 22200 | 17 | 8.65 | 21200 | 17500 | 82.55% | 1.94 | 0 | 11.5 |  |  |  |  | R-454B | 1.85 | Residential & Commercial | USHP | Ducted CEE Tier 1
215425687 | Central HP <5.4 tons | YORK | HRCU-A-CB (Split System: Heat Pump with Remote Outdoor Unit-Air-Source) | HH824E2S11 | ADP |  | H,YE24*36+TXV | TM8Y080B12MP11 | 21800 | 17 | 8.55 | 21200 | 17200 | 81.13% | 1.92 | 0 | 11 |  |  |  |  | R-454B | 1.8167 | Residential & Commercial | USHP | Ducted CEE Tier 1
215423362 | Central HP <5.4 tons | YORK | HRCU-A-CB (Split System: Heat Pump with Remote Outdoor Unit-Air-Source) | HH836E2S11 | ADP |  | H,YE35*36+TXV | Y81E080B12SMPS1 | 32800 | 18 | 8.5 | 28400 | 24400 | 85.92% | 2 | 0 | 11.7 |  |  |  |  | R-454B | 2.7333 | Residential & Commercial | USHP | Ducted CEE Tier 1
211225818 | Central HP <5.4 tons | CARRIER | HRCU-A-CB (Split System: Heat Pump with Remote Outdoor Unit-Air-Source) | 38MURAQ36AB3* |  |  | CAP**4221AL* | OVMAAB036098 | 35000 | 15.2 | 8.1 | 38500 | 35200 | 91.43% | 1.86 | 0 | 9.5 |  |  |  |  | R-410A | 2.9167 | Residential & Commercial | USHP
211225851 | Central HP <5.4 tons | CARRIER | HRCU-A-CB (Split System: Heat Pump with Remote Outdoor Unit-Air-Source) | 38MURAQ36AB3* |  |  | CAP**4224AL* | 59SP6A100V21**20 | 35600 | 16 | 8.1 | 38500 | 35000 | 90.91% | 1.9 | 0 | 10 |  |  |  |  | R-410A | 2.9667 | Residential & Commercial | USHP | Ducted CEE Tier 1
215425641 | Central HP <5.4 tons | YORK | HRCU-A-CB (Split System: Heat Pump with Remote Outdoor Unit-Air-Source) | HH860E2S11 | ADP |  | H,YE74*60+TXV | YP9C100C20MP13 | 52000 | 19 | 8.5 | 51500 | 38000 | 73.79% | 2 | 0 | 11 |  |  |  |  | R-454B | 4.3333 | Residential & Commercial | USHP | Ducted CEE Tier 1
213297959 | Central HP <5.4 tons | LUXAIRE | HRCU-A-CB (Split System: Heat Pump with Remote Outdoor Unit-Air-Source) | HMH72B341 |  |  | XAHC36DXXN1+TXV | Z8ES100C16SMPS1 | 34000 | 17.5 | 8.1 | 33400 | 24000 | 71.86% | 2.08 | 0 | 9.5 |  |  |  |  | R-410A | 2.8333 | Residential & Commercial | USHP
215425589 | Central HP <5.4 tons | YORK | HRCU-A-CB (Split System: Heat Pump with Remote Outdoor Unit-Air-Source) | HH860E2S11 | ADP |  | H,YE72*48+TXV | Y91E100C16SMPS1 | 45500 | 18 | 8.5 | 45000 | 33800 | 75.11% | 2 | 0 | 11.7 |  |  |  |  | R-454B | 3.7917 | Residential & Commercial | USHP | Ducted CEE Tier 1
214398316 | Central HP <5.4 tons | LUXAIRE | HRCU-A-CB (Split System: Heat Pump with Remote Outdoor Unit-Air-Source) | HH860E2S11 |  |  | CTM60C5CGS1 | TP9C100C16MP13 | 43500 | 18 | 9 | 44000 | 33200 | 75.45% | 2 | 0 | 11.7 |  |  |  |  | R-454B | 3.625 | Residential & Commercial | USHP | Ducted CEE Tier 1
214398643 | Central HP <5.4 tons | LUXAIRE | HRCU-A-CB (Split System: Heat Pump with Remote Outdoor Unit-Air-Source) | HH860E2S11 |  |  | CTF60C5CGS1 | TM8V080C16MP12 | 43500 | 18 | 9 | 44000 | 33400 | 75.91% | 2 | 0 | 11.7 |  |  |  |  | R-454B | 3.625 | Residential & Commercial | USHP | Ducted CEE Tier 1
214397623 | Central HP <5.4 tons | LUXAIRE | HRCU-A-CB (Split System: Heat Pump with Remote Outdoor Unit-Air-Source) | HH860E2S11 |  |  | CTM60C5CHS1 | TM8E120C20MP11 | 53500 | 19 | 8.5 | 54000 | 39000 | 72.22% | 2 | 0 | 11 |  |  |  |  | R-454B | 4.4583 | Residential & Commercial | USHP | Ducted CEE Tier 1
211226095 | Central HP <5.4 tons | CARRIER | HRCU-A-CB (Split System: Heat Pump with Remote Outdoor Unit-Air-Source) | 38MURAQ36AB3* |  |  | CNPV*4824AL* | 58TP*A090V21**20 | 35800 | 16.5 | 8.1 | 38500 | 34800 | 90.39% | 2 | 0 | 10 |  |  |  |  | R-410A | 2.9833 | Residential & Commercial | USHP | Ducted CEE Tier 1
211226106 | Central HP <5.4 tons | CARRIER | HRCU-A-CB (Split System: Heat Pump with Remote Outdoor Unit-Air-Source) | 38MURAQ36AB3* |  |  | CNPV*4824AL* | 59SC5B100E21**22 | 37600 | 15.5 | 8.5 | 39500 | 35000 | 88.61% | 2.08 | 0 | 10.5 |  |  |  |  | R-410A | 3.1333 | Residential & Commercial | USHP | Ducted CEE Tier 1
213298084 | Central HP <5.4 tons | LUXAIRE | HRCU-A-CB (Split System: Heat Pump with Remote Outdoor Unit-Air-Source) | HMH72B341 |  |  | XAUB36DXXN1+TXV | Z8ES040A12LMPS1 | 34000 | 18 | 8.5 | 33400 | 24200 | 72.46% | 2.1 | 0 | 10 |  |  |  |  | R-410A | 2.8333 | Residential & Commercial | USHP | Ducted CEE Tier 1
214607181 | Central HP <5.4 tons | LENNOX | HRCU-A-CB (Split System: Heat Pump with Remote Outdoor Unit-Air-Source) | EL22XPV-024-230A** | ADP |  | LH18/36D9+LEFE3A* | 0 | 23000 | 20 | 8.45 | 20400 | 15000 | 73.53% | 2.04 | 0 | 12.5 |  |  |  |  | R-410A | 1.9167 | Residential & Commercial | USHP | Ducted CEE Tier 1
214607195 | Central HP <5.4 tons | LENNOX | HRCU-A-CB (Split System: Heat Pump with Remote Outdoor Unit-Air-Source) | EL22XPV-024-230A** | ADP |  | L*24/36Z9+LEFE3A* | 0 | 24000 | 20 | 9 | 20800 | 15700 | 75.48% | 2.32 | 0 | 13.5 |  |  |  |  | R-410A | 2 | Residential & Commercial | USHP | Ducted CEE Tier 1
215423378 | Central HP <5.4 tons | YORK | HRCU-A-CB (Split System: Heat Pump with Remote Outdoor Unit-Air-Source) | HH836E2S11 | ADP |  | H,YE9J*36+TXV-BLEED | Y81E100B12SMPS1 | 33000 | 17 | 8.5 | 28800 | 24400 | 84.72% | 2 | 0 | 11.7 |  |  |  |  | R-454B | 2.75 | Residential & Commercial | USHP | Ducted CEE Tier 1
215423397 | Central HP <5.4 tons | YORK | HRCU-A-CB (Split System: Heat Pump with Remote Outdoor Unit-Air-Source) | HH836E2S11 | ADP |  | H,YE35*36+TXV | Y81E120C20SMPS1 | 34000 | 18 | 8.5 | 30000 | 25000 | 83.33% | 2 | 0 | 11 |  |  |  |  | R-454B | 2.8333 | Residential & Commercial | USHP | Ducted CEE Tier 1
215676706 | Central HP <5.4 tons | AIRQUEST | HRCU-A-CB (Split System: Heat Pump with Remote Outdoor Unit-Air-Source) | H5H0V48*K*AAA* |  |  | EVD5X61M21A*+WALLCON | *80CTL0451712B* | 48000 | 18.5 | 9 | 50000 | 37600 | 75.2% | 1.98 | 0 | 9.5 |  |  |  |  | R-454B | 4 | Residential & Commercial | USHP
215423930 | Central HP <5.4 tons | YORK | HRCU-A-CB (Split System: Heat Pump with Remote Outdoor Unit-Air-Source) | HH860E2S11 | ADP |  | H,YE36*48+TXV | Y81E100C16SMPS1 | 43500 | 17 | 8.4 | 42000 | 32800 | 78.1% | 1.98 | 0 | 11.7 |  |  |  |  | R-454B | 3.625 | Residential & Commercial | USHP | Ducted CEE Tier 1
215423947 | Central HP <5.4 tons | YORK | HRCU-A-CB (Split System: Heat Pump with Remote Outdoor Unit-Air-Source) | HH860E2S11 | ADP |  | H,YE36*60+TXV | Y81E100C20SMPS1 | 51500 | 18 | 8.3 | 51500 | 38000 | 73.79% | 1.96 | 0 | 11 |  |  |  |  | R-454B | 4.2917 | Residential & Commercial | USHP | Ducted CEE Tier 1
215425606 | Central HP <5.4 tons | YORK | HRCU-A-CB (Split System: Heat Pump with Remote Outdoor Unit-Air-Source) | HH860E2S11 | ADP |  | H,YE49*48+TXV | Y91E100C20SMPS1 | 45500 | 18 | 8.5 | 45000 | 33600 | 74.67% | 2 | 0 | 11.7 |  |  |  |  | R-454B | 3.7917 | Residential & Commercial | USHP | Ducted CEE Tier 1
215853462 | Central HP <5.4 tons | COLEMAN | HRCU-A-CB (Split System: Heat Pump with Remote Outdoor Unit-Air-Source) | HH860E2S11 |  |  | CTM60D5CJS1 | TMLE130D20MP11 | 53500 | 18 | 9 | 55500 | 39500 | 71.17% | 2 | 0 | 11 |  |  |  |  | R-454B | 4.4583 | Residential & Commercial | USHP | Ducted CEE Tier 1
211239650 | Central HP <5.4 tons | CARRIER | HRCU-A-CB (Split System: Heat Pump with Remote Outdoor Unit-Air-Source) | 38MURAQ24AB3* |  |  | CAP**2414AL* | 58TP*A045V14**12 | 23800 | 16.5 | 8.5 | 26800 | 24000 | 89.55% | 1.98 | 0 | 10 |  |  |  |  | R-410A | 1.9833 | Residential & Commercial | USHP | Ducted CEE Tier 1
211239657 | Central HP <5.4 tons | CARRIER | HRCU-A-CB (Split System: Heat Pump with Remote Outdoor Unit-Air-Source) | 38MURAQ24AB3* |  |  | CAP**2414AL* | 58S(B,C)*A045E14**12 | 24200 | 16 | 8.5 | 27200 | 23400 | 86.03% | 1.9 | 0 | 10 |  |  |  |  | R-410A | 2.0167 | Residential & Commercial | USHP | Ducted CEE Tier 1
211239668 | Central HP <5.4 tons | CARRIER | HRCU-A-CB (Split System: Heat Pump with Remote Outdoor Unit-Air-Source) | 38MURAQ24AB3* |  |  | CAP**2417AL* | 59SU5A040E17**12 | 23400 | 16.5 | 8.5 | 26400 | 25200 | 95.45% | 2.1 | 0 | 10 |  |  |  |  | R-410A | 1.95 | Residential & Commercial | USHP | Ducted CEE Tier 1
211225728 | Central HP <5.4 tons | CARRIER | HRCU-A-CB (Split System: Heat Pump with Remote Outdoor Unit-Air-Source) | 38MURAQ36AB3* |  |  | CAP**3721AL* | 58S(B,C)*A070E17**12 | 36400 | 15.5 | 8.5 | 38500 | 34800 | 90.39% | 2.08 | 0 | 10 |  |  |  |  | R-410A | 3.0333 | Residential & Commercial | USHP | Ducted CEE Tier 1
211225769 | Central HP <5.4 tons | CARRIER | HRCU-A-CB (Split System: Heat Pump with Remote Outdoor Unit-Air-Source) | 38MURAQ36AB3* |  |  | CAP**3721AL* | OVMAAB042112 | 36200 | 15.5 | 8.5 | 38500 | 34800 | 90.39% | 2.06 | 0 | 10 |  |  |  |  | R-410A | 3.0167 | Residential & Commercial | USHP | Ducted CEE Tier 1
215676176 | Central HP <5.4 tons | AIRQUEST | HRCU-A-CB (Split System: Heat Pump with Remote Outdoor Unit-Air-Source) | H5H0V48*K*AAA* |  |  | EVD5X48M24A*+WALLCON | *80CSU0802120A* | 47500 | 19 | 9 | 50000 | 36200 | 72.4% | 2.02 | 0 | 10 |  |  |  |  | R-454B | 3.9583 | Residential & Commercial | USHP | Ducted CEE Tier 1
215675926 | Central HP <5.4 tons | AIRQUEST | HRCU-A-CB (Split System: Heat Pump with Remote Outdoor Unit-Air-Source) | H5H0V48*K*AAA* |  |  | EVM5X60M24A*+WALLCON | *97CMN1002122B* | 48000 | 19 | 9 | 50000 | 36600 | 73.2% | 2 | 0 | 10.5 |  |  |  |  | R-454B | 4 | Residential & Commercial | USHP | Ducted CEE Tier 1
215425320 | Central HP <5.4 tons | YORK | HRCU-A-CB (Split System: Heat Pump with Remote Outdoor Unit-Air-Source) | HH836E2S11 | ADP |  | H,YE1K*36+TXV | YP9C080C16MP13 | 33400 | 18 | 8.5 | 29800 | 25000 | 83.89% | 2 | 0 | 11 |  |  |  |  | R-454B | 2.7833 | Residential & Commercial | USHP | Ducted CEE Tier 1
211240917 | Central HP <5.4 tons | DAY & NIGHT | HRCU-A-CB (Split System: Heat Pump with Remote Outdoor Unit-Air-Source) | DLCURAH24ABK |  |  | EA*4X25L17A* | *80VSL0701716A* | 24400 | 17 | 8.5 | 25400 | 21400 | 84.25% | 1.8 | 0 | 10 |  |  |  |  | R-410A | 2.0333 | Residential & Commercial | USHP | Ducted CEE Tier 1
211225868 | Central HP <5.4 tons | CARRIER | HRCU-A-CB (Split System: Heat Pump with Remote Outdoor Unit-Air-Source) | 38MURAQ36AB3* |  |  | CAP**4321AL* | 58S(B,C)*A070E17**12 | 36400 | 15.5 | 8.5 | 38500 | 34800 | 90.39% | 2.08 | 0 | 10 |  |  |  |  | R-410A | 3.0333 | Residential & Commercial | USHP | Ducted CEE Tier 1
211225885 | Central HP <5.4 tons | CARRIER | HRCU-A-CB (Split System: Heat Pump with Remote Outdoor Unit-Air-Source) | 38MURAQ36AB3* |  |  | CAP**4321AL* | 58TP*A110V21**22 | 37200 | 15.5 | 8.5 | 38500 | 34800 | 90.39% | 2.12 | 0 | 10 |  |  |  |  | R-410A | 3.1 | Residential & Commercial | USHP | Ducted CEE Tier 1
211225900 | Central HP <5.4 tons | CARRIER | HRCU-A-CB (Split System: Heat Pump with Remote Outdoor Unit-Air-Source) | 38MURAQ36AB3* |  |  | CAP**4321AL* | 59SP6A100V21**20 | 36400 | 16 | 8.5 | 38500 | 34800 | 90.39% | 2.08 | 0 | 10 |  |  |  |  | R-410A | 3.0333 | Residential & Commercial | USHP | Ducted CEE Tier 1
211225919 | Central HP <5.4 tons | CARRIER | HRCU-A-CB (Split System: Heat Pump with Remote Outdoor Unit-Air-Source) | 38MURAQ36AB3* |  |  | CAP**4821AL* | 58S(B,C)*A090E17**14 | 36400 | 16 | 8.5 | 38500 | 34800 | 90.39% | 2.08 | 0 | 10 |  |  |  |  | R-410A | 3.0333 | Residential & Commercial | USHP | Ducted CEE Tier 1
211225933 | Central HP <5.4 tons | CARRIER | HRCU-A-CB (Split System: Heat Pump with Remote Outdoor Unit-Air-Source) | 38MURAQ36AB3* |  |  | CAP**4821AL* | 58TP*A090V21**20 | 35400 | 16 | 8.1 | 37800 | 34600 | 91.53% | 2.02 | 0 | 10 |  |  |  |  | R-410A | 2.95 | Residential & Commercial | USHP | Ducted CEE Tier 1
211225950 | Central HP <5.4 tons | CARRIER | HRCU-A-CB (Split System: Heat Pump with Remote Outdoor Unit-Air-Source) | 38MURAQ36AB3* |  |  | CAP**4821AL* | 59SP6A080V17**16 | 35600 | 16 | 8.1 | 38500 | 34600 | 89.87% | 2.04 | 0 | 10 |  |  |  |  | R-410A | 2.9667 | Residential & Commercial | USHP | Ducted CEE Tier 1
211225968 | Central HP <5.4 tons | CARRIER | HRCU-A-CB (Split System: Heat Pump with Remote Outdoor Unit-Air-Source) | 38MURAQ36AB3* |  |  | CAP**4824AL* | 58S(B,C)*A090E21**16 | 36400 | 16 | 8.5 | 38500 | 34600 | 89.87% | 2.08 | 0 | 10 |  |  |  |  | R-410A | 3.0333 | Residential & Commercial | USHP | Ducted CEE Tier 1
214849122 | Central HP <5.4 tons | YORK | HRCU-A-CB (Split System: Heat Pump with Remote Outdoor Unit-Air-Source) | HMH72B341 | ADP |  | CH368A9 | Y81E040A12LMPS1 | 33200 | 18 | 8.5 | 31400 | 23000 | 73.25% | 2.06 | 0 | 10 |  |  |  |  | R-410A | 2.7667 | Residential & Commercial | USHP | Ducted CEE Tier 1
214849138 | Central HP <5.4 tons | YORK | HRCU-A-CB (Split System: Heat Pump with Remote Outdoor Unit-Air-Source) | HMH72B341 | ADP |  | CH360*9 | Y81E080B12LMPS1 | 33200 | 18 | 8.5 | 31400 | 23000 | 73.25% | 2.04 | 0 | 10 |  |  |  |  | R-410A | 2.7667 | Residential & Commercial | USHP | Ducted CEE Tier 1
215423982 | Central HP <5.4 tons | YORK | HRCU-A-CB (Split System: Heat Pump with Remote Outdoor Unit-Air-Source) | HH860E2S11 | ADP |  | H,YE48*60+TXV-BLEED | Y81E120C20SMPS1 | 52500 | 18 | 8.5 | 51500 | 38000 | 73.79% | 2 | 0 | 11.7 |  |  |  |  | R-454B | 4.375 | Residential & Commercial | USHP | Ducted CEE Tier 1
215423998 | Central HP <5.4 tons | YORK | HRCU-A-CB (Split System: Heat Pump with Remote Outdoor Unit-Air-Source) | HH860E2S11 | ADP |  | H,YE55*60+TXV | Y81E130D20SMPS1 | 54000 | 19 | 8.5 | 52500 | 39000 | 74.29% | 2 | 0 | 11.7 |  |  |  |  | R-454B | 4.5 | Residential & Commercial | USHP | Ducted CEE Tier 1
214849139 | Central HP <5.4 tons | YORK | HRCU-A-CB (Split System: Heat Pump with Remote Outdoor Unit-Air-Source) | HMH72B341 | ADP |  | CH360B9 | Y81E080B12LMPS1 | 33200 | 18 | 8.5 | 31400 | 23000 | 73.25% | 2.04 | 0 | 10 |  |  |  |  | R-410A | 2.7667 | Residential & Commercial | USHP | Ducted CEE Tier 1
215425282 | Central HP <5.4 tons | YORK | HRCU-A-CB (Split System: Heat Pump with Remote Outdoor Unit-Air-Source) | HH836E2S11 | ADP |  | H,YE1K*36+TXV | TM8V080B12MP12 | 32400 | 17 | 8.5 | 28800 | 24800 | 86.11% | 2 | 0 | 11 |  |  |  |  | R-454B | 2.7 | Residential & Commercial | USHP | Ducted CEE Tier 1
215424448 | Central HP <5.4 tons | YORK | HRCU-A-CB (Split System: Heat Pump with Remote Outdoor Unit-Air-Source) | HH824E2S11 | ADP |  | H,YE7J*36+TXV-BLEED | TM8E040A12MP11 | 22400 | 16 | 8.8 | 21000 | 16800 | 80% | 1.96 | 0 | 11.5 |  |  |  |  | R-454B | 1.8667 | Residential & Commercial | USHP | Ducted CEE Tier 1
215424467 | Central HP <5.4 tons | YORK | HRCU-A-CB (Split System: Heat Pump with Remote Outdoor Unit-Air-Source) | HH824E2S11 | ADP |  | H,YE7J*30+TXV | TM8E080B12MP11 | 22400 | 17 | 8.8 | 21400 | 17500 | 81.78% | 1.96 | 0 | 11.5 |  |  |  |  | R-454B | 1.8667 | Residential & Commercial | USHP | Ducted CEE Tier 1
214837915 | Central HP <5.4 tons | MIDEA | HRCU-A-CB (Split System: Heat Pump with Remote Outdoor Unit-Air-Source) | MOVB-36HDN1-M20G | ADP |  | CE2903C+TXV | 0 | 22800 | 15.2 | 8.75 | 22400 | 16500 | 73.66% | 1.94 | 0 | 11.7 |  |  |  |  | R-410A | 1.9 | Residential & Commercial | USHP | Ducted CEE Tier 1
215735560 | Central HP <5.4 tons | YORK | HRCU-A-CB (Split System: Heat Pump with Remote Outdoor Unit-Air-Source) | HH860E2S11 | ADP |  | H,YE1K*48+TXV-BLEED | TM8V100C16MP12 | 43000 | 17 | 8.45 | 42000 | 32800 | 78.1% | 1.98 | 0 | 11.5 |  |  |  |  | R-454B | 3.5833 | Residential & Commercial | USHP | Ducted CEE Tier 1
215425443 | Central HP <5.4 tons | YORK | HRCU-A-CB (Split System: Heat Pump with Remote Outdoor Unit-Air-Source) | HH860E2S11 | ADP |  | H,YE49*48+TXV | TM9E080C16MP12 | 44500 | 18 | 8.5 | 43500 | 34000 | 78.16% | 2 | 0 | 11 |  |  |  |  | R-454B | 3.7083 | Residential & Commercial | USHP | Ducted CEE Tier 1
215425475 | Central HP <5.4 tons | YORK | HRCU-A-CB (Split System: Heat Pump with Remote Outdoor Unit-Air-Source) | HH860E2S11 | ADP |  | H,YE37*48+TXV | TM9V100C16MP12 | 43500 | 17 | 8.5 | 42000 | 32800 | 78.1% | 2 | 0 | 11.7 |  |  |  |  | R-454B | 3.625 | Residential & Commercial | USHP | Ducted CEE Tier 1
215425476 | Central HP <5.4 tons | YORK | HRCU-A-CB (Split System: Heat Pump with Remote Outdoor Unit-Air-Source) | HH860E2S11 | ADP |  | H,YE72*48+TXV | TM9V100C16MP12 | 43500 | 18 | 8.5 | 42000 | 32800 | 78.1% | 2 | 0 | 11.7 |  |  |  |  | R-454B | 3.625 | Residential & Commercial | USHP | Ducted CEE Tier 1
215423903 | Central HP <5.4 tons | YORK | HRCU-A-CB (Split System: Heat Pump with Remote Outdoor Unit-Air-Source) | HH860E2S11 | ADP |  | H,YE2K*60+TXV | Y81E080C16SMPS1 | 44000 | 17 | 8.45 | 42500 | 33000 | 77.65% | 2 | 0 | 11.7 |  |  |  |  | R-454B | 3.6667 | Residential & Commercial | USHP | Ducted CEE Tier 1
215423905 | Central HP <5.4 tons | YORK | HRCU-A-CB (Split System: Heat Pump with Remote Outdoor Unit-Air-Source) | HH860E2S11 | ADP |  | H,YE48*60+TXV-BLEED | Y81E080C16SMPS1 | 44500 | 18 | 8.5 | 42500 | 33000 | 77.65% | 2 | 0 | 12 |  |  |  |  | R-454B | 3.7083 | Residential & Commercial | USHP | Ducted CEE Tier 1
215423422 | Central HP <5.4 tons | YORK | HRCU-A-CB (Split System: Heat Pump with Remote Outdoor Unit-Air-Source) | HH836E2S11 | ADP |  | H,YE35*36+TXV | YP9C060B12MP13 | 32600 | 17 | 8.5 | 29000 | 24800 | 85.52% | 2 | 0 | 11 |  |  |  |  | R-454B | 2.7167 | Residential & Commercial | USHP | Ducted CEE Tier 1
215423937 | Central HP <5.4 tons | YORK | HRCU-A-CB (Split System: Heat Pump with Remote Outdoor Unit-Air-Source) | HH860E2S11 | ADP |  | H,YE48*48+TXV | Y81E100C16SMPS1 | 44000 | 18 | 8.5 | 42000 | 32800 | 78.1% | 2 | 0 | 12 |  |  |  |  | R-454B | 3.6667 | Residential & Commercial | USHP | Ducted CEE Tier 1
215423938 | Central HP <5.4 tons | YORK | HRCU-A-CB (Split System: Heat Pump with Remote Outdoor Unit-Air-Source) | HH860E2S11 | ADP |  | H,YE48*60+TXV | Y81E100C16SMPS1 | 44000 | 18 | 8.5 | 42000 | 32800 | 78.1% | 2 | 0 | 12 |  |  |  |  | R-454B | 3.6667 | Residential & Commercial | USHP | Ducted CEE Tier 1
215423939 | Central HP <5.4 tons | YORK | HRCU-A-CB (Split System: Heat Pump with Remote Outdoor Unit-Air-Source) | HH860E2S11 | ADP |  | H,YE54*48+TXV | Y81E100C16SMPS1 | 44000 | 18 | 8.5 | 42000 | 32800 | 78.1% | 2 | 0 | 12 |  |  |  |  | R-454B | 3.6667 | Residential & Commercial | USHP | Ducted CEE Tier 1
215423956 | Central HP <5.4 tons | YORK | HRCU-A-CB (Split System: Heat Pump with Remote Outdoor Unit-Air-Source) | HH860E2S11 | ADP |  | H,YE49*60+TXV | Y81E100C20SMPS1 | 53000 | 19 | 8.5 | 51500 | 38000 | 73.79% | 2 | 0 | 11.7 |  |  |  |  | R-454B | 4.4167 | Residential & Commercial | USHP | Ducted CEE Tier 1
213297664 | Central HP <5.4 tons | LUXAIRE | HRCU-A-CB (Split System: Heat Pump with Remote Outdoor Unit-Air-Source) | HMH72B341 |  |  | XAHB36DBCN1 | Z8ES040A12LMPS1 | 33200 | 17.5 | 8.1 | 32800 | 23000 | 70.12% | 2.02 | 0 | 10 |  |  |  |  | R-410A | 2.7667 | Residential & Commercial | USHP | Ducted CEE Tier 1
211226115 | Central HP <5.4 tons | CARRIER | HRCU-A-CB (Split System: Heat Pump with Remote Outdoor Unit-Air-Source) | 38MURAQ36AB3* |  |  | CNPV*4824AL* | 59TP6B080V21**20 | 35600 | 16 | 8.1 | 38500 | 34800 | 90.39% | 2 | 0 | 10 |  |  |  |  | R-410A | 2.9667 | Residential & Commercial | USHP | Ducted CEE Tier 1
213297684 | Central HP <5.4 tons | LUXAIRE | HRCU-A-CB (Split System: Heat Pump with Remote Outdoor Unit-Air-Source) | HMH72B341 |  |  | XAFC36DBCN1 | Z9ET100C16SMPS1 | 34800 | 18.5 | 8.5 | 34800 | 24400 | 70.11% | 2.06 | 0 | 9.5 |  |  |  |  | R-410A | 2.9 | Residential & Commercial | USHP
213297714 | Central HP <5.4 tons | LUXAIRE | HRCU-A-CB (Split System: Heat Pump with Remote Outdoor Unit-Air-Source) | HMH72B341 |  |  | XAFC36DBCN1 | Z9ES080B12SMPS1 | 33200 | 17 | 8.5 | 32200 | 22600 | 70.19% | 1.8 | 0 | 10 |  |  |  |  | R-410A | 2.7667 | Residential & Commercial | USHP | Ducted CEE Tier 1
213298009 | Central HP <5.4 tons | LUXAIRE | HRCU-A-CB (Split System: Heat Pump with Remote Outdoor Unit-Air-Source) | HMH72B341 |  |  | XAHC36DBCN1 | Z8ES080C20SMPS1 | 34000 | 17.5 | 8.1 | 33400 | 23600 | 70.66% | 2.08 | 0 | 9.5 |  |  |  |  | R-410A | 2.8333 | Residential & Commercial | USHP
213296789 | Central HP <5.4 tons | LUXAIRE | HRCU-A-CB (Split System: Heat Pump with Remote Outdoor Unit-Air-Source) | HMH72B341 |  |  | XAHC36DBCN1 | Z9ET100C16SMPS1 | 33600 | 18 | 8.5 | 33000 | 23200 | 70.3% | 2.04 | 0 | 10 |  |  |  |  | R-410A | 2.8 | Residential & Commercial | USHP | Ducted CEE Tier 1
213297584 | Central HP <5.4 tons | LUXAIRE | HRCU-A-CB (Split System: Heat Pump with Remote Outdoor Unit-Air-Source) | HMH72B341 |  |  | XAFB36DXXN1+TXV | Z8ES100B12LMPS1 | 34000 | 18 | 8.1 | 34000 | 24600 | 72.35% | 2.1 | 0 | 9.5 |  |  |  |  | R-410A | 2.8333 | Residential & Commercial | USHP
215425561 | Central HP <5.4 tons | YORK | HRCU-A-CB (Split System: Heat Pump with Remote Outdoor Unit-Air-Source) | HH860E2S11 | ADP |  | H,YE3K*48+TXV | Y81E120C20SMPS1 | 45000 | 18 | 8.5 | 43500 | 33600 | 77.24% | 2 | 0 | 11.7 |  |  |  |  | R-454B | 3.75 | Residential & Commercial | USHP | Ducted CEE Tier 1
215425575 | Central HP <5.4 tons | YORK | HRCU-A-CB (Split System: Heat Pump with Remote Outdoor Unit-Air-Source) | HH860E2S11 | ADP |  | H,YE84*48+TXV | Y91E080C16SMPS1 | 45000 | 18 | 8.5 | 45000 | 33400 | 74.22% | 2 | 0 | 11.7 |  |  |  |  | R-454B | 3.75 | Residential & Commercial | USHP | Ducted CEE Tier 1
215425577 | Central HP <5.4 tons | YORK | HRCU-A-CB (Split System: Heat Pump with Remote Outdoor Unit-Air-Source) | HH860E2S11 | ADP |  | H,YE37*48+TXV | Y91E080C20SMPS1 | 44500 | 17 | 8.5 | 44500 | 33000 | 74.16% | 2 | 0 | 12 |  |  |  |  | R-454B | 3.7083 | Residential & Commercial | USHP | Ducted CEE Tier 1
211226100 | Central HP <5.4 tons | CARRIER | HRCU-A-CB (Split System: Heat Pump with Remote Outdoor Unit-Air-Source) | 38MURAQ36AB3* |  |  | CNPV*4824AL* | 59SC2D080E21**20 | 35800 | 16.5 | 8.1 | 38500 | 34800 | 90.39% | 2.02 | 0 | 10.5 |  |  |  |  | R-410A | 2.9833 | Residential & Commercial | USHP | Ducted CEE Tier 1
211226103 | Central HP <5.4 tons | CARRIER | HRCU-A-CB (Split System: Heat Pump with Remote Outdoor Unit-Air-Source) | 38MURAQ36AB3* |  |  | CNPV*4824AL* | 59SC2D120E24**20 | 36400 | 16 | 8.1 | 38500 | 34800 | 90.39% | 2.04 | 0 | 10.5 |  |  |  |  | R-410A | 3.0333 | Residential & Commercial | USHP | Ducted CEE Tier 1
211226118 | Central HP <5.4 tons | CARRIER | HRCU-A-CB (Split System: Heat Pump with Remote Outdoor Unit-Air-Source) | 38MURAQ36AB3* |  |  | CNPV*4824AL* | 59TP6B120V24**22 | 36200 | 16 | 8.1 | 38500 | 34800 | 90.39% | 2.02 | 0 | 10 |  |  |  |  | R-410A | 3.0167 | Residential & Commercial | USHP | Ducted CEE Tier 1
215424136 | Central HP <5.4 tons | YORK | HRCU-A-CB (Split System: Heat Pump with Remote Outdoor Unit-Air-Source) | HH860E2S11 | ADP |  | H,YE49*60+TXV | YP9C100C20MP13 | 52000 | 19 | 8.5 | 51500 | 38000 | 73.79% | 2 | 0 | 11 |  |  |  |  | R-454B | 4.3333 | Residential & Commercial | USHP | Ducted CEE Tier 1
215425338 | Central HP <5.4 tons | YORK | HRCU-A-CB (Split System: Heat Pump with Remote Outdoor Unit-Air-Source) | HH860E2S11 | ADP |  | H,YE72*48+TXV | TM8E080C16MP11 | 44500 | 18 | 8.5 | 43500 | 33800 | 77.7% | 2 | 0 | 11 |  |  |  |  | R-454B | 3.7083 | Residential & Commercial | USHP | Ducted CEE Tier 1
215425354 | Central HP <5.4 tons | YORK | HRCU-A-CB (Split System: Heat Pump with Remote Outdoor Unit-Air-Source) | HH860E2S11 | ADP |  | H,YE1K*48+TXV | TM8E100C16MP11 | 44000 | 17 | 8.45 | 43500 | 33800 | 77.7% | 1.98 | 0 | 10.5 |  |  |  |  | R-454B | 3.6667 | Residential & Commercial | USHP | Ducted CEE Tier 1
215425381 | Central HP <5.4 tons | YORK | HRCU-A-CB (Split System: Heat Pump with Remote Outdoor Unit-Air-Source) | HH860E2S11 | ADP |  | H,YE3K*48+TXV | TM8V080C16MP12 | 43500 | 17 | 8.5 | 42000 | 32800 | 78.1% | 2 | 0 | 11.7 |  |  |  |  | R-454B | 3.625 | Residential & Commercial | USHP | Ducted CEE Tier 1
215425390 | Central HP <5.4 tons | YORK | HRCU-A-CB (Split System: Heat Pump with Remote Outdoor Unit-Air-Source) | HH860E2S11 | ADP |  | H,YE72*48+TXV | TM8V100C16MP12 | 43500 | 18 | 8.5 | 42000 | 32800 | 78.1% | 2 | 0 | 11.7 |  |  |  |  | R-454B | 3.625 | Residential & Commercial | USHP | Ducted CEE Tier 1
215425406 | Central HP <5.4 tons | YORK | HRCU-A-CB (Split System: Heat Pump with Remote Outdoor Unit-Air-Source) | HH860E2S11 | ADP |  | H,YE3K*48+TXV | TM8V120C20MP12 | 44500 | 18 | 8.5 | 43000 | 33400 | 77.67% | 2 | 0 | 11 |  |  |  |  | R-454B | 3.7083 | Residential & Commercial | USHP | Ducted CEE Tier 1
215425422 | Central HP <5.4 tons | YORK | HRCU-A-CB (Split System: Heat Pump with Remote Outdoor Unit-Air-Source) | HH860E2S11 | ADP |  | H,YE3K*48+TXV | TM8Y100C16MP11 | 44000 | 17 | 8.5 | 42000 | 33000 | 78.57% | 2 | 0 | 11.7 |  |  |  |  | R-454B | 3.6667 | Residential & Commercial | USHP | Ducted CEE Tier 1
215425470 | Central HP <5.4 tons | YORK | HRCU-A-CB (Split System: Heat Pump with Remote Outdoor Unit-Air-Source) | HH860E2S11 | ADP |  | H,YE53*48+TXV | TM9V080C16MP12 | 43500 | 18 | 8.5 | 42000 | 33000 | 78.57% | 2 | 0 | 11 |  |  |  |  | R-454B | 3.625 | Residential & Commercial | USHP | Ducted CEE Tier 1
214720155 | Central HP <5.4 tons | LUXAIRE | HRCU-A-CB (Split System: Heat Pump with Remote Outdoor Unit-Air-Source) | HH860E2S11 |  |  | CTU60C5XGS1+TXV | TM9Y100C16MP11 | 43500 | 17 | 9 | 44500 | 33800 | 75.96% | 2 | 0 | 11 |  |  |  |  | R-454B | 3.625 | Residential & Commercial | USHP | Ducted CEE Tier 1
215676736 | Central HP <5.4 tons | AIRQUEST | HRCU-A-CB (Split System: Heat Pump with Remote Outdoor Unit-Air-Source) | H5H0V48*K*AAA* |  |  | EVD5X61M21A*+WALLCON | *80CTL0901716B* | 48500 | 19 | 9 | 50000 | 37000 | 74% | 2 | 0 | 10 |  |  |  |  | R-454B | 4.0417 | Residential & Commercial | USHP | Ducted CEE Tier 1
216684932 | Central HP <5.4 tons | MAINLINE | HRCU-A-CB (Split System: Heat Pump with Remote Outdoor Unit-Air-Source) | MLP19AY24AJVC |  |  | TCFY2421HEAAM | ML801V0504A17UHU | 22800 | 20 | 8.5 | 22800 | 18600 | 81.58% | 1.8 | 0 | 12 |  |  |  |  | R-454B | 1.9 | Residential & Commercial | USHP | Ducted CEE Tier 1
216684955 | Central HP <5.4 tons | MAINLINE | HRCU-A-CB (Split System: Heat Pump with Remote Outdoor Unit-Air-Source) | MLP19AY48AJVC |  |  | TCFY4821SEAAM | ML802V0754A17UH | 45500 | 19 | 10 | 45500 | 42000 | 92.31% | 2.1 | 0 | 12 |  |  |  |  | R-454B | 3.7917 | Residential & Commercial | USHP | Ducted CEE Tier 1
214053754 | Central HP <5.4 tons | LENNOX | HRCU-A-CB (Split System: Heat Pump with Remote Outdoor Unit-Air-Source) | SL25XPV-048-230A** | ADP |  | HG50960 | EL296UH110XV60C* | 46000 | 20 | 9.3 | 42000 | 35800 | 85.24% | 1.88 | 0 | 12.5 |  |  |  |  | R-410A | 3.8333 | Residential & Commercial | USHP | Ducted CEE Tier 1
216751991 | Central HP <5.4 tons | YORK | HRCU-A-CB (Split System: Heat Pump with Remote Outdoor Unit-Air-Source) | HH836E2S11 | ADP |  | H,YG36*36+TXV-BLEED | TM9V100C16MP12 | 33200 | 19 | 9 | 29600 | 24800 | 83.78% | 2 | 0 | 11 |  |  |  |  | R-454B | 2.7667 | Residential & Commercial | USHP | Ducted CEE Tier 1
216438279 | Central HP <5.4 tons | YORK | HRCU-A-CB (Split System: Heat Pump with Remote Outdoor Unit-Air-Source) | HH836E2S11 | ADP |  | SL6*37+TXV-BLEED | 0 | 32400 | 18 | 8.9 | 29800 | 24800 | 83.22% | 1.98 | 0 | 11 |  |  |  |  | R-454B | 2.7 | Residential & Commercial | USHP | Ducted CEE Tier 1
215425493 | Central HP <5.4 tons | YORK | HRCU-A-CB (Split System: Heat Pump with Remote Outdoor Unit-Air-Source) | HH860E2S11 | ADP |  | H,YE72*48+TXV | TM9Y080C16MP11 | 44000 | 17 | 8.5 | 42500 | 33400 | 78.59% | 2 | 0 | 11 |  |  |  |  | R-454B | 3.6667 | Residential & Commercial | USHP | Ducted CEE Tier 1
215425527 | Central HP <5.4 tons | YORK | HRCU-A-CB (Split System: Heat Pump with Remote Outdoor Unit-Air-Source) | HH860E2S11 | ADP |  | H,YE49*48+TXV | Y81E080C16SMPS1 | 44500 | 18 | 8.5 | 42500 | 33000 | 77.65% | 2 | 0 | 12 |  |  |  |  | R-454B | 3.7083 | Residential & Commercial | USHP | Ducted CEE Tier 1
215425541 | Central HP <5.4 tons | YORK | HRCU-A-CB (Split System: Heat Pump with Remote Outdoor Unit-Air-Source) | HH860E2S11 | ADP |  | H,YE49*48+TXV | Y81E100C16SMPS1 | 44000 | 18 | 8.5 | 42000 | 32800 | 78.1% | 2 | 0 | 12 |  |  |  |  | R-454B | 3.6667 | Residential & Commercial | USHP | Ducted CEE Tier 1
215425542 | Central HP <5.4 tons | YORK | HRCU-A-CB (Split System: Heat Pump with Remote Outdoor Unit-Air-Source) | HH860E2S11 | ADP |  | H,YE74*60+TXV | Y81E100C16SMPS1 | 44000 | 18 | 8.5 | 42000 | 32800 | 78.1% | 2 | 0 | 12 |  |  |  |  | R-454B | 3.6667 | Residential & Commercial | USHP | Ducted CEE Tier 1
213252522 | Central HP <5.4 tons | BRYANT HEATING AND COOLING SYSTEMS | HRCU-A-CB (Split System: Heat Pump with Remote Outdoor Unit-Air-Source) | 38MURAQ36AB3* | ADP |  | CF371E* | 0 | 36800 | 16 | 8.1 | 36800 | 34400 | 93.48% | 2 | 0 | 10 |  |  |  |  | R-410A | 3.0667 | Residential & Commercial | USHP | Ducted CEE Tier 1
215425578 | Central HP <5.4 tons | YORK | HRCU-A-CB (Split System: Heat Pump with Remote Outdoor Unit-Air-Source) | HH860E2S11 | ADP |  | H,YE72*48+TXV | Y91E080C20SMPS1 | 44500 | 18 | 8.5 | 44500 | 33000 | 74.16% | 2 | 0 | 12 |  |  |  |  | R-454B | 3.7083 | Residential & Commercial | USHP | Ducted CEE Tier 1
215425610 | Central HP <5.4 tons | YORK | HRCU-A-CB (Split System: Heat Pump with Remote Outdoor Unit-Air-Source) | HH860E2S11 | ADP |  | H,YE37*48+TXV | Y91E120D20SMPS1 | 46500 | 17 | 8.5 | 45000 | 33800 | 75.11% | 2 | 0 | 11.7 |  |  |  |  | R-454B | 3.875 | Residential & Commercial | USHP | Ducted CEE Tier 1
215423990 | Central HP <5.4 tons | YORK | HRCU-A-CB (Split System: Heat Pump with Remote Outdoor Unit-Air-Source) | HH860E2S11 | ADP |  | H,YE36*60+TXV | Y81E130D20SMPS1 | 52500 | 18 | 8.3 | 52500 | 39000 | 74.29% | 1.96 | 0 | 11 |  |  |  |  | R-454B | 4.375 | Residential & Commercial | USHP | Ducted CEE Tier 1
215424056 | Central HP <5.4 tons | YORK | HRCU-A-CB (Split System: Heat Pump with Remote Outdoor Unit-Air-Source) | HH860E2S11 | ADP |  | H,YE35*48+TXV | Y91E100C20SMPS1 | 44500 | 17 | 8.3 | 45000 | 33600 | 74.67% | 1.96 | 0 | 11 |  |  |  |  | R-454B | 3.7083 | Residential & Commercial | USHP | Ducted CEE Tier 1
215424072 | Central HP <5.4 tons | YORK | HRCU-A-CB (Split System: Heat Pump with Remote Outdoor Unit-Air-Source) | HH860E2S11 | ADP |  | H,YE84*60+TXV | Y91E100C20SMPS1 | 45500 | 18 | 8.5 | 45000 | 33600 | 74.67% | 2 | 0 | 11.7 |  |  |  |  | R-454B | 3.7917 | Residential & Commercial | USHP | Ducted CEE Tier 1
215424073 | Central HP <5.4 tons | YORK | HRCU-A-CB (Split System: Heat Pump with Remote Outdoor Unit-Air-Source) | HH860E2S11 | ADP |  | H,YE86*60+TXV | Y91E100C20SMPS1 | 45500 | 18 | 8.5 | 45000 | 33600 | 74.67% | 2 | 0 | 11.7 |  |  |  |  | R-454B | 3.7917 | Residential & Commercial | USHP | Ducted CEE Tier 1
215424090 | Central HP <5.4 tons | YORK | HRCU-A-CB (Split System: Heat Pump with Remote Outdoor Unit-Air-Source) | HH860E2S11 | ADP |  | H,YE35*48+TXV | YP9C080C16MP13 | 42500 | 17 | 8.3 | 42000 | 33000 | 78.57% | 1.96 | 0 | 10.5 |  |  |  |  | R-454B | 3.5417 | Residential & Commercial | USHP | Ducted CEE Tier 1
215424105 | Central HP <5.4 tons | YORK | HRCU-A-CB (Split System: Heat Pump with Remote Outdoor Unit-Air-Source) | HH860E2S11 | ADP |  | H,YE74*48+TXV | YP9C080C16MP13 | 43500 | 18 | 8.5 | 42000 | 33000 | 78.57% | 2 | 0 | 11 |  |  |  |  | R-454B | 3.625 | Residential & Commercial | USHP | Ducted CEE Tier 1
214837917 | Central HP <5.4 tons | MIDEA | HRCU-A-CB (Split System: Heat Pump with Remote Outdoor Unit-Air-Source) | MOVB-36HDN1-M20G | ADP |  | CE3005A+TXV | 0 | 23200 | 15.2 | 8.8 | 22400 | 16500 | 73.66% | 1.96 | 0 | 12 |  |  |  |  | R-410A | 1.9333 | Residential & Commercial | USHP | Ducted CEE Tier 1
214053760 | Central HP <5.4 tons | LENNOX | HRCU-A-CB (Split System: Heat Pump with Remote Outdoor Unit-Air-Source) | SL25XPV-048-230A** | ADP |  | HG50960 | SL280UH110XV60C* | 46000 | 20 | 9.3 | 42000 | 35800 | 85.24% | 1.88 | 0 | 12.5 |  |  |  |  | R-410A | 3.8333 | Residential & Commercial | USHP | Ducted CEE Tier 1
215424480 | Central HP <5.4 tons | YORK | HRCU-A-CB (Split System: Heat Pump with Remote Outdoor Unit-Air-Source) | HH824E2S11 | ADP |  | H,YE31*24+TXV | TM8V080B12MP12 | 21800 | 17 | 8.5 | 21200 | 17700 | 83.49% | 1.9 | 0 | 10 |  |  |  |  | R-454B | 1.8167 | Residential & Commercial | USHP | Ducted CEE Tier 1
215424498 | Central HP <5.4 tons | YORK | HRCU-A-CB (Split System: Heat Pump with Remote Outdoor Unit-Air-Source) | HH824E2S11 | ADP |  | H,YE8J*30+TXV | TM8Y080B12MP11 | 23000 | 17 | 9 | 21400 | 17900 | 83.64% | 2 | 0 | 12 |  |  |  |  | R-454B | 1.9167 | Residential & Commercial | USHP | Ducted CEE Tier 1
215424012 | Central HP <5.4 tons | YORK | HRCU-A-CB (Split System: Heat Pump with Remote Outdoor Unit-Air-Source) | HH860E2S11 | ADP |  | H,YE48*60+TXV | Y91E080C16SMPS1 | 45000 | 18 | 8.5 | 45000 | 33400 | 74.22% | 2 | 0 | 11.7 |  |  |  |  | R-454B | 3.75 | Residential & Commercial | USHP | Ducted CEE Tier 1
215424064 | Central HP <5.4 tons | YORK | HRCU-A-CB (Split System: Heat Pump with Remote Outdoor Unit-Air-Source) | HH860E2S11 | ADP |  | H,YE48*60+TXV-BLEED | Y91E100C20SMPS1 | 45500 | 18 | 8.5 | 45000 | 33600 | 74.67% | 2 | 0 | 11.7 |  |  |  |  | R-454B | 3.7917 | Residential & Commercial | USHP | Ducted CEE Tier 1
215424513 | Central HP <5.4 tons | YORK | HRCU-A-CB (Split System: Heat Pump with Remote Outdoor Unit-Air-Source) | HH824E2S11 | ADP |  | H,YE7J*36+TXV-BLEED | TM9E040A10MP12 | 22400 | 16 | 8.8 | 21400 | 17700 | 82.71% | 1.96 | 0 | 10.5 |  |  |  |  | R-454B | 1.8667 | Residential & Commercial | USHP | Ducted CEE Tier 1
215424515 | Central HP <5.4 tons | YORK | HRCU-A-CB (Split System: Heat Pump with Remote Outdoor Unit-Air-Source) | HH824E2S11 | ADP |  | H,YE7J*36+TXV | TM9E040A10MP12 | 22400 | 16 | 8.8 | 21400 | 17700 | 82.71% | 1.96 | 0 | 10.5 |  |  |  |  | R-454B | 1.8667 | Residential & Commercial | USHP | Ducted CEE Tier 1
215424550 | Central HP <5.4 tons | YORK | HRCU-A-CB (Split System: Heat Pump with Remote Outdoor Unit-Air-Source) | HH824E2S11 | ADP |  | H,YE7J*30+TXV | TM9V040A10MP12 | 22400 | 16 | 8.8 | 21400 | 17100 | 79.91% | 1.96 | 0 | 10.5 |  |  |  |  | R-454B | 1.8667 | Residential & Commercial | USHP | Ducted CEE Tier 1
215424581 | Central HP <5.4 tons | YORK | HRCU-A-CB (Split System: Heat Pump with Remote Outdoor Unit-Air-Source) | HH824E2S11 | ADP |  | H,YE31*24+TXV | TM9Y060B12MP11 | 21800 | 17 | 8.5 | 21200 | 17300 | 81.6% | 1.9 | 0 | 11 |  |  |  |  | R-454B | 1.8167 | Residential & Commercial | USHP | Ducted CEE Tier 1
215425479 | Central HP <5.4 tons | YORK | HRCU-A-CB (Split System: Heat Pump with Remote Outdoor Unit-Air-Source) | HH860E2S11 | ADP |  | H,YE1K*48+TXV | TM9V100C16MP12 | 43000 | 17 | 8.45 | 42000 | 32800 | 78.1% | 1.98 | 0 | 11.5 |  |  |  |  | R-454B | 3.5833 | Residential & Commercial | USHP | Ducted CEE Tier 1
215425481 | Central HP <5.4 tons | YORK | HRCU-A-CB (Split System: Heat Pump with Remote Outdoor Unit-Air-Source) | HH860E2S11 | ADP |  | H,YE53*48+TXV | TM9V100C16MP12 | 43500 | 18 | 8.5 | 42000 | 32800 | 78.1% | 2 | 0 | 11.7 |  |  |  |  | R-454B | 3.625 | Residential & Commercial | USHP | Ducted CEE Tier 1
215425495 | Central HP <5.4 tons | YORK | HRCU-A-CB (Split System: Heat Pump with Remote Outdoor Unit-Air-Source) | HH860E2S11 | ADP |  | H,YE3K*48+TXV | TM9Y080C16MP11 | 44000 | 16 | 8.5 | 42500 | 33400 | 78.59% | 2 | 0 | 11 |  |  |  |  | R-454B | 3.6667 | Residential & Commercial | USHP | Ducted CEE Tier 1
215425504 | Central HP <5.4 tons | YORK | HRCU-A-CB (Split System: Heat Pump with Remote Outdoor Unit-Air-Source) | HH860E2S11 | ADP |  | H,YE72*48+TXV | TM9Y100C16MP11 | 44000 | 17 | 8.5 | 42500 | 33400 | 78.59% | 2 | 0 | 11 |  |  |  |  | R-454B | 3.6667 | Residential & Commercial | USHP | Ducted CEE Tier 1
215425515 | Central HP <5.4 tons | YORK | HRCU-A-CB (Split System: Heat Pump with Remote Outdoor Unit-Air-Source) | HH860E2S11 | ADP |  | H,YE3K*48+TXV | TM9Y100C20MP11 | 44500 | 17 | 8.5 | 44500 | 34400 | 77.3% | 2 | 0 | 11 |  |  |  |  | R-454B | 3.7083 | Residential & Commercial | USHP | Ducted CEE Tier 1
215425538 | Central HP <5.4 tons | YORK | HRCU-A-CB (Split System: Heat Pump with Remote Outdoor Unit-Air-Source) | HH860E2S11 | ADP |  | H,YE1K*48+TXV | Y81E100C16SMPS1 | 43500 | 17 | 8.45 | 42000 | 32800 | 78.1% | 1.98 | 0 | 11.7 |  |  |  |  | R-454B | 3.625 | Residential & Commercial | USHP | Ducted CEE Tier 1
214397487 | Central HP <5.4 tons | LUXAIRE | HRCU-A-CB (Split System: Heat Pump with Remote Outdoor Unit-Air-Source) | HH860E2S11 |  |  | CTF60C5CGS1 | TL8E080C16UH11 | 44000 | 18 | 9 | 44500 | 33600 | 75.51% | 2 | 0 | 11.7 |  |  |  |  | R-454B | 3.6667 | Residential & Commercial | USHP | Ducted CEE Tier 1
215675246 | Central HP <5.4 tons | AIRQUEST | HRCU-A-CB (Split System: Heat Pump with Remote Outdoor Unit-Air-Source) | H5H0V48*K*AAA* |  |  | ESH5X60M12A*+WALLCON | *95CSU0802120B* | 45500 | 16.5 | 8.5 | 48000 | 33800 | 70.42% | 2.06 | 0 | 9.5 |  |  |  |  | R-454B | 3.7917 | Residential & Commercial | USHP
215675616 | Central HP <5.4 tons | AIRQUEST | HRCU-A-CB (Split System: Heat Pump with Remote Outdoor Unit-Air-Source) | H5H0V48*K*AAA* |  |  | EVM5X49M21A*+WALLCON | *97CMN0801714B* | 47500 | 18.5 | 9 | 50000 | 37400 | 74.8% | 1.98 | 0 | 10 |  |  |  |  | R-454B | 3.9583 | Residential & Commercial | USHP | Ducted CEE Tier 1
214397618 | Central HP <5.4 tons | LUXAIRE | HRCU-A-CB (Split System: Heat Pump with Remote Outdoor Unit-Air-Source) | HH860E2S11 |  |  | CTF60C5CHS1 | TM8Y100C20MP11 | 54000 | 19 | 9 | 55000 | 39500 | 71.82% | 2 | 0 | 11 |  |  |  |  | R-454B | 4.5 | Residential & Commercial | USHP | Ducted CEE Tier 1
214398018 | Central HP <5.4 tons | LUXAIRE | HRCU-A-CB (Split System: Heat Pump with Remote Outdoor Unit-Air-Source) | HH860E2S11 |  |  | CTF60C5CHS1 | TMLE080C20MP11 | 53500 | 19 | 8.5 | 55000 | 39000 | 70.91% | 2 | 0 | 11 |  |  |  |  | R-454B | 4.4583 | Residential & Commercial | USHP | Ducted CEE Tier 1
215424106 | Central HP <5.4 tons | YORK | HRCU-A-CB (Split System: Heat Pump with Remote Outdoor Unit-Air-Source) | HH860E2S11 | ADP |  | H,YE84*60+TXV | YP9C080C16MP13 | 43500 | 18 | 8.5 | 42000 | 33000 | 78.57% | 2 | 0 | 11 |  |  |  |  | R-454B | 3.625 | Residential & Commercial | USHP | Ducted CEE Tier 1
215425324 | Central HP <5.4 tons | YORK | HRCU-A-CB (Split System: Heat Pump with Remote Outdoor Unit-Air-Source) | HH860E2S11 | ADP |  | H,YE72*48+TXV | TL9E080C16UH11 | 44500 | 18 | 8.5 | 44000 | 34000 | 77.27% | 2 | 0 | 11 |  |  |  |  | R-454B | 3.7083 | Residential & Commercial | USHP | Ducted CEE Tier 1
215425342 | Central HP <5.4 tons | YORK | HRCU-A-CB (Split System: Heat Pump with Remote Outdoor Unit-Air-Source) | HH860E2S11 | ADP |  | H,YE55*48+TXV | TM8E080C16MP11 | 44500 | 18 | 8.5 | 43500 | 33800 | 77.7% | 2 | 0 | 11 |  |  |  |  | R-454B | 3.7083 | Residential & Commercial | USHP | Ducted CEE Tier 1
215425357 | Central HP <5.4 tons | YORK | HRCU-A-CB (Split System: Heat Pump with Remote Outdoor Unit-Air-Source) | HH860E2S11 | ADP |  | H,YE49*48+TXV | TM8E100C16MP11 | 44500 | 18 | 8.5 | 43500 | 33800 | 77.7% | 2 | 0 | 11 |  |  |  |  | R-454B | 3.7083 | Residential & Commercial | USHP | Ducted CEE Tier 1
215425375 | Central HP <5.4 tons | YORK | HRCU-A-CB (Split System: Heat Pump with Remote Outdoor Unit-Air-Source) | HH860E2S11 | ADP |  | H,YE74*60+TXV | TM8E120C20MP11 | 53000 | 19 | 8.5 | 52000 | 38500 | 74.04% | 2 | 0 | 11 |  |  |  |  | R-454B | 4.4167 | Residential & Commercial | USHP | Ducted CEE Tier 1
215425424 | Central HP <5.4 tons | YORK | HRCU-A-CB (Split System: Heat Pump with Remote Outdoor Unit-Air-Source) | HH860E2S11 | ADP |  | H,YE55*48+TXV | TM8Y100C16MP11 | 44000 | 18 | 8.5 | 42000 | 33000 | 78.57% | 2 | 0 | 11.7 |  |  |  |  | R-454B | 3.6667 | Residential & Commercial | USHP | Ducted CEE Tier 1
215424065 | Central HP <5.4 tons | YORK | HRCU-A-CB (Split System: Heat Pump with Remote Outdoor Unit-Air-Source) | HH860E2S11 | ADP |  | H,YE48*48+TXV | Y91E100C20SMPS1 | 45500 | 18 | 8.5 | 45000 | 33600 | 74.67% | 2 | 0 | 11.7 |  |  |  |  | R-454B | 3.7917 | Residential & Commercial | USHP | Ducted CEE Tier 1
215424081 | Central HP <5.4 tons | YORK | HRCU-A-CB (Split System: Heat Pump with Remote Outdoor Unit-Air-Source) | HH860E2S11 | ADP |  | H,YE3K*60+TXV | Y91E120D20SMPS1 | 46500 | 18 | 8.5 | 45000 | 33800 | 75.11% | 2 | 0 | 11.7 |  |  |  |  | R-454B | 3.875 | Residential & Commercial | USHP | Ducted CEE Tier 1
215424582 | Central HP <5.4 tons | YORK | HRCU-A-CB (Split System: Heat Pump with Remote Outdoor Unit-Air-Source) | HH824E2S11 | ADP |  | H,YE31*30+TXV | TM9Y060B12MP11 | 21800 | 17 | 8.5 | 21200 | 17300 | 81.6% | 1.9 | 0 | 11 |  |  |  |  | R-454B | 1.8167 | Residential & Commercial | USHP | Ducted CEE Tier 1
215424583 | Central HP <5.4 tons | YORK | HRCU-A-CB (Split System: Heat Pump with Remote Outdoor Unit-Air-Source) | HH824E2S11 | ADP |  | H,YE32*36+TXV | TM9Y060B12MP11 | 22200 | 17 | 8.65 | 21200 | 17300 | 81.6% | 1.94 | 0 | 11 |  |  |  |  | R-454B | 1.85 | Residential & Commercial | USHP | Ducted CEE Tier 1
215424631 | Central HP <5.4 tons | YORK | HRCU-A-CB (Split System: Heat Pump with Remote Outdoor Unit-Air-Source) | HH824E2S11 | ADP |  | H,YE7J*30+TXV | Y82E060A12LMPS1 | 22400 | 18 | 8.8 | 21400 | 17300 | 80.84% | 1.96 | 0 | 11.5 |  |  |  |  | R-454B | 1.8667 | Residential & Commercial | USHP | Ducted CEE Tier 1
215424633 | Central HP <5.4 tons | YORK | HRCU-A-CB (Split System: Heat Pump with Remote Outdoor Unit-Air-Source) | HH824E2S11 | ADP |  | H,YE8J*30+TXV | Y82E060A12LMPS1 | 22600 | 18 | 8.9 | 21400 | 17300 | 80.84% | 1.98 | 0 | 11.7 |  |  |  |  | R-454B | 1.8833 | Residential & Commercial | USHP | Ducted CEE Tier 1
215424082 | Central HP <5.4 tons | YORK | HRCU-A-CB (Split System: Heat Pump with Remote Outdoor Unit-Air-Source) | HH860E2S11 | ADP |  | H,YE48*60+TXV-BLEED | Y91E120D20SMPS1 | 46500 | 18 | 8.5 | 45000 | 33800 | 75.11% | 2 | 0 | 11.7 |  |  |  |  | R-454B | 3.875 | Residential & Commercial | USHP | Ducted CEE Tier 1
215424098 | Central HP <5.4 tons | YORK | HRCU-A-CB (Split System: Heat Pump with Remote Outdoor Unit-Air-Source) | HH860E2S11 | ADP |  | H,YE48*60+TXV-BLEED | YP9C080C16MP13 | 43500 | 18 | 8.5 | 42000 | 33000 | 78.57% | 2 | 0 | 11 |  |  |  |  | R-454B | 3.625 | Residential & Commercial | USHP | Ducted CEE Tier 1
215726338 | Central HP <5.4 tons | YORK | HRCU-A-CB (Split System: Heat Pump with Remote Outdoor Unit-Air-Source) | HH836E2S11 | ADP |  | H,YG80*36+TXV | TM9V060B12MP12 | 32600 | 17 | 8.5 | 29000 | 24800 | 85.52% | 2 | 0 | 11 |  |  |  |  | R-454B | 2.7167 | Residential & Commercial | USHP | Ducted CEE Tier 1
215726363 | Central HP <5.4 tons | YORK | HRCU-A-CB (Split System: Heat Pump with Remote Outdoor Unit-Air-Source) | HH836E2S11 | ADP |  | H,YG37*36+TXV-BLEED | TM9Y080C16MP11 | 32800 | 19 | 8.5 | 29400 | 23800 | 80.95% | 2 | 0 | 11 |  |  |  |  | R-454B | 2.7333 | Residential & Commercial | USHP | Ducted CEE Tier 1
215726365 | Central HP <5.4 tons | YORK | HRCU-A-CB (Split System: Heat Pump with Remote Outdoor Unit-Air-Source) | HH836E2S11 | ADP |  | H,YG80*36+TXV-BLEED | TM9Y080C16MP11 | 32800 | 19 | 8.5 | 29400 | 23800 | 80.95% | 2 | 0 | 11 |  |  |  |  | R-454B | 2.7333 | Residential & Commercial | USHP | Ducted CEE Tier 1
215726370 | Central HP <5.4 tons | YORK | HRCU-A-CB (Split System: Heat Pump with Remote Outdoor Unit-Air-Source) | HH836E2S11 | ADP |  | H,YG37*36+TXV-BLEED | TM9Y100C16MP11 | 32800 | 19 | 8.5 | 29400 | 23800 | 80.95% | 2 | 0 | 11 |  |  |  |  | R-454B | 2.7333 | Residential & Commercial | USHP | Ducted CEE Tier 1
215726390 | Central HP <5.4 tons | YORK | HRCU-A-CB (Split System: Heat Pump with Remote Outdoor Unit-Air-Source) | HH836E2S11 | ADP |  | H,YG81*36+TXV | Y81E080B12SMPS1 | 32800 | 18 | 8.5 | 28400 | 24400 | 85.92% | 2 | 0 | 11.7 |  |  |  |  | R-454B | 2.7333 | Residential & Commercial | USHP | Ducted CEE Tier 1
215726431 | Central HP <5.4 tons | YORK | HRCU-A-CB (Split System: Heat Pump with Remote Outdoor Unit-Air-Source) | HH836E2S11 | ADP |  | H,YG36*36+TXV-BLEED | Y81E120C16SMPS1 | 33400 | 19 | 8.5 | 29400 | 24800 | 84.35% | 2 | 0 | 11.7 |  |  |  |  | R-454B | 2.7833 | Residential & Commercial | USHP | Ducted CEE Tier 1
215726463 | Central HP <5.4 tons | YORK | HRCU-A-CB (Split System: Heat Pump with Remote Outdoor Unit-Air-Source) | HH860E2S11 | ADP |  | H,YG49*48+TXV | TM8V080C16MP12 | 43500 | 18 | 8.5 | 42000 | 32800 | 78.1% | 2 | 0 | 11.7 |  |  |  |  | R-454B | 3.625 | Residential & Commercial | USHP | Ducted CEE Tier 1
215726490 | Central HP <5.4 tons | YORK | HRCU-A-CB (Split System: Heat Pump with Remote Outdoor Unit-Air-Source) | HH860E2S11 | ADP |  | H,YG50*48+TXV | TM8V100C16MP12 | 43500 | 18 | 8.5 | 42000 | 32800 | 78.1% | 2 | 0 | 11.7 |  |  |  |  | R-454B | 3.625 | Residential & Commercial | USHP | Ducted CEE Tier 1
215425581 | Central HP <5.4 tons | YORK | HRCU-A-CB (Split System: Heat Pump with Remote Outdoor Unit-Air-Source) | HH860E2S11 | ADP |  | H,YE1K*48+TXV | Y91E080C20SMPS1 | 44000 | 17 | 8.45 | 44500 | 33000 | 74.16% | 1.98 | 0 | 11.7 |  |  |  |  | R-454B | 3.6667 | Residential & Commercial | USHP | Ducted CEE Tier 1
215425599 | Central HP <5.4 tons | YORK | HRCU-A-CB (Split System: Heat Pump with Remote Outdoor Unit-Air-Source) | HH860E2S11 | ADP |  | H,YE37*48+TXV | Y91E100C20SMPS1 | 45500 | 17 | 8.5 | 45000 | 33600 | 74.67% | 2 | 0 | 11.7 |  |  |  |  | R-454B | 3.7917 | Residential & Commercial | USHP | Ducted CEE Tier 1
215425629 | Central HP <5.4 tons | YORK | HRCU-A-CB (Split System: Heat Pump with Remote Outdoor Unit-Air-Source) | HH860E2S11 | ADP |  | H,YE72*60+TXV | YP9C100C16MP13 | 43500 | 18 | 8.5 | 42000 | 32800 | 78.1% | 2 | 0 | 11.7 |  |  |  |  | R-454B | 3.625 | Residential & Commercial | USHP | Ducted CEE Tier 1
215676126 | Central HP <5.4 tons | AIRQUEST | HRCU-A-CB (Split System: Heat Pump with Remote Outdoor Unit-Air-Source) | H5H0V48*K*AAA* |  |  | EVD5X48M21A*+WALLCON | *80CTL1102120B* | 47000 | 18.5 | 9 | 50000 | 36400 | 72.8% | 2 | 0 | 10 |  |  |  |  | R-454B | 3.9167 | Residential & Commercial | USHP | Ducted CEE Tier 1
215676626 | Central HP <5.4 tons | AIRQUEST | HRCU-A-CB (Split System: Heat Pump with Remote Outdoor Unit-Air-Source) | H5H0V48*K*AAA* |  |  | EVD5X60M24A*+WALLCON | *80CTL1102120B* | 48000 | 19 | 9 | 50000 | 36400 | 72.8% | 2 | 0 | 10.5 |  |  |  |  | R-454B | 4 | Residential & Commercial | USHP | Ducted CEE Tier 1
216751585 | Central HP <5.4 tons | YORK | HRCU-A-CB (Split System: Heat Pump with Remote Outdoor Unit-Air-Source) | HH860E2S11 | ADP |  | H,YG50*60+TXV-BLEED | TM8Y080C16MP11 | 44000 | 18 | 9 | 42000 | 33000 | 78.57% | 2 | 0 | 11.7 |  |  |  |  | R-454B | 3.6667 | Residential & Commercial | USHP | Ducted CEE Tier 1
216751600 | Central HP <5.4 tons | YORK | HRCU-A-CB (Split System: Heat Pump with Remote Outdoor Unit-Air-Source) | HH860E2S11 | ADP |  | H,YG72*60+TXV-BLEED | TM8Y100C16MP11 | 44000 | 18 | 9 | 42000 | 33000 | 78.57% | 2 | 0 | 11.7 |  |  |  |  | R-454B | 3.6667 | Residential & Commercial | USHP | Ducted CEE Tier 1
216751620 | Central HP <5.4 tons | YORK | HRCU-A-CB (Split System: Heat Pump with Remote Outdoor Unit-Air-Source) | HH860E2S11 | ADP |  | H,YG84*60+TXV-BLEED | TM8Y100C16MP11 | 44000 | 18 | 9 | 42000 | 33000 | 78.57% | 2 | 0 | 11.7 |  |  |  |  | R-454B | 3.6667 | Residential & Commercial | USHP | Ducted CEE Tier 1
216751654 | Central HP <5.4 tons | YORK | HRCU-A-CB (Split System: Heat Pump with Remote Outdoor Unit-Air-Source) | HH860E2S11 | ADP |  | H,YG84*60+TXV-BLEED | TM8Y120C20MP11 | 54000 | 19 | 9 | 53000 | 39000 | 73.58% | 2 | 0 | 11 |  |  |  |  | R-454B | 4.5 | Residential & Commercial | USHP | Ducted CEE Tier 1
216751684 | Central HP <5.4 tons | YORK | HRCU-A-CB (Split System: Heat Pump with Remote Outdoor Unit-Air-Source) | HH860E2S11 | ADP |  | H,YG37*60+TXV-BLEED | TM9E080C20MP12 | 53000 | 18 | 8.35 | 53000 | 39000 | 73.58% | 1.98 | 0 | 10.5 |  |  |  |  | R-454B | 4.4167 | Residential & Commercial | USHP | Ducted CEE Tier 1
216751701 | Central HP <5.4 tons | YORK | HRCU-A-CB (Split System: Heat Pump with Remote Outdoor Unit-Air-Source) | HH860E2S11 | ADP |  | H,YG3K*48+TXV-BLEED | TM9E100C16MP12 | 44500 | 18 | 9 | 44000 | 34000 | 77.27% | 2 | 0 | 11 |  |  |  |  | R-454B | 3.7083 | Residential & Commercial | USHP | Ducted CEE Tier 1
216751702 | Central HP <5.4 tons | YORK | HRCU-A-CB (Split System: Heat Pump with Remote Outdoor Unit-Air-Source) | HH860E2S11 | ADP |  | H,YG3K*60+TXV-BLEED | TM9E100C16MP12 | 44500 | 18 | 9 | 44000 | 34000 | 77.27% | 2 | 0 | 11 |  |  |  |  | R-454B | 3.7083 | Residential & Commercial | USHP | Ducted CEE Tier 1
216751703 | Central HP <5.4 tons | YORK | HRCU-A-CB (Split System: Heat Pump with Remote Outdoor Unit-Air-Source) | HH860E2S11 | ADP |  | H,YG48*48+TXV-BLEED | TM9E100C16MP12 | 44500 | 18 | 9 | 44000 | 34000 | 77.27% | 2 | 0 | 11 |  |  |  |  | R-454B | 3.7083 | Residential & Commercial | USHP | Ducted CEE Tier 1
215425627 | Central HP <5.4 tons | YORK | HRCU-A-CB (Split System: Heat Pump with Remote Outdoor Unit-Air-Source) | HH860E2S11 | ADP |  | H,YE37*48+TXV | YP9C100C16MP13 | 43500 | 17 | 8.5 | 42000 | 32800 | 78.1% | 2 | 0 | 11.7 |  |  |  |  | R-454B | 3.625 | Residential & Commercial | USHP | Ducted CEE Tier 1
215675946 | Central HP <5.4 tons | AIRQUEST | HRCU-A-CB (Split System: Heat Pump with Remote Outdoor Unit-Air-Source) | H5H0V48*K*AAA* |  |  | EVM5X60M24A*+WALLCON | *96CTN1002122B* | 48000 | 19 | 9 | 50000 | 36600 | 73.2% | 2 | 0 | 10.5 |  |  |  |  | R-454B | 4 | Residential & Commercial | USHP | Ducted CEE Tier 1
215676296 | Central HP <5.4 tons | AIRQUEST | HRCU-A-CB (Split System: Heat Pump with Remote Outdoor Unit-Air-Source) | H5H0V48*K*AAA* |  |  | EVD5X49M24A*+WALLCON | *80CTL0702120B* | 47500 | 19 | 9 | 50000 | 36800 | 73.6% | 2 | 0 | 10 |  |  |  |  | R-454B | 3.9583 | Residential & Commercial | USHP | Ducted CEE Tier 1
216684943 | Central HP <5.4 tons | MAINLINE | HRCU-A-CB (Split System: Heat Pump with Remote Outdoor Unit-Air-Source) | MLP19AY36AJVC |  |  | TCFY3621MEAAM | ML962V0603A17M4 | 34200 | 20 | 10 | 34200 | 29600 | 86.55% | 2 | 0 | 12 |  |  |  |  | R-454B | 2.85 | Residential & Commercial | USHP | Ducted CEE Tier 1
215678406 | Central HP <5.4 tons | AIRQUEST | HRCU-A-CB (Split System: Heat Pump with Remote Outdoor Unit-Air-Source) | H5H0V24*K*AAA* |  |  | EA*5X37M21A*+WALLCON | *97CTN0601716A* | 24000 | 17 | 9 | 23400 | 16400 | 70.09% | 2.02 | 0 | 10.5 |  |  |  |  | R-454B | 2 | Residential & Commercial | USHP | Ducted CEE Tier 1
215425444 | Central HP <5.4 tons | YORK | HRCU-A-CB (Split System: Heat Pump with Remote Outdoor Unit-Air-Source) | HH860E2S11 | ADP |  | H,YE74*60+TXV | TM9E080C16MP12 | 44500 | 18 | 8.5 | 43500 | 34000 | 78.16% | 2 | 0 | 11 |  |  |  |  | R-454B | 3.7083 | Residential & Commercial | USHP | Ducted CEE Tier 1
215425478 | Central HP <5.4 tons | YORK | HRCU-A-CB (Split System: Heat Pump with Remote Outdoor Unit-Air-Source) | HH860E2S11 | ADP |  | H,YE3K*48+TXV | TM9V100C16MP12 | 43500 | 17 | 8.5 | 42000 | 32800 | 78.1% | 2 | 0 | 11.7 |  |  |  |  | R-454B | 3.625 | Residential & Commercial | USHP | Ducted CEE Tier 1
215425492 | Central HP <5.4 tons | YORK | HRCU-A-CB (Split System: Heat Pump with Remote Outdoor Unit-Air-Source) | HH860E2S11 | ADP |  | H,YE37*48+TXV | TM9Y080C16MP11 | 44000 | 16 | 8.5 | 42500 | 33400 | 78.59% | 2 | 0 | 11 |  |  |  |  | R-454B | 3.6667 | Residential & Commercial | USHP | Ducted CEE Tier 1
215425525 | Central HP <5.4 tons | YORK | HRCU-A-CB (Split System: Heat Pump with Remote Outdoor Unit-Air-Source) | HH860E2S11 | ADP |  | H,YE55*48+TXV | Y81E080C16SMPS1 | 44500 | 18 | 8.5 | 42500 | 33000 | 77.65% | 2 | 0 | 12 |  |  |  |  | R-454B | 3.7083 | Residential & Commercial | USHP | Ducted CEE Tier 1
215425526 | Central HP <5.4 tons | YORK | HRCU-A-CB (Split System: Heat Pump with Remote Outdoor Unit-Air-Source) | HH860E2S11 | ADP |  | H,YE53*48+TXV | Y81E080C16SMPS1 | 44500 | 18 | 8.5 | 42500 | 33000 | 77.65% | 2 | 0 | 12 |  |  |  |  | R-454B | 3.7083 | Residential & Commercial | USHP | Ducted CEE Tier 1
215425543 | Central HP <5.4 tons | YORK | HRCU-A-CB (Split System: Heat Pump with Remote Outdoor Unit-Air-Source) | HH860E2S11 | ADP |  | H,YE84*48+TXV | Y81E100C16SMPS1 | 44000 | 18 | 8.5 | 42000 | 32800 | 78.1% | 2 | 0 | 12 |  |  |  |  | R-454B | 3.6667 | Residential & Commercial | USHP | Ducted CEE Tier 1
215425560 | Central HP <5.4 tons | YORK | HRCU-A-CB (Split System: Heat Pump with Remote Outdoor Unit-Air-Source) | HH860E2S11 | ADP |  | H,YE72*60+TXV | Y81E120C20SMPS1 | 52500 | 18 | 8.5 | 51500 | 38000 | 73.79% | 2 | 0 | 11.7 |  |  |  |  | R-454B | 4.375 | Residential & Commercial | USHP | Ducted CEE Tier 1
215425576 | Central HP <5.4 tons | YORK | HRCU-A-CB (Split System: Heat Pump with Remote Outdoor Unit-Air-Source) | HH860E2S11 | ADP |  | H,YE86*48+TXV | Y91E080C16SMPS1 | 45000 | 18 | 8.5 | 45000 | 33400 | 74.22% | 2 | 0 | 11.7 |  |  |  |  | R-454B | 3.75 | Residential & Commercial | USHP | Ducted CEE Tier 1
215678276 | Central HP <5.4 tons | AIRQUEST | HRCU-A-CB (Split System: Heat Pump with Remote Outdoor Unit-Air-Source) | H5H0V24*K*AAA* |  |  | EA*5X30M17A*+WALLCON | *80CSU0601716B* | 23200 | 17 | 8.5 | 23600 | 16600 | 70.34% | 1.98 | 0 | 10 |  |  |  |  | R-454B | 1.9333 | Residential & Commercial | USHP | Ducted CEE Tier 1
215424634 | Central HP <5.4 tons | YORK | HRCU-A-CB (Split System: Heat Pump with Remote Outdoor Unit-Air-Source) | HH824E2S11 | ADP |  | H,YE8J*36+TXV | Y82E060A12LMPS1 | 22600 | 18 | 8.9 | 21400 | 17300 | 80.84% | 1.98 | 0 | 11.7 |  |  |  |  | R-454B | 1.8833 | Residential & Commercial | USHP | Ducted CEE Tier 1
215424666 | Central HP <5.4 tons | YORK | HRCU-A-CB (Split System: Heat Pump with Remote Outdoor Unit-Air-Source) | HH824E2S11 | ADP |  | H,YE7J*36+TXV-BLEED | Y91E060A10SMPS1 | 22400 | 17 | 8.3 | 21400 | 17200 | 80.37% | 1.96 | 0 | 11.5 |  |  |  |  | R-454B | 1.8667 | Residential & Commercial | USHP | Ducted CEE Tier 1
215424115 | Central HP <5.4 tons | YORK | HRCU-A-CB (Split System: Heat Pump with Remote Outdoor Unit-Air-Source) | HH860E2S11 | ADP |  | H,YE3K*60+TXV | YP9C100C16MP13 | 43500 | 17 | 8.5 | 42000 | 32800 | 78.1% | 2 | 0 | 11.7 |  |  |  |  | R-454B | 3.625 | Residential & Commercial | USHP | Ducted CEE Tier 1
215424116 | Central HP <5.4 tons | YORK | HRCU-A-CB (Split System: Heat Pump with Remote Outdoor Unit-Air-Source) | HH860E2S11 | ADP |  | H,YE48*60+TXV-BLEED | YP9C100C16MP13 | 43500 | 18 | 8.5 | 42000 | 32800 | 78.1% | 2 | 0 | 11.7 |  |  |  |  | R-454B | 3.625 | Residential & Commercial | USHP | Ducted CEE Tier 1
215424129 | Central HP <5.4 tons | YORK | HRCU-A-CB (Split System: Heat Pump with Remote Outdoor Unit-Air-Source) | HH860E2S11 | ADP |  | H,YE2K*60+TXV | YP9C100C20MP13 | 51000 | 18 | 8.35 | 51500 | 38000 | 73.79% | 1.96 | 0 | 10.5 |  |  |  |  | R-454B | 4.25 | Residential & Commercial | USHP | Ducted CEE Tier 1
215424132 | Central HP <5.4 tons | YORK | HRCU-A-CB (Split System: Heat Pump with Remote Outdoor Unit-Air-Source) | HH860E2S11 | ADP |  | H,YE48*48+TXV | YP9C100C20MP13 | 44000 | 18 | 8.5 | 42500 | 33200 | 78.12% | 2 | 0 | 11.7 |  |  |  |  | R-454B | 3.6667 | Residential & Commercial | USHP | Ducted CEE Tier 1
211804288 | Central HP <5.4 tons | MIDEA | HRCU-A-C (Split System: Heat Pump with Remote Outdoor Unit with No Indoor Fan --Air Source) | MOVA-36HDN1-M20G | ADP |  | H,YE9J(1,2)36+TXV+TD | 0 | 23200 | 15.2 | 9 | 22400 | 15900 | 70.98% | 1.82 | 0 | 12 |  |  |  |  | R-410A | 1.9333 | Residential & Commercial | USHP | Ducted CEE Tier 1
211241103 | Central HP <5.4 tons | DAY & NIGHT | HRCU-A-CB (Split System: Heat Pump with Remote Outdoor Unit-Air-Source) | DLCURAH24ABK |  |  | EA*4X25L17A* | *80ES(N,L)0901714A* | 25200 | 17 | 8.5 | 25800 | 20800 | 80.62% | 1.76 | 0 | 10.5 |  |  |  |  | R-410A | 2.1 | Residential & Commercial | USHP | Ducted CEE Tier 1
211241223 | Central HP <5.4 tons | DAY & NIGHT | HRCU-A-CB (Split System: Heat Pump with Remote Outdoor Unit-Air-Source) | DLCURAH24ABK |  |  | EA*4X25L17A* | OLV098A12* | 24000 | 16.5 | 8.1 | 25000 | 21800 | 87.2% | 1.82 | 0 | 10 |  |  |  |  | R-410A | 2 | Residential & Commercial | USHP | Ducted CEE Tier 1
211241346 | Central HP <5.4 tons | DAY & NIGHT | HRCU-A-CB (Split System: Heat Pump with Remote Outdoor Unit-Air-Source) | DLCURAH24ABK |  |  | EA*4X30L14A* | *92ESN0601412A* | 23400 | 16.5 | 8.5 | 25800 | 24400 | 94.57% | 2.02 | 0 | 10 |  |  |  |  | R-410A | 1.95 | Residential & Commercial | USHP | Ducted CEE Tier 1
211241700 | Central HP <5.4 tons | DAY & NIGHT | HRCU-A-CB (Split System: Heat Pump with Remote Outdoor Unit-Air-Source) | DLCURAH24ABK |  |  | EA*4X30L17A* | *92ESN0601714A* | 24400 | 17 | 8.5 | 26400 | 22800 | 86.36% | 1.88 | 0 | 10 |  |  |  |  | R-410A | 2.0333 | Residential & Commercial | USHP | Ducted CEE Tier 1
211241755 | Central HP <5.4 tons | DAY & NIGHT | HRCU-A-CB (Split System: Heat Pump with Remote Outdoor Unit-Air-Source) | DLCURAH24ABK |  |  | EA*4X30L17A* | *92ESN0401712A* | 23600 | 15.5 | 8.5 | 26200 | 23600 | 90.08% | 1.94 | 0 | 10 |  |  |  |  | R-410A | 1.9667 | Residential & Commercial | USHP | Ducted CEE Tier 1
216751751 | Central HP <5.4 tons | YORK | HRCU-A-CB (Split System: Heat Pump with Remote Outdoor Unit-Air-Source) | HH860E2S11 | ADP |  | H,YG37*60+TXV-BLEED | TM9V080C16MP12 | 43500 | 17 | 9 | 42000 | 33600 | 80% | 2 | 0 | 11 |  |  |  |  | R-454B | 3.625 | Residential & Commercial | USHP | Ducted CEE Tier 1
216751752 | Central HP <5.4 tons | YORK | HRCU-A-CB (Split System: Heat Pump with Remote Outdoor Unit-Air-Source) | HH860E2S11 | ADP |  | H,YG72*48+TXV-BLEED | TM9V080C16MP12 | 43500 | 18 | 9 | 42000 | 33600 | 80% | 2 | 0 | 11 |  |  |  |  | R-454B | 3.625 | Residential & Commercial | USHP | Ducted CEE Tier 1
216751784 | Central HP <5.4 tons | YORK | HRCU-A-CB (Split System: Heat Pump with Remote Outdoor Unit-Air-Source) | HH860E2S11 | ADP |  | H,YG48*60+TXV-BLEED | TM9V100C16MP12 | 43500 | 18 | 9 | 42000 | 32800 | 78.1% | 2 | 0 | 11.7 |  |  |  |  | R-454B | 3.625 | Residential & Commercial | USHP | Ducted CEE Tier 1
216751786 | Central HP <5.4 tons | YORK | HRCU-A-CB (Split System: Heat Pump with Remote Outdoor Unit-Air-Source) | HH860E2S11 | ADP |  | H,YG54*60+TXV-BLEED | TM9V100C16MP12 | 43500 | 18 | 9 | 42000 | 32800 | 78.1% | 2 | 0 | 11.7 |  |  |  |  | R-454B | 3.625 | Residential & Commercial | USHP | Ducted CEE Tier 1
216751835 | Central HP <5.4 tons | YORK | HRCU-A-CB (Split System: Heat Pump with Remote Outdoor Unit-Air-Source) | HH860E2S11 | ADP |  | H,YG53*48+TXV-BLEED | Y91E080C16SMPS1 | 45000 | 18 | 9 | 44000 | 33400 | 75.91% | 2 | 0 | 11.7 |  |  |  |  | R-454B | 3.75 | Residential & Commercial | USHP | Ducted CEE Tier 1
216751854 | Central HP <5.4 tons | YORK | HRCU-A-CB (Split System: Heat Pump with Remote Outdoor Unit-Air-Source) | HH860E2S11 | ADP |  | H,YG48*60+TXV-BLEED | Y91E080C20SMPS1 | 44500 | 18 | 9 | 43500 | 33000 | 75.86% | 2 | 0 | 12 |  |  |  |  | R-454B | 3.7083 | Residential & Commercial | USHP | Ducted CEE Tier 1
216751868 | Central HP <5.4 tons | YORK | HRCU-A-CB (Split System: Heat Pump with Remote Outdoor Unit-Air-Source) | HH860E2S11 | ADP |  | H,YG3K*48+TXV-BLEED | Y91E100C16SMPS1 | 45500 | 18 | 9 | 44000 | 33400 | 75.91% | 2 | 0 | 11.7 |  |  |  |  | R-454B | 3.7917 | Residential & Commercial | USHP | Ducted CEE Tier 1
216751888 | Central HP <5.4 tons | YORK | HRCU-A-CB (Split System: Heat Pump with Remote Outdoor Unit-Air-Source) | HH860E2S11 | ADP |  | H,YG86*60+TXV-BLEED | Y91E100C16SMPS1 | 45500 | 18 | 9 | 44000 | 33400 | 75.91% | 2 | 0 | 11.7 |  |  |  |  | R-454B | 3.7917 | Residential & Commercial | USHP | Ducted CEE Tier 1
215726504 | Central HP <5.4 tons | YORK | HRCU-A-CB (Split System: Heat Pump with Remote Outdoor Unit-Air-Source) | HH860E2S11 | ADP |  | H,YG48*60+TXV | TM8V100C20MP12 | 44000 | 18 | 8.5 | 42500 | 33200 | 78.12% | 2 | 0 | 11.7 |  |  |  |  | R-454B | 3.6667 | Residential & Commercial | USHP | Ducted CEE Tier 1
215726520 | Central HP <5.4 tons | YORK | HRCU-A-CB (Split System: Heat Pump with Remote Outdoor Unit-Air-Source) | HH860E2S11 | ADP |  | H,YG49*60+TXV-BLEED | TM8V120C20MP12 | 53000 | 19 | 8.5 | 52000 | 38500 | 74.04% | 2 | 0 | 11 |  |  |  |  | R-454B | 4.4167 | Residential & Commercial | USHP | Ducted CEE Tier 1
215726549 | Central HP <5.4 tons | YORK | HRCU-A-CB (Split System: Heat Pump with Remote Outdoor Unit-Air-Source) | HH860E2S11 | ADP |  | H,YG48*48+TXV | TM9Y080C16MP11 | 44000 | 17 | 8.5 | 42500 | 33400 | 78.59% | 2 | 0 | 11 |  |  |  |  | R-454B | 3.6667 | Residential & Commercial | USHP | Ducted CEE Tier 1
215726554 | Central HP <5.4 tons | YORK | HRCU-A-CB (Split System: Heat Pump with Remote Outdoor Unit-Air-Source) | HH860E2S11 | ADP |  | H,YG50*48+TXV-BLEED | TM9Y080C16MP11 | 44000 | 17 | 8.5 | 42500 | 33400 | 78.59% | 2 | 0 | 11 |  |  |  |  | R-454B | 3.6667 | Residential & Commercial | USHP | Ducted CEE Tier 1
215726574 | Central HP <5.4 tons | YORK | HRCU-A-CB (Split System: Heat Pump with Remote Outdoor Unit-Air-Source) | HH860E2S11 | ADP |  | H,YG49*48+TXV | TM9Y100C16MP11 | 44000 | 17 | 8.5 | 42500 | 33400 | 78.59% | 2 | 0 | 11 |  |  |  |  | R-454B | 3.6667 | Residential & Commercial | USHP | Ducted CEE Tier 1
215726599 | Central HP <5.4 tons | YORK | HRCU-A-CB (Split System: Heat Pump with Remote Outdoor Unit-Air-Source) | HH860E2S11 | ADP |  | H,YG88*60+TXV-BLEED | TM9Y100C20MP11 | 52500 | 18 | 8.5 | 52500 | 39000 | 74.29% | 2 | 0 | 11 |  |  |  |  | R-454B | 4.375 | Residential & Commercial | USHP | Ducted CEE Tier 1
214607204 | Central HP <5.4 tons | LENNOX | HRCU-A-CB (Split System: Heat Pump with Remote Outdoor Unit-Air-Source) | SL25XPV-024-230A** | ADP |  | LH35/36F9+LEFE3A* | 0 | 21600 | 21 | 8.95 | 20600 | 20800 | 101% | 1.84 | 0 | 14 |  |  |  |  | R-410A | 1.8 | Residential & Commercial | USHP | Ducted CEE Tier 1
214607213 | Central HP <5.4 tons | LENNOX | HRCU-A-CB (Split System: Heat Pump with Remote Outdoor Unit-Air-Source) | SL25XPV-024-230A** | ADP |  | L*24/36Z9+LEFE3A* | 0 | 22200 | 22 | 9.1 | 20600 | 20800 | 101% | 1.86 | 0 | 14 |  |  |  |  | R-410A | 1.85 | Residential & Commercial | USHP | Ducted CEE Tier 1
211225801 | Central HP <5.4 tons | CARRIER | HRCU-A-CB (Split System: Heat Pump with Remote Outdoor Unit-Air-Source) | 38MURAQ36AB3* |  |  | CAP**4221AL* | 59SC5B060E17**14 | 35000 | 15.5 | 8.1 | 38500 | 35000 | 90.91% | 1.86 | 0 | 9.5 |  |  |  |  | R-410A | 2.9167 | Residential & Commercial | USHP
211225869 | Central HP <5.4 tons | CARRIER | HRCU-A-CB (Split System: Heat Pump with Remote Outdoor Unit-Air-Source) | 38MURAQ36AB3* |  |  | CAP**4321AL* | 58S(B,C)*A070E21**16 | 37200 | 15.5 | 8.5 | 38500 | 35000 | 90.91% | 2.12 | 0 | 10 |  |  |  |  | R-410A | 3.1 | Residential & Commercial | USHP | Ducted CEE Tier 1
211225882 | Central HP <5.4 tons | CARRIER | HRCU-A-CB (Split System: Heat Pump with Remote Outdoor Unit-Air-Source) | 38MURAQ36AB3* |  |  | CAP**4321AL* | 58TP*A070V17**16 | 36200 | 16 | 8.5 | 38500 | 34800 | 90.39% | 2.08 | 0 | 10 |  |  |  |  | R-410A | 3.0167 | Residential & Commercial | USHP | Ducted CEE Tier 1
211225916 | Central HP <5.4 tons | CARRIER | HRCU-A-CB (Split System: Heat Pump with Remote Outdoor Unit-Air-Source) | 38MURAQ36AB3* |  |  | CAP**4821AL* | 58S(B,C)*A045E17**12 | 35600 | 15.5 | 8.1 | 38500 | 34800 | 90.39% | 2.04 | 0 | 9.5 |  |  |  |  | R-410A | 2.9667 | Residential & Commercial | USHP
211225917 | Central HP <5.4 tons | CARRIER | HRCU-A-CB (Split System: Heat Pump with Remote Outdoor Unit-Air-Source) | 38MURAQ36AB3* |  |  | CAP**4821AL* | 58S(B,C)*A070E17**12 | 36000 | 15.5 | 8.5 | 38500 | 34800 | 90.39% | 2.06 | 0 | 10 |  |  |  |  | R-410A | 3 | Residential & Commercial | USHP | Ducted CEE Tier 1
211225918 | Central HP <5.4 tons | CARRIER | HRCU-A-CB (Split System: Heat Pump with Remote Outdoor Unit-Air-Source) | 38MURAQ36AB3* |  |  | CAP**4821AL* | 58S(B,C)*A070E21**16 | 35600 | 16.5 | 8.5 | 37800 | 34600 | 91.53% | 2.04 | 0 | 10 |  |  |  |  | R-410A | 2.9667 | Residential & Commercial | USHP | Ducted CEE Tier 1
216684927 | Central HP <5.4 tons | MAINLINE | HRCU-A-CB (Split System: Heat Pump with Remote Outdoor Unit-Air-Source) | MLP19AY24AJVC |  |  | TCFY2421HEAAM | ML98MV0855A21UP | 22800 | 21 | 8.5 | 22800 | 18400 | 80.7% | 1.8 | 0 | 13 |  |  |  |  | R-454B | 1.9 | Residential & Commercial | USHP | Ducted CEE Tier 1
216684959 | Central HP <5.4 tons | MAINLINE | HRCU-A-CB (Split System: Heat Pump with Remote Outdoor Unit-Air-Source) | MLP19AY48AJVC |  |  | TCFY4821SEAAM | ML98MV0855A21UP | 45500 | 19 | 10 | 45500 | 42000 | 92.31% | 2.1 | 0 | 12 |  |  |  |  | R-454B | 3.7917 | Residential & Commercial | USHP | Ducted CEE Tier 1
214397544 | Central HP <5.4 tons | LUXAIRE | HRCU-A-CB (Split System: Heat Pump with Remote Outdoor Unit-Air-Source) | HH824E2S11 |  |  | CTF30B5ACS1 | TM8Y080B12MP11 | 23000 | 18 | 9.5 | 23000 | 18800 | 81.74% | 2 | 0 | 12 |  |  |  |  | R-454B | 1.9167 | Residential & Commercial | USHP | Ducted CEE Tier 1
215677336 | Central HP <5.4 tons | AIRQUEST | HRCU-A-CB (Split System: Heat Pump with Remote Outdoor Unit-Air-Source) | H5H0V60*K*AAA* |  |  | EVD5X60M21A*+WALLCON | *80CTL0701716B* | 55000 | 18 | 9 | 59500 | 43500 | 73.11% | 2.1 | 0 | 9.5 |  |  |  |  | R-454B | 4.5833 | Residential & Commercial | USHP
216030656 | Central HP <5.4 tons | YORK | HRCU-A-CB (Split System: Heat Pump with Remote Outdoor Unit-Air-Source) | HMH72B341 | ADP |  | H,YE32(1,2)36+TXV | TM9Y060B12MP11 | 32600 | 17 | 8.1 | 32400 | 23400 | 72.22% | 2 | 0 | 9.5 |  |  |  |  | R-410A | 2.7167 | Residential & Commercial | USHP
215425466 | Central HP <5.4 tons | YORK | HRCU-A-CB (Split System: Heat Pump with Remote Outdoor Unit-Air-Source) | HH860E2S11 | ADP |  | H,YE72*60+TXV | TM9V080C16MP12 | 43500 | 18 | 8.5 | 42000 | 33000 | 78.57% | 2 | 0 | 11 |  |  |  |  | R-454B | 3.625 | Residential & Commercial | USHP | Ducted CEE Tier 1
215425468 | Central HP <5.4 tons | YORK | HRCU-A-CB (Split System: Heat Pump with Remote Outdoor Unit-Air-Source) | HH860E2S11 | ADP |  | H,YE1K*48+TXV | TM9V080C16MP12 | 43000 | 17 | 8.45 | 42000 | 33000 | 78.57% | 1.98 | 0 | 10.5 |  |  |  |  | R-454B | 3.5833 | Residential & Commercial | USHP | Ducted CEE Tier 1
215425469 | Central HP <5.4 tons | YORK | HRCU-A-CB (Split System: Heat Pump with Remote Outdoor Unit-Air-Source) | HH860E2S11 | ADP |  | H,YE55*48+TXV | TM9V080C16MP12 | 43500 | 18 | 8.5 | 42000 | 33000 | 78.57% | 2 | 0 | 11 |  |  |  |  | R-454B | 3.625 | Residential & Commercial | USHP | Ducted CEE Tier 1
215425501 | Central HP <5.4 tons | YORK | HRCU-A-CB (Split System: Heat Pump with Remote Outdoor Unit-Air-Source) | HH860E2S11 | ADP |  | H,YE84*48+TXV | TM9Y080C16MP11 | 44000 | 17 | 8.5 | 42500 | 33400 | 78.59% | 2 | 0 | 11 |  |  |  |  | R-454B | 3.6667 | Residential & Commercial | USHP | Ducted CEE Tier 1
215425518 | Central HP <5.4 tons | YORK | HRCU-A-CB (Split System: Heat Pump with Remote Outdoor Unit-Air-Source) | HH860E2S11 | ADP |  | H,YE72*60+TXV | TM9Y120D20MP11 | 44000 | 18 | 8.5 | 42000 | 33000 | 78.57% | 2 | 0 | 11.7 |  |  |  |  | R-454B | 3.6667 | Residential & Commercial | USHP | Ducted CEE Tier 1
215425551 | Central HP <5.4 tons | YORK | HRCU-A-CB (Split System: Heat Pump with Remote Outdoor Unit-Air-Source) | HH860E2S11 | ADP |  | H,YE72*60+TXV | Y81E120C16SMPS1 | 44000 | 18 | 8.5 | 42000 | 32600 | 77.62% | 2 | 0 | 12 |  |  |  |  | R-454B | 3.6667 | Residential & Commercial | USHP | Ducted CEE Tier 1
215425568 | Central HP <5.4 tons | YORK | HRCU-A-CB (Split System: Heat Pump with Remote Outdoor Unit-Air-Source) | HH860E2S11 | ADP |  | H,YE72*60+TXV | Y91E080C16SMPS1 | 45000 | 18 | 8.5 | 45000 | 33400 | 74.22% | 2 | 0 | 11.7 |  |  |  |  | R-454B | 3.75 | Residential & Commercial | USHP | Ducted CEE Tier 1
215425569 | Central HP <5.4 tons | YORK | HRCU-A-CB (Split System: Heat Pump with Remote Outdoor Unit-Air-Source) | HH860E2S11 | ADP |  | H,YE3K*48+TXV | Y91E080C16SMPS1 | 45000 | 18 | 8.5 | 45000 | 33400 | 74.22% | 2 | 0 | 11.7 |  |  |  |  | R-454B | 3.75 | Residential & Commercial | USHP | Ducted CEE Tier 1
212383315 | Central HP <5.4 tons | BRYANT HEATING AND COOLING SYSTEMS | HRCU-A-CB (Split System: Heat Pump with Remote Outdoor Unit-Air-Source) | 38MURAQ36AB3* |  |  | CAP**3621AL* | 8(0,1)*SA60090E21*** | 35600 | 16 | 8.1 | 39500 | 35200 | 89.11% | 1.84 | 0 | 10 |  |  |  |  | R-410A | 2.9667 | Residential & Commercial | USHP | Ducted CEE Tier 1
212978964 | Central HP <5.4 tons | BRYANT HEATING AND COOLING SYSTEMS | HRCU-A-CB (Split System: Heat Pump with Remote Outdoor Unit-Air-Source) | 38MURAQ36AB3* |  |  | CAP**4821AL* | 8(0,1)*SB48070M17*** | 35600 | 16 | 8.1 | 37800 | 34600 | 91.53% | 2 | 0 | 10 |  |  |  |  | R-410A | 2.9667 | Residential & Commercial | USHP | Ducted CEE Tier 1
211712242 | Central HP <5.4 tons | BRYANT HEATING AND COOLING SYSTEMS | HRCU-A-CB (Split System: Heat Pump with Remote Outdoor Unit-Air-Source) | 38MURAQ30AB3* |  |  | CAP**4221AL* | 926TB66100V21*** | 29600 | 15.2 | 8.1 | 33600 | 27400 | 81.55% | 1.78 | 0 | 9 |  |  |  |  | R-410A | 2.4667 | Residential & Commercial | USHP
212981319 | Central HP <5.4 tons | BRYANT HEATING AND COOLING SYSTEMS | HRCU-A-CB (Split System: Heat Pump with Remote Outdoor Unit-Air-Source) | 38MURAQ30AB3* |  |  | CAP**4224AL* | 8(0,1)*SB60155M24*** | 29800 | 15.2 | 8.1 | 34200 | 27600 | 80.7% | 1.8 | 0 | 9 |  |  |  |  | R-410A | 2.4833 | Residential & Commercial | USHP
211241959 | Central HP <5.4 tons | DAY & NIGHT | HRCU-A-CB (Split System: Heat Pump with Remote Outdoor Unit-Air-Source) | DLCURAH24ABK |  |  | EA*4X36L17A* | *80VTL0451412A* | 24200 | 16.5 | 8.5 | 26200 | 22400 | 85.5% | 1.86 | 0 | 10 |  |  |  |  | R-410A | 2.0167 | Residential & Commercial | USHP | Ducted CEE Tier 1
211241973 | Central HP <5.4 tons | DAY & NIGHT | HRCU-A-CB (Split System: Heat Pump with Remote Outdoor Unit-Air-Source) | DLCURAH24ABK |  |  | EA*4X36L17A* | *96VTN0401712A* | 23400 | 16 | 8.5 | 25800 | 23600 | 91.47% | 1.96 | 0 | 10 |  |  |  |  | R-410A | 1.95 | Residential & Commercial | USHP | Ducted CEE Tier 1
211242125 | Central HP <5.4 tons | DAY & NIGHT | HRCU-A-CB (Split System: Heat Pump with Remote Outdoor Unit-Air-Source) | DLCURAH24ABK |  |  | EA*4X36L17A* | *92ESN0601412A* | 23600 | 17 | 8.5 | 25600 | 23600 | 92.19% | 1.96 | 0 | 10 |  |  |  |  | R-410A | 1.9667 | Residential & Commercial | USHP | Ducted CEE Tier 1
211242502 | Central HP <5.4 tons | DAY & NIGHT | HRCU-A-CB (Split System: Heat Pump with Remote Outdoor Unit-Air-Source) | DLCURAH24ABK |  |  | EA*4X36L21A* | *95ESN0401712A* | 24200 | 15.2 | 8.5 | 26400 | 22600 | 85.61% | 1.84 | 0 | 9.5 |  |  |  |  | R-410A | 2.0167 | Residential & Commercial | USHP
211242543 | Central HP <5.4 tons | DAY & NIGHT | HRCU-A-CB (Split System: Heat Pump with Remote Outdoor Unit-Air-Source) | DLCURAH24ABK |  |  | EA*4X36L21A* | *80VTL1102122A* | 24000 | 17 | 8.5 | 25800 | 23000 | 89.15% | 1.9 | 0 | 10 |  |  |  |  | R-410A | 2 | Residential & Commercial | USHP | Ducted CEE Tier 1
211242786 | Central HP <5.4 tons | DAY & NIGHT | HRCU-A-CB (Split System: Heat Pump with Remote Outdoor Unit-Air-Source) | DLCURAH24ABK |  |  | EA*4X37L17A* | *96VSN0401410A* | 24200 | 16 | 8.5 | 25600 | 21800 | 85.16% | 1.8 | 0 | 10 |  |  |  |  | R-410A | 2.0167 | Residential & Commercial | USHP | Ducted CEE Tier 1
211242927 | Central HP <5.4 tons | DAY & NIGHT | HRCU-A-CB (Split System: Heat Pump with Remote Outdoor Unit-Air-Source) | DLCURAH24ABK |  |  | EA*4X37L17A* | *96VTN0801716A* | 24600 | 16.5 | 8.5 | 25600 | 21400 | 83.59% | 1.8 | 0 | 10 |  |  |  |  | R-410A | 2.05 | Residential & Commercial | USHP | Ducted CEE Tier 1
211225952 | Central HP <5.4 tons | CARRIER | HRCU-A-CB (Split System: Heat Pump with Remote Outdoor Unit-Air-Source) | 38MURAQ36AB3* |  |  | CAP**4821AL* | 59SP6A100V21**20 | 36000 | 16 | 8.5 | 38500 | 34600 | 89.87% | 2.06 | 0 | 10 |  |  |  |  | R-410A | 3 | Residential & Commercial | USHP | Ducted CEE Tier 1
215676146 | Central HP <5.4 tons | AIRQUEST | HRCU-A-CB (Split System: Heat Pump with Remote Outdoor Unit-Air-Source) | H5H0V48*K*AAA* |  |  | EVD5X48M21A*+WALLCON | *97CMN1002122B* | 47000 | 18.5 | 9 | 50000 | 36400 | 72.8% | 2 | 0 | 10 |  |  |  |  | R-454B | 3.9167 | Residential & Commercial | USHP | Ducted CEE Tier 1
215676566 | Central HP <5.4 tons | AIRQUEST | HRCU-A-CB (Split System: Heat Pump with Remote Outdoor Unit-Air-Source) | H5H0V48*K*AAA* |  |  | EVD5X60M21A*+WALLCON | *96CTN0801714B* | 47500 | 18.5 | 9 | 50000 | 36200 | 72.4% | 2.02 | 0 | 10 |  |  |  |  | R-454B | 3.9583 | Residential & Commercial | USHP | Ducted CEE Tier 1
216684928 | Central HP <5.4 tons | MAINLINE | HRCU-A-CB (Split System: Heat Pump with Remote Outdoor Unit-Air-Source) | MLP19AY24AJVC |  |  | TCFY2421HEAAM | ML98MV0703A17UP | 22800 | 20 | 8.5 | 22800 | 18500 | 81.14% | 1.8 | 0 | 12 |  |  |  |  | R-454B | 1.9 | Residential & Commercial | USHP | Ducted CEE Tier 1
216684929 | Central HP <5.4 tons | MAINLINE | HRCU-A-CB (Split System: Heat Pump with Remote Outdoor Unit-Air-Source) | MLP19AY24AJVC |  |  | TCFY2421HEAAM | ML962V0403A17M4 | 22800 | 21 | 8.5 | 22800 | 18500 | 81.14% | 1.8 | 0 | 13 |  |  |  |  | R-454B | 1.9 | Residential & Commercial | USHP | Ducted CEE Tier 1
216684960 | Central HP <5.4 tons | MAINLINE | HRCU-A-CB (Split System: Heat Pump with Remote Outdoor Unit-Air-Source) | MLP19AY48AJVC |  |  | TCFY4821SEAAM | ML962V1005A21M4 | 45500 | 18 | 10 | 45500 | 42000 | 92.31% | 2.1 | 0 | 12 |  |  |  |  | R-454B | 3.7917 | Residential & Commercial | USHP | Ducted CEE Tier 1
211225982 | Central HP <5.4 tons | CARRIER | HRCU-A-CB (Split System: Heat Pump with Remote Outdoor Unit-Air-Source) | 38MURAQ36AB3* |  |  | CAP**4824AL* | 58TP*A110V21**22 | 36800 | 16 | 8.5 | 38500 | 34800 | 90.39% | 2.1 | 0 | 10 |  |  |  |  | R-410A | 3.0667 | Residential & Commercial | USHP | Ducted CEE Tier 1
215423827 | Central HP <5.4 tons | YORK | HRCU-A-CB (Split System: Heat Pump with Remote Outdoor Unit-Air-Source) | HH860E2S11 | ADP |  | H,YE3K*60+TXV | TM9V120D20MP12 | 52500 | 18 | 8.45 | 52500 | 39000 | 74.29% | 1.98 | 0 | 10.5 |  |  |  |  | R-454B | 4.375 | Residential & Commercial | USHP | Ducted CEE Tier 1
215423866 | Central HP <5.4 tons | YORK | HRCU-A-CB (Split System: Heat Pump with Remote Outdoor Unit-Air-Source) | HH860E2S11 | ADP |  | H,YE54*60+TXV | TM9Y100C16MP11 | 44000 | 17 | 8.5 | 42500 | 33400 | 78.59% | 2 | 0 | 11 |  |  |  |  | R-454B | 3.6667 | Residential & Commercial | USHP | Ducted CEE Tier 1
215423877 | Central HP <5.4 tons | YORK | HRCU-A-CB (Split System: Heat Pump with Remote Outdoor Unit-Air-Source) | HH860E2S11 | ADP |  | H,YE48*60+TXV-BLEED | TM9Y100C20MP11 | 52500 | 17 | 8.5 | 52500 | 39000 | 74.29% | 2 | 0 | 11 |  |  |  |  | R-454B | 4.375 | Residential & Commercial | USHP | Ducted CEE Tier 1
215423891 | Central HP <5.4 tons | YORK | HRCU-A-CB (Split System: Heat Pump with Remote Outdoor Unit-Air-Source) | HH860E2S11 | ADP |  | H,YE48*60+TXV | TM9Y120D20MP11 | 44000 | 18 | 8.5 | 42000 | 33000 | 78.57% | 2 | 0 | 11.7 |  |  |  |  | R-454B | 3.6667 | Residential & Commercial | USHP | Ducted CEE Tier 1
215423916 | Central HP <5.4 tons | YORK | HRCU-A-CB (Split System: Heat Pump with Remote Outdoor Unit-Air-Source) | HH860E2S11 | ADP |  | H,YE36*60+TXV | Y81E080C20SMPS1 | 51500 | 18 | 8.3 | 52000 | 38500 | 74.04% | 1.96 | 0 | 10.5 |  |  |  |  | R-454B | 4.2917 | Residential & Commercial | USHP | Ducted CEE Tier 1
215423927 | Central HP <5.4 tons | YORK | HRCU-A-CB (Split System: Heat Pump with Remote Outdoor Unit-Air-Source) | HH860E2S11 | ADP |  | H,YE86*60+TXV | Y81E080C20SMPS1 | 53000 | 19 | 8.5 | 52000 | 38500 | 74.04% | 2 | 0 | 11 |  |  |  |  | R-454B | 4.4167 | Residential & Commercial | USHP | Ducted CEE Tier 1
215423934 | Central HP <5.4 tons | YORK | HRCU-A-CB (Split System: Heat Pump with Remote Outdoor Unit-Air-Source) | HH860E2S11 | ADP |  | H,YE2K*60+TXV | Y81E100C16SMPS1 | 43500 | 17 | 8.45 | 42000 | 32800 | 78.1% | 2 | 0 | 11.7 |  |  |  |  | R-454B | 3.625 | Residential & Commercial | USHP | Ducted CEE Tier 1
215423950 | Central HP <5.4 tons | YORK | HRCU-A-CB (Split System: Heat Pump with Remote Outdoor Unit-Air-Source) | HH860E2S11 | ADP |  | H,YE3K*60+TXV | Y81E100C20SMPS1 | 44500 | 18 | 8.5 | 42500 | 33000 | 77.65% | 2 | 0 | 12 |  |  |  |  | R-454B | 3.7083 | Residential & Commercial | USHP | Ducted CEE Tier 1
215424035 | Central HP <5.4 tons | YORK | HRCU-A-CB (Split System: Heat Pump with Remote Outdoor Unit-Air-Source) | HH860E2S11 | ADP |  | H,YE74*48+TXV | Y91E080C20SMPS1 | 44500 | 18 | 8.5 | 44500 | 33000 | 74.16% | 2 | 0 | 12 |  |  |  |  | R-454B | 3.7083 | Residential & Commercial | USHP | Ducted CEE Tier 1
215424078 | Central HP <5.4 tons | YORK | HRCU-A-CB (Split System: Heat Pump with Remote Outdoor Unit-Air-Source) | HH860E2S11 | ADP |  | H,YE37*60+TXV | Y91E120D20SMPS1 | 46500 | 17 | 8.5 | 45000 | 33800 | 75.11% | 2 | 0 | 11.7 |  |  |  |  | R-454B | 3.875 | Residential & Commercial | USHP | Ducted CEE Tier 1
215424085 | Central HP <5.4 tons | YORK | HRCU-A-CB (Split System: Heat Pump with Remote Outdoor Unit-Air-Source) | HH860E2S11 | ADP |  | H,YE54*60+TXV | Y91E120D20SMPS1 | 53500 | 18 | 8.5 | 51500 | 38500 | 74.76% | 2 | 0 | 11.7 |  |  |  |  | R-454B | 4.4583 | Residential & Commercial | USHP | Ducted CEE Tier 1
215424092 | Central HP <5.4 tons | YORK | HRCU-A-CB (Split System: Heat Pump with Remote Outdoor Unit-Air-Source) | HH860E2S11 | ADP |  | H,YE36*48+TXV | YP9C080C16MP13 | 43000 | 17 | 8.4 | 42000 | 33000 | 78.57% | 1.98 | 0 | 10.5 |  |  |  |  | R-454B | 3.5833 | Residential & Commercial | USHP | Ducted CEE Tier 1
215424103 | Central HP <5.4 tons | YORK | HRCU-A-CB (Split System: Heat Pump with Remote Outdoor Unit-Air-Source) | HH860E2S11 | ADP |  | H,YE55*60+TXV | YP9C080C16MP13 | 43500 | 18 | 8.5 | 42000 | 33000 | 78.57% | 2 | 0 | 11 |  |  |  |  | R-454B | 3.625 | Residential & Commercial | USHP | Ducted CEE Tier 1
215425296 | Central HP <5.4 tons | YORK | HRCU-A-CB (Split System: Heat Pump with Remote Outdoor Unit-Air-Source) | HH836E2S11 | ADP |  | H,YE1K*36+TXV | TM9V060B12MP12 | 32600 | 17 | 8.5 | 29000 | 24800 | 85.52% | 2 | 0 | 11 |  |  |  |  | R-454B | 2.7167 | Residential & Commercial | USHP | Ducted CEE Tier 1
215425303 | Central HP <5.4 tons | YORK | HRCU-A-CB (Split System: Heat Pump with Remote Outdoor Unit-Air-Source) | HH836E2S11 | ADP |  | H,YE1K*36+TXV | TM9Y080C16MP11 | 32800 | 19 | 8.5 | 29400 | 23800 | 80.95% | 2 | 0 | 11 |  |  |  |  | R-454B | 2.7333 | Residential & Commercial | USHP | Ducted CEE Tier 1
215438148 | Central HP <5.4 tons | YORK | HRCU-A-CB (Split System: Heat Pump with Remote Outdoor Unit-Air-Source) | HH836E2S11 | ADP |  | AX362C*A+TXV | 0 | 33800 | 19 | 8.5 | 29400 | 24600 | 83.67% | 2 | 0 | 11.7 |  |  |  |  | R-454B | 2.8167 | Residential & Commercial | USHP | Ducted CEE Tier 1
211225780 | Central HP <5.4 tons | CARRIER | HRCU-A-CB (Split System: Heat Pump with Remote Outdoor Unit-Air-Source) | 38MURAQ36AB3* |  |  | CAP**4221AL* | 58S(B,C)*A090E21**20 | 36000 | 16 | 8.1 | 39500 | 35000 | 88.61% | 1.9 | 0 | 10 |  |  |  |  | R-410A | 3 | Residential & Commercial | USHP | Ducted CEE Tier 1
211225796 | Central HP <5.4 tons | CARRIER | HRCU-A-CB (Split System: Heat Pump with Remote Outdoor Unit-Air-Source) | 38MURAQ36AB3* |  |  | CAP**4221AL* | 59SC2D060E17**14 | 35400 | 16 | 8.1 | 38500 | 35000 | 90.91% | 1.88 | 0 | 10 |  |  |  |  | R-410A | 2.95 | Residential & Commercial | USHP | Ducted CEE Tier 1
214595982 | Central HP <5.4 tons | MIDEA | HRCU-A-CB (Split System: Heat Pump with Remote Outdoor Unit-Air-Source) | MOVB-36HDN1-M20G | ADP |  | F,PE*G33930 | 0 | 23400 | 15.2 | 8.95 | 22400 | 16500 | 73.66% | 1.98 | 0 | 12 |  |  |  |  | R-410A | 1.95 | Residential & Commercial | USHP | Ducted CEE Tier 1
211239693 | Central HP <5.4 tons | CARRIER | HRCU-A-CB (Split System: Heat Pump with Remote Outdoor Unit-Air-Source) | 38MURAQ24AB3* |  |  | CAP**2417AL* | 59SC2D060E14**12 | 23200 | 16.5 | 8.5 | 26400 | 25800 | 97.73% | 2.18 | 0 | 10 |  |  |  |  | R-410A | 1.9333 | Residential & Commercial | USHP | Ducted CEE Tier 1
211239716 | Central HP <5.4 tons | CARRIER | HRCU-A-CB (Split System: Heat Pump with Remote Outdoor Unit-Air-Source) | 38MURAQ24AB3* |  |  | CAP**2517AL* | 58SP*A045V17**16 | 24800 | 16.5 | 8.5 | 25600 | 21200 | 82.81% | 1.78 | 0 | 10 |  |  |  |  | R-410A | 2.0667 | Residential & Commercial | USHP | Ducted CEE Tier 1
211225798 | Central HP <5.4 tons | CARRIER | HRCU-A-CB (Split System: Heat Pump with Remote Outdoor Unit-Air-Source) | 38MURAQ36AB3* |  |  | CAP**4221AL* | 59SC2D080E21**20 | 35200 | 16.5 | 8.1 | 38500 | 35000 | 90.91% | 1.88 | 0 | 10 |  |  |  |  | R-410A | 2.9333 | Residential & Commercial | USHP | Ducted CEE Tier 1
211225805 | Central HP <5.4 tons | CARRIER | HRCU-A-CB (Split System: Heat Pump with Remote Outdoor Unit-Air-Source) | 38MURAQ36AB3* |  |  | CAP**4221AL* | 59SP6A080V17**16 | 35200 | 15.5 | 8.1 | 38500 | 35000 | 90.91% | 1.86 | 0 | 9.5 |  |  |  |  | R-410A | 2.9333 | Residential & Commercial | USHP
211225986 | Central HP <5.4 tons | CARRIER | HRCU-A-CB (Split System: Heat Pump with Remote Outdoor Unit-Air-Source) | 38MURAQ36AB3* |  |  | CAP**4824AL* | 59SC2D080E21**20 | 35800 | 16.5 | 8.5 | 37800 | 34600 | 91.53% | 2.04 | 0 | 10 |  |  |  |  | R-410A | 2.9833 | Residential & Commercial | USHP | Ducted CEE Tier 1
211226002 | Central HP <5.4 tons | CARRIER | HRCU-A-CB (Split System: Heat Pump with Remote Outdoor Unit-Air-Source) | 38MURAQ36AB3* |  |  | CAP**4824AL* | 59TP6B100V21**20 | 36400 | 15.5 | 8.5 | 38500 | 34800 | 90.39% | 2.08 | 0 | 10 |  |  |  |  | R-410A | 3.0333 | Residential & Commercial | USHP | Ducted CEE Tier 1
211226033 | Central HP <5.4 tons | CARRIER | HRCU-A-CB (Split System: Heat Pump with Remote Outdoor Unit-Air-Source) | 38MURAQ36AB3* |  |  | CNPV*4821AL* | 58S(B,C)*A070E17**12 | 36200 | 15.5 | 8.1 | 38500 | 35000 | 90.91% | 2.02 | 0 | 10 |  |  |  |  | R-410A | 3.0167 | Residential & Commercial | USHP | Ducted CEE Tier 1
215676616 | Central HP <5.4 tons | AIRQUEST | HRCU-A-CB (Split System: Heat Pump with Remote Outdoor Unit-Air-Source) | H5H0V48*K*AAA* |  |  | EVD5X60M24A*+WALLCON | *80CTL0902120B* | 48000 | 19 | 9 | 50000 | 36400 | 72.8% | 2 | 0 | 10.5 |  |  |  |  | R-454B | 4 | Residential & Commercial | USHP | Ducted CEE Tier 1
211226083 | Central HP <5.4 tons | CARRIER | HRCU-A-CB (Split System: Heat Pump with Remote Outdoor Unit-Air-Source) | 38MURAQ36AB3* |  |  | CNPV*4824AL* | 58S(B,C)*A090E21**16 | 36400 | 16 | 8.1 | 38500 | 34800 | 90.39% | 2.04 | 0 | 10.5 |  |  |  |  | R-410A | 3.0333 | Residential & Commercial | USHP | Ducted CEE Tier 1
211226085 | Central HP <5.4 tons | CARRIER | HRCU-A-CB (Split System: Heat Pump with Remote Outdoor Unit-Air-Source) | 38MURAQ36AB3* |  |  | CNPV*4824AL* | 58S(B,C)*A090E24**20 | 36200 | 16.5 | 8.1 | 38500 | 34800 | 90.39% | 2.02 | 0 | 10.5 |  |  |  |  | R-410A | 3.0167 | Residential & Commercial | USHP | Ducted CEE Tier 1
211226101 | Central HP <5.4 tons | CARRIER | HRCU-A-CB (Split System: Heat Pump with Remote Outdoor Unit-Air-Source) | 38MURAQ36AB3* |  |  | CNPV*4824AL* | 59SC2D100E21**20 | 35800 | 16.5 | 8.1 | 38500 | 34800 | 90.39% | 2 | 0 | 10 |  |  |  |  | R-410A | 2.9833 | Residential & Commercial | USHP | Ducted CEE Tier 1
212982121 | Central HP <5.4 tons | BRYANT HEATING AND COOLING SYSTEMS | HRCU-A-CB (Split System: Heat Pump with Remote Outdoor Unit-Air-Source) | 38MURAQ30AB3* |  |  | CAP**3621AL* | 83*SB36040M17*** | 29800 | 15.2 | 8.5 | 33800 | 27800 | 82.25% | 1.76 | 0 | 9 |  |  |  |  | R-410A | 2.4833 | Residential & Commercial | USHP
214328278 | Central HP <5.4 tons | CONTINENTAL | HRCU-A-CB (Split System: Heat Pump with Remote Outdoor Unit-Air-Source) | WSEHV2436RA1-C | ADP |  | H,A,DG35936 | WPV050T3AA | 22000 | 17 | 8.5 | 23400 | 17100 | 73.08% | 1.8 | 0 | 10 |  |  |  |  | R-410A | 1.8333 | Residential & Commercial | USHP | Ducted CEE Tier 1
216684930 | Central HP <5.4 tons | MAINLINE | HRCU-A-CB (Split System: Heat Pump with Remote Outdoor Unit-Air-Source) | MLP19AY24AJVC |  |  | TCFY2421HEAAM | ML97MV1005A21DH | 22800 | 20 | 8.5 | 22800 | 18400 | 80.7% | 1.8 | 0 | 12 |  |  |  |  | R-454B | 1.9 | Residential & Commercial | USHP | Ducted CEE Tier 1
215675766 | Central HP <5.4 tons | AIRQUEST | HRCU-A-CB (Split System: Heat Pump with Remote Outdoor Unit-Air-Source) | H5H0V48*K*AAA* |  |  | EVM5X60M21A*+WALLCON | *95CSU0802120B* | 48000 | 18.5 | 9 | 50000 | 36800 | 73.6% | 2 | 0 | 10 |  |  |  |  | R-454B | 4 | Residential & Commercial | USHP | Ducted CEE Tier 1
215676366 | Central HP <5.4 tons | AIRQUEST | HRCU-A-CB (Split System: Heat Pump with Remote Outdoor Unit-Air-Source) | H5H0V48*K*AAA* |  |  | EVD5X49M24A*+WALLCON | *97CMN1002122B* | 48000 | 19 | 9 | 50000 | 36600 | 73.2% | 2 | 0 | 10 |  |  |  |  | R-454B | 4 | Residential & Commercial | USHP | Ducted CEE Tier 1
215425585 | Central HP <5.4 tons | YORK | HRCU-A-CB (Split System: Heat Pump with Remote Outdoor Unit-Air-Source) | HH860E2S11 | ADP |  | H,YE74*60+TXV | Y91E080C20SMPS1 | 44500 | 18 | 8.5 | 44500 | 33000 | 74.16% | 2 | 0 | 12 |  |  |  |  | R-454B | 3.7083 | Residential & Commercial | USHP | Ducted CEE Tier 1
215425586 | Central HP <5.4 tons | YORK | HRCU-A-CB (Split System: Heat Pump with Remote Outdoor Unit-Air-Source) | HH860E2S11 | ADP |  | H,YE84*48+TXV | Y91E080C20SMPS1 | 44500 | 18 | 8.5 | 44500 | 33000 | 74.16% | 2 | 0 | 12 |  |  |  |  | R-454B | 3.7083 | Residential & Commercial | USHP | Ducted CEE Tier 1
215425619 | Central HP <5.4 tons | YORK | HRCU-A-CB (Split System: Heat Pump with Remote Outdoor Unit-Air-Source) | HH860E2S11 | ADP |  | H,YE3K*48+TXV | YP9C080C16MP13 | 43500 | 17 | 8.5 | 42000 | 33000 | 78.57% | 2 | 0 | 11 |  |  |  |  | R-454B | 3.625 | Residential & Commercial | USHP | Ducted CEE Tier 1
215425620 | Central HP <5.4 tons | YORK | HRCU-A-CB (Split System: Heat Pump with Remote Outdoor Unit-Air-Source) | HH860E2S11 | ADP |  | H,YE1K*48+TXV | YP9C080C16MP13 | 43000 | 17 | 8.45 | 42000 | 33000 | 78.57% | 1.98 | 0 | 10.5 |  |  |  |  | R-454B | 3.5833 | Residential & Commercial | USHP | Ducted CEE Tier 1
215425635 | Central HP <5.4 tons | YORK | HRCU-A-CB (Split System: Heat Pump with Remote Outdoor Unit-Air-Source) | HH860E2S11 | ADP |  | H,YE74*60+TXV | YP9C100C16MP13 | 43500 | 18 | 8.5 | 42000 | 32800 | 78.1% | 2 | 0 | 11.7 |  |  |  |  | R-454B | 3.625 | Residential & Commercial | USHP | Ducted CEE Tier 1
215438150 | Central HP <5.4 tons | YORK | HRCU-A-CB (Split System: Heat Pump with Remote Outdoor Unit-Air-Source) | HH836E2S11 | ADP |  | AX361C*C+TXV | 0 | 33400 | 18 | 8.4 | 29400 | 24600 | 83.67% | 1.98 | 0 | 11.5 |  |  |  |  | R-454B | 2.7833 | Residential & Commercial | USHP | Ducted CEE Tier 1
215424151 | Central HP <5.4 tons | YORK | HRCU-A-CB (Split System: Heat Pump with Remote Outdoor Unit-Air-Source) | HH860E2S11 | ADP |  | H,YE86*60+TXV | YP9C120D20MP13 | 53000 | 19 | 8.5 | 52500 | 39000 | 74.29% | 2 | 0 | 11 |  |  |  |  | R-454B | 4.4167 | Residential & Commercial | USHP | Ducted CEE Tier 1
215425364 | Central HP <5.4 tons | YORK | HRCU-A-CB (Split System: Heat Pump with Remote Outdoor Unit-Air-Source) | HH860E2S11 | ADP |  | H,YE72*48+TXV | TM8E120C16MP11 | 44500 | 18 | 8.5 | 43500 | 33800 | 77.7% | 2 | 0 | 11 |  |  |  |  | R-454B | 3.7083 | Residential & Commercial | USHP | Ducted CEE Tier 1
215425403 | Central HP <5.4 tons | YORK | HRCU-A-CB (Split System: Heat Pump with Remote Outdoor Unit-Air-Source) | HH860E2S11 | ADP |  | H,YE74*60+TXV | TM8V100C20MP12 | 53000 | 19 | 8.5 | 52000 | 38500 | 74.04% | 2 | 0 | 11 |  |  |  |  | R-454B | 4.4167 | Residential & Commercial | USHP | Ducted CEE Tier 1
215425414 | Central HP <5.4 tons | YORK | HRCU-A-CB (Split System: Heat Pump with Remote Outdoor Unit-Air-Source) | HH860E2S11 | ADP |  | H,YE53*48+TXV | TM8Y080C16MP11 | 44000 | 18 | 8.5 | 42000 | 33000 | 78.57% | 2 | 0 | 11.7 |  |  |  |  | R-454B | 3.6667 | Residential & Commercial | USHP | Ducted CEE Tier 1
215425423 | Central HP <5.4 tons | YORK | HRCU-A-CB (Split System: Heat Pump with Remote Outdoor Unit-Air-Source) | HH860E2S11 | ADP |  | H,YE1K*48+TXV | TM8Y100C16MP11 | 43500 | 17 | 8.45 | 42000 | 33000 | 78.57% | 1.98 | 0 | 11.5 |  |  |  |  | R-454B | 3.625 | Residential & Commercial | USHP | Ducted CEE Tier 1
215425437 | Central HP <5.4 tons | YORK | HRCU-A-CB (Split System: Heat Pump with Remote Outdoor Unit-Air-Source) | HH860E2S11 | ADP |  | H,YE72*48+TXV | TM9E080C16MP12 | 44500 | 18 | 8.5 | 43500 | 34000 | 78.16% | 2 | 0 | 11 |  |  |  |  | R-454B | 3.7083 | Residential & Commercial | USHP | Ducted CEE Tier 1
215425439 | Central HP <5.4 tons | YORK | HRCU-A-CB (Split System: Heat Pump with Remote Outdoor Unit-Air-Source) | HH860E2S11 | ADP |  | H,YE3K*48+TXV | TM9E080C16MP12 | 44500 | 18 | 8.5 | 43500 | 34000 | 78.16% | 2 | 0 | 11 |  |  |  |  | R-454B | 3.7083 | Residential & Commercial | USHP | Ducted CEE Tier 1
215425464 | Central HP <5.4 tons | YORK | HRCU-A-CB (Split System: Heat Pump with Remote Outdoor Unit-Air-Source) | HH860E2S11 | ADP |  | H,YE37*48+TXV | TM9V080C16MP12 | 43500 | 17 | 8.5 | 42000 | 33000 | 78.57% | 2 | 0 | 11 |  |  |  |  | R-454B | 3.625 | Residential & Commercial | USHP | Ducted CEE Tier 1
215425507 | Central HP <5.4 tons | YORK | HRCU-A-CB (Split System: Heat Pump with Remote Outdoor Unit-Air-Source) | HH860E2S11 | ADP |  | H,YE1K*48+TXV | TM9Y100C16MP11 | 43500 | 16 | 8.45 | 42500 | 33400 | 78.59% | 1.98 | 0 | 10.5 |  |  |  |  | R-454B | 3.625 | Residential & Commercial | USHP | Ducted CEE Tier 1
215425512 | Central HP <5.4 tons | YORK | HRCU-A-CB (Split System: Heat Pump with Remote Outdoor Unit-Air-Source) | HH860E2S11 | ADP |  | H,YE84*48+TXV | TM9Y100C16MP11 | 44000 | 17 | 8.5 | 42500 | 33400 | 78.59% | 2 | 0 | 11 |  |  |  |  | R-454B | 3.6667 | Residential & Commercial | USHP | Ducted CEE Tier 1
215425514 | Central HP <5.4 tons | YORK | HRCU-A-CB (Split System: Heat Pump with Remote Outdoor Unit-Air-Source) | HH860E2S11 | ADP |  | H,YE72*60+TXV | TM9Y100C20MP11 | 52500 | 17 | 8.5 | 52500 | 39000 | 74.29% | 2 | 0 | 11 |  |  |  |  | R-454B | 4.375 | Residential & Commercial | USHP | Ducted CEE Tier 1
215425530 | Central HP <5.4 tons | YORK | HRCU-A-CB (Split System: Heat Pump with Remote Outdoor Unit-Air-Source) | HH860E2S11 | ADP |  | H,YE86*48+TXV | Y81E080C16SMPS1 | 44500 | 18 | 8.5 | 42500 | 33000 | 77.65% | 2 | 0 | 12 |  |  |  |  | R-454B | 3.7083 | Residential & Commercial | USHP | Ducted CEE Tier 1
215425537 | Central HP <5.4 tons | YORK | HRCU-A-CB (Split System: Heat Pump with Remote Outdoor Unit-Air-Source) | HH860E2S11 | ADP |  | H,YE3K*48+TXV | Y81E100C16SMPS1 | 44000 | 17 | 8.5 | 42000 | 32800 | 78.1% | 2 | 0 | 12 |  |  |  |  | R-454B | 3.6667 | Residential & Commercial | USHP | Ducted CEE Tier 1
215425548 | Central HP <5.4 tons | YORK | HRCU-A-CB (Split System: Heat Pump with Remote Outdoor Unit-Air-Source) | HH860E2S11 | ADP |  | H,YE74*60+TXV | Y81E100C20SMPS1 | 53000 | 19 | 8.5 | 51500 | 38000 | 73.79% | 2 | 0 | 11.7 |  |  |  |  | R-454B | 4.4167 | Residential & Commercial | USHP | Ducted CEE Tier 1
215425557 | Central HP <5.4 tons | YORK | HRCU-A-CB (Split System: Heat Pump with Remote Outdoor Unit-Air-Source) | HH860E2S11 | ADP |  | H,YE74*60+TXV | Y81E120C16SMPS1 | 44000 | 18 | 8.5 | 41500 | 32600 | 78.55% | 2 | 0 | 12 |  |  |  |  | R-454B | 3.6667 | Residential & Commercial | USHP | Ducted CEE Tier 1
215425580 | Central HP <5.4 tons | YORK | HRCU-A-CB (Split System: Heat Pump with Remote Outdoor Unit-Air-Source) | HH860E2S11 | ADP |  | H,YE3K*48+TXV | Y91E080C20SMPS1 | 44500 | 17 | 8.5 | 44500 | 33000 | 74.16% | 2 | 0 | 12 |  |  |  |  | R-454B | 3.7083 | Residential & Commercial | USHP | Ducted CEE Tier 1
215676266 | Central HP <5.4 tons | AIRQUEST | HRCU-A-CB (Split System: Heat Pump with Remote Outdoor Unit-Air-Source) | H5H0V48*K*AAA* |  |  | EVD5X48M24A*+WALLCON | *97CMN1202422B* | 47000 | 18.5 | 9 | 50000 | 36400 | 72.8% | 2 | 0 | 10 |  |  |  |  | R-454B | 3.9167 | Residential & Commercial | USHP | Ducted CEE Tier 1
215676536 | Central HP <5.4 tons | AIRQUEST | HRCU-A-CB (Split System: Heat Pump with Remote Outdoor Unit-Air-Source) | H5H0V48*K*AAA* |  |  | EVD5X60M21A*+WALLCON | *97CMN0801714B* | 47500 | 18.5 | 9 | 50000 | 37400 | 74.8% | 1.98 | 0 | 10 |  |  |  |  | R-454B | 3.9583 | Residential & Commercial | USHP | Ducted CEE Tier 1
215423984 | Central HP <5.4 tons | YORK | HRCU-A-CB (Split System: Heat Pump with Remote Outdoor Unit-Air-Source) | HH860E2S11 | ADP |  | H,YE54*60+TXV | Y81E120C20SMPS1 | 52500 | 19 | 8.5 | 51500 | 38000 | 73.79% | 2 | 0 | 11.7 |  |  |  |  | R-454B | 4.375 | Residential & Commercial | USHP | Ducted CEE Tier 1
215423993 | Central HP <5.4 tons | YORK | HRCU-A-CB (Split System: Heat Pump with Remote Outdoor Unit-Air-Source) | HH860E2S11 | ADP |  | H,YE3K*60+TXV | Y81E130D20SMPS1 | 45000 | 18 | 9 | 43000 | 33200 | 77.21% | 2 | 0 | 12 |  |  |  |  | R-454B | 3.75 | Residential & Commercial | USHP | Ducted CEE Tier 1
215424025 | Central HP <5.4 tons | YORK | HRCU-A-CB (Split System: Heat Pump with Remote Outdoor Unit-Air-Source) | HH860E2S11 | ADP |  | H,YE2K*48+TXV | Y91E080C20SMPS1 | 44000 | 17 | 8.45 | 44500 | 33000 | 74.16% | 2 | 0 | 11.7 |  |  |  |  | R-454B | 3.6667 | Residential & Commercial | USHP | Ducted CEE Tier 1
215424068 | Central HP <5.4 tons | YORK | HRCU-A-CB (Split System: Heat Pump with Remote Outdoor Unit-Air-Source) | HH860E2S11 | ADP |  | H,YE54*60+TXV | Y91E100C20SMPS1 | 45500 | 18 | 8.5 | 45000 | 33600 | 74.67% | 2 | 0 | 11.7 |  |  |  |  | R-454B | 3.7917 | Residential & Commercial | USHP | Ducted CEE Tier 1
211395321 | Central HP <5.4 tons | FRASER-JOHNSTON | HRCU-A-CB (Split System: Heat Pump with Remote Outdoor Unit-Air-Source) | HMH72B341 |  |  | XAFC48FXXN1+TXV | TP9C080C16MP13 | 33400 | 16.5 | 8.5 | 32400 | 23600 | 72.84% | 2.06 | 0 | 9.5 |  |  |  |  | R-410A | 2.7833 | Residential & Commercial | USHP
215425272 | Central HP <5.4 tons | YORK | HRCU-A-CB (Split System: Heat Pump with Remote Outdoor Unit-Air-Source) | HH836E2S11 | ADP |  | H,YE1K*36+TXV | TL9E080C16UH11 | 32800 | 18 | 8.5 | 29600 | 23800 | 80.41% | 2 | 0 | 11 |  |  |  |  | R-454B | 2.7333 | Residential & Commercial | USHP | Ducted CEE Tier 1
215424100 | Central HP <5.4 tons | YORK | HRCU-A-CB (Split System: Heat Pump with Remote Outdoor Unit-Air-Source) | HH860E2S11 | ADP |  | H,YE48*60+TXV | YP9C080C16MP13 | 43500 | 18 | 8.5 | 42000 | 33000 | 78.57% | 2 | 0 | 11 |  |  |  |  | R-454B | 3.625 | Residential & Commercial | USHP | Ducted CEE Tier 1
215424102 | Central HP <5.4 tons | YORK | HRCU-A-CB (Split System: Heat Pump with Remote Outdoor Unit-Air-Source) | HH860E2S11 | ADP |  | H,YE54*60+TXV | YP9C080C16MP13 | 43500 | 18 | 8.5 | 42000 | 33000 | 78.57% | 2 | 0 | 11 |  |  |  |  | R-454B | 3.625 | Residential & Commercial | USHP | Ducted CEE Tier 1
215425302 | Central HP <5.4 tons | YORK | HRCU-A-CB (Split System: Heat Pump with Remote Outdoor Unit-Air-Source) | HH836E2S11 | ADP |  | H,YE1K*36+TXV | TM9Y080B12MP11 | 33000 | 18 | 8.5 | 29400 | 25000 | 85.03% | 2 | 0 | 11 |  |  |  |  | R-454B | 2.75 | Residential & Commercial | USHP | Ducted CEE Tier 1
215677176 | Central HP <5.4 tons | AIRQUEST | HRCU-A-CB (Split System: Heat Pump with Remote Outdoor Unit-Air-Source) | H5H0V60*K*AAA* |  |  | EVM5X60M24A*+WALLCON | *97CMN1002122B* | 56500 | 18.5 | 9 | 63000 | 44500 | 70.63% | 2.08 | 0 | 9 |  |  |  |  | R-454B | 4.7083 | Residential & Commercial | USHP
211225848 | Central HP <5.4 tons | CARRIER | HRCU-A-CB (Split System: Heat Pump with Remote Outdoor Unit-Air-Source) | 38MURAQ36AB3* |  |  | CAP**4224AL* | 59SC5B120E24**22 | 36600 | 15.2 | 8.1 | 40000 | 35200 | 88% | 1.94 | 0 | 10 |  |  |  |  | R-410A | 3.05 | Residential & Commercial | USHP | Ducted CEE Tier 1
211225880 | Central HP <5.4 tons | CARRIER | HRCU-A-CB (Split System: Heat Pump with Remote Outdoor Unit-Air-Source) | 38MURAQ36AB3* |  |  | CAP**4321AL* | 58SU*A080E21**20 | 38000 | 15.5 | 8.5 | 39000 | 35000 | 89.74% | 2.16 | 0 | 10 |  |  |  |  | R-410A | 3.1667 | Residential & Commercial | USHP | Ducted CEE Tier 1
211225921 | Central HP <5.4 tons | CARRIER | HRCU-A-CB (Split System: Heat Pump with Remote Outdoor Unit-Air-Source) | 38MURAQ36AB3* |  |  | CAP**4821AL* | 58S(B,C)*A090E21**20 | 36400 | 16 | 8.5 | 38500 | 34800 | 90.39% | 2.08 | 0 | 10 |  |  |  |  | R-410A | 3.0333 | Residential & Commercial | USHP | Ducted CEE Tier 1
211225930 | Central HP <5.4 tons | CARRIER | HRCU-A-CB (Split System: Heat Pump with Remote Outdoor Unit-Air-Source) | 38MURAQ36AB3* |  |  | CAP**4821AL* | 58SU*A100E21**20 | 36000 | 16 | 8.5 | 38500 | 34600 | 89.87% | 2.06 | 0 | 10 |  |  |  |  | R-410A | 3 | Residential & Commercial | USHP | Ducted CEE Tier 1
211225953 | Central HP <5.4 tons | CARRIER | HRCU-A-CB (Split System: Heat Pump with Remote Outdoor Unit-Air-Source) | 38MURAQ36AB3* |  |  | CAP**4821AL* | 59SU5A060E17**16 | 35600 | 16 | 8.5 | 38500 | 34600 | 89.87% | 2.04 | 0 | 10 |  |  |  |  | R-410A | 2.9667 | Residential & Commercial | USHP | Ducted CEE Tier 1
211225964 | Central HP <5.4 tons | CARRIER | HRCU-A-CB (Split System: Heat Pump with Remote Outdoor Unit-Air-Source) | 38MURAQ36AB3* |  |  | CAP**4821AL* | OVMAAB042112 | 35600 | 15.5 | 8.1 | 38500 | 34800 | 90.39% | 2.04 | 0 | 9.5 |  |  |  |  | R-410A | 2.9667 | Residential & Commercial | USHP
215440037 | Central HP <5.4 tons | YORK | HRCU-A-C (Split System: Heat Pump with Remote Outdoor Unit with No Indoor Fan --Air Source) | HH860E2S11 | ADP |  | CV606**C+TXV+TD | 0 | 54000 | 15.2 | 8.1 | 53000 | 39500 | 74.53% | 2 | 0 | 11 |  |  |  |  | R-454B | 4.5 | Residential & Commercial | USHP | Ducted CEE Tier 1
215425295 | Central HP <5.4 tons | YORK | HRCU-A-CB (Split System: Heat Pump with Remote Outdoor Unit-Air-Source) | HH836E2S11 | ADP |  | H,YE1K*36+TXV | TM9E100C20MP12 | 33800 | 17 | 8.5 | 30400 | 25400 | 83.55% | 2 | 0 | 11 |  |  |  |  | R-454B | 2.8167 | Residential & Commercial | USHP | Ducted CEE Tier 1
215424143 | Central HP <5.4 tons | YORK | HRCU-A-CB (Split System: Heat Pump with Remote Outdoor Unit-Air-Source) | HH860E2S11 | ADP |  | H,YE3K*60+TXV | YP9C120D20MP13 | 52500 | 18 | 8.45 | 52500 | 39000 | 74.29% | 1.98 | 0 | 10.5 |  |  |  |  | R-454B | 4.375 | Residential & Commercial | USHP | Ducted CEE Tier 1
215425329 | Central HP <5.4 tons | YORK | HRCU-A-CB (Split System: Heat Pump with Remote Outdoor Unit-Air-Source) | HH860E2S11 | ADP |  | H,YE53*48+TXV | TL9E080C16UH11 | 44500 | 18 | 8.5 | 44000 | 34000 | 77.27% | 2 | 0 | 11 |  |  |  |  | R-454B | 3.7083 | Residential & Commercial | USHP | Ducted CEE Tier 1
211225971 | Central HP <5.4 tons | CARRIER | HRCU-A-CB (Split System: Heat Pump with Remote Outdoor Unit-Air-Source) | 38MURAQ36AB3* |  |  | CAP**4824AL* | 58S(B,C)*A110E21**20 | 36000 | 16.5 | 8.5 | 38500 | 34600 | 89.87% | 2.06 | 0 | 10 |  |  |  |  | R-410A | 3 | Residential & Commercial | USHP | Ducted CEE Tier 1
211225978 | Central HP <5.4 tons | CARRIER | HRCU-A-CB (Split System: Heat Pump with Remote Outdoor Unit-Air-Source) | 38MURAQ36AB3* |  |  | CAP**4824AL* | 58SP*A110V24**22 | 35800 | 16.5 | 8.5 | 37800 | 34600 | 91.53% | 2.04 | 0 | 10 |  |  |  |  | R-410A | 2.9833 | Residential & Commercial | USHP | Ducted CEE Tier 1
211225989 | Central HP <5.4 tons | CARRIER | HRCU-A-CB (Split System: Heat Pump with Remote Outdoor Unit-Air-Source) | 38MURAQ36AB3* |  |  | CAP**4824AL* | 59SC2D120E24**20 | 36200 | 16 | 8.5 | 38500 | 34600 | 89.87% | 2.08 | 0 | 10 |  |  |  |  | R-410A | 3.0167 | Residential & Commercial | USHP | Ducted CEE Tier 1
211226057 | Central HP <5.4 tons | CARRIER | HRCU-A-CB (Split System: Heat Pump with Remote Outdoor Unit-Air-Source) | 38MURAQ36AB3* |  |  | CNPV*4821AL* | 59SC5B060E17**14 | 35600 | 15.5 | 8.1 | 38500 | 35000 | 90.91% | 2 | 0 | 10 |  |  |  |  | R-410A | 2.9667 | Residential & Commercial | USHP | Ducted CEE Tier 1
211240259 | Central HP <5.4 tons | DAY & NIGHT | HRCU-A-CB (Split System: Heat Pump with Remote Outdoor Unit-Air-Source) | DLCURAH24ABK |  |  | EA*4X24L14A* | *80VTL0451412A* | 23800 | 16.5 | 8.5 | 26800 | 24000 | 89.55% | 1.98 | 0 | 10 |  |  |  |  | R-410A | 1.9833 | Residential & Commercial | USHP | Ducted CEE Tier 1
211240502 | Central HP <5.4 tons | DAY & NIGHT | HRCU-A-CB (Split System: Heat Pump with Remote Outdoor Unit-Air-Source) | DLCURAH24ABK |  |  | EA*4X24L17A* | *80ESU0401712A* | 23600 | 17 | 8.5 | 26600 | 24600 | 92.48% | 2.04 | 0 | 10 |  |  |  |  | R-410A | 1.9667 | Residential & Commercial | USHP | Ducted CEE Tier 1
215425372 | Central HP <5.4 tons | YORK | HRCU-A-CB (Split System: Heat Pump with Remote Outdoor Unit-Air-Source) | HH860E2S11 | ADP |  | H,YE84*48+TXV | TM8E120C16MP11 | 44500 | 18 | 8.5 | 43500 | 33800 | 77.7% | 2 | 0 | 11 |  |  |  |  | R-454B | 3.7083 | Residential & Commercial | USHP | Ducted CEE Tier 1
215425420 | Central HP <5.4 tons | YORK | HRCU-A-CB (Split System: Heat Pump with Remote Outdoor Unit-Air-Source) | HH860E2S11 | ADP |  | H,YE72*48+TXV | TM8Y100C16MP11 | 44000 | 18 | 8.5 | 42000 | 33000 | 78.57% | 2 | 0 | 11.7 |  |  |  |  | R-454B | 3.6667 | Residential & Commercial | USHP | Ducted CEE Tier 1
215425447 | Central HP <5.4 tons | YORK | HRCU-A-CB (Split System: Heat Pump with Remote Outdoor Unit-Air-Source) | HH860E2S11 | ADP |  | H,YE72*60+TXV | TM9E080C20MP12 | 53500 | 19 | 8.5 | 53000 | 39500 | 74.53% | 2 | 0 | 11 |  |  |  |  | R-454B | 4.4583 | Residential & Commercial | USHP | Ducted CEE Tier 1
215425490 | Central HP <5.4 tons | YORK | HRCU-A-CB (Split System: Heat Pump with Remote Outdoor Unit-Air-Source) | HH860E2S11 | ADP |  | H,YE72*60+TXV | TM9V120D20MP12 | 53000 | 19 | 8.5 | 52500 | 39000 | 74.29% | 2 | 0 | 11 |  |  |  |  | R-454B | 4.4167 | Residential & Commercial | USHP | Ducted CEE Tier 1
215425499 | Central HP <5.4 tons | YORK | HRCU-A-CB (Split System: Heat Pump with Remote Outdoor Unit-Air-Source) | HH860E2S11 | ADP |  | H,YE49*48+TXV | TM9Y080C16MP11 | 44000 | 17 | 8.5 | 42500 | 33400 | 78.59% | 2 | 0 | 11 |  |  |  |  | R-454B | 3.6667 | Residential & Commercial | USHP | Ducted CEE Tier 1
215425506 | Central HP <5.4 tons | YORK | HRCU-A-CB (Split System: Heat Pump with Remote Outdoor Unit-Air-Source) | HH860E2S11 | ADP |  | H,YE3K*48+TXV | TM9Y100C16MP11 | 44000 | 16 | 8.5 | 42500 | 33400 | 78.59% | 2 | 0 | 11 |  |  |  |  | R-454B | 3.6667 | Residential & Commercial | USHP | Ducted CEE Tier 1
215425524 | Central HP <5.4 tons | YORK | HRCU-A-CB (Split System: Heat Pump with Remote Outdoor Unit-Air-Source) | HH860E2S11 | ADP |  | H,YE1K*48+TXV | Y81E080C16SMPS1 | 44000 | 17 | 8.45 | 42500 | 33000 | 77.65% | 1.98 | 0 | 11.7 |  |  |  |  | R-454B | 3.6667 | Residential & Commercial | USHP | Ducted CEE Tier 1
215425540 | Central HP <5.4 tons | YORK | HRCU-A-CB (Split System: Heat Pump with Remote Outdoor Unit-Air-Source) | HH860E2S11 | ADP |  | H,YE53*48+TXV | Y81E100C16SMPS1 | 44000 | 18 | 8.5 | 42000 | 32800 | 78.1% | 2 | 0 | 12 |  |  |  |  | R-454B | 3.6667 | Residential & Commercial | USHP | Ducted CEE Tier 1
211240513 | Central HP <5.4 tons | DAY & NIGHT | HRCU-A-CB (Split System: Heat Pump with Remote Outdoor Unit-Air-Source) | DLCURAH24ABK |  |  | EA*4X24L17A* | *80VTL0451412A* | 24000 | 16.5 | 8.5 | 26800 | 24000 | 89.55% | 1.98 | 0 | 10 |  |  |  |  | R-410A | 2 | Residential & Commercial | USHP | Ducted CEE Tier 1
215678216 | Central HP <5.4 tons | AIRQUEST | HRCU-A-CB (Split System: Heat Pump with Remote Outdoor Unit-Air-Source) | H5H0V24*K*AAA* |  |  | EA*5X24M17A*+WALLCON | *97CTN0801716A* | 22800 | 16.5 | 9 | 24000 | 16900 | 70.42% | 1.94 | 0 | 10 |  |  |  |  | R-454B | 1.9 | Residential & Commercial | USHP | Ducted CEE Tier 1
215678316 | Central HP <5.4 tons | AIRQUEST | HRCU-A-CB (Split System: Heat Pump with Remote Outdoor Unit-Air-Source) | H5H0V24*K*AAA* |  |  | EA*5X36M17A*+WALLCON | *80CSU0601716B* | 23200 | 17 | 8.5 | 23400 | 16500 | 70.51% | 1.98 | 0 | 10 |  |  |  |  | R-454B | 1.9333 | Residential & Commercial | USHP | Ducted CEE Tier 1
212980179 | Central HP <5.4 tons | BRYANT HEATING AND COOLING SYSTEMS | HRCU-A-CB (Split System: Heat Pump with Remote Outdoor Unit-Air-Source) | 38MURAQ30AB3* |  |  | CAP**3621AL* | 8(0,1)*SB48090M21*** | 29400 | 15.2 | 8.1 | 34000 | 28000 | 82.35% | 1.76 | 0 | 9 |  |  |  |  | R-410A | 2.45 | Residential & Commercial | USHP
211242625 | Central HP <5.4 tons | DAY & NIGHT | HRCU-A-CB (Split System: Heat Pump with Remote Outdoor Unit-Air-Source) | DLCURAH24ABK |  |  | EA*4X36L21A* | *92ESN0601714A* | 24600 | 17 | 8.5 | 26200 | 22200 | 84.73% | 1.86 | 0 | 10 |  |  |  |  | R-410A | 2.05 | Residential & Commercial | USHP | Ducted CEE Tier 1
211242759 | Central HP <5.4 tons | DAY & NIGHT | HRCU-A-CB (Split System: Heat Pump with Remote Outdoor Unit-Air-Source) | DLCURAH24ABK |  |  | EA*4X37L17A* | *80VSL0451412A* | 24800 | 16.5 | 8.5 | 25800 | 21400 | 82.95% | 1.78 | 0 | 10 |  |  |  |  | R-410A | 2.0667 | Residential & Commercial | USHP | Ducted CEE Tier 1
211242834 | Central HP <5.4 tons | DAY & NIGHT | HRCU-A-CB (Split System: Heat Pump with Remote Outdoor Unit-Air-Source) | DLCURAH24ABK |  |  | EA*4X37L17A* | *80ES(N,L)0701716A* | 25400 | 16 | 8.5 | 26400 | 21000 | 79.55% | 1.76 | 0 | 10 |  |  |  |  | R-410A | 2.1167 | Residential & Commercial | USHP | Ducted CEE Tier 1
215425563 | Central HP <5.4 tons | YORK | HRCU-A-CB (Split System: Heat Pump with Remote Outdoor Unit-Air-Source) | HH860E2S11 | ADP |  | H,YE72*60+TXV | Y81E130D20SMPS1 | 54000 | 19 | 8.5 | 52500 | 39000 | 74.29% | 2 | 0 | 11.7 |  |  |  |  | R-454B | 4.5 | Residential & Commercial | USHP | Ducted CEE Tier 1
215425613 | Central HP <5.4 tons | YORK | HRCU-A-CB (Split System: Heat Pump with Remote Outdoor Unit-Air-Source) | HH860E2S11 | ADP |  | H,YE3K*48+TXV | Y91E120D20SMPS1 | 46500 | 18 | 8.5 | 45000 | 33800 | 75.11% | 2 | 0 | 11.7 |  |  |  |  | R-454B | 3.875 | Residential & Commercial | USHP | Ducted CEE Tier 1
215425624 | Central HP <5.4 tons | YORK | HRCU-A-CB (Split System: Heat Pump with Remote Outdoor Unit-Air-Source) | HH860E2S11 | ADP |  | H,YE74*60+TXV | YP9C080C16MP13 | 43500 | 18 | 8.5 | 42000 | 33000 | 78.57% | 2 | 0 | 11 |  |  |  |  | R-454B | 3.625 | Residential & Commercial | USHP | Ducted CEE Tier 1
215425638 | Central HP <5.4 tons | YORK | HRCU-A-CB (Split System: Heat Pump with Remote Outdoor Unit-Air-Source) | HH860E2S11 | ADP |  | H,YE72*48+TXV | YP9C100C20MP13 | 44000 | 18 | 8.5 | 42500 | 33200 | 78.12% | 2 | 0 | 11.7 |  |  |  |  | R-454B | 3.6667 | Residential & Commercial | USHP | Ducted CEE Tier 1
214395030 | Central HP <5.4 tons | TEMPSTAR | HRCU-A-CB (Split System: Heat Pump with Remote Outdoor Unit-Air-Source) | DLCURAH24ABK |  |  | EN(A,D)4X30L17** | *96MSN0601716A* | 23400 | 16.5 | 9 | 25800 | 24200 | 93.8% | 2 | 0 | 10 |  |  |  |  | R-410A | 1.95 | Residential & Commercial | USHP | Ducted CEE Tier 1
215675486 | Central HP <5.4 tons | AIRQUEST | HRCU-A-CB (Split System: Heat Pump with Remote Outdoor Unit-Air-Source) | H5H0V48*K*AAA* |  |  | EVM5X48M21A*+WALLCON | *96CTN1002122B* | 47000 | 18.5 | 9 | 50000 | 36400 | 72.8% | 2 | 0 | 10 |  |  |  |  | R-454B | 3.9167 | Residential & Commercial | USHP | Ducted CEE Tier 1
215675536 | Central HP <5.4 tons | AIRQUEST | HRCU-A-CB (Split System: Heat Pump with Remote Outdoor Unit-Air-Source) | H5H0V48*K*AAA* |  |  | EVM5X49M21A*+WALLCON | *80CTL0701716B* | 48000 | 18.5 | 9 | 50000 | 37200 | 74.4% | 2 | 0 | 10 |  |  |  |  | R-454B | 4 | Residential & Commercial | USHP | Ducted CEE Tier 1
211226141 | Central HP <5.4 tons | CARRIER | HRCU-A-CB (Split System: Heat Pump with Remote Outdoor Unit-Air-Source) | 38MURAQ36AB3* |  |  | CAP**4824AL* | OVLAAB060154 | 37400 | 15.2 | 8.5 | 39000 | 35000 | 89.74% | 2.14 | 0 | 10 |  |  |  |  | R-410A | 3.1167 | Residential & Commercial | USHP | Ducted CEE Tier 1
212978211 | Central HP <5.4 tons | BRYANT HEATING AND COOLING SYSTEMS | HRCU-A-CB (Split System: Heat Pump with Remote Outdoor Unit-Air-Source) | 38MURAQ24AB3* |  |  | CNPV*3617AL* | 8(0,1)*SB36070M14*** | 23600 | 17 | 8.1 | 26000 | 24000 | 92.31% | 2 | 0 | 10.5 |  |  |  |  | R-410A | 1.9667 | Residential & Commercial | USHP | Ducted CEE Tier 1
214573267 | Central HP <5.4 tons | TEMPSTAR | HRCU-A-CB (Split System: Heat Pump with Remote Outdoor Unit-Air-Source) | TVH837GKA** |  |  | EHD4X60AAL+WALLCON | *95CSU0802120B* | 33000 | 17 | 8.5 | 32200 | 25000 | 77.64% | 2 | 0 | 11 |  |  |  |  | R-410A | 2.75 | Residential & Commercial | USHP | Ducted CEE Tier 1
214573297 | Central HP <5.4 tons | TEMPSTAR | HRCU-A-CB (Split System: Heat Pump with Remote Outdoor Unit-Air-Source) | TVH837GKA** |  |  | EHD4X60AAL+WALLCON | *97CMN0802120B* | 33000 | 17 | 8.5 | 32200 | 24800 | 77.02% | 2 | 0 | 11.5 |  |  |  |  | R-410A | 2.75 | Residential & Commercial | USHP | Ducted CEE Tier 1
215677356 | Central HP <5.4 tons | AIRQUEST | HRCU-A-CB (Split System: Heat Pump with Remote Outdoor Unit-Air-Source) | H5H0V60*K*AAA* |  |  | EVD5X60M21A*+WALLCON | *80CTL0902120B* | 57000 | 18.5 | 9 | 63500 | 44500 | 70.08% | 2.08 | 0 | 9.5 |  |  |  |  | R-454B | 4.75 | Residential & Commercial | USHP
211246013 | Central HP <5.4 tons | CARRIER | HRCU-A-CB (Split System: Heat Pump with Remote Outdoor Unit-Air-Source) | 38MURAQ24AB3* |  |  | CNPV*2414AL* | GG96VTAA30040A | 23400 | 15.5 | 8.5 | 26600 | 24000 | 90.23% | 1.96 | 0 | 10 |  |  |  |  | R-410A | 1.95 | Residential & Commercial | USHP | Ducted CEE Tier 1
212982709 | Central HP <5.4 tons | BRYANT HEATING AND COOLING SYSTEMS | HRCU-A-CB (Split System: Heat Pump with Remote Outdoor Unit-Air-Source) | 38MURAQ24AB3* |  |  | CAP**3721AL* | 83*SB48060M17*** | 24200 | 17.5 | 8.5 | 24800 | 21400 | 86.29% | 1.8 | 0 | 10.5 |  |  |  |  | R-410A | 2.0167 | Residential & Commercial | USHP | Ducted CEE Tier 1
216487952 | Central HP <5.4 tons | BRYANT HEATING AND COOLING SYSTEMS | HRCU-A-CB (Split System: Heat Pump with Remote Outdoor Unit-Air-Source) | 293VAN048**AA* | ADP |  | CE(P,V)6021G48*+TXV | 986TD42080C17*** | 42500 | 20 | 9 | 46500 | 34800 | 74.84% | 2 | 0 | 11 |  |  |  |  | R-454B | 3.5417 | Residential & Commercial | USHP | Ducted CEE Tier 1
216487966 | Central HP <5.4 tons | BRYANT HEATING AND COOLING SYSTEMS | HRCU-A-CB (Split System: Heat Pump with Remote Outdoor Unit-Air-Source) | 293VAN048**AA* | ADP |  | CE(P,V)6024G48*+TXV | 986TD66100C21*** | 44500 | 21 | 9.5 | 46500 | 36400 | 78.28% | 2 | 0 | 10.5 |  |  |  |  | R-454B | 3.7083 | Residential & Commercial | USHP | Ducted CEE Tier 1
214397890 | Central HP <5.4 tons | LUXAIRE | HRCU-A-CB (Split System: Heat Pump with Remote Outdoor Unit-Air-Source) | HH860E2S11 |  |  | CTM60C5CGS1 | TMLV120C20MP12 | 44000 | 18 | 9 | 44500 | 33600 | 75.51% | 2 | 0 | 11.7 |  |  |  |  | R-454B | 3.6667 | Residential & Commercial | USHP | Ducted CEE Tier 1
212979834 | Central HP <5.4 tons | BRYANT HEATING AND COOLING SYSTEMS | HRCU-A-CB (Split System: Heat Pump with Remote Outdoor Unit-Air-Source) | 38MURAQ24AB3* |  |  | CAP**3017AL* | 8(0,1)*SB42090M17*** | 23600 | 17 | 8.5 | 26400 | 24600 | 93.18% | 2.04 | 0 | 10 |  |  |  |  | R-410A | 1.9667 | Residential & Commercial | USHP | Ducted CEE Tier 1
212980520 | Central HP <5.4 tons | BRYANT HEATING AND COOLING SYSTEMS | HRCU-A-CB (Split System: Heat Pump with Remote Outdoor Unit-Air-Source) | 38MURAQ30AB3* |  |  | CAP**4221AL* | 8(0,1)*SB60090M21*** | 30200 | 15.2 | 8.1 | 34400 | 27400 | 79.65% | 1.8 | 0 | 9 |  |  |  |  | R-410A | 2.5167 | Residential & Commercial | USHP
215677696 | Central HP <5.4 tons | AIRQUEST | HRCU-A-CB (Split System: Heat Pump with Remote Outdoor Unit-Air-Source) | H5H0V60*K*AAA* |  |  | EVD5X61M24A*+WALLCON | *97CMN0802120B* | 57500 | 18.5 | 9 | 64000 | 45000 | 70.31% | 2.06 | 0 | 9 |  |  |  |  | R-454B | 4.7917 | Residential & Commercial | USHP
211245995 | Central HP <5.4 tons | CARRIER | HRCU-A-CB (Split System: Heat Pump with Remote Outdoor Unit-Air-Source) | 38MURAQ24AB3* |  |  | CAP**2517AL* | GG96VTAA30040A | 24400 | 16 | 8.5 | 25600 | 21600 | 84.38% | 1.78 | 0 | 10 |  |  |  |  | R-410A | 2.0333 | Residential & Commercial | USHP | Ducted CEE Tier 1
211246000 | Central HP <5.4 tons | CARRIER | HRCU-A-CB (Split System: Heat Pump with Remote Outdoor Unit-Air-Source) | 38MURAQ24AB3* |  |  | CAP**3017AL* | GG96VTAA42060B | 23800 | 16.5 | 8.5 | 26200 | 23400 | 89.31% | 1.92 | 0 | 10 |  |  |  |  | R-410A | 1.9833 | Residential & Commercial | USHP | Ducted CEE Tier 1
216751937 | Central HP <5.4 tons | YORK | HRCU-A-CB (Split System: Heat Pump with Remote Outdoor Unit-Air-Source) | HH836E2S11 | ADP |  | H,YG37*36+TXV-BLEED | TM8Y080C16MP11 | 33800 | 19 | 9 | 30200 | 25000 | 82.78% | 2 | 0 | 11 |  |  |  |  | R-454B | 2.8167 | Residential & Commercial | USHP | Ducted CEE Tier 1
216751951 | Central HP <5.4 tons | YORK | HRCU-A-CB (Split System: Heat Pump with Remote Outdoor Unit-Air-Source) | HH836E2S11 | ADP |  | H,YG36*36+TXV-BLEED | TM8Y120C20MP11 | 34600 | 19 | 9 | 31000 | 25400 | 81.94% | 2 | 0 | 11 |  |  |  |  | R-454B | 2.8833 | Residential & Commercial | USHP | Ducted CEE Tier 1
216751986 | Central HP <5.4 tons | YORK | HRCU-A-CB (Split System: Heat Pump with Remote Outdoor Unit-Air-Source) | HH836E2S11 | ADP |  | H,YG36*36+TXV-BLEED | TM9V080C16MP12 | 32800 | 19 | 9 | 29600 | 24800 | 83.78% | 2 | 0 | 11 |  |  |  |  | R-454B | 2.7333 | Residential & Commercial | USHP | Ducted CEE Tier 1
216752002 | Central HP <5.4 tons | YORK | HRCU-A-CB (Split System: Heat Pump with Remote Outdoor Unit-Air-Source) | HH836E2S11 | ADP |  | H,YG37*36+TXV-BLEED | Y81E040A12SMPS1 | 33000 | 18 | 8.5 | 28800 | 24400 | 84.72% | 2 | 0 | 11.7 |  |  |  |  | R-454B | 2.75 | Residential & Commercial | USHP | Ducted CEE Tier 1
214849121 | Central HP <5.4 tons | YORK | HRCU-A-CB (Split System: Heat Pump with Remote Outdoor Unit-Air-Source) | HMH72B341 | ADP |  | CX361B935 | Y81E040A12LMPS1 | 34000 | 18 | 8.5 | 31800 | 23800 | 74.84% | 2.1 | 0 | 10 |  |  |  |  | R-410A | 2.8333 | Residential & Commercial | USHP | Ducted CEE Tier 1
214849154 | Central HP <5.4 tons | YORK | HRCU-A-CB (Split System: Heat Pump with Remote Outdoor Unit-Air-Source) | HMH72B341 | ADP |  | CX363B935 | Y81E080B12SMPS1 | 33200 | 18 | 8.5 | 31400 | 23000 | 73.25% | 2.04 | 0 | 10 |  |  |  |  | R-410A | 2.7667 | Residential & Commercial | USHP | Ducted CEE Tier 1
214398038 | Central HP <5.4 tons | LUXAIRE | HRCU-A-CB (Split System: Heat Pump with Remote Outdoor Unit-Air-Source) | HH860E2S11 |  |  | CTM60C5CHS1 | TM8V100C20MP12 | 53500 | 19 | 9 | 54000 | 39000 | 72.22% | 2 | 0 | 11 |  |  |  |  | R-454B | 4.4583 | Residential & Commercial | USHP | Ducted CEE Tier 1
214584616 | Central HP <5.4 tons | COLEMAN | HRCU-A-CB (Split System: Heat Pump with Remote Outdoor Unit-Air-Source) | HH824E2S11 |  |  | CTF36B5ADS1 | Z8ES080B12SMPS1 | 23000 | 19 | 9.5 | 23000 | 18600 | 80.87% | 2 | 0 | 12 |  |  |  |  | R-454B | 1.9167 | Residential & Commercial | USHP | Ducted CEE Tier 1
214397670 | Central HP <5.4 tons | LUXAIRE | HRCU-A-CB (Split System: Heat Pump with Remote Outdoor Unit-Air-Source) | HH836E2S11 |  |  | CTF36C5CDS1 | TMLE080C16MP11 | 33800 | 18 | 8.5 | 31400 | 25600 | 81.53% | 2 | 0 | 11 |  |  |  |  | R-454B | 2.8167 | Residential & Commercial | USHP | Ducted CEE Tier 1
214398133 | Central HP <5.4 tons | LUXAIRE | HRCU-A-CB (Split System: Heat Pump with Remote Outdoor Unit-Air-Source) | HH836E2S11 |  |  | CTF36C5CDS1 | TM8Y080C16MP11 | 33600 | 18 | 8.5 | 30800 | 25200 | 81.82% | 2 | 0 | 11.7 |  |  |  |  | R-454B | 2.8 | Residential & Commercial | USHP | Ducted CEE Tier 1
212979995 | Central HP <5.4 tons | DAY & NIGHT | HRCU-A-CB (Split System: Heat Pump with Remote Outdoor Unit-Air-Source) | DLCURAH18ABK |  |  | EN(A,D)4X24L17** | *80MS(N,L)0901714A* | 17400 | 16 | 8.5 | 18500 | 19200 | 103.8% | 2.3 | 0 | 10.5 |  |  |  |  | R-410A | 1.45 | Residential & Commercial | USHP | Ducted CEE Tier 1
212974913 | Central HP <5.4 tons | BRYANT HEATING AND COOLING SYSTEMS | HRCU-A-CB (Split System: Heat Pump with Remote Outdoor Unit-Air-Source) | 38MURAQ24AB3* |  |  | CAP**2414AL* | 926TC30040V14*** | 23000 | 16 | 8.5 | 27000 | 27200 | 100.7% | 2.3 | 0 | 9.5 |  |  |  |  | R-410A | 1.9167 | Residential & Commercial | USHP
214398197 | Central HP <5.4 tons | LUXAIRE | HRCU-A-CB (Split System: Heat Pump with Remote Outdoor Unit-Air-Source) | HH836E2S11 |  |  | CTF48C5CFS1 | TM8E100C16MP11 | 33400 | 19 | 9 | 31400 | 25400 | 80.89% | 2 | 0 | 11 |  |  |  |  | R-454B | 2.7833 | Residential & Commercial | USHP | Ducted CEE Tier 1
214398217 | Central HP <5.4 tons | LUXAIRE | HRCU-A-CB (Split System: Heat Pump with Remote Outdoor Unit-Air-Source) | HH836E2S11 |  |  | CTF48C5CFS1 | TM8E120C16MP11 | 33600 | 19 | 9 | 31400 | 25400 | 80.89% | 2 | 0 | 11 |  |  |  |  | R-454B | 2.8 | Residential & Commercial | USHP | Ducted CEE Tier 1
214398099 | Central HP <5.4 tons | LUXAIRE | HRCU-A-CB (Split System: Heat Pump with Remote Outdoor Unit-Air-Source) | HH836E2S11 |  |  | CTM36B5CDS1 | LP9C060B12MP13 | 33000 | 17 | 8.5 | 31000 | 25400 | 81.94% | 2 | 0 | 11 |  |  |  |  | R-454B | 2.75 | Residential & Commercial | USHP | Ducted CEE Tier 1
215675876 | Central HP <5.4 tons | AIRQUEST | HRCU-A-CB (Split System: Heat Pump with Remote Outdoor Unit-Air-Source) | H5H0V48*K*AAA* |  |  | EVM5X60M24A*+WALLCON | *80CTL0902120B* | 48000 | 19 | 9 | 50000 | 36400 | 72.8% | 2 | 0 | 10.5 |  |  |  |  | R-454B | 4 | Residential & Commercial | USHP | Ducted CEE Tier 1
215675976 | Central HP <5.4 tons | AIRQUEST | HRCU-A-CB (Split System: Heat Pump with Remote Outdoor Unit-Air-Source) | H5H0V48*K*AAA* |  |  | EVM5X61M24A*+WALLCON | *80CTL0702120B* | 48500 | 19 | 9.5 | 50000 | 36800 | 73.6% | 2.1 | 0 | 10.5 |  |  |  |  | R-454B | 4.0417 | Residential & Commercial | USHP | Ducted CEE Tier 1
212979882 | Central HP <5.4 tons | BRYANT HEATING AND COOLING SYSTEMS | HRCU-A-CB (Split System: Heat Pump with Remote Outdoor Unit-Air-Source) | 38MURAQ24AB3* |  |  | CAP**3721AL* | 8(0,1)*SB42090M17*** | 24200 | 17.5 | 8.5 | 25200 | 21800 | 86.51% | 1.82 | 0 | 10 |  |  |  |  | R-410A | 2.0167 | Residential & Commercial | USHP | Ducted CEE Tier 1
212980267 | Central HP <5.4 tons | BRYANT HEATING AND COOLING SYSTEMS | HRCU-A-CB (Split System: Heat Pump with Remote Outdoor Unit-Air-Source) | 38MURAQ24AB3* |  |  | CAP**3721AL* | 8(0,1)*SB48090M21*** | 24400 | 17.5 | 8.5 | 25200 | 21200 | 84.13% | 1.8 | 0 | 10.5 |  |  |  |  | R-410A | 2.0333 | Residential & Commercial | USHP | Ducted CEE Tier 1
212981689 | Central HP <5.4 tons | BRYANT HEATING AND COOLING SYSTEMS | HRCU-A-CB (Split System: Heat Pump with Remote Outdoor Unit-Air-Source) | 38MURAQ24AB3* |  |  | CAP**2417AL* | 83*SB60100M21*** | 23400 | 16.5 | 8.5 | 27000 | 25800 | 95.56% | 2.16 | 0 | 10 |  |  |  |  | R-410A | 1.95 | Residential & Commercial | USHP | Ducted CEE Tier 1
212981737 | Central HP <5.4 tons | BRYANT HEATING AND COOLING SYSTEMS | HRCU-A-CB (Split System: Heat Pump with Remote Outdoor Unit-Air-Source) | 38MURAQ24AB3* |  |  | CAP**3621AL* | 83*SB60100M21*** | 23600 | 17 | 8.5 | 26200 | 24000 | 91.6% | 2 | 0 | 10 |  |  |  |  | R-410A | 1.9667 | Residential & Commercial | USHP | Ducted CEE Tier 1
207454705 | Central HP <5.4 tons | LENNOX | HRCU-A-CB (Split System: Heat Pump with Remote Outdoor Unit-Air-Source) | SL25XPV-024-230A** | ADP |  | L*19/36S9 | EL296UH045XV36B* | 22000 | 22 | 9.65 | 20000 | 20200 | 101% | 1.82 | 14 | 13.5 |  |  |  |  | R-410A | 1.8333 | Residential & Commercial | USHP | Ducted CEE Tier 1
207454721 | Central HP <5.4 tons | LENNOX | HRCU-A-CB (Split System: Heat Pump with Remote Outdoor Unit-Air-Source) | SL25XPV-024-230A** | ADP |  | LH35/38F9 | EL296UH090XV36C* | 22200 | 22 | 9.3 | 19800 | 19800 | 100% | 1.9 | 14 | 14.5 |  |  |  |  | R-410A | 1.85 | Residential & Commercial | USHP | Ducted CEE Tier 1
207454919 | Central HP <5.4 tons | LENNOX | HRCU-A-CB (Split System: Heat Pump with Remote Outdoor Unit-Air-Source) | SL25XPV-024-230A** | ADP |  | LH35/38F9 | SL297UH080NV48C* | 22200 | 21 | 9.3 | 19800 | 19800 | 100% | 1.9 | 14 | 14 |  |  |  |  | R-410A | 1.85 | Residential & Commercial | USHP | Ducted CEE Tier 1
211246020 | Central HP <5.4 tons | CARRIER | HRCU-A-CB (Split System: Heat Pump with Remote Outdoor Unit-Air-Source) | 38MURAQ24AB3* |  |  | CNPV*3017AL* | GG96VTAA42060B | 24000 | 16.5 | 8.1 | 26200 | 23200 | 88.55% | 1.92 | 0 | 10 |  |  |  |  | R-410A | 2 | Residential & Commercial | USHP | Ducted CEE Tier 1
212979168 | Central HP <5.4 tons | BRYANT HEATING AND COOLING SYSTEMS | HRCU-A-CB (Split System: Heat Pump with Remote Outdoor Unit-Air-Source) | 38MURAQ24AB3* |  |  | CAP**3621AL* | 8(0,1)*SB48070M17*** | 23800 | 17.5 | 8.5 | 26200 | 23600 | 90.08% | 1.98 | 0 | 10 |  |  |  |  | R-410A | 1.9833 | Residential & Commercial | USHP | Ducted CEE Tier 1
212394644 | Central HP <5.4 tons | MIDEA | HRCU-A-CB (Split System: Heat Pump with Remote Outdoor Unit-Air-Source) | MOVA-36HDN1-M20G | ADP |  | F,PE*G34925 | 0 | 23800 | 20 | 9.5 | 22400 | 17200 | 76.79% | 2 | 0 | 13 |  |  |  |  | R-410A | 1.9833 | Residential & Commercial | USHP | Ducted CEE Tier 1
214279745 | Central HP <5.4 tons | TEMPSTAR | HRCU-A-CB (Split System: Heat Pump with Remote Outdoor Unit-Air-Source) | DLCURAH18ABK |  |  | EA*4X24L17A* | *96MSN0601716A* | 17200 | 16 | 8.5 | 18100 | 19400 | 107.2% | 2.32 | 0 | 10.5 |  |  |  |  | R-410A | 1.4333 | Residential & Commercial | USHP | Ducted CEE Tier 1
214397715 | Central HP <5.4 tons | LUXAIRE | HRCU-A-CB (Split System: Heat Pump with Remote Outdoor Unit-Air-Source) | HH836E2S11 |  |  | CTF36C5CDS1 | TM9V100C16MP12 | 33800 | 18 | 8.5 | 31400 | 25600 | 81.53% | 2 | 0 | 11 |  |  |  |  | R-454B | 2.8167 | Residential & Commercial | USHP | Ducted CEE Tier 1
213297824 | Central HP <5.4 tons | LUXAIRE | HRCU-A-CB (Split System: Heat Pump with Remote Outdoor Unit-Air-Source) | HMH72B341 |  |  | XAFB30CXXN1+TXV | Z8ES080B12LMPS1 | 33000 | 18 | 8.5 | 33000 | 23400 | 70.91% | 2.04 | 0 | 9.5 |  |  |  |  | R-410A | 2.75 | Residential & Commercial | USHP
213297849 | Central HP <5.4 tons | LUXAIRE | HRCU-A-CB (Split System: Heat Pump with Remote Outdoor Unit-Air-Source) | HMH72B341 |  |  | XAFC36DXXN1+JMET12CS2N1+TXV | 0 | 34000 | 18.5 | 8.5 | 34000 | 24200 | 71.18% | 2.14 | 0 | 10 |  |  |  |  | R-410A | 2.8333 | Residential & Commercial | USHP | Ducted CEE Tier 1
213297749 | Central HP <5.4 tons | LUXAIRE | HRCU-A-CB (Split System: Heat Pump with Remote Outdoor Unit-Air-Source) | HMH72B341 |  |  | XAFD48FBCN1 | Z8ET080C16LMPS1 | 33600 | 17.5 | 8.5 | 32800 | 23200 | 70.73% | 2.08 | 0 | 9.5 |  |  |  |  | R-410A | 2.8 | Residential & Commercial | USHP
216679732 | Central HP <5.4 tons | TEMPSTAR | HRCU-A-CB (Split System: Heat Pump with Remote Outdoor Unit-Air-Source) | DLCURAH18ABK |  |  | EA*4X30L17A* | *97VTN0601716A* | 17600 | 16 | 8.5 | 18100 | 18300 | 101.1% | 2.12 | 0 | 10.5 |  |  |  |  | R-410A | 1.4667 | Residential & Commercial | USHP | Ducted CEE Tier 1
211246026 | Central HP <5.4 tons | CARRIER | HRCU-A-CB (Split System: Heat Pump with Remote Outdoor Unit-Air-Source) | 38MURAQ24AB3* |  |  | CNPV*3621AL* | GG96VTAA42060B | 24000 | 16.5 | 8.1 | 26200 | 23200 | 88.55% | 1.92 | 0 | 10 |  |  |  |  | R-410A | 2 | Residential & Commercial | USHP | Ducted CEE Tier 1
216374682 | Central HP <5.4 tons | LUXAIRE | HRCU-A-CB (Split System: Heat Pump with Remote Outdoor Unit-Air-Source) | HH824E2S11 |  |  | CTF36B5ADS1 | Z9ET080B12SMPS1 | 23000 | 18 | 9.5 | 23000 | 17500 | 76.09% | 2 | 0 | 12 |  |  |  |  | R-454B | 1.9167 | Residential & Commercial | USHP | Ducted CEE Tier 1
214331205 | Central HP <5.4 tons | CONTINENTAL | HRCU-A-CB (Split System: Heat Pump with Remote Outdoor Unit-Air-Source) | WSEHV2436RA1-C | ADP |  | *E34936 | WUV070T3AA | 37000 | 16 | 8.25 | 34800 | 32400 | 93.1% | 1.76 | 0 | 9.5 |  |  |  |  | R-410A | 3.0833 | Residential & Commercial | USHP
216684941 | Central HP <5.4 tons | MAINLINE | HRCU-A-CB (Split System: Heat Pump with Remote Outdoor Unit-Air-Source) | MLP19AY36AJVC |  |  | TCFY3621MEAAM | ML98MV0603A17UP | 34200 | 20 | 10 | 34200 | 29600 | 86.55% | 2 | 0 | 12 |  |  |  |  | R-454B | 2.85 | Residential & Commercial | USHP | Ducted CEE Tier 1
211245994 | Central HP <5.4 tons | CARRIER | HRCU-A-CB (Split System: Heat Pump with Remote Outdoor Unit-Air-Source) | 38MURAQ24AB3* |  |  | CAP**2517AL* | GG96VTAA48080B | 24800 | 17 | 8.5 | 25600 | 21200 | 82.81% | 1.78 | 0 | 10.5 |  |  |  |  | R-410A | 2.0667 | Residential & Commercial | USHP | Ducted CEE Tier 1
211246003 | Central HP <5.4 tons | CARRIER | HRCU-A-CB (Split System: Heat Pump with Remote Outdoor Unit-Air-Source) | 38MURAQ24AB3* |  |  | CAP**3617AL* | GG96VTAA42060B | 24000 | 16.5 | 8.5 | 26000 | 22800 | 87.69% | 1.88 | 0 | 10 |  |  |  |  | R-410A | 2 | Residential & Commercial | USHP | Ducted CEE Tier 1
213297924 | Central HP <5.4 tons | LUXAIRE | HRCU-A-CB (Split System: Heat Pump with Remote Outdoor Unit-Air-Source) | HMH72B341 |  |  | XAFB36DXXN1+TXV | Z8ET080B12LMPS1 | 34000 | 18.5 | 8.1 | 33400 | 24000 | 71.86% | 2.08 | 0 | 9.5 |  |  |  |  | R-410A | 2.8333 | Residential & Commercial | USHP
213297974 | Central HP <5.4 tons | LUXAIRE | HRCU-A-CB (Split System: Heat Pump with Remote Outdoor Unit-Air-Source) | HMH72B341 |  |  | XAHC36DBCN1 | Z8ES100C16LMPS1 | 34000 | 17.5 | 8.1 | 33400 | 24000 | 71.86% | 2.08 | 0 | 9.5 |  |  |  |  | R-410A | 2.8333 | Residential & Commercial | USHP
214269890 | Central HP <5.4 tons | DUCANE | HRCU-A-CB (Split System: Heat Pump with Remote Outdoor Unit-Air-Source) | 4HP18V36P | ADP |  | H,A,DG9J(1,2)36+TXV | EFV12BCA | 23400 | 19 | 8.5 | 22400 | 16000 | 71.43% | 2.18 | 0 | 12 |  |  |  |  | R-410A | 1.95 | Residential & Commercial | USHP | Ducted CEE Tier 1
212980586 | Central HP <5.4 tons | BRYANT HEATING AND COOLING SYSTEMS | HRCU-A-CB (Split System: Heat Pump with Remote Outdoor Unit-Air-Source) | 38MURAQ24AB3* |  |  | CAP**3721AL* | 8(0,1)*SB60090M21*** | 24000 | 17.5 | 8.5 | 25200 | 21800 | 86.51% | 1.82 | 0 | 10 |  |  |  |  | R-410A | 2 | Residential & Commercial | USHP | Ducted CEE Tier 1
215676076 | Central HP <5.4 tons | AIRQUEST | HRCU-A-CB (Split System: Heat Pump with Remote Outdoor Unit-Air-Source) | H5H0V48*K*AAA* |  |  | EVM5X61M24A*+WALLCON | *96CTN1002122B* | 48500 | 19.5 | 9.5 | 50000 | 36600 | 73.2% | 2.12 | 0 | 10.5 |  |  |  |  | R-454B | 4.0417 | Residential & Commercial | USHP | Ducted CEE Tier 1
215676476 | Central HP <5.4 tons | AIRQUEST | HRCU-A-CB (Split System: Heat Pump with Remote Outdoor Unit-Air-Source) | H5H0V48*K*AAA* |  |  | EVD5X60M21A*+WALLCON | *80CTL0902120B* | 48000 | 19 | 9.5 | 50000 | 36600 | 73.2% | 2.12 | 0 | 10.5 |  |  |  |  | R-454B | 4 | Residential & Commercial | USHP | Ducted CEE Tier 1
214397497 | Central HP <5.4 tons | LUXAIRE | HRCU-A-CB (Split System: Heat Pump with Remote Outdoor Unit-Air-Source) | HH860E2S11 |  |  | CTF60C5CGS1 | TM9V080C16MP12 | 43500 | 17 | 9 | 44000 | 33600 | 76.36% | 2 | 0 | 11 |  |  |  |  | R-454B | 3.625 | Residential & Commercial | USHP | Ducted CEE Tier 1
215676526 | Central HP <5.4 tons | AIRQUEST | HRCU-A-CB (Split System: Heat Pump with Remote Outdoor Unit-Air-Source) | H5H0V48*K*AAA* |  |  | EVD5X60M21A*+WALLCON | *97CMN0602120B* | 47500 | 18.5 | 9 | 50000 | 37200 | 74.4% | 1.98 | 0 | 10 |  |  |  |  | R-454B | 3.9583 | Residential & Commercial | USHP | Ducted CEE Tier 1
215425688 | Central HP <5.4 tons | YORK | HRCU-A-CB (Split System: Heat Pump with Remote Outdoor Unit-Air-Source) | HH824E2S11 | ADP |  | H,YE32*30+TXV-BLEED | TM8Y080B12MP11 | 22200 | 17 | 8.65 | 21200 | 17200 | 81.13% | 1.94 | 0 | 11.5 |  |  |  |  | R-454B | 1.85 | Residential & Commercial | USHP | Ducted CEE Tier 1
211260571 | Central HP <5.4 tons | TEMPSTAR | HRCU-A-CB (Split System: Heat Pump with Remote Outdoor Unit-Air-Source) | DLCURAH18ABK |  |  | EA*4X24L17A* | *80ES(N,L)0701712A* | 18000 | 16 | 8.5 | 18800 | 18900 | 100.5% | 2.28 | 0 | 10.5 |  |  |  |  | R-410A | 1.5 | Residential & Commercial | USHP | Ducted CEE Tier 1
211261358 | Central HP <5.4 tons | TEMPSTAR | HRCU-A-CB (Split System: Heat Pump with Remote Outdoor Unit-Air-Source) | DLCURAH18ABK |  |  | EA*4X30L14A* | *95ESN0601412A* | 17900 | 16 | 8.5 | 18500 | 18500 | 100% | 2.22 | 0 | 10.5 |  |  |  |  | R-410A | 1.4917 | Residential & Commercial | USHP | Ducted CEE Tier 1
211261622 | Central HP <5.4 tons | TEMPSTAR | HRCU-A-CB (Split System: Heat Pump with Remote Outdoor Unit-Air-Source) | DLCURAH18ABK |  |  | EA*4X30L17A* | *96VSN0601412A* | 18000 | 16 | 8.5 | 18600 | 18500 | 99.46% | 2.22 | 0 | 10.5 |  |  |  |  | R-410A | 1.5 | Residential & Commercial | USHP | Ducted CEE Tier 1
211261990 | Central HP <5.4 tons | TEMPSTAR | HRCU-A-CB (Split System: Heat Pump with Remote Outdoor Unit-Air-Source) | DLCURAH18ABK |  |  | EA*4X30L17A* | *96VTN0601714A* | 17800 | 16 | 8.5 | 18400 | 18500 | 100.5% | 2.22 | 0 | 10.5 |  |  |  |  | R-410A | 1.4833 | Residential & Commercial | USHP | Ducted CEE Tier 1
211246010 | Central HP <5.4 tons | CARRIER | HRCU-A-CB (Split System: Heat Pump with Remote Outdoor Unit-Air-Source) | 38MURAQ24AB3* |  |  | CAP**3721AL* | GG96VTAA60100C | 24200 | 17 | 8.1 | 25000 | 21400 | 85.6% | 1.8 | 0 | 10 |  |  |  |  | R-410A | 2.0167 | Residential & Commercial | USHP | Ducted CEE Tier 1
211246017 | Central HP <5.4 tons | CARRIER | HRCU-A-CB (Split System: Heat Pump with Remote Outdoor Unit-Air-Source) | 38MURAQ24AB3* |  |  | CNPV*3014AL* | GG96VTAA30040A | 23600 | 15.5 | 8.1 | 26200 | 23600 | 90.08% | 1.92 | 0 | 10 |  |  |  |  | R-410A | 1.9667 | Residential & Commercial | USHP | Ducted CEE Tier 1
216487565 | Central HP <5.4 tons | BRYANT HEATING AND COOLING SYSTEMS | HRCU-A-CB (Split System: Heat Pump with Remote Outdoor Unit-Air-Source) | 290VAN060**AA* | ADP |  | CE(P,V)6024G48*+TXV | 88*TB66135C24*** | 55500 | 19 | 9 | 57500 | 41000 | 71.3% | 2.02 | 0 | 8.5 |  |  |  |  | R-454B | 4.625 | Residential & Commercial | USHP
211243102 | Central HP <5.4 tons | DAY & NIGHT | HRCU-A-CB (Split System: Heat Pump with Remote Outdoor Unit-Air-Source) | DLCURAH24ABK |  |  | EA*4X37L17A* | *95ESN0601714A* | 25200 | 16 | 8.5 | 26200 | 21200 | 80.92% | 1.76 | 0 | 10 |  |  |  |  | R-410A | 2.1 | Residential & Commercial | USHP | Ducted CEE Tier 1
210473425 | Central HP <5.4 tons | BRYANT HEATING AND COOLING SYSTEMS | HRCU-A-CB (Split System: Heat Pump with Remote Outdoor Unit-Air-Source) | 288BNV025*0**C* |  |  | CAP**4821AL*+UI | 987MB60060C21*** | 24000 | 16.5 | 8.1 | 21000 | 16600 | 79.05% | 2 | 0 | 11 |  |  |  |  | R-410A | 2 | Residential & Commercial | USHP | Ducted CEE Tier 1
212974965 | Central HP <5.4 tons | BRYANT HEATING AND COOLING SYSTEMS | HRCU-A-CB (Split System: Heat Pump with Remote Outdoor Unit-Air-Source) | 38MURAQ24AB3* |  |  | CAP**3017AL* | 926TC30040V14*** | 23400 | 16 | 8.5 | 26400 | 24800 | 93.94% | 2.06 | 0 | 10 |  |  |  |  | R-410A | 1.95 | Residential & Commercial | USHP | Ducted CEE Tier 1
215425592 | Central HP <5.4 tons | YORK | HRCU-A-CB (Split System: Heat Pump with Remote Outdoor Unit-Air-Source) | HH860E2S11 | ADP |  | H,YE1K*48+TXV | Y91E100C16SMPS1 | 45000 | 17 | 8.45 | 45000 | 33800 | 75.11% | 1.98 | 0 | 11.5 |  |  |  |  | R-454B | 3.75 | Residential & Commercial | USHP | Ducted CEE Tier 1
215425593 | Central HP <5.4 tons | YORK | HRCU-A-CB (Split System: Heat Pump with Remote Outdoor Unit-Air-Source) | HH860E2S11 | ADP |  | H,YE55*48+TXV | Y91E100C16SMPS1 | 45500 | 18 | 8.5 | 45000 | 33800 | 75.11% | 2 | 0 | 11.7 |  |  |  |  | R-454B | 3.7917 | Residential & Commercial | USHP | Ducted CEE Tier 1
215425595 | Central HP <5.4 tons | YORK | HRCU-A-CB (Split System: Heat Pump with Remote Outdoor Unit-Air-Source) | HH860E2S11 | ADP |  | H,YE49*48+TXV | Y91E100C16SMPS1 | 45500 | 18 | 8.5 | 45000 | 33800 | 75.11% | 2 | 0 | 11.7 |  |  |  |  | R-454B | 3.7917 | Residential & Commercial | USHP | Ducted CEE Tier 1
215425609 | Central HP <5.4 tons | YORK | HRCU-A-CB (Split System: Heat Pump with Remote Outdoor Unit-Air-Source) | HH860E2S11 | ADP |  | H,YE86*48+TXV | Y91E100C20SMPS1 | 45500 | 18 | 8.5 | 45000 | 33600 | 74.67% | 2 | 0 | 11.7 |  |  |  |  | R-454B | 3.7917 | Residential & Commercial | USHP | Ducted CEE Tier 1
214066652 | Central HP <5.4 tons | RHEEM | HRCU-A-CB (Split System: Heat Pump with Remote Outdoor Unit-Air-Source) | RD17AZ36AJ3N |  |  | RCFZ3621MTANM | R962V0855A21M4S | 34200 | 18 | 8.1 | 34200 | 29600 | 86.55% | 1.9 | 0 | 10 |  |  |  |  | R-410A | 2.85 | Residential & Commercial | USHP | Ducted CEE Tier 1
214066768 | Central HP <5.4 tons | RHEEM | HRCU-A-CB (Split System: Heat Pump with Remote Outdoor Unit-Air-Source) | RD17AZ36AJ3N |  |  | RCFZ3621MTANM | R801V0504A17UHN | 34200 | 18 | 8.1 | 34200 | 29800 | 87.13% | 1.9 | 0 | 10 |  |  |  |  | R-410A | 2.85 | Residential & Commercial | USHP | Ducted CEE Tier 1
215424706 | Central HP <5.4 tons | YORK | HRCU-A-CB (Split System: Heat Pump with Remote Outdoor Unit-Air-Source) | HH824E2S11 | ADP |  | H,YE8J*36+TXV | YP9C080B12MP13 | 23000 | 17 | 9 | 21400 | 17900 | 83.64% | 2 | 0 | 12 |  |  |  |  | R-454B | 1.9167 | Residential & Commercial | USHP | Ducted CEE Tier 1
215676926 | Central HP <5.4 tons | AIRQUEST | HRCU-A-CB (Split System: Heat Pump with Remote Outdoor Unit-Air-Source) | H5H0V48*K*AAA* |  |  | EVD5X61M24A*+WALLCON | *97CMN1002122B* | 48500 | 19.5 | 9.5 | 50000 | 36800 | 73.6% | 2.12 | 0 | 10.5 |  |  |  |  | R-454B | 4.0417 | Residential & Commercial | USHP | Ducted CEE Tier 1
215676946 | Central HP <5.4 tons | AIRQUEST | HRCU-A-CB (Split System: Heat Pump with Remote Outdoor Unit-Air-Source) | H5H0V48*K*AAA* |  |  | EVD5X61M24A*+WALLCON | *96CTN1002122B* | 48500 | 19.5 | 9.5 | 50000 | 36800 | 73.6% | 2.12 | 0 | 10.5 |  |  |  |  | R-454B | 4.0417 | Residential & Commercial | USHP | Ducted CEE Tier 1
215677246 | Central HP <5.4 tons | AIRQUEST | HRCU-A-CB (Split System: Heat Pump with Remote Outdoor Unit-Air-Source) | H5H0V60*K*AAA* |  |  | EVM5X61M24A*+WALLCON | *95CSU0802120B* | 57500 | 18 | 9 | 64000 | 45000 | 70.31% | 2.08 | 0 | 9 |  |  |  |  | R-454B | 4.7917 | Residential & Commercial | USHP
215676796 | Central HP <5.4 tons | AIRQUEST | HRCU-A-CB (Split System: Heat Pump with Remote Outdoor Unit-Air-Source) | H5H0V48*K*AAA* |  |  | EVD5X61M21A*+WALLCON | *97CMN0602120B* | 48000 | 18.5 | 9 | 50000 | 37400 | 74.8% | 2 | 0 | 10 |  |  |  |  | R-454B | 4 | Residential & Commercial | USHP | Ducted CEE Tier 1
215676876 | Central HP <5.4 tons | AIRQUEST | HRCU-A-CB (Split System: Heat Pump with Remote Outdoor Unit-Air-Source) | H5H0V48*K*AAA* |  |  | EVD5X61M24A*+WALLCON | *80CTL0902120B* | 48500 | 19.5 | 9.5 | 50000 | 36600 | 73.2% | 2.1 | 0 | 10.5 |  |  |  |  | R-454B | 4.0417 | Residential & Commercial | USHP | Ducted CEE Tier 1
215425672 | Central HP <5.4 tons | YORK | HRCU-A-CB (Split System: Heat Pump with Remote Outdoor Unit-Air-Source) | HH824E2S11 | ADP |  | H,YE24*24+TXV | TM8E100B12MP11 | 21800 | 17 | 8.5 | 21200 | 17600 | 83.02% | 1.92 | 0 | 11 |  |  |  |  | R-454B | 1.8167 | Residential & Commercial | USHP | Ducted CEE Tier 1
210474070 | Central HP <5.4 tons | BRYANT HEATING AND COOLING SYSTEMS | HRCU-A-CB (Split System: Heat Pump with Remote Outdoor Unit-Air-Source) | 288BNV025*0**C* |  |  | CNPV*4824AL*+UI | 935CA66100C21*** | 24200 | 17 | 8.1 | 21200 | 16600 | 78.3% | 2.02 | 0 | 11.5 |  |  |  |  | R-410A | 2.0167 | Residential & Commercial | USHP | Ducted CEE Tier 1
210474229 | Central HP <5.4 tons | BRYANT HEATING AND COOLING SYSTEMS | HRCU-A-CB (Split System: Heat Pump with Remote Outdoor Unit-Air-Source) | 288BNV025*0**C* |  |  | CSPH*4212AL*+UI | 935CA60080C21*** | 24200 | 16 | 8.1 | 21400 | 16600 | 77.57% | 2 | 0 | 11 |  |  |  |  | R-410A | 2.0167 | Residential & Commercial | USHP | Ducted CEE Tier 1
214328298 | Central HP <5.4 tons | CONTINENTAL | HRCU-A-CB (Split System: Heat Pump with Remote Outdoor Unit-Air-Source) | WSEHV2436RA1-C | ADP |  | H,A,DG35936 | WUV070T3AA | 22000 | 17 | 8.5 | 23400 | 17100 | 73.08% | 1.8 | 0 | 10 |  |  |  |  | R-410A | 1.8333 | Residential & Commercial | USHP | Ducted CEE Tier 1
215853460 | Central HP <5.4 tons | COLEMAN | HRCU-A-CB (Split System: Heat Pump with Remote Outdoor Unit-Air-Source) | HH860E2S11 |  |  | CTM60D5CJS1 | TP9C120D20MP13 | 53500 | 19 | 9 | 55500 | 40000 | 72.07% | 2 | 0 | 11 |  |  |  |  | R-454B | 4.4583 | Residential & Commercial | USHP | Ducted CEE Tier 1
211245993 | Central HP <5.4 tons | CARRIER | HRCU-A-CB (Split System: Heat Pump with Remote Outdoor Unit-Air-Source) | 38MURAQ24AB3* |  |  | CAP**2417AL* | GG96VTAA42060B | 23600 | 16 | 8.5 | 26800 | 24400 | 91.04% | 2.02 | 0 | 10 |  |  |  |  | R-410A | 1.9667 | Residential & Commercial | USHP | Ducted CEE Tier 1
211246002 | Central HP <5.4 tons | CARRIER | HRCU-A-CB (Split System: Heat Pump with Remote Outdoor Unit-Air-Source) | 38MURAQ24AB3* |  |  | CAP**3617AL* | GG96VTAA30040A | 23400 | 16 | 8.5 | 25600 | 23800 | 92.97% | 1.96 | 0 | 10 |  |  |  |  | R-410A | 1.95 | Residential & Commercial | USHP | Ducted CEE Tier 1
215425843 | Central HP <5.4 tons | YORK | HRCU-A-CB (Split System: Heat Pump with Remote Outdoor Unit-Air-Source) | HH824E2S11 | ADP |  | H,YE33*30+TXV | YP9C060B12MP13 | 22400 | 17 | 8.8 | 21400 | 17200 | 80.37% | 1.96 | 0 | 11 |  |  |  |  | R-454B | 1.8667 | Residential & Commercial | USHP | Ducted CEE Tier 1
215677316 | Central HP <5.4 tons | AIRQUEST | HRCU-A-CB (Split System: Heat Pump with Remote Outdoor Unit-Air-Source) | H5H0V60*K*AAA* |  |  | EVD5X60M21A*+WALLCON | *80CSU0802120A* | 57000 | 18 | 9 | 63500 | 44500 | 70.08% | 2.08 | 0 | 9 |  |  |  |  | R-454B | 4.75 | Residential & Commercial | USHP
215677516 | Central HP <5.4 tons | AIRQUEST | HRCU-A-CB (Split System: Heat Pump with Remote Outdoor Unit-Air-Source) | H5H0V60*K*AAA* |  |  | EVD5X60M24A*+WALLCON | *97CMN0802120B* | 56500 | 18 | 9 | 63500 | 44500 | 70.08% | 2.08 | 0 | 9 |  |  |  |  | R-454B | 4.7083 | Residential & Commercial | USHP
215677166 | Central HP <5.4 tons | AIRQUEST | HRCU-A-CB (Split System: Heat Pump with Remote Outdoor Unit-Air-Source) | H5H0V60*K*AAA* |  |  | EVM5X60M24A*+WALLCON | *97CMN0602120B* | 55500 | 17.5 | 8.5 | 64000 | 45500 | 71.09% | 1.94 | 0 | 8.5 |  |  |  |  | R-454B | 4.625 | Residential & Commercial | USHP
215677266 | Central HP <5.4 tons | AIRQUEST | HRCU-A-CB (Split System: Heat Pump with Remote Outdoor Unit-Air-Source) | H5H0V60*K*AAA* |  |  | EVM5X61M24A*+WALLCON | *97CMN0602120B* | 56500 | 18 | 9 | 65000 | 45500 | 70% | 2.06 | 0 | 8.5 |  |  |  |  | R-454B | 4.7083 | Residential & Commercial | USHP
214397559 | Central HP <5.4 tons | LUXAIRE | HRCU-A-CB (Split System: Heat Pump with Remote Outdoor Unit-Air-Source) | HH824E2S11 |  |  | CTM30B5ACS1 | TPLC080B12MP13 | 23000 | 17 | 9.5 | 23000 | 17900 | 77.83% | 2 | 0 | 12 |  |  |  |  | R-454B | 1.9167 | Residential & Commercial | USHP | Ducted CEE Tier 1
212979216 | Central HP <5.4 tons | BRYANT HEATING AND COOLING SYSTEMS | HRCU-A-CB (Split System: Heat Pump with Remote Outdoor Unit-Air-Source) | 38MURAQ24AB3* |  |  | CNPV*3017AL* | 8(0,1)*SB48070M17*** | 23600 | 17 | 8.5 | 26400 | 24400 | 92.42% | 2.02 | 0 | 10.5 |  |  |  |  | R-410A | 1.9667 | Residential & Commercial | USHP | Ducted CEE Tier 1
212982253 | Central HP <5.4 tons | BRYANT HEATING AND COOLING SYSTEMS | HRCU-A-CB (Split System: Heat Pump with Remote Outdoor Unit-Air-Source) | 38MURAQ24AB3* |  |  | CAP**2517AL* | 83*SB36040M17*** | 24400 | 17 | 8.5 | 25200 | 21600 | 85.71% | 1.82 | 0 | 10 |  |  |  |  | R-410A | 2.0333 | Residential & Commercial | USHP | Ducted CEE Tier 1
207455121 | Central HP <5.4 tons | LENNOX | HRCU-A-CB (Split System: Heat Pump with Remote Outdoor Unit-Air-Source) | SL25XPV-036-230A** | ADP |  | LH35/38F9 | SL280UH080NV60C* | 34000 | 21 | 8.8 | 33800 | 27000 | 79.88% | 1.82 | 14 | 13.5 |  |  |  |  | R-410A | 2.8333 | Residential & Commercial | USHP | Ducted CEE Tier 1
215677816 | Central HP <5.4 tons | AIRQUEST | HRCU-A-CB (Split System: Heat Pump with Remote Outdoor Unit-Air-Source) | H5H0V60*K*AAA* |  |  | EA*5X60M24A*+WALLCON | *95CSU1002122B* | 55000 | 18.5 | 8.5 | 59000 | 41500 | 70.34% | 2.04 | 0 | 9 |  |  |  |  | R-454B | 4.5833 | Residential & Commercial | USHP
216684944 | Central HP <5.4 tons | MAINLINE | HRCU-A-CB (Split System: Heat Pump with Remote Outdoor Unit-Air-Source) | MLP19AY36AJVC |  |  | TCFY3621MEAAM | ML97MV0855A21DH | 34200 | 21 | 10 | 34200 | 29400 | 85.96% | 2 | 0 | 12 |  |  |  |  | R-454B | 2.85 | Residential & Commercial | USHP | Ducted CEE Tier 1
207454731 | Central HP <5.4 tons | LENNOX | HRCU-A-CB (Split System: Heat Pump with Remote Outdoor Unit-Air-Source) | SL25XPV-024-230A** | ADP |  | LH35/38X9 | EL296UH090XV48C* | 22200 | 21 | 9.4 | 19800 | 19600 | 98.99% | 1.9 | 14 | 14.5 |  |  |  |  | R-410A | 1.85 | Residential & Commercial | USHP | Ducted CEE Tier 1
207454818 | Central HP <5.4 tons | LENNOX | HRCU-A-CB (Split System: Heat Pump with Remote Outdoor Unit-Air-Source) | SL25XPV-024-230A** | ADP |  | LH29/36F9 | SL280UH090V48B* | 21400 | 21 | 9.35 | 19800 | 19500 | 98.48% | 1.94 | 14 | 14 |  |  |  |  | R-410A | 1.7833 | Residential & Commercial | USHP | Ducted CEE Tier 1
207454918 | Central HP <5.4 tons | LENNOX | HRCU-A-CB (Split System: Heat Pump with Remote Outdoor Unit-Air-Source) | SL25XPV-024-230A** | ADP |  | LH35/38X9 | SL297UH080NV48C* | 22200 | 21 | 9.3 | 19800 | 19800 | 100% | 1.9 | 14 | 14 |  |  |  |  | R-410A | 1.85 | Residential & Commercial | USHP | Ducted CEE Tier 1
215677906 | Central HP <5.4 tons | AIRQUEST | HRCU-A-CB (Split System: Heat Pump with Remote Outdoor Unit-Air-Source) | H5H0V60*K*AAA* |  |  | EA*5X61M24A*+WALLCON | *80CSU1002120A* | 56000 | 18 | 9 | 60000 | 42000 | 70% | 2 | 0 | 9 |  |  |  |  | R-454B | 4.6667 | Residential & Commercial | USHP
216644168 | Central HP <5.4 tons | TEMPSTAR | HRCU-A-CB (Split System: Heat Pump with Remote Outdoor Unit-Air-Source) | D5CUHAH18AAK |  |  | EA*5X19M17A* | *96VSN0601412B* | 18000 | 15.2 | 9 | 19800 | 17700 | 89.39% | 1.9 | 0 | 11 |  |  |  |  | R-454B | 1.5 | Residential & Commercial | USHP | Ducted CEE Tier 1
215676486 | Central HP <5.4 tons | AIRQUEST | HRCU-A-CB (Split System: Heat Pump with Remote Outdoor Unit-Air-Source) | H5H0V48*K*AAA* |  |  | EVD5X60M21A*+WALLCON | *80CTL1102120B* | 48000 | 19 | 9.5 | 50000 | 36600 | 73.2% | 2.1 | 0 | 10.5 |  |  |  |  | R-454B | 4 | Residential & Commercial | USHP | Ducted CEE Tier 1
216643945 | Central HP <5.4 tons | TEMPSTAR | HRCU-A-CB (Split System: Heat Pump with Remote Outdoor Unit-Air-Source) | D5CUHAH18AAK |  |  | EA*5X19M17A* | *92MSN0801716A* | 18500 | 15.2 | 10.5 | 20000 | 17800 | 89% | 2 | 0 | 11.5 |  |  |  |  | R-454B | 1.5417 | Residential & Commercial | USHP | Ducted CEE Tier 1
215676786 | Central HP <5.4 tons | AIRQUEST | HRCU-A-CB (Split System: Heat Pump with Remote Outdoor Unit-Air-Source) | H5H0V48*K*AAA* |  |  | EVD5X61M21A*+WALLCON | *95CSU1002122B* | 48500 | 19 | 9 | 50000 | 36600 | 73.2% | 2.12 | 0 | 10.5 |  |  |  |  | R-454B | 4.0417 | Residential & Commercial | USHP | Ducted CEE Tier 1
215676886 | Central HP <5.4 tons | AIRQUEST | HRCU-A-CB (Split System: Heat Pump with Remote Outdoor Unit-Air-Source) | H5H0V48*K*AAA* |  |  | EVD5X61M24A*+WALLCON | *80CTL1352422B* | 48500 | 19.5 | 9.5 | 50000 | 36600 | 73.2% | 2.1 | 0 | 10.5 |  |  |  |  | R-454B | 4.0417 | Residential & Commercial | USHP | Ducted CEE Tier 1
215425665 | Central HP <5.4 tons | YORK | HRCU-A-CB (Split System: Heat Pump with Remote Outdoor Unit-Air-Source) | HH824E2S11 | ADP |  | H,YE24*24+TXV | TM8E080B12MP11 | 21800 | 17 | 8.55 | 21200 | 17500 | 82.55% | 1.92 | 0 | 11 |  |  |  |  | R-454B | 1.8167 | Residential & Commercial | USHP | Ducted CEE Tier 1
215425658 | Central HP <5.4 tons | YORK | HRCU-A-CB (Split System: Heat Pump with Remote Outdoor Unit-Air-Source) | HH824E2S11 | ADP |  | H,YE24*24+TXV | TM8E060A12MP11 | 21800 | 17 | 8.55 | 21200 | 17500 | 82.55% | 1.92 | 0 | 11 |  |  |  |  | R-454B | 1.8167 | Residential & Commercial | USHP | Ducted CEE Tier 1
215425694 | Central HP <5.4 tons | YORK | HRCU-A-CB (Split System: Heat Pump with Remote Outdoor Unit-Air-Source) | HH824E2S11 | ADP |  | H,YE24*36+TXV | TM9E026A08MP12 | 22000 | 16 | 8.55 | 21200 | 17200 | 81.13% | 1.92 | 0 | 10.5 |  |  |  |  | R-454B | 1.8333 | Residential & Commercial | USHP | Ducted CEE Tier 1
212632748 | Central HP <5.4 tons | LENNOX | HRCU-A-CB (Split System: Heat Pump with Remote Outdoor Unit-Air-Source) | SL25XPV-036-230A** | ADP |  | LD30/36Y9 | SL280DF110V60C* | 33600 | 20 | 8.7 | 34400 | 28800 | 83.72% | 1.76 | 0 | 13 |  |  |  |  | R-410A | 2.8 | Residential & Commercial | USHP | Ducted CEE Tier 1
216751483 | Central HP <5.4 tons | YORK | HRCU-A-CB (Split System: Heat Pump with Remote Outdoor Unit-Air-Source) | HH824E2S11 | ADP |  | H,YG9J*36+TXV-BLEED | TM8Y060A12MP11 | 23000 | 17 | 9 | 21400 | 17800 | 83.18% | 2 | 0 | 12 |  |  |  |  | R-454B | 1.9167 | Residential & Commercial | USHP | Ducted CEE Tier 1
216751487 | Central HP <5.4 tons | YORK | HRCU-A-CB (Split System: Heat Pump with Remote Outdoor Unit-Air-Source) | HH824E2S11 | ADP |  | H,YG34*36+TXV-BLEED | TM9E026A08MP12 | 22800 | 16 | 8.9 | 21400 | 17900 | 83.64% | 1.98 | 0 | 11.7 |  |  |  |  | R-454B | 1.9 | Residential & Commercial | USHP | Ducted CEE Tier 1
216751502 | Central HP <5.4 tons | YORK | HRCU-A-CB (Split System: Heat Pump with Remote Outdoor Unit-Air-Source) | HH824E2S11 | ADP |  | H,YG7J*36+TXV-BLEED | TM9E060A10MP12 | 22400 | 16 | 8.8 | 21400 | 17700 | 82.71% | 1.96 | 0 | 11.5 |  |  |  |  | R-454B | 1.8667 | Residential & Commercial | USHP | Ducted CEE Tier 1
216751535 | Central HP <5.4 tons | YORK | HRCU-A-CB (Split System: Heat Pump with Remote Outdoor Unit-Air-Source) | HH824E2S11 | ADP |  | H,YG34*36+TXV-BLEED | Y81E060A12SMPS1 | 22800 | 17 | 9.4 | 21400 | 17600 | 82.24% | 1.98 | 0 | 11.7 |  |  |  |  | R-454B | 1.9 | Residential & Commercial | USHP | Ducted CEE Tier 1
216751553 | Central HP <5.4 tons | YORK | HRCU-A-CB (Split System: Heat Pump with Remote Outdoor Unit-Air-Source) | HH824E2S11 | ADP |  | H,YG33*36+TXV-BLEED | Y91E040A10SMPS1 | 22400 | 17 | 8.8 | 21400 | 17300 | 80.84% | 1.96 | 0 | 11.5 |  |  |  |  | R-454B | 1.8667 | Residential & Commercial | USHP | Ducted CEE Tier 1
216644431 | Central HP <5.4 tons | TEMPSTAR | HRCU-A-CB (Split System: Heat Pump with Remote Outdoor Unit-Air-Source) | D5CUHAH18AAK |  |  | EA*5X25M17A* | *96VTN0601412B* | 18000 | 15.2 | 9 | 19700 | 17600 | 89.34% | 1.88 | 0 | 11 |  |  |  |  | R-454B | 1.5 | Residential & Commercial | USHP | Ducted CEE Tier 1
216644645 | Central HP <5.4 tons | TEMPSTAR | HRCU-A-CB (Split System: Heat Pump with Remote Outdoor Unit-Air-Source) | D5CUHAH18AAK |  |  | FM(C,U)5Z18**AL* | 0 | 18000 | 15.2 | 12.5 | 21200 | 18800 | 88.68% | 2.08 | 0 | 11 |  |  |  |  | R-454B | 1.5 | Residential & Commercial | USHP | Ducted CEE Tier 1
216684915 | Central HP <5.4 tons | MAINLINE | HRCU-A-CB (Split System: Heat Pump with Remote Outdoor Unit-Air-Source) | MLP19AY24AJVC |  |  | TCFY2421HEAAM | ML951V0603A17UH | 22800 | 21 | 8.5 | 22800 | 18600 | 81.58% | 1.8 | 0 | 13 |  |  |  |  | R-454B | 1.9 | Residential & Commercial | USHP | Ducted CEE Tier 1
215747656 | Central HP <5.4 tons | MAINLINE | HRCU-A-CB (Split System: Heat Pump with Remote Outdoor Unit-Air-Source) | MLP19AY24AJVC |  |  | MLHMVY3621MEACA | 0 | 22800 | 19 | 8.5 | 22800 | 19500 | 85.53% | 1.9 | 0 | 12 |  |  |  |  | R-454B | 1.9 | Residential & Commercial | USHP | Ducted CEE Tier 1
215677536 | Central HP <5.4 tons | AIRQUEST | HRCU-A-CB (Split System: Heat Pump with Remote Outdoor Unit-Air-Source) | H5H0V60*K*AAA* |  |  | EVD5X60M24A*+WALLCON | *97CMN1202422B* | 56500 | 18.5 | 9 | 63000 | 44500 | 70.63% | 2.08 | 0 | 9 |  |  |  |  | R-454B | 4.7083 | Residential & Commercial | USHP
216997240 | Central HP <5.4 tons | CARRIER | HRCU-A-CB (Split System: Heat Pump with Remote Outdoor Unit-Air-Source) | 27VNA024A*030* | ADP |  | H,PG7J*36+TXV | 59TN7A100C21**22 | 22200 | 17 | 9 | 21600 | 15900 | 73.61% | 2.02 | 0 | 9.5 |  |  |  |  | R-454B | 1.85 | Residential & Commercial | USHP
215941533 | Central HP <5.4 tons | TEMPSTAR | HRCU-A-CB (Split System: Heat Pump with Remote Outdoor Unit-Air-Source) | T5H3V48*K*AAA* |  |  | EVD5X48M21A*+WALLCON | *96CTN0802120B* | 44500 | 19.5 | 8.1 | 52000 | 38500 | 74.04% | 1.9 | 0 | 10.5 |  |  |  |  | R-454B | 3.7083 | Residential & Commercial | USHP | Ducted CEE Tier 1
216734337 | Central HP <5.4 tons | TEMPSTAR | HRCU-A-CB (Split System: Heat Pump with Remote Outdoor Unit-Air-Source) | D5CUHAH24AAK |  |  | EA*5X30M17A* | OMV112K14A | 22600 | 15.5 | 8.5 | 21400 | 19100 | 89.25% | 1.96 | 0 | 10.5 |  |  |  |  | R-454B | 1.8833 | Residential & Commercial | USHP | Ducted CEE Tier 1
216734454 | Central HP <5.4 tons | TEMPSTAR | HRCU-A-CB (Split System: Heat Pump with Remote Outdoor Unit-Air-Source) | D5CUHAH24AAK |  |  | EA*5X36M17A* | *80VSL0901716B* | 22200 | 16.5 | 8.1 | 20800 | 18700 | 89.9% | 1.85 | 0 | 10.5 |  |  |  |  | R-454B | 1.85 | Residential & Commercial | USHP | Ducted CEE Tier 1
211001178 | Central HP <5.4 tons | ARMSTRONG AIR | HRCU-A-CB (Split System: Heat Pump with Remote Outdoor Unit-Air-Source) | 4SHP18LX136P | ADP |  | PL36H175P159 | A80UH2E090B12 | 23600 | 19 | 8.5 | 22400 | 18200 | 81.25% | 2.14 | 0 | 12 |  |  |  |  | R-410A | 1.9667 | Residential & Commercial | USHP | Ducted CEE Tier 1
214061501 | Central HP <5.4 tons | DUCANE | HRCU-A-CB (Split System: Heat Pump with Remote Outdoor Unit-Air-Source) | 4HP18V36P | ADP |  | A36VDA+TXV | 97G2DF070BE16 | 23800 | 18 | 8.5 | 22400 | 16300 | 72.77% | 2.16 | 0 | 12 |  |  |  |  | R-410A | 1.9833 | Residential & Commercial | USHP | Ducted CEE Tier 1
212550166 | Central HP <5.4 tons | ARMSTRONG AIR | HRCU-A-CB (Split System: Heat Pump with Remote Outdoor Unit-Air-Source) | 4SHP18LX136P | ADP |  | A30VBA+TXV | A96DS2V070B16 | 23200 | 18 | 8.1 | 22400 | 16200 | 72.32% | 2.12 | 0 | 12 |  |  |  |  | R-410A | 1.9333 | Residential & Commercial | USHP | Ducted CEE Tier 1
216735240 | Central HP <5.4 tons | TEMPSTAR | HRCU-A-CB (Split System: Heat Pump with Remote Outdoor Unit-Air-Source) | D5CUHAH24AAK |  |  | EA*5X37M17A* | *96VSN0601412B* | 22600 | 16 | 8.5 | 20600 | 18400 | 89.32% | 1.96 | 0 | 11 |  |  |  |  | R-454B | 1.8833 | Residential & Commercial | USHP | Ducted CEE Tier 1
216735359 | Central HP <5.4 tons | TEMPSTAR | HRCU-A-CB (Split System: Heat Pump with Remote Outdoor Unit-Air-Source) | D5CUHAH24AAK |  |  | EA*5X37M17A* | *96VTN0801716B* | 23000 | 16.5 | 8.5 | 20800 | 18500 | 88.94% | 1.96 | 0 | 11 |  |  |  |  | R-454B | 1.9167 | Residential & Commercial | USHP | Ducted CEE Tier 1
216735591 | Central HP <5.4 tons | TEMPSTAR | HRCU-A-CB (Split System: Heat Pump with Remote Outdoor Unit-Air-Source) | D5CUHAH24AAK |  |  | EA*5X37M21A* | *80MSU1002120A* | 23200 | 16.5 | 8.5 | 20800 | 18500 | 88.94% | 1.96 | 0 | 11 |  |  |  |  | R-454B | 1.9333 | Residential & Commercial | USHP | Ducted CEE Tier 1
216735875 | Central HP <5.4 tons | TEMPSTAR | HRCU-A-CB (Split System: Heat Pump with Remote Outdoor Unit-Air-Source) | D5CUHAH24AAK |  |  | EA*5X37M21A* | *96VSN0601716B* | 23000 | 16.5 | 8.5 | 20600 | 18400 | 89.32% | 1.96 | 0 | 11 |  |  |  |  | R-454B | 1.9167 | Residential & Commercial | USHP | Ducted CEE Tier 1
216736026 | Central HP <5.4 tons | TEMPSTAR | HRCU-A-CB (Split System: Heat Pump with Remote Outdoor Unit-Air-Source) | D5CUHAH24AAK |  |  | EA*5X37M21A* | *96VTN0802120B* | 23200 | 16.5 | 8.5 | 20800 | 18500 | 88.94% | 1.96 | 0 | 11 |  |  |  |  | R-454B | 1.9333 | Residential & Commercial | USHP | Ducted CEE Tier 1
216736294 | Central HP <5.4 tons | TEMPSTAR | HRCU-A-CB (Split System: Heat Pump with Remote Outdoor Unit-Air-Source) | D5CUHAH24AAK |  |  | ESH5X24M12A* | *80VSL0701716B* | 22400 | 16 | 8.1 | 21200 | 19100 | 90.09% | 1.85 | 0 | 10.5 |  |  |  |  | R-454B | 1.8667 | Residential & Commercial | USHP | Ducted CEE Tier 1
216736694 | Central HP <5.4 tons | TEMPSTAR | HRCU-A-CB (Split System: Heat Pump with Remote Outdoor Unit-Air-Source) | D5CUHAH24AAK |  |  | ESH5X24M12A* | *96VSN0601716B* | 22400 | 15.2 | 8.1 | 21200 | 19100 | 90.09% | 1.85 | 0 | 10.5 |  |  |  |  | R-454B | 1.8667 | Residential & Commercial | USHP | Ducted CEE Tier 1
216736962 | Central HP <5.4 tons | TEMPSTAR | HRCU-A-CB (Split System: Heat Pump with Remote Outdoor Unit-Air-Source) | D5CUHAH24AAK |  |  | ESH5X24M12A* | *97VTN1202422A* | 22400 | 15.2 | 8.1 | 21200 | 19100 | 90.09% | 1.85 | 0 | 10.5 |  |  |  |  | R-454B | 1.8667 | Residential & Commercial | USHP | Ducted CEE Tier 1
215676986 | Central HP <5.4 tons | AIRQUEST | HRCU-A-CB (Split System: Heat Pump with Remote Outdoor Unit-Air-Source) | H5H0V60*K*AAA* |  |  | EVM5X60M21A*+WALLCON | *80CTL0701716B* | 55000 | 18 | 9 | 59500 | 43500 | 73.11% | 2.1 | 0 | 9.5 |  |  |  |  | R-454B | 4.5833 | Residential & Commercial | USHP
216494101 | Central HP <5.4 tons | BRYANT HEATING AND COOLING SYSTEMS | HRCU-A-CB (Split System: Heat Pump with Remote Outdoor Unit-Air-Source) | 290VAN024**AA* | ADP |  | CE(P,V)3621G34*+TXV | 88*TB36070C14*** | 23200 | 17 | 9 | 22600 | 16200 | 71.68% | 1.98 | 0 | 10 |  |  |  |  | R-454B | 1.9333 | Residential & Commercial | USHP | Ducted CEE Tier 1
216494108 | Central HP <5.4 tons | BRYANT HEATING AND COOLING SYSTEMS | HRCU-A-CB (Split System: Heat Pump with Remote Outdoor Unit-Air-Source) | 290VAN024**AA* | ADP |  | CE(P,V)3621G34*+TXV | 987MC42060C17*** | 23000 | 17 | 9 | 22600 | 16300 | 72.12% | 1.98 | 0 | 10 |  |  |  |  | R-454B | 1.9167 | Residential & Commercial | USHP | Ducted CEE Tier 1
216737047 | Central HP <5.4 tons | TEMPSTAR | HRCU-A-CB (Split System: Heat Pump with Remote Outdoor Unit-Air-Source) | D5CUHAH24AAK |  |  | ESH5X30M12A* | *80MS(N,L)0701712A* | 22600 | 15.5 | 8.1 | 21000 | 18800 | 89.52% | 1.85 | 0 | 10.5 |  |  |  |  | R-454B | 1.8833 | Residential & Commercial | USHP | Ducted CEE Tier 1
216737164 | Central HP <5.4 tons | TEMPSTAR | HRCU-A-CB (Split System: Heat Pump with Remote Outdoor Unit-Air-Source) | D5CUHAH24AAK |  |  | ESH5X30M12A* | *80VSL0701412B* | 22600 | 16 | 8.1 | 21000 | 18800 | 89.52% | 1.85 | 0 | 10.5 |  |  |  |  | R-454B | 1.8833 | Residential & Commercial | USHP | Ducted CEE Tier 1
216735090 | Central HP <5.4 tons | TEMPSTAR | HRCU-A-CB (Split System: Heat Pump with Remote Outdoor Unit-Air-Source) | D5CUHAH24AAK |  |  | EA*5X37M17A* | *95CSU0601716B* | 22800 | 16 | 8.5 | 20800 | 18500 | 88.94% | 1.98 | 0 | 11 |  |  |  |  | R-454B | 1.9 | Residential & Commercial | USHP | Ducted CEE Tier 1
216735108 | Central HP <5.4 tons | TEMPSTAR | HRCU-A-CB (Split System: Heat Pump with Remote Outdoor Unit-Air-Source) | D5CUHAH24AAK |  |  | EA*5X37M17A* | *97CMN0801714B* | 22800 | 16 | 8.5 | 20600 | 18400 | 89.32% | 1.96 | 0 | 11 |  |  |  |  | R-454B | 1.9 | Residential & Commercial | USHP | Ducted CEE Tier 1
211386700 | Central HP <5.4 tons | FRASER-JOHNSTON | HRCU-A-CB (Split System: Heat Pump with Remote Outdoor Unit-Air-Source) | HMH72B341 |  |  | XAHC36DBCN1 | TM9Y100C20MP11 | 34000 | 15.5 | 8.1 | 34000 | 24400 | 71.76% | 2.06 | 0 | 9.5 |  |  |  |  | R-410A | 2.8333 | Residential & Commercial | USHP
214239296 | Central HP <5.4 tons | AIRQUEST | HRCU-A-CB (Split System: Heat Pump with Remote Outdoor Unit-Air-Source) | HVH837GKA2* |  |  | EN(A,D)4X48L24**+WALLCON | *80CTL1102120B* | 32400 | 17 | 8.1 | 32600 | 24600 | 75.46% | 1.96 | 0 | 11.5 |  |  |  |  | R-410A | 2.7 | Residential & Commercial | USHP | Ducted CEE Tier 1
215726445 | Central HP <5.4 tons | YORK | HRCU-A-CB (Split System: Heat Pump with Remote Outdoor Unit-Air-Source) | HH836E2S11 | ADP |  | H,YG81*36+TXV-BLEED | Y81E120C20SMPS1 | 33600 | 19 | 8.5 | 30000 | 25000 | 83.33% | 2 | 0 | 11 |  |  |  |  | R-454B | 2.8 | Residential & Commercial | USHP | Ducted CEE Tier 1
215726454 | Central HP <5.4 tons | YORK | HRCU-A-CB (Split System: Heat Pump with Remote Outdoor Unit-Air-Source) | HH836E2S11 | ADP |  | H,YG81*36+TXV | Y82E080B12LMPS1 | 32800 | 19 | 8.5 | 28400 | 24400 | 85.92% | 2 | 0 | 11.7 |  |  |  |  | R-454B | 2.7333 | Residential & Commercial | USHP | Ducted CEE Tier 1
214671462 | Central HP <5.4 tons | LENNOX | HRCU-A-CB (Split System: Heat Pump with Remote Outdoor Unit-Air-Source) | SL25XPV-036-230A** | ADP |  | L*29/36U9 | SL297UH040NV36B* | 33800 | 21 | 8.8 | 34200 | 27400 | 80.12% | 1.8 | 0 | 13 |  |  |  |  | R-410A | 2.8167 | Residential & Commercial | USHP | Ducted CEE Tier 1
215675596 | Central HP <5.4 tons | AIRQUEST | HRCU-A-CB (Split System: Heat Pump with Remote Outdoor Unit-Air-Source) | H5H0V48*K*AAA* |  |  | EVM5X49M21A*+WALLCON | *95CSU1002122B* | 48000 | 19 | 9 | 50000 | 36600 | 73.2% | 2.02 | 0 | 10 |  |  |  |  | R-454B | 4 | Residential & Commercial | USHP | Ducted CEE Tier 1
215425659 | Central HP <5.4 tons | YORK | HRCU-A-CB (Split System: Heat Pump with Remote Outdoor Unit-Air-Source) | HH824E2S11 | ADP |  | H,YE24*36+TXV | TM8E060A12MP11 | 21800 | 17 | 8.55 | 21200 | 17500 | 82.55% | 1.92 | 0 | 11 |  |  |  |  | R-454B | 1.8167 | Residential & Commercial | USHP | Ducted CEE Tier 1
215425675 | Central HP <5.4 tons | YORK | HRCU-A-CB (Split System: Heat Pump with Remote Outdoor Unit-Air-Source) | HH824E2S11 | ADP |  | H,YE32*24+TXV | TM8E100B12MP11 | 22200 | 17 | 8.65 | 21200 | 17700 | 83.49% | 1.94 | 0 | 11.5 |  |  |  |  | R-454B | 1.85 | Residential & Commercial | USHP | Ducted CEE Tier 1
215675696 | Central HP <5.4 tons | AIRQUEST | HRCU-A-CB (Split System: Heat Pump with Remote Outdoor Unit-Air-Source) | H5H0V48*K*AAA* |  |  | EVM5X60M21A*+WALLCON | *80CTL0451712B* | 47500 | 18 | 9 | 50000 | 37600 | 75.2% | 1.98 | 0 | 9.5 |  |  |  |  | R-454B | 3.9583 | Residential & Commercial | USHP
215675746 | Central HP <5.4 tons | AIRQUEST | HRCU-A-CB (Split System: Heat Pump with Remote Outdoor Unit-Air-Source) | H5H0V48*K*AAA* |  |  | EVM5X60M21A*+WALLCON | *80CTL1102120B* | 48000 | 19 | 9 | 50000 | 36600 | 73.2% | 2 | 0 | 10.5 |  |  |  |  | R-454B | 4 | Residential & Commercial | USHP | Ducted CEE Tier 1
214397576 | Central HP <5.4 tons | LUXAIRE | HRCU-A-CB (Split System: Heat Pump with Remote Outdoor Unit-Air-Source) | HH824E2S11 |  |  | CTF30B5ACS1 | LP9C060B12MP13 | 23000 | 17 | 9.5 | 23000 | 18300 | 79.57% | 2 | 0 | 12 |  |  |  |  | R-454B | 1.9167 | Residential & Commercial | USHP | Ducted CEE Tier 1
215677616 | Central HP <5.4 tons | AIRQUEST | HRCU-A-CB (Split System: Heat Pump with Remote Outdoor Unit-Air-Source) | H5H0V60*K*AAA* |  |  | EVD5X61M21A*+WALLCON | *97CMN0602120B* | 56000 | 17.5 | 9 | 65000 | 46000 | 70.77% | 2.06 | 0 | 8.5 |  |  |  |  | R-454B | 4.6667 | Residential & Commercial | USHP
215677786 | Central HP <5.4 tons | AIRQUEST | HRCU-A-CB (Split System: Heat Pump with Remote Outdoor Unit-Air-Source) | H5H0V60*K*AAA* |  |  | EA*5X60M24A*+WALLCON | *80CTL1102120B* | 55000 | 18.5 | 9 | 59000 | 41500 | 70.34% | 2.02 | 0 | 9 |  |  |  |  | R-454B | 4.5833 | Residential & Commercial | USHP
215677886 | Central HP <5.4 tons | AIRQUEST | HRCU-A-CB (Split System: Heat Pump with Remote Outdoor Unit-Air-Source) | H5H0V60*K*AAA* |  |  | EA*5X61M21A*+WALLCON | *80CTL0701716B* | 54500 | 18 | 8.5 | 58500 | 41500 | 70.94% | 1.92 | 0 | 9 |  |  |  |  | R-454B | 4.5417 | Residential & Commercial | USHP
214397993 | Central HP <5.4 tons | LUXAIRE | HRCU-A-CB (Split System: Heat Pump with Remote Outdoor Unit-Air-Source) | HH824E2S11 |  |  | CTF30B5ACS1 | TL9E060B12UH11 | 23000 | 17 | 9.5 | 23000 | 18400 | 80% | 2 | 0 | 12 |  |  |  |  | R-454B | 1.9167 | Residential & Commercial | USHP | Ducted CEE Tier 1
216684961 | Central HP <5.4 tons | MAINLINE | HRCU-A-CB (Split System: Heat Pump with Remote Outdoor Unit-Air-Source) | MLP19AY48AJVC |  |  | TCFY4821SEAAM | ML97MV0855A21DH | 45500 | 19 | 10 | 45500 | 42000 | 92.31% | 2.1 | 0 | 12 |  |  |  |  | R-454B | 3.7917 | Residential & Commercial | USHP | Ducted CEE Tier 1
212520209 | Central HP <5.4 tons | CARRIER | HRCU-A-CB (Split System: Heat Pump with Remote Outdoor Unit-Air-Source) | 38MURAQ24AB3* | ADP |  | H,PG32936 | 58S(B,C)*A070E14**12 | 24000 | 17 | 8.5 | 24600 | 22000 | 89.43% | 1.86 | 0 | 9.5 |  |  |  |  | R-410A | 2 | Residential & Commercial | USHP
212520225 | Central HP <5.4 tons | CARRIER | HRCU-A-CB (Split System: Heat Pump with Remote Outdoor Unit-Air-Source) | 38MURAQ24AB3* | ADP |  | H,PG32936 | 58S(B,C)*A090E17**14 | 24400 | 17 | 8.5 | 24800 | 21600 | 87.1% | 1.84 | 0 | 9.5 |  |  |  |  | R-410A | 2.0333 | Residential & Commercial | USHP
212520252 | Central HP <5.4 tons | CARRIER | HRCU-A-CB (Split System: Heat Pump with Remote Outdoor Unit-Air-Source) | 38MURAQ24AB3* | ADP |  | H,PG24936 | 58SP*A090V21**20 | 23600 | 17 | 8.5 | 24400 | 22400 | 91.8% | 1.88 | 0 | 9.5 |  |  |  |  | R-410A | 1.9667 | Residential & Commercial | USHP
215677206 | Central HP <5.4 tons | AIRQUEST | HRCU-A-CB (Split System: Heat Pump with Remote Outdoor Unit-Air-Source) | H5H0V60*K*AAA* |  |  | EVM5X60M24A*+WALLCON | *96CTN1202422B* | 56500 | 18.5 | 9 | 63000 | 44500 | 70.63% | 2.1 | 0 | 9 |  |  |  |  | R-454B | 4.7083 | Residential & Commercial | USHP
215677526 | Central HP <5.4 tons | AIRQUEST | HRCU-A-CB (Split System: Heat Pump with Remote Outdoor Unit-Air-Source) | H5H0V60*K*AAA* |  |  | EVD5X60M24A*+WALLCON | *97CMN1002122B* | 56500 | 18.5 | 9 | 63000 | 44500 | 70.63% | 2.08 | 0 | 9 |  |  |  |  | R-454B | 4.7083 | Residential & Commercial | USHP
215677576 | Central HP <5.4 tons | AIRQUEST | HRCU-A-CB (Split System: Heat Pump with Remote Outdoor Unit-Air-Source) | H5H0V60*K*AAA* |  |  | EVD5X61M21A*+WALLCON | *80CTL0701716B* | 55500 | 18 | 9 | 60500 | 43500 | 71.9% | 2.1 | 0 | 9.5 |  |  |  |  | R-454B | 4.625 | Residential & Commercial | USHP
215677676 | Central HP <5.4 tons | AIRQUEST | HRCU-A-CB (Split System: Heat Pump with Remote Outdoor Unit-Air-Source) | H5H0V60*K*AAA* |  |  | EVD5X61M24A*+WALLCON | *95CSU0802120B* | 57500 | 18 | 9 | 64000 | 45000 | 70.31% | 2.08 | 0 | 9 |  |  |  |  | R-454B | 4.7917 | Residential & Commercial | USHP
212520215 | Central HP <5.4 tons | CARRIER | HRCU-A-CB (Split System: Heat Pump with Remote Outdoor Unit-Air-Source) | 38MURAQ24AB3* | ADP |  | H,PG9J936 | 58S(B,C)*A070E17**12 | 23400 | 17 | 8.5 | 24000 | 23200 | 96.67% | 1.98 | 0 | 10 |  |  |  |  | R-410A | 1.95 | Residential & Commercial | USHP | Ducted CEE Tier 1
216494136 | Central HP <5.4 tons | BRYANT HEATING AND COOLING SYSTEMS | HRCU-A-CB (Split System: Heat Pump with Remote Outdoor Unit-Air-Source) | 290VAN048**AA* | ADP |  | CE(P,V)4824G1K*+TXV | 987MC60080C21*** | 44000 | 17 | 9 | 45500 | 33200 | 72.97% | 2.06 | 0 | 9.5 |  |  |  |  | R-454B | 3.6667 | Residential & Commercial | USHP
216494137 | Central HP <5.4 tons | BRYANT HEATING AND COOLING SYSTEMS | HRCU-A-CB (Split System: Heat Pump with Remote Outdoor Unit-Air-Source) | 290VAN048**AA* | ADP |  | CE(P,V)4824G1K*+TXV | 987MC66100C21*** | 43500 | 18 | 9 | 45500 | 33200 | 72.97% | 2.06 | 0 | 9.5 |  |  |  |  | R-454B | 3.625 | Residential & Commercial | USHP
215676916 | Central HP <5.4 tons | AIRQUEST | HRCU-A-CB (Split System: Heat Pump with Remote Outdoor Unit-Air-Source) | H5H0V48*K*AAA* |  |  | EVD5X61M24A*+WALLCON | *97CMN0802120B* | 48500 | 19 | 9.5 | 50000 | 36800 | 73.6% | 2.1 | 0 | 10.5 |  |  |  |  | R-454B | 4.0417 | Residential & Commercial | USHP | Ducted CEE Tier 1
215611118 | Central HP <5.4 tons | MAINLINE | HRCU-A-CB (Split System: Heat Pump with Remote Outdoor Unit-Air-Source) | MLP19AY48AJVC |  |  | MLHMVY4821SEACA | 0 | 45500 | 19 | 8.5 | 45500 | 42000 | 92.31% | 2.1 | 0 | 12 |  |  |  |  | R-454B | 3.7917 | Residential & Commercial | USHP | Ducted CEE Tier 1
215677826 | Central HP <5.4 tons | AIRQUEST | HRCU-A-CB (Split System: Heat Pump with Remote Outdoor Unit-Air-Source) | H5H0V60*K*AAA* |  |  | EA*5X60M24A*+WALLCON | *97CMN0602120B* | 54000 | 17.5 | 8.5 | 60500 | 42500 | 70.25% | 1.86 | 0 | 8 |  |  |  |  | R-454B | 4.5 | Residential & Commercial | USHP
214097945 | Central HP <5.4 tons | RHEEM | HRCU-A-CB (Split System: Heat Pump with Remote Outdoor Unit-Air-Source) | RD17AZ48AJ3N |  |  | RH3VZ6024STACN | 0 | 45500 | 17 | 8.1 | 45500 | 40000 | 87.91% | 2.1 | 0 | 11.7 |  |  |  |  | R-410A | 3.7917 | Residential & Commercial | USHP | Ducted CEE Tier 1
215677796 | Central HP <5.4 tons | AIRQUEST | HRCU-A-CB (Split System: Heat Pump with Remote Outdoor Unit-Air-Source) | H5H0V60*K*AAA* |  |  | EA*5X60M24A*+WALLCON | *80CTL1352422B* | 55500 | 18.5 | 9 | 59000 | 41500 | 70.34% | 2.02 | 0 | 9 |  |  |  |  | R-454B | 4.625 | Residential & Commercial | USHP
215678016 | Central HP <5.4 tons | AIRQUEST | HRCU-A-CB (Split System: Heat Pump with Remote Outdoor Unit-Air-Source) | H5H0V60*K*AAA* |  |  | EA*5X61M24A*+WALLCON | *96CTN1002122B* | 56000 | 18.5 | 9 | 60000 | 42000 | 70% | 2.02 | 0 | 9 |  |  |  |  | R-454B | 4.6667 | Residential & Commercial | USHP
215676416 | Central HP <5.4 tons | AIRQUEST | HRCU-A-CB (Split System: Heat Pump with Remote Outdoor Unit-Air-Source) | H5H0V48*K*AAA* |  |  | EVD5X60M21A*+WALLCON | *80CSU0802120A* | 48000 | 19 | 9 | 50000 | 36600 | 73.2% | 2.12 | 0 | 10 |  |  |  |  | R-454B | 4 | Residential & Commercial | USHP | Ducted CEE Tier 1
215677486 | Central HP <5.4 tons | AIRQUEST | HRCU-A-CB (Split System: Heat Pump with Remote Outdoor Unit-Air-Source) | H5H0V60*K*AAA* |  |  | EVD5X60M24A*+WALLCON | *95CSU0802120B* | 56500 | 18 | 9 | 63500 | 44500 | 70.08% | 2.08 | 0 | 9 |  |  |  |  | R-454B | 4.7083 | Residential & Commercial | USHP
215677806 | Central HP <5.4 tons | AIRQUEST | HRCU-A-CB (Split System: Heat Pump with Remote Outdoor Unit-Air-Source) | H5H0V60*K*AAA* |  |  | EA*5X60M24A*+WALLCON | *95CSU0802120B* | 54500 | 18 | 8.5 | 59500 | 42000 | 70.59% | 1.9 | 0 | 8.5 |  |  |  |  | R-454B | 4.5417 | Residential & Commercial | USHP
214595984 | Central HP <5.4 tons | MIDEA | HRCU-A-CB (Split System: Heat Pump with Remote Outdoor Unit-Air-Source) | MOVB-36HDN1-M20G | ADP |  | F,PE*G34936 | 0 | 33400 | 18 | 9.3 | 32600 | 23600 | 72.39% | 1.88 | 0 | 11.7 |  |  |  |  | R-410A | 2.7833 | Residential & Commercial | USHP | Ducted CEE Tier 1
214717441 | Central HP <5.4 tons | MIDEA | HRCU-A-CB (Split System: Heat Pump with Remote Outdoor Unit-Air-Source) | MOVB-36HDN1-M20G | ADP |  | F,PE*E32925 | 0 | 23000 | 15.2 | 8.8 | 22400 | 16500 | 73.66% | 1.96 | 0 | 11.7 |  |  |  |  | R-410A | 1.9167 | Residential & Commercial | USHP | Ducted CEE Tier 1
215677446 | Central HP <5.4 tons | AIRQUEST | HRCU-A-CB (Split System: Heat Pump with Remote Outdoor Unit-Air-Source) | H5H0V60*K*AAA* |  |  | EVD5X60M24A*+WALLCON | *80CTL0702120B* | 56000 | 18 | 9 | 63500 | 45000 | 70.87% | 2.06 | 0 | 9 |  |  |  |  | R-454B | 4.6667 | Residential & Commercial | USHP
212520229 | Central HP <5.4 tons | CARRIER | HRCU-A-CB (Split System: Heat Pump with Remote Outdoor Unit-Air-Source) | 38MURAQ24AB3* | ADP |  | H,PG32936 | 58S(B,C)*A090E21**20 | 24600 | 17 | 8.5 | 25000 | 21600 | 86.4% | 1.82 | 0 | 10 |  |  |  |  | R-410A | 2.05 | Residential & Commercial | USHP | Ducted CEE Tier 1
212520230 | Central HP <5.4 tons | CARRIER | HRCU-A-CB (Split System: Heat Pump with Remote Outdoor Unit-Air-Source) | 38MURAQ24AB3* | ADP |  | H,PG34936 | 58S(B,C)*A090E21**20 | 24800 | 17 | 8.5 | 25000 | 21600 | 86.4% | 1.82 | 0 | 10 |  |  |  |  | R-410A | 2.0667 | Residential & Commercial | USHP | Ducted CEE Tier 1
212520263 | Central HP <5.4 tons | CARRIER | HRCU-A-CB (Split System: Heat Pump with Remote Outdoor Unit-Air-Source) | 38MURAQ24AB3* | ADP |  | H,PG9J936 | 58SU*A060E17**16 | 25000 | 17 | 8.5 | 25000 | 21400 | 85.6% | 1.82 | 0 | 10.5 |  |  |  |  | R-410A | 2.0833 | Residential & Commercial | USHP | Ducted CEE Tier 1
212520280 | Central HP <5.4 tons | CARRIER | HRCU-A-CB (Split System: Heat Pump with Remote Outdoor Unit-Air-Source) | 38MURAQ24AB3* | ADP |  | H,PG24936 | 58TP*A090V17**16 | 23200 | 17 | 8.1 | 24400 | 23000 | 94.26% | 1.94 | 0 | 10 |  |  |  |  | R-410A | 1.9333 | Residential & Commercial | USHP | Ducted CEE Tier 1
212520283 | Central HP <5.4 tons | CARRIER | HRCU-A-CB (Split System: Heat Pump with Remote Outdoor Unit-Air-Source) | 38MURAQ24AB3* | ADP |  | H,PG9J936 | 58TP*A090V17**16 | 23800 | 17 | 8.1 | 24400 | 23000 | 94.26% | 1.94 | 0 | 10.5 |  |  |  |  | R-410A | 1.9833 | Residential & Commercial | USHP | Ducted CEE Tier 1
213297794 | Central HP <5.4 tons | LUXAIRE | HRCU-A-CB (Split System: Heat Pump with Remote Outdoor Unit-Air-Source) | HMH72B341 |  |  | XAFC30CXXN1+TXV | Z8ES100B12LMPS1 | 33000 | 18 | 8.5 | 33000 | 23200 | 70.3% | 2.04 | 0 | 9.5 |  |  |  |  | R-410A | 2.75 | Residential & Commercial | USHP
214061498 | Central HP <5.4 tons | DUCANE | HRCU-A-CB (Split System: Heat Pump with Remote Outdoor Unit-Air-Source) | 4HP18V36P | ADP |  | A30VBA+TXV | 97G2DF045BE12 | 23600 | 17 | 8.35 | 22400 | 16300 | 72.77% | 2.12 | 0 | 12 |  |  |  |  | R-410A | 1.9667 | Residential & Commercial | USHP | Ducted CEE Tier 1
215676746 | Central HP <5.4 tons | AIRQUEST | HRCU-A-CB (Split System: Heat Pump with Remote Outdoor Unit-Air-Source) | H5H0V48*K*AAA* |  |  | EVD5X61M21A*+WALLCON | *80CTL0902120B* | 48500 | 19.5 | 9.5 | 50000 | 36600 | 73.2% | 2.12 | 0 | 10.5 |  |  |  |  | R-454B | 4.0417 | Residential & Commercial | USHP | Ducted CEE Tier 1
207455352 | Central HP <5.4 tons | LENNOX | HRCU-A-CB (Split System: Heat Pump with Remote Outdoor Unit-Air-Source) | SL25XPV-048-230A** | ADP |  | LH42/62W9 | EL296UH110XV48C* | 45500 | 20 | 9.4 | 42000 | 36000 | 85.71% | 1.88 | 12.5 | 12 |  |  |  |  | R-410A | 3.7917 | Residential & Commercial | USHP | Ducted CEE Tier 1
207455386 | Central HP <5.4 tons | LENNOX | HRCU-A-CB (Split System: Heat Pump with Remote Outdoor Unit-Air-Source) | SL25XPV-048-230A** | ADP |  | L*42/60Z9 | SL280UH090V60C* | 45000 | 21 | 9.2 | 43500 | 36800 | 84.6% | 1.84 | 12.5 | 12.5 |  |  |  |  | R-410A | 3.75 | Residential & Commercial | USHP | Ducted CEE Tier 1
207455285 | Central HP <5.4 tons | LENNOX | HRCU-A-CB (Split System: Heat Pump with Remote Outdoor Unit-Air-Source) | SL25XPV-024-230A** | ADP |  | LH35/36F9 | EL296UH070XV36B* | 22200 | 22 | 10 | 20000 | 20000 | 100% | 1.84 | 14 | 14 |  |  |  |  | R-410A | 1.85 | Residential & Commercial | USHP | Ducted CEE Tier 1
216684937 | Central HP <5.4 tons | MAINLINE | HRCU-A-CB (Split System: Heat Pump with Remote Outdoor Unit-Air-Source) | MLP19AY24AJVC |  |  | TCFY2421HEAAM | ML802V0504A17UH | 22800 | 20 | 8.5 | 22800 | 18500 | 81.14% | 1.8 | 0 | 12 |  |  |  |  | R-454B | 1.9 | Residential & Commercial | USHP | Ducted CEE Tier 1
214573517 | Central HP <5.4 tons | TEMPSTAR | HRCU-A-CB (Split System: Heat Pump with Remote Outdoor Unit-Air-Source) | TVH837GKA** |  |  | EN(A,D)4X48L24**+WALLCON | *95CSU1002122B* | 32400 | 17.5 | 8.5 | 32600 | 24800 | 76.07% | 1.98 | 0 | 11.5 |  |  |  |  | R-410A | 2.7 | Residential & Commercial | USHP | Ducted CEE Tier 1
207455139 | Central HP <5.4 tons | LENNOX | HRCU-A-CB (Split System: Heat Pump with Remote Outdoor Unit-Air-Source) | SL25XPV-036-230A** | ADP |  | L*35/36S9 | SL280UH090V48B* | 34000 | 22 | 8.8 | 32800 | 25400 | 77.44% | 1.84 | 14 | 13.5 |  |  |  |  | R-410A | 2.8333 | Residential & Commercial | USHP | Ducted CEE Tier 1
207454964 | Central HP <5.4 tons | LENNOX | HRCU-A-CB (Split System: Heat Pump with Remote Outdoor Unit-Air-Source) | SL25XPV-024-230A** | ADP |  | LH35/38F9 | SLP99UH090XV36C* | 22200 | 22 | 9.3 | 19800 | 19800 | 100% | 1.9 | 14 | 14.5 |  |  |  |  | R-410A | 1.85 | Residential & Commercial | USHP | Ducted CEE Tier 1
207455169 | Central HP <5.4 tons | LENNOX | HRCU-A-CB (Split System: Heat Pump with Remote Outdoor Unit-Air-Source) | SL25XPV-036-230A** | ADP |  | LH35/38F9 | SL280UH100NV60C* | 34000 | 21 | 8.8 | 33600 | 27000 | 80.36% | 1.82 | 14 | 13.5 |  |  |  |  | R-410A | 2.8333 | Residential & Commercial | USHP | Ducted CEE Tier 1
207455439 | Central HP <5.4 tons | LENNOX | HRCU-A-CB (Split System: Heat Pump with Remote Outdoor Unit-Air-Source) | SL25XPV-048-230A** | ADP |  | LD42/61Z9 | SLP99DF110XV60C* | 45500 | 20 | 9 | 42000 | 35000 | 83.33% | 1.84 | 12 | 12 |  |  |  |  | R-410A | 3.7917 | Residential & Commercial | USHP | Ducted CEE Tier 1
207455319 | Central HP <5.4 tons | LENNOX | HRCU-A-CB (Split System: Heat Pump with Remote Outdoor Unit-Air-Source) | SL25XPV-024-230A** | ADP |  | LH35/36F9 | SLP99UH070XV36B* | 22200 | 22 | 10 | 20000 | 20000 | 100% | 1.84 | 14 | 14 |  |  |  |  | R-410A | 1.85 | Residential & Commercial | USHP | Ducted CEE Tier 1
211393157 | Central HP <5.4 tons | FRASER-JOHNSTON | HRCU-A-CB (Split System: Heat Pump with Remote Outdoor Unit-Air-Source) | HMH72B341 |  |  | XAHC36DBCN1 | TL9E060B12UH11 | 32800 | 17.5 | 8.1 | 32400 | 22800 | 70.37% | 1.98 | 0 | 9.5 |  |  |  |  | R-410A | 2.7333 | Residential & Commercial | USHP
216755389 | Central HP <5.4 tons | TEMPSTAR | HRCU-A-CB (Split System: Heat Pump with Remote Outdoor Unit-Air-Source) | D5CUHAH30AAK |  |  | EA*5X37M21A* | *80VSL1102122B* | 31000 | 15.2 | 9 | 34200 | 30200 | 88.3% | 1.8 | 0 | 9.5 |  |  |  |  | R-454B | 2.5833 | Residential & Commercial | USHP
207455189 | Central HP <5.4 tons | LENNOX | HRCU-A-CB (Split System: Heat Pump with Remote Outdoor Unit-Air-Source) | SL25XPV-036-230A** | ADP |  | LH23/37W9 | SL280UH110XV60C* | 34000 | 21 | 8.8 | 33800 | 27000 | 79.88% | 1.84 | 14 | 13.5 |  |  |  |  | R-410A | 2.8333 | Residential & Commercial | USHP | Ducted CEE Tier 1
212979654 | Central HP <5.4 tons | BRYANT HEATING AND COOLING SYSTEMS | HRCU-A-CB (Split System: Heat Pump with Remote Outdoor Unit-Air-Source) | 38MURAQ36AB3* |  |  | CAP**4821AL* | 8(0,1)*SB42090M17*** | 35800 | 16.5 | 8.5 | 37800 | 34600 | 91.53% | 2.02 | 0 | 10 |  |  |  |  | R-410A | 2.9833 | Residential & Commercial | USHP | Ducted CEE Tier 1
207455419 | Central HP <5.4 tons | LENNOX | HRCU-A-CB (Split System: Heat Pump with Remote Outdoor Unit-Air-Source) | SL25XPV-048-230A** | ADP |  | LH40/61W9 | SL297UH080NV48C* | 44500 | 20 | 9.2 | 43500 | 37200 | 85.52% | 1.82 | 12.5 | 12 |  |  |  |  | R-410A | 3.7083 | Residential & Commercial | USHP | Ducted CEE Tier 1
207455449 | Central HP <5.4 tons | LENNOX | HRCU-A-CB (Split System: Heat Pump with Remote Outdoor Unit-Air-Source) | SL25XPV-048-230A** | ADP |  | LH40/61W9 | SLP99UH090XV60C* | 44500 | 20 | 9.2 | 43500 | 37000 | 85.06% | 1.8 | 12 | 12 |  |  |  |  | R-410A | 3.7083 | Residential & Commercial | USHP | Ducted CEE Tier 1
211246024 | Central HP <5.4 tons | CARRIER | HRCU-A-CB (Split System: Heat Pump with Remote Outdoor Unit-Air-Source) | 38MURAQ24AB3* |  |  | CNPV*3621AL* | GG96VTAA60100C | 23600 | 17 | 8.1 | 25800 | 23800 | 92.25% | 1.98 | 0 | 10.5 |  |  |  |  | R-410A | 1.9667 | Residential & Commercial | USHP | Ducted CEE Tier 1
213778854 | Central HP <5.4 tons | TEMPSTAR | HRCU-A-CB (Split System: Heat Pump with Remote Outdoor Unit-Air-Source) | TVH837GKA** |  |  | EA*4X36L21A*+WALLCON | *80CTL0902120B* | 31600 | 17 | 8.1 | 32800 | 24200 | 73.78% | 1.86 | 0 | 11 |  |  |  |  | R-410A | 2.6333 | Residential & Commercial | USHP | Ducted CEE Tier 1
213779054 | Central HP <5.4 tons | TEMPSTAR | HRCU-A-CB (Split System: Heat Pump with Remote Outdoor Unit-Air-Source) | TVH837GKA** |  |  | EA*4X37L21A*+WALLCON | *96CTN1002122B* | 33000 | 17 | 8.5 | 32600 | 25000 | 76.69% | 1.98 | 0 | 11.5 |  |  |  |  | R-410A | 2.75 | Residential & Commercial | USHP | Ducted CEE Tier 1
213779074 | Central HP <5.4 tons | TEMPSTAR | HRCU-A-CB (Split System: Heat Pump with Remote Outdoor Unit-Air-Source) | TVH837GKA** |  |  | EA*4X42L21A*+WALLCON | *80CTL0701716B* | 31400 | 17 | 8.1 | 33200 | 24400 | 73.49% | 1.86 | 0 | 10.5 |  |  |  |  | R-410A | 2.6167 | Residential & Commercial | USHP | Ducted CEE Tier 1
213779104 | Central HP <5.4 tons | TEMPSTAR | HRCU-A-CB (Split System: Heat Pump with Remote Outdoor Unit-Air-Source) | TVH837GKA** |  |  | EA*4X42L21A*+WALLCON | *80CTL1102120B* | 31800 | 17 | 8.1 | 32800 | 24200 | 73.78% | 1.88 | 0 | 11 |  |  |  |  | R-410A | 2.65 | Residential & Commercial | USHP | Ducted CEE Tier 1
213779124 | Central HP <5.4 tons | TEMPSTAR | HRCU-A-CB (Split System: Heat Pump with Remote Outdoor Unit-Air-Source) | TVH837GKA** |  |  | EA*4X42L21A*+WALLCON | *97CMN0601714B* | 31600 | 16.5 | 8.1 | 33200 | 24600 | 74.1% | 1.84 | 0 | 10.5 |  |  |  |  | R-410A | 2.6333 | Residential & Commercial | USHP | Ducted CEE Tier 1
213779324 | Central HP <5.4 tons | TEMPSTAR | HRCU-A-CB (Split System: Heat Pump with Remote Outdoor Unit-Air-Source) | TVH837GKA** |  |  | EA*4X43L21A*+WALLCON | *97CMN0801714B* | 32800 | 17 | 8.1 | 33000 | 25200 | 76.36% | 1.96 | 0 | 11 |  |  |  |  | R-410A | 2.7333 | Residential & Commercial | USHP | Ducted CEE Tier 1
213780174 | Central HP <5.4 tons | TEMPSTAR | HRCU-A-CB (Split System: Heat Pump with Remote Outdoor Unit-Air-Source) | TVH837GKA** |  |  | EHD4X48AAL+WALLCON | *80CTL0901716B* | 32400 | 16.5 | 8.1 | 33000 | 24800 | 75.15% | 1.96 | 0 | 11 |  |  |  |  | R-410A | 2.7 | Residential & Commercial | USHP | Ducted CEE Tier 1
213780244 | Central HP <5.4 tons | TEMPSTAR | HRCU-A-CB (Split System: Heat Pump with Remote Outdoor Unit-Air-Source) | TVH837GKA** |  |  | EHD4X48AAL+WALLCON | *97CMN1002122B* | 32600 | 16.5 | 8.1 | 33000 | 24800 | 75.15% | 1.96 | 0 | 11 |  |  |  |  | R-410A | 2.7167 | Residential & Commercial | USHP | Ducted CEE Tier 1
211387651 | Central HP <5.4 tons | FRASER-JOHNSTON | HRCU-A-CB (Split System: Heat Pump with Remote Outdoor Unit-Air-Source) | HMH72B341 |  |  | XAFC36DBCN1 | TP9C080C16MP13 | 34000 | 17.5 | 8.1 | 33800 | 23800 | 70.41% | 2.08 | 0 | 10 |  |  |  |  | R-410A | 2.8333 | Residential & Commercial | USHP | Ducted CEE Tier 1
211386183 | Central HP <5.4 tons | FRASER-JOHNSTON | HRCU-A-CB (Split System: Heat Pump with Remote Outdoor Unit-Air-Source) | HMH72B341 |  |  | XAHD48FXXN1+TXV | TL9E080C16UH11 | 33200 | 16 | 8.1 | 32400 | 23600 | 72.84% | 2.04 | 0 | 9 |  |  |  |  | R-410A | 2.7667 | Residential & Commercial | USHP
216735959 | Central HP <5.4 tons | TEMPSTAR | HRCU-A-CB (Split System: Heat Pump with Remote Outdoor Unit-Air-Source) | D5CUHAH24AAK |  |  | EA*5X37M21A* | *96CTN0601714B* | 23000 | 16.5 | 8.5 | 20600 | 18400 | 89.32% | 1.94 | 0 | 11 |  |  |  |  | R-454B | 1.9167 | Residential & Commercial | USHP | Ducted CEE Tier 1
215677436 | Central HP <5.4 tons | AIRQUEST | HRCU-A-CB (Split System: Heat Pump with Remote Outdoor Unit-Air-Source) | H5H0V60*K*AAA* |  |  | EVD5X60M24A*+WALLCON | *80CSU1002120A* | 56500 | 18 | 9 | 63000 | 44500 | 70.63% | 2.08 | 0 | 9 |  |  |  |  | R-454B | 4.7083 | Residential & Commercial | USHP
216487701 | Central HP <5.4 tons | BRYANT HEATING AND COOLING SYSTEMS | HRCU-A-CB (Split System: Heat Pump with Remote Outdoor Unit-Air-Source) | 293VAN048**AA* | ADP |  | CE(P,V)6021G48*+TXV | 987MC60060C21*** | 43500 | 20 | 9.5 | 46500 | 37000 | 79.57% | 2 | 0 | 10 |  |  |  |  | R-454B | 3.625 | Residential & Commercial | USHP | Ducted CEE Tier 1
216487590 | Central HP <5.4 tons | BRYANT HEATING AND COOLING SYSTEMS | HRCU-A-CB (Split System: Heat Pump with Remote Outdoor Unit-Air-Source) | 293VAN036**AA* | ADP |  | CE(P,V)3614G34*+TXV | 88*TB48090C17*** | 32800 | 20 | 9.5 | 33000 | 26000 | 78.79% | 2.04 | 0 | 11 |  |  |  |  | R-454B | 2.7333 | Residential & Commercial | USHP | Ducted CEE Tier 1
216487617 | Central HP <5.4 tons | BRYANT HEATING AND COOLING SYSTEMS | HRCU-A-CB (Split System: Heat Pump with Remote Outdoor Unit-Air-Source) | 293VAN036**AA* | ADP |  | CE(P,V)3614G34*+TXV | 987MC60060C21*** | 32600 | 19 | 9.5 | 33600 | 26800 | 79.76% | 2 | 0 | 11 |  |  |  |  | R-454B | 2.7167 | Residential & Commercial | USHP | Ducted CEE Tier 1
212978599 | Central HP <5.4 tons | BRYANT HEATING AND COOLING SYSTEMS | HRCU-A-CB (Split System: Heat Pump with Remote Outdoor Unit-Air-Source) | 38MURAQ30AB3* |  |  | CNPV*4217AL* | 8(0,1)*SB36070M17*** | 30000 | 15.2 | 8.1 | 34000 | 27200 | 80% | 1.82 | 0 | 9 |  |  |  |  | R-410A | 2.5 | Residential & Commercial | USHP
215676996 | Central HP <5.4 tons | AIRQUEST | HRCU-A-CB (Split System: Heat Pump with Remote Outdoor Unit-Air-Source) | H5H0V60*K*AAA* |  |  | EVM5X60M21A*+WALLCON | *80CTL0702120B* | 56500 | 18 | 9 | 64000 | 45000 | 70.31% | 2.06 | 0 | 9 |  |  |  |  | R-454B | 4.7083 | Residential & Commercial | USHP
215677396 | Central HP <5.4 tons | AIRQUEST | HRCU-A-CB (Split System: Heat Pump with Remote Outdoor Unit-Air-Source) | H5H0V60*K*AAA* |  |  | EVD5X60M21A*+WALLCON | *97CMN0602120B* | 55500 | 17.5 | 8.5 | 64000 | 46000 | 71.88% | 1.94 | 0 | 8.5 |  |  |  |  | R-454B | 4.625 | Residential & Commercial | USHP
207455049 | Central HP <5.4 tons | LENNOX | HRCU-A-CB (Split System: Heat Pump with Remote Outdoor Unit-Air-Source) | SL25XPV-036-230A** | ADP |  | LH35/38X9 | EL296UH090XV60C* | 33600 | 21 | 8.6 | 32800 | 26200 | 79.88% | 1.8 | 14 | 13 |  |  |  |  | R-410A | 2.8 | Residential & Commercial | USHP | Ducted CEE Tier 1
207455115 | Central HP <5.4 tons | LENNOX | HRCU-A-CB (Split System: Heat Pump with Remote Outdoor Unit-Air-Source) | SL25XPV-036-230A** | ADP |  | L*35/36S9 | SL280UH080NV48B* | 34000 | 21 | 8.8 | 33800 | 27200 | 80.47% | 1.8 | 14 | 13 |  |  |  |  | R-410A | 2.8333 | Residential & Commercial | USHP | Ducted CEE Tier 1
207455185 | Central HP <5.4 tons | LENNOX | HRCU-A-CB (Split System: Heat Pump with Remote Outdoor Unit-Air-Source) | SL25XPV-036-230A** | ADP |  | LH35/38F9 | SL280UH110XV60C* | 34000 | 21 | 8.8 | 33800 | 27000 | 79.88% | 1.84 | 14 | 13.5 |  |  |  |  | R-410A | 2.8333 | Residential & Commercial | USHP | Ducted CEE Tier 1
216051057 | Central HP <5.4 tons | RHEEM | HRCU-A-CB (Split System: Heat Pump with Remote Outdoor Unit-Air-Source) | RP19AY24AJVC |  |  | RCFY2421HEAAM | R802V0504A17UH | 22800 | 20 | 10 | 22800 | 18500 | 81.14% | 1.8 | 0 | 12 |  |  |  |  | R-454B | 1.9 | Residential & Commercial | USHP | Ducted CEE Tier 1
215677096 | Central HP <5.4 tons | AIRQUEST | HRCU-A-CB (Split System: Heat Pump with Remote Outdoor Unit-Air-Source) | H5H0V60*K*AAA* |  |  | EVM5X60M24A*+WALLCON | *80CSU1002120A* | 56500 | 18 | 9 | 63000 | 44500 | 70.63% | 2.08 | 0 | 9 |  |  |  |  | R-454B | 4.7083 | Residential & Commercial | USHP
215677746 | Central HP <5.4 tons | AIRQUEST | HRCU-A-CB (Split System: Heat Pump with Remote Outdoor Unit-Air-Source) | H5H0V60*K*AAA* |  |  | EA*5X60M24A*+WALLCON | *80CSU0802120A* | 55000 | 18.5 | 8.5 | 59000 | 41500 | 70.34% | 2.02 | 0 | 9 |  |  |  |  | R-454B | 4.5833 | Residential & Commercial | USHP
207454735 | Central HP <5.4 tons | LENNOX | HRCU-A-CB (Split System: Heat Pump with Remote Outdoor Unit-Air-Source) | SL25XPV-024-230A** | ADP |  | L*35/36S9 | EL296UH090XV48C* | 22200 | 21 | 9.4 | 19800 | 19600 | 98.99% | 1.9 | 14 | 14.5 |  |  |  |  | R-410A | 1.85 | Residential & Commercial | USHP | Ducted CEE Tier 1
207454737 | Central HP <5.4 tons | LENNOX | HRCU-A-CB (Split System: Heat Pump with Remote Outdoor Unit-Air-Source) | SL25XPV-024-230A** | ADP |  | LH23/37W9 | EL296UH090XV48C* | 22200 | 21 | 9.4 | 19800 | 19600 | 98.99% | 1.9 | 14 | 14.5 |  |  |  |  | R-410A | 1.85 | Residential & Commercial | USHP | Ducted CEE Tier 1
207454796 | Central HP <5.4 tons | LENNOX | HRCU-A-CB (Split System: Heat Pump with Remote Outdoor Unit-Air-Source) | SL25XPV-024-230A** | ADP |  | L*35/36U9 | SL280UH070XV36A* | 22200 | 21 | 9.2 | 20000 | 20000 | 100% | 1.84 | 14 | 14 |  |  |  |  | R-410A | 1.85 | Residential & Commercial | USHP | Ducted CEE Tier 1
215676896 | Central HP <5.4 tons | AIRQUEST | HRCU-A-CB (Split System: Heat Pump with Remote Outdoor Unit-Air-Source) | H5H0V48*K*AAA* |  |  | EVD5X61M24A*+WALLCON | *95CSU1002122B* | 48500 | 19 | 9 | 50000 | 36600 | 73.2% | 2.1 | 0 | 10.5 |  |  |  |  | R-454B | 4.0417 | Residential & Commercial | USHP | Ducted CEE Tier 1
216761976 | Central HP <5.4 tons | BRYANT HEATING AND COOLING SYSTEMS | HRCU-A-CB (Split System: Heat Pump with Remote Outdoor Unit-Air-Source) | 38MURAQ24AB3* | ADP |  | H,PG21930 | 927TA48080V17*** | 23800 | 17 | 10.45 | 25000 | 33200 | 132.8% | 2.5 | 0 | 10.5 |  |  |  |  | R-410A | 1.9833 | Residential & Commercial | USHP | Ducted CEE Tier 1
216761983 | Central HP <5.4 tons | BRYANT HEATING AND COOLING SYSTEMS | HRCU-A-CB (Split System: Heat Pump with Remote Outdoor Unit-Air-Source) | 38MURAQ24AB3* | ADP |  | H,PG1K936 | 927TA60080V21*** | 26000 | 18 | 10.5 | 24400 | 31600 | 129.5% | 2.42 | 0 | 11.5 |  |  |  |  | R-410A | 2.1667 | Residential & Commercial | USHP | Ducted CEE Tier 1
211388631 | Central HP <5.4 tons | FRASER-JOHNSTON | HRCU-A-CB (Split System: Heat Pump with Remote Outdoor Unit-Air-Source) | HMH72B341 |  |  | XAFC36DBCN1 | TM9E100C16MP12 | 34000 | 18 | 8.1 | 33600 | 23800 | 70.83% | 2.08 | 0 | 10 |  |  |  |  | R-410A | 2.8333 | Residential & Commercial | USHP | Ducted CEE Tier 1
211387844 | Central HP <5.4 tons | FRASER-JOHNSTON | HRCU-A-CB (Split System: Heat Pump with Remote Outdoor Unit-Air-Source) | HMH72B341 |  |  | XAFC30CXXN1+TXV | TM9V080B12MP12 | 32800 | 17 | 8.1 | 33600 | 23600 | 70.24% | 2.02 | 0 | 9.5 |  |  |  |  | R-410A | 2.7333 | Residential & Commercial | USHP
215678336 | Central HP <5.4 tons | AIRQUEST | HRCU-A-CB (Split System: Heat Pump with Remote Outdoor Unit-Air-Source) | H5H0V24*K*AAA* |  |  | EA*5X36M17A*+WALLCON | *97CTN0801716A* | 23000 | 17 | 9 | 23800 | 16700 | 70.17% | 1.98 | 0 | 10 |  |  |  |  | R-454B | 1.9167 | Residential & Commercial | USHP | Ducted CEE Tier 1
207455346 | Central HP <5.4 tons | LENNOX | HRCU-A-CB (Split System: Heat Pump with Remote Outdoor Unit-Air-Source) | SL25XPV-048-230A** | ADP |  | LH42/62W9 | EL296UH090XV60C* | 45500 | 20 | 9.4 | 42000 | 35800 | 85.24% | 1.88 | 12.5 | 12 |  |  |  |  | R-410A | 3.7917 | Residential & Commercial | USHP | Ducted CEE Tier 1
213369438 | Central HP <5.4 tons | CARRIER | HRCU-A-CB (Split System: Heat Pump with Remote Outdoor Unit-Air-Source) | 25VNA448A*031* | ADP |  | H,PG49960 | 59MN7B120C24**22 | 44500 | 21 | 9.5 | 44000 | 36000 | 81.82% | 2.34 | 0 | 12 |  |  |  |  | R-410A | 3.7083 | Residential & Commercial | USHP | Ducted CEE Tier 1
212383009 | Central HP <5.4 tons | CARRIER | HRCU-A-CB (Split System: Heat Pump with Remote Outdoor Unit-Air-Source) | 38MURAQ36AB3* |  |  | CAP**3617AL* | 59SC2D060E14**12 | 35400 | 15.2 | 8.1 | 39500 | 35400 | 89.62% | 1.82 | 0 | 9.5 |  |  |  |  | R-410A | 2.95 | Residential & Commercial | USHP
213369429 | Central HP <5.4 tons | CARRIER | HRCU-A-CB (Split System: Heat Pump with Remote Outdoor Unit-Air-Source) | 38MURAQ36AB3* | ADP |  | H,PG7J936 | 59TP6B120V24**22 | 35200 | 16 | 8.1 | 36800 | 34600 | 94.02% | 1.88 | 0 | 9.5 |  |  |  |  | R-410A | 2.9333 | Residential & Commercial | USHP
216755409 | Central HP <5.4 tons | TEMPSTAR | HRCU-A-CB (Split System: Heat Pump with Remote Outdoor Unit-Air-Source) | D5CUHAH30AAK |  |  | EA*5X43M21A* | *80VSL1102122B* | 31000 | 15.2 | 9 | 34200 | 30200 | 88.3% | 1.8 | 0 | 9.5 |  |  |  |  | R-454B | 2.5833 | Residential & Commercial | USHP
211395864 | Central HP <5.4 tons | FRASER-JOHNSTON | HRCU-A-CB (Split System: Heat Pump with Remote Outdoor Unit-Air-Source) | HMH72B341 |  |  | XAFC48FBCN1 | TM9V060B12MP12 | 33000 | 16.5 | 8.1 | 32400 | 24000 | 74.07% | 2.04 | 0 | 9 |  |  |  |  | R-410A | 2.75 | Residential & Commercial | USHP
211391791 | Central HP <5.4 tons | FRASER-JOHNSTON | HRCU-A-CB (Split System: Heat Pump with Remote Outdoor Unit-Air-Source) | HMH72B341 |  |  | XAFC30CXXN1+TXV | TM8E100B12MP11 | 32800 | 17.5 | 8.1 | 33400 | 23400 | 70.06% | 2.04 | 0 | 9.5 |  |  |  |  | R-410A | 2.7333 | Residential & Commercial | USHP
212980168 | Central HP <5.4 tons | BRYANT HEATING AND COOLING SYSTEMS | HRCU-A-CB (Split System: Heat Pump with Remote Outdoor Unit-Air-Source) | 38MURAQ36AB3* |  |  | CAP**4824AL* | 8(0,1)*SB48090M21*** | 35600 | 16.5 | 8.5 | 37800 | 34600 | 91.53% | 2.02 | 0 | 10 |  |  |  |  | R-410A | 2.9667 | Residential & Commercial | USHP | Ducted CEE Tier 1
213297134 | Central HP <5.4 tons | LUXAIRE | HRCU-A-CB (Split System: Heat Pump with Remote Outdoor Unit-Air-Source) | HMH72B341 |  |  | XAUC48FXXN1+TXV | Z8ES120C16LMPS1 | 34000 | 16.5 | 8.5 | 32800 | 23400 | 71.34% | 2.1 | 0 | 9.5 |  |  |  |  | R-410A | 2.8333 | Residential & Commercial | USHP
213297169 | Central HP <5.4 tons | LUXAIRE | HRCU-A-CB (Split System: Heat Pump with Remote Outdoor Unit-Air-Source) | HMH72B341 |  |  | XAFC30CXXN1+TXV | Z8ES080C16SMPS1 | 33600 | 18 | 8.5 | 33000 | 23200 | 70.3% | 2.08 | 0 | 10 |  |  |  |  | R-410A | 2.8 | Residential & Commercial | USHP | Ducted CEE Tier 1
215677996 | Central HP <5.4 tons | AIRQUEST | HRCU-A-CB (Split System: Heat Pump with Remote Outdoor Unit-Air-Source) | H5H0V60*K*AAA* |  |  | EA*5X61M24A*+WALLCON | *97CMN1002122B* | 56000 | 18.5 | 9 | 60000 | 42000 | 70% | 2.02 | 0 | 9 |  |  |  |  | R-454B | 4.6667 | Residential & Commercial | USHP
207455055 | Central HP <5.4 tons | LENNOX | HRCU-A-CB (Split System: Heat Pump with Remote Outdoor Unit-Air-Source) | SL25XPV-036-230A** | ADP |  | L*23/37Z9 | EL296UH090XV60C* | 33600 | 21 | 8.6 | 32800 | 26200 | 79.88% | 1.8 | 14 | 13 |  |  |  |  | R-410A | 2.8 | Residential & Commercial | USHP | Ducted CEE Tier 1
207455071 | Central HP <5.4 tons | LENNOX | HRCU-A-CB (Split System: Heat Pump with Remote Outdoor Unit-Air-Source) | SL25XPV-036-230A** | ADP |  | L*23/37Z9 | EL296UH110XV60C* | 34000 | 21 | 8.8 | 34000 | 27000 | 79.41% | 1.82 | 14 | 13.5 |  |  |  |  | R-410A | 2.8333 | Residential & Commercial | USHP | Ducted CEE Tier 1
207455123 | Central HP <5.4 tons | LENNOX | HRCU-A-CB (Split System: Heat Pump with Remote Outdoor Unit-Air-Source) | SL25XPV-036-230A** | ADP |  | L*35/36S9 | SL280UH080NV60C* | 34000 | 21 | 8.8 | 33800 | 27000 | 79.88% | 1.82 | 14 | 13.5 |  |  |  |  | R-410A | 2.8333 | Residential & Commercial | USHP | Ducted CEE Tier 1
207455162 | Central HP <5.4 tons | LENNOX | HRCU-A-CB (Split System: Heat Pump with Remote Outdoor Unit-Air-Source) | SL25XPV-036-230A** | ADP |  | L*35/36U9 | SL280UH090XV60C* | 34000 | 21 | 8.8 | 33800 | 27000 | 79.88% | 1.84 | 14 | 13.5 |  |  |  |  | R-410A | 2.8333 | Residential & Commercial | USHP | Ducted CEE Tier 1
207455171 | Central HP <5.4 tons | LENNOX | HRCU-A-CB (Split System: Heat Pump with Remote Outdoor Unit-Air-Source) | SL25XPV-036-230A** | ADP |  | L*35/36S9 | SL280UH100NV60C* | 34000 | 21 | 8.8 | 33600 | 27000 | 80.36% | 1.82 | 14 | 13.5 |  |  |  |  | R-410A | 2.8333 | Residential & Commercial | USHP | Ducted CEE Tier 1
207455178 | Central HP <5.4 tons | LENNOX | HRCU-A-CB (Split System: Heat Pump with Remote Outdoor Unit-Air-Source) | SL25XPV-036-230A** | ADP |  | L*35/36U9 | SL280UH110V60C* | 34000 | 21 | 8.8 | 33800 | 27000 | 79.88% | 1.84 | 14 | 13.5 |  |  |  |  | R-410A | 2.8333 | Residential & Commercial | USHP | Ducted CEE Tier 1
211389696 | Central HP <5.4 tons | FRASER-JOHNSTON | HRCU-A-CB (Split System: Heat Pump with Remote Outdoor Unit-Air-Source) | HMH72B341 |  |  | XAFC36DXXN1+TXV | TM8Y080B12MP11 | 34000 | 18 | 8.1 | 33600 | 23600 | 70.24% | 2.06 | 0 | 10 |  |  |  |  | R-410A | 2.8333 | Residential & Commercial | USHP | Ducted CEE Tier 1
211389710 | Central HP <5.4 tons | FRASER-JOHNSTON | HRCU-A-CB (Split System: Heat Pump with Remote Outdoor Unit-Air-Source) | HMH72B341 |  |  | XAFC36DBCN1 | TM8Y080B12MP11 | 34000 | 18 | 8.1 | 33600 | 23600 | 70.24% | 2.06 | 0 | 10 |  |  |  |  | R-410A | 2.8333 | Residential & Commercial | USHP | Ducted CEE Tier 1
211390123 | Central HP <5.4 tons | FRASER-JOHNSTON | HRCU-A-CB (Split System: Heat Pump with Remote Outdoor Unit-Air-Source) | HMH72B341 |  |  | XAHC30CXXN1+TXV | TPLC080C16MP13 | 32400 | 17 | 8.1 | 32400 | 22800 | 70.37% | 2 | 0 | 9.5 |  |  |  |  | R-410A | 2.7 | Residential & Commercial | USHP
211390323 | Central HP <5.4 tons | FRASER-JOHNSTON | HRCU-A-CB (Split System: Heat Pump with Remote Outdoor Unit-Air-Source) | HMH72B341 |  |  | XAFC30CXXN1+TXV | TM8V100C16MP12 | 33000 | 17.5 | 8.5 | 33000 | 23200 | 70.3% | 2.04 | 0 | 9.5 |  |  |  |  | R-410A | 2.75 | Residential & Commercial | USHP
211390455 | Central HP <5.4 tons | FRASER-JOHNSTON | HRCU-A-CB (Split System: Heat Pump with Remote Outdoor Unit-Air-Source) | HMH72B341 |  |  | XAHC36DBCN1 | TPLC080B12MP13 | 32800 | 16.5 | 8.1 | 32800 | 23200 | 70.73% | 1.98 | 0 | 9.5 |  |  |  |  | R-410A | 2.7333 | Residential & Commercial | USHP
211390750 | Central HP <5.4 tons | FRASER-JOHNSTON | HRCU-A-CB (Split System: Heat Pump with Remote Outdoor Unit-Air-Source) | HMH72B341 |  |  | XAUB36DXXN1+TXV | TM8V080B12MP12 | 33600 | 17 | 8.1 | 33600 | 23600 | 70.24% | 2.02 | 0 | 9.5 |  |  |  |  | R-410A | 2.8 | Residential & Commercial | USHP
214101701 | Central HP <5.4 tons | CONCORD | HRCU-A-CB (Split System: Heat Pump with Remote Outdoor Unit-Air-Source) | 4HP18V36P | ADP |  | H,A,DD06936 | 97G2DF070BE16 | 23600 | 17 | 8.35 | 22400 | 16300 | 72.77% | 2.12 | 0 | 12 |  |  |  |  | R-410A | 1.9667 | Residential & Commercial | USHP | Ducted CEE Tier 1
207455198 | Central HP <5.4 tons | LENNOX | HRCU-A-CB (Split System: Heat Pump with Remote Outdoor Unit-Air-Source) | SL25XPV-036-230A** | ADP |  | L*23/37Z9 | SL297UH040NV36B* | 34600 | 21 | 8.8 | 32800 | 26000 | 79.27% | 1.82 | 14 | 13 |  |  |  |  | R-410A | 2.8833 | Residential & Commercial | USHP | Ducted CEE Tier 1
207455221 | Central HP <5.4 tons | LENNOX | HRCU-A-CB (Split System: Heat Pump with Remote Outdoor Unit-Air-Source) | SL25XPV-036-230A** | ADP |  | LH23/37W9 | SL297UH080NV60C* | 33600 | 21 | 8.6 | 32800 | 26200 | 79.88% | 1.8 | 14 | 13 |  |  |  |  | R-410A | 2.8 | Residential & Commercial | USHP | Ducted CEE Tier 1
207455248 | Central HP <5.4 tons | LENNOX | HRCU-A-CB (Split System: Heat Pump with Remote Outdoor Unit-Air-Source) | SL25XPV-036-230A** | ADP |  | LH35/38F9 | SLP99UH090XV36C* | 34000 | 22 | 8.8 | 34000 | 27200 | 80% | 1.82 | 14 | 13 |  |  |  |  | R-410A | 2.8333 | Residential & Commercial | USHP | Ducted CEE Tier 1
207455253 | Central HP <5.4 tons | LENNOX | HRCU-A-CB (Split System: Heat Pump with Remote Outdoor Unit-Air-Source) | SL25XPV-036-230A** | ADP |  | L*23/37Z9 | SLP99UH090XV36C* | 34000 | 22 | 8.8 | 34000 | 27200 | 80% | 1.82 | 14 | 13 |  |  |  |  | R-410A | 2.8333 | Residential & Commercial | USHP | Ducted CEE Tier 1
211010194 | Central HP <5.4 tons | COLEMAN | HRCU-A-CB (Split System: Heat Pump with Remote Outdoor Unit-Air-Source) | HC20B6021 |  |  | JHVVD60HE4C2N1+CC | 0 | 52500 | 19 | 8.5 | 54500 | 42000 | 77.06% | 2.24 | 0 | 12 |  |  |  |  | R-410A | 4.375 | Residential & Commercial | USHP | Ducted CEE Tier 1
214075526 | Central HP <5.4 tons | RHEEM | HRCU-A-CB (Split System: Heat Pump with Remote Outdoor Unit-Air-Source) | RD17AZ24AJ3N |  |  | RCFZ2417MTANM | R962V0403A17M4S | 22600 | 17 | 9.5 | 22600 | 16900 | 74.78% | 2 | 0 | 11.2 |  |  |  |  | R-410A | 1.8833 | Residential & Commercial | USHP | Ducted CEE Tier 1
211390848 | Central HP <5.4 tons | FRASER-JOHNSTON | HRCU-A-CB (Split System: Heat Pump with Remote Outdoor Unit-Air-Source) | HMH72B341 |  |  | XAUB30CXXN1+TXV | TPLC080B12MP13 | 32400 | 17 | 8.1 | 33600 | 23600 | 70.24% | 2 | 0 | 9.5 |  |  |  |  | R-410A | 2.7 | Residential & Commercial | USHP
211388560 | Central HP <5.4 tons | FRASER-JOHNSTON | HRCU-A-CB (Split System: Heat Pump with Remote Outdoor Unit-Air-Source) | HMH72B341 |  |  | XAHC36DBCN1 | TM9E100C20MP12 | 34000 | 15.5 | 8.1 | 33200 | 23600 | 71.08% | 2.06 | 0 | 10 |  |  |  |  | R-410A | 2.8333 | Residential & Commercial | USHP | Ducted CEE Tier 1
215678046 | Central HP <5.4 tons | AIRQUEST | HRCU-A-CB (Split System: Heat Pump with Remote Outdoor Unit-Air-Source) | H5H0V60*K*AAA* |  |  | ESH5X60M12A*+WALLCON | *80CSU1002120A* | 55500 | 17 | 8.5 | 60000 | 42000 | 70% | 1.9 | 0 | 8.5 |  |  |  |  | R-454B | 4.625 | Residential & Commercial | USHP
215678246 | Central HP <5.4 tons | AIRQUEST | HRCU-A-CB (Split System: Heat Pump with Remote Outdoor Unit-Air-Source) | H5H0V24*K*AAA* |  |  | EA*5X25M17A*+WALLCON | *97CTN0601716A* | 23800 | 17 | 9 | 23400 | 16500 | 70.51% | 2 | 0 | 10 |  |  |  |  | R-454B | 1.9833 | Residential & Commercial | USHP | Ducted CEE Tier 1
215678296 | Central HP <5.4 tons | AIRQUEST | HRCU-A-CB (Split System: Heat Pump with Remote Outdoor Unit-Air-Source) | H5H0V24*K*AAA* |  |  | EA*5X30M17A*+WALLCON | *97CTN0801716A* | 23000 | 16.5 | 9 | 23800 | 16700 | 70.17% | 1.86 | 0 | 10 |  |  |  |  | R-454B | 1.9167 | Residential & Commercial | USHP | Ducted CEE Tier 1
215678326 | Central HP <5.4 tons | AIRQUEST | HRCU-A-CB (Split System: Heat Pump with Remote Outdoor Unit-Air-Source) | H5H0V24*K*AAA* |  |  | EA*5X36M17A*+WALLCON | *97CTN0601716A* | 23000 | 16.5 | 9 | 23800 | 16700 | 70.17% | 1.98 | 0 | 10 |  |  |  |  | R-454B | 1.9167 | Residential & Commercial | USHP | Ducted CEE Tier 1
214574417 | Central HP <5.4 tons | TEMPSTAR | HRCU-A-CB (Split System: Heat Pump with Remote Outdoor Unit-Air-Source) | TVH837GKA2* |  |  | EHD4X60AAL+WALLCON | *95CSU1002122B* | 33000 | 18 | 8.5 | 32000 | 24800 | 77.5% | 2.02 | 0 | 11.5 |  |  |  |  | R-410A | 2.75 | Residential & Commercial | USHP | Ducted CEE Tier 1
213780644 | Central HP <5.4 tons | TEMPSTAR | HRCU-A-CB (Split System: Heat Pump with Remote Outdoor Unit-Air-Source) | TVH837GKA2* |  |  | EA*4X36L17A*+WALLCON | *80CTL0451712B* | 31200 | 16.5 | 8.1 | 33400 | 24600 | 73.65% | 1.8 | 0 | 10.5 |  |  |  |  | R-410A | 2.6 | Residential & Commercial | USHP | Ducted CEE Tier 1
213780894 | Central HP <5.4 tons | TEMPSTAR | HRCU-A-CB (Split System: Heat Pump with Remote Outdoor Unit-Air-Source) | TVH837GKA2* |  |  | EA*4X37L21A*+WALLCON | *80CTL1102120B* | 33000 | 17 | 8.5 | 32800 | 25000 | 76.22% | 1.98 | 0 | 11.5 |  |  |  |  | R-410A | 2.75 | Residential & Commercial | USHP | Ducted CEE Tier 1
213781094 | Central HP <5.4 tons | TEMPSTAR | HRCU-A-CB (Split System: Heat Pump with Remote Outdoor Unit-Air-Source) | TVH837GKA2* |  |  | EA*4X42L24A*+WALLCON | *80CTL0902120B* | 31800 | 17 | 8.1 | 32800 | 24200 | 73.78% | 1.88 | 0 | 11 |  |  |  |  | R-410A | 2.65 | Residential & Commercial | USHP | Ducted CEE Tier 1
213781514 | Central HP <5.4 tons | TEMPSTAR | HRCU-A-CB (Split System: Heat Pump with Remote Outdoor Unit-Air-Source) | TVH837GKA2* |  |  | EA*4X60L24A*+WALLCON | *97CMN1202422B* | 32800 | 17.5 | 8.1 | 31600 | 24600 | 77.85% | 1.98 | 0 | 11.5 |  |  |  |  | R-410A | 2.7333 | Residential & Commercial | USHP | Ducted CEE Tier 1
215675236 | Central HP <5.4 tons | AIRQUEST | HRCU-A-CB (Split System: Heat Pump with Remote Outdoor Unit-Air-Source) | H5H0V48*K*AAA* |  |  | ESH5X60M12A*+WALLCON | *95CSU0601716B* | 45000 | 16 | 8.5 | 48500 | 34200 | 70.52% | 1.94 | 0 | 9 |  |  |  |  | R-454B | 3.75 | Residential & Commercial | USHP
215675906 | Central HP <5.4 tons | AIRQUEST | HRCU-A-CB (Split System: Heat Pump with Remote Outdoor Unit-Air-Source) | H5H0V48*K*AAA* |  |  | EVM5X60M24A*+WALLCON | *95CSU0802120B* | 47500 | 18.5 | 9 | 50000 | 36800 | 73.6% | 2 | 0 | 10 |  |  |  |  | R-454B | 3.9583 | Residential & Commercial | USHP | Ducted CEE Tier 1
215425632 | Central HP <5.4 tons | YORK | HRCU-A-CB (Split System: Heat Pump with Remote Outdoor Unit-Air-Source) | HH860E2S11 | ADP |  | H,YE55*48+TXV | YP9C100C16MP13 | 43500 | 18 | 8.5 | 42000 | 32800 | 78.1% | 2 | 0 | 11.7 |  |  |  |  | R-454B | 3.625 | Residential & Commercial | USHP | Ducted CEE Tier 1
216487958 | Central HP <5.4 tons | BRYANT HEATING AND COOLING SYSTEMS | HRCU-A-CB (Split System: Heat Pump with Remote Outdoor Unit-Air-Source) | 293VAN048**AA* | ADP |  | CE(P,V)6021G48*+TXV | 986TD60080C21*** | 44500 | 21 | 9.5 | 46500 | 36200 | 77.85% | 2 | 0 | 11 |  |  |  |  | R-454B | 3.7083 | Residential & Commercial | USHP | Ducted CEE Tier 1
215678186 | Central HP <5.4 tons | AIRQUEST | HRCU-A-CB (Split System: Heat Pump with Remote Outdoor Unit-Air-Source) | H5H0V24*K*AAA* |  |  | EA*5X24M17A*+WALLCON | *80CSU0401712B* | 23000 | 16.5 | 8.5 | 24000 | 16800 | 70% | 1.98 | 0 | 10 |  |  |  |  | R-454B | 1.9167 | Residential & Commercial | USHP | Ducted CEE Tier 1
211804286 | Central HP <5.4 tons | MIDEA | HRCU-A-C (Split System: Heat Pump with Remote Outdoor Unit with No Indoor Fan --Air Source) | MOVA-36HDN1-M20G | ADP |  | H,YE36(1,2)36+TXV+TD | 0 | 23400 | 15.2 | 9 | 22400 | 15900 | 70.98% | 1.82 | 0 | 12 |  |  |  |  | R-410A | 1.95 | Residential & Commercial | USHP | Ducted CEE Tier 1
211393608 | Central HP <5.4 tons | FRASER-JOHNSTON | HRCU-A-CB (Split System: Heat Pump with Remote Outdoor Unit-Air-Source) | HMH72B341 |  |  | JHVTC36DBCC2N1 | 0 | 34000 | 18.5 | 8.5 | 34000 | 24000 | 70.59% | 2.18 | 0 | 10.5 |  |  |  |  | R-410A | 2.8333 | Residential & Commercial | USHP | Ducted CEE Tier 1
211392195 | Central HP <5.4 tons | FRASER-JOHNSTON | HRCU-A-CB (Split System: Heat Pump with Remote Outdoor Unit-Air-Source) | HMH72B341 |  |  | XAHC30CXXN1+TXV | TM8E080B12MP11 | 32200 | 17 | 8.1 | 33000 | 23200 | 70.3% | 1.98 | 0 | 9 |  |  |  |  | R-410A | 2.6833 | Residential & Commercial | USHP
211392220 | Central HP <5.4 tons | FRASER-JOHNSTON | HRCU-A-CB (Split System: Heat Pump with Remote Outdoor Unit-Air-Source) | HMH72B341 |  |  | XAHB36DXXN1+TXV | TM8E080B12MP11 | 33200 | 17 | 8.1 | 33200 | 23400 | 70.48% | 2 | 0 | 9.5 |  |  |  |  | R-410A | 2.7667 | Residential & Commercial | USHP
211392284 | Central HP <5.4 tons | FRASER-JOHNSTON | HRCU-A-CB (Split System: Heat Pump with Remote Outdoor Unit-Air-Source) | HMH72B341 |  |  | XAHB30CXXN1+TXV | TMLE080B12MP11 | 32000 | 17 | 8.1 | 32800 | 23400 | 71.34% | 1.98 | 0 | 9 |  |  |  |  | R-410A | 2.6667 | Residential & Commercial | USHP
211392788 | Central HP <5.4 tons | FRASER-JOHNSTON | HRCU-A-CB (Split System: Heat Pump with Remote Outdoor Unit-Air-Source) | HMH72B341 |  |  | XAHB36DBCN1 | TMLE040A12MP11 | 33200 | 17.5 | 8.1 | 33000 | 23200 | 70.3% | 2.02 | 0 | 9.5 |  |  |  |  | R-410A | 2.7667 | Residential & Commercial | USHP
215675846 | Central HP <5.4 tons | AIRQUEST | HRCU-A-CB (Split System: Heat Pump with Remote Outdoor Unit-Air-Source) | H5H0V48*K*AAA* |  |  | EVM5X60M24A*+WALLCON | *80CSU0802120A* | 48000 | 19 | 9 | 50000 | 36400 | 72.8% | 2.12 | 0 | 10 |  |  |  |  | R-454B | 4 | Residential & Commercial | USHP | Ducted CEE Tier 1
215676396 | Central HP <5.4 tons | AIRQUEST | HRCU-A-CB (Split System: Heat Pump with Remote Outdoor Unit-Air-Source) | H5H0V48*K*AAA* |  |  | EVD5X49M24A*+WALLCON | *96CTN1202422B* | 48000 | 19 | 9 | 50000 | 36600 | 73.2% | 2 | 0 | 10.5 |  |  |  |  | R-454B | 4 | Residential & Commercial | USHP | Ducted CEE Tier 1
216757963 | Central HP <5.4 tons | TEMPSTAR | HRCU-A-CB (Split System: Heat Pump with Remote Outdoor Unit-Air-Source) | D5CUHAH30AAK |  |  | EA*5X43M21A* | *95MSU1002120A* | 31200 | 15.5 | 9 | 34200 | 30200 | 88.3% | 1.8 | 0 | 9.5 |  |  |  |  | R-454B | 2.6 | Residential & Commercial | USHP
215675936 | Central HP <5.4 tons | AIRQUEST | HRCU-A-CB (Split System: Heat Pump with Remote Outdoor Unit-Air-Source) | H5H0V48*K*AAA* |  |  | EVM5X60M24A*+WALLCON | *97CMN1202422B* | 48000 | 19 | 9 | 50000 | 36600 | 73.2% | 2 | 0 | 10 |  |  |  |  | R-454B | 4 | Residential & Commercial | USHP | Ducted CEE Tier 1
215676086 | Central HP <5.4 tons | AIRQUEST | HRCU-A-CB (Split System: Heat Pump with Remote Outdoor Unit-Air-Source) | H5H0V48*K*AAA* |  |  | EVM5X61M24A*+WALLCON | *96CTN1202422B* | 48500 | 19.5 | 9.5 | 50000 | 36600 | 73.2% | 2.12 | 0 | 10.5 |  |  |  |  | R-454B | 4.0417 | Residential & Commercial | USHP | Ducted CEE Tier 1
211386570 | Central HP <5.4 tons | FRASER-JOHNSTON | HRCU-A-CB (Split System: Heat Pump with Remote Outdoor Unit-Air-Source) | HMH72B341 |  |  | XAFC48FBCN1 | TL8E080C16UH11 | 34000 | 16.5 | 8.5 | 33400 | 24600 | 73.65% | 2.08 | 0 | 9 |  |  |  |  | R-410A | 2.8333 | Residential & Commercial | USHP
211386811 | Central HP <5.4 tons | FRASER-JOHNSTON | HRCU-A-CB (Split System: Heat Pump with Remote Outdoor Unit-Air-Source) | HMH72B341 |  |  | XAHC36DBCN1 | TM9Y080C16MP11 | 33800 | 16.5 | 8.1 | 33600 | 24000 | 71.43% | 2.04 | 0 | 9.5 |  |  |  |  | R-410A | 2.8167 | Residential & Commercial | USHP
211386936 | Central HP <5.4 tons | FRASER-JOHNSTON | HRCU-A-CB (Split System: Heat Pump with Remote Outdoor Unit-Air-Source) | HMH72B341 |  |  | XAHB36DBCN1 | TM9Y080B12MP11 | 33000 | 17 | 8.1 | 32800 | 23200 | 70.73% | 2 | 0 | 9.5 |  |  |  |  | R-410A | 2.75 | Residential & Commercial | USHP
211387020 | Central HP <5.4 tons | FRASER-JOHNSTON | HRCU-A-CB (Split System: Heat Pump with Remote Outdoor Unit-Air-Source) | HMH72B341 |  |  | XAFB36DBCN1 | TM9Y080B12MP11 | 33600 | 17.5 | 8.5 | 33400 | 23600 | 70.66% | 2.04 | 0 | 9.5 |  |  |  |  | R-410A | 2.8 | Residential & Commercial | USHP
211385843 | Central HP <5.4 tons | FRASER-JOHNSTON | HRCU-A-CB (Split System: Heat Pump with Remote Outdoor Unit-Air-Source) | HMH72B341 |  |  | XAFC48FXXN1+TXV | TMLE080C16MP11 | 33400 | 17 | 8.5 | 32200 | 23400 | 72.67% | 2.06 | 0 | 9.5 |  |  |  |  | R-410A | 2.7833 | Residential & Commercial | USHP
211385870 | Central HP <5.4 tons | FRASER-JOHNSTON | HRCU-A-CB (Split System: Heat Pump with Remote Outdoor Unit-Air-Source) | HMH72B341 |  |  | XAUC48FXXN1+TXV | TM8E080C16MP11 | 33400 | 17 | 8.5 | 32200 | 23400 | 72.67% | 2.06 | 0 | 9.5 |  |  |  |  | R-410A | 2.7833 | Residential & Commercial | USHP
213781594 | Central HP <5.4 tons | TEMPSTAR | HRCU-A-CB (Split System: Heat Pump with Remote Outdoor Unit-Air-Source) | TVH837GKA2* |  |  | EA*4X61L21A*+WALLCON | *95CSU0601716B* | 33000 | 17 | 8.1 | 32200 | 25000 | 77.64% | 1.96 | 0 | 11 |  |  |  |  | R-410A | 2.75 | Residential & Commercial | USHP | Ducted CEE Tier 1
213780294 | Central HP <5.4 tons | TEMPSTAR | HRCU-A-CB (Split System: Heat Pump with Remote Outdoor Unit-Air-Source) | TVH837GKA** |  |  | EHD4X48AAL+WALLCON | *96CTN1202422B* | 32600 | 16.5 | 8.1 | 33000 | 24800 | 75.15% | 1.96 | 0 | 11 |  |  |  |  | R-410A | 2.7167 | Residential & Commercial | USHP | Ducted CEE Tier 1
215676846 | Central HP <5.4 tons | AIRQUEST | HRCU-A-CB (Split System: Heat Pump with Remote Outdoor Unit-Air-Source) | H5H0V48*K*AAA* |  |  | EVD5X61M24A*+WALLCON | *80CSU0802120A* | 49000 | 19.5 | 9 | 50000 | 36600 | 73.2% | 2.1 | 0 | 10.5 |  |  |  |  | R-454B | 4.0833 | Residential & Commercial | USHP | Ducted CEE Tier 1
211386504 | Central HP <5.4 tons | FRASER-JOHNSTON | HRCU-A-CB (Split System: Heat Pump with Remote Outdoor Unit-Air-Source) | HMH72B341 |  |  | XAHC48FXXN1+TXV | TL8E080C16UH11 | 33600 | 16.5 | 8.1 | 32600 | 24200 | 74.23% | 2.04 | 0 | 9 |  |  |  |  | R-410A | 2.8 | Residential & Commercial | USHP
211386795 | Central HP <5.4 tons | FRASER-JOHNSTON | HRCU-A-CB (Split System: Heat Pump with Remote Outdoor Unit-Air-Source) | HMH72B341 |  |  | XAHC36DXXN1+TXV | TM9Y080C16MP11 | 33800 | 16.5 | 8.1 | 33600 | 24000 | 71.43% | 2.04 | 0 | 9.5 |  |  |  |  | R-410A | 2.8167 | Residential & Commercial | USHP
211387574 | Central HP <5.4 tons | FRASER-JOHNSTON | HRCU-A-CB (Split System: Heat Pump with Remote Outdoor Unit-Air-Source) | HMH72B341 |  |  | XAHC36DXXN1+TXV | TP9C080C16MP13 | 33400 | 17 | 8.1 | 33200 | 23400 | 70.48% | 2.04 | 0 | 9.5 |  |  |  |  | R-410A | 2.7833 | Residential & Commercial | USHP
211387613 | Central HP <5.4 tons | FRASER-JOHNSTON | HRCU-A-CB (Split System: Heat Pump with Remote Outdoor Unit-Air-Source) | HMH72B341 |  |  | XAHC30CXXN1+TXV | TP9C080C16MP13 | 32200 | 16.5 | 8.1 | 32800 | 23000 | 70.12% | 2 | 0 | 9.5 |  |  |  |  | R-410A | 2.6833 | Residential & Commercial | USHP
211289614 | Central HP <5.4 tons | ARMSTRONG AIR | HRCU-A-CB (Split System: Heat Pump with Remote Outdoor Unit-Air-Source) | 4SHP18LX136P | ADP |  | H,A,DE9J936 | A96UH2E045B12 | 24000 | 18 | 8.5 | 22400 | 18200 | 81.25% | 2.12 | 0 | 12 |  |  |  |  | R-410A | 2 | Residential & Commercial | USHP | Ducted CEE Tier 1
215678056 | Central HP <5.4 tons | AIRQUEST | HRCU-A-CB (Split System: Heat Pump with Remote Outdoor Unit-Air-Source) | H5H0V60*K*AAA* |  |  | ESH5X60M12A*+WALLCON | *80CTL0701716B* | 54000 | 16.5 | 8.5 | 59000 | 41500 | 70.34% | 1.9 | 0 | 9 |  |  |  |  | R-454B | 4.5 | Residential & Commercial | USHP
215676246 | Central HP <5.4 tons | AIRQUEST | HRCU-A-CB (Split System: Heat Pump with Remote Outdoor Unit-Air-Source) | H5H0V48*K*AAA* |  |  | EVD5X48M24A*+WALLCON | *95CSU1002122B* | 47000 | 18.5 | 9 | 50000 | 36200 | 72.4% | 2.02 | 0 | 10 |  |  |  |  | R-454B | 3.9167 | Residential & Commercial | USHP | Ducted CEE Tier 1
215676446 | Central HP <5.4 tons | AIRQUEST | HRCU-A-CB (Split System: Heat Pump with Remote Outdoor Unit-Air-Source) | H5H0V48*K*AAA* |  |  | EVD5X60M21A*+WALLCON | *80CTL0701716B* | 48000 | 18.5 | 9 | 50000 | 37200 | 74.4% | 2 | 0 | 10 |  |  |  |  | R-454B | 4 | Residential & Commercial | USHP | Ducted CEE Tier 1
215425277 | Central HP <5.4 tons | YORK | HRCU-A-CB (Split System: Heat Pump with Remote Outdoor Unit-Air-Source) | HH836E2S11 | ADP |  | H,YE1K*36+TXV | TM8E100B12MP11 | 33200 | 18 | 8.5 | 29600 | 25000 | 84.46% | 2 | 0 | 11 |  |  |  |  | R-454B | 2.7667 | Residential & Commercial | USHP | Ducted CEE Tier 1
215676596 | Central HP <5.4 tons | AIRQUEST | HRCU-A-CB (Split System: Heat Pump with Remote Outdoor Unit-Air-Source) | H5H0V48*K*AAA* |  |  | EVD5X60M24A*+WALLCON | *80CSU1002120A* | 48000 | 18.5 | 9 | 50000 | 36600 | 73.2% | 2 | 0 | 10 |  |  |  |  | R-454B | 4 | Residential & Commercial | USHP | Ducted CEE Tier 1
215425611 | Central HP <5.4 tons | YORK | HRCU-A-CB (Split System: Heat Pump with Remote Outdoor Unit-Air-Source) | HH860E2S11 | ADP |  | H,YE72*48+TXV | Y91E120D20SMPS1 | 46500 | 18 | 8.5 | 45000 | 33800 | 75.11% | 2 | 0 | 11.7 |  |  |  |  | R-454B | 3.875 | Residential & Commercial | USHP | Ducted CEE Tier 1
212383288 | Central HP <5.4 tons | CARRIER | HRCU-A-CB (Split System: Heat Pump with Remote Outdoor Unit-Air-Source) | 38MURAQ36AB3* |  |  | CAP**3621AL* | 58S(B,C)*A090E17**14 | 35600 | 15.5 | 8.1 | 39500 | 35200 | 89.11% | 1.84 | 0 | 9.5 |  |  |  |  | R-410A | 2.9667 | Residential & Commercial | USHP
215676716 | Central HP <5.4 tons | AIRQUEST | HRCU-A-CB (Split System: Heat Pump with Remote Outdoor Unit-Air-Source) | H5H0V48*K*AAA* |  |  | EVD5X61M21A*+WALLCON | *80CTL0701716B* | 48500 | 19 | 9 | 50000 | 37200 | 74.4% | 1.98 | 0 | 10 |  |  |  |  | R-454B | 4.0417 | Residential & Commercial | USHP | Ducted CEE Tier 1
216494133 | Central HP <5.4 tons | BRYANT HEATING AND COOLING SYSTEMS | HRCU-A-CB (Split System: Heat Pump with Remote Outdoor Unit-Air-Source) | 290VAN048**AA* | ADP |  | CE(P,V)4824G1K*+TXV | 88*TB66135C24*** | 43500 | 18 | 9 | 45500 | 33200 | 72.97% | 2.08 | 0 | 9.5 |  |  |  |  | R-454B | 3.625 | Residential & Commercial | USHP
211397130 | Central HP <5.4 tons | FRASER-JOHNSTON | HRCU-A-CB (Split System: Heat Pump with Remote Outdoor Unit-Air-Source) | HMH72B341 |  |  | XAHC48FBCN1 | TM8V120C20MP12 | 33800 | 16.5 | 8.5 | 32400 | 23800 | 73.46% | 2.06 | 0 | 9 |  |  |  |  | R-410A | 2.8167 | Residential & Commercial | USHP
211396894 | Central HP <5.4 tons | FRASER-JOHNSTON | HRCU-A-CB (Split System: Heat Pump with Remote Outdoor Unit-Air-Source) | HMH72B341 |  |  | XAFC48FXXN1+TXV | TM8Y100C16MP11 | 34000 | 17.5 | 8.5 | 33200 | 24400 | 73.49% | 2.08 | 0 | 9 |  |  |  |  | R-410A | 2.8333 | Residential & Commercial | USHP
215678146 | Central HP <5.4 tons | AIRQUEST | HRCU-A-CB (Split System: Heat Pump with Remote Outdoor Unit-Air-Source) | H5H0V60*K*AAA* |  |  | ESH5X60M12A*+WALLCON | *97CMN1002122B* | 55500 | 17 | 8.5 | 60000 | 42000 | 70% | 1.9 | 0 | 8.5 |  |  |  |  | R-454B | 4.625 | Residential & Commercial | USHP
215281541 | Central HP <5.4 tons | BRYANT HEATING AND COOLING SYSTEMS | HRCU-A-CB (Split System: Heat Pump with Remote Outdoor Unit-Air-Source) | 38MURAQ30AB3* | ADP |  | H,PG7J936 | 916SA60080M21*** | 29000 | 15.2 | 8.1 | 32600 | 27200 | 83.44% | 1.8 | 0 | 8.5 |  |  |  |  | R-410A | 2.4167 | Residential & Commercial | USHP
215676766 | Central HP <5.4 tons | AIRQUEST | HRCU-A-CB (Split System: Heat Pump with Remote Outdoor Unit-Air-Source) | H5H0V48*K*AAA* |  |  | EVD5X61M21A*+WALLCON | *95CSU0601716B* | 48000 | 18.5 | 9 | 50000 | 37400 | 74.8% | 2 | 0 | 10 |  |  |  |  | R-454B | 4 | Residential & Commercial | USHP | Ducted CEE Tier 1
215425678 | Central HP <5.4 tons | YORK | HRCU-A-CB (Split System: Heat Pump with Remote Outdoor Unit-Air-Source) | HH824E2S11 | ADP |  | H,YE7J*24+TXV | TM8E100B12MP11 | 22400 | 17 | 8.8 | 21400 | 17700 | 82.71% | 1.96 | 0 | 11.5 |  |  |  |  | R-454B | 1.8667 | Residential & Commercial | USHP | Ducted CEE Tier 1
211386592 | Central HP <5.4 tons | FRASER-JOHNSTON | HRCU-A-CB (Split System: Heat Pump with Remote Outdoor Unit-Air-Source) | HMH72B341 |  |  | XAHC48FXXN1+JMET12CS2N1+TXV | 0 | 33800 | 17.5 | 8.5 | 32000 | 23400 | 73.12% | 2.08 | 0 | 9.5 |  |  |  |  | R-410A | 2.8167 | Residential & Commercial | USHP
211387076 | Central HP <5.4 tons | FRASER-JOHNSTON | HRCU-A-CB (Split System: Heat Pump with Remote Outdoor Unit-Air-Source) | HMH72B341 |  |  | XAHC36DXXN1+TXV | TM9Y060B12MP11 | 33200 | 17.5 | 8.1 | 33400 | 23600 | 70.66% | 2 | 0 | 9.5 |  |  |  |  | R-410A | 2.7667 | Residential & Commercial | USHP
211387225 | Central HP <5.4 tons | FRASER-JOHNSTON | HRCU-A-CB (Split System: Heat Pump with Remote Outdoor Unit-Air-Source) | HMH72B341 |  |  | XAUB36DXXN1+TXV | TM9Y060B12MP11 | 33600 | 16.5 | 8.5 | 33400 | 23600 | 70.66% | 2.04 | 0 | 9.5 |  |  |  |  | R-410A | 2.8 | Residential & Commercial | USHP
216684963 | Central HP <5.4 tons | MAINLINE | HRCU-A-CB (Split System: Heat Pump with Remote Outdoor Unit-Air-Source) | MLP19AY48AJVC |  |  | TCFY4821SEAAM | ML97MV1005A21DH | 45500 | 19 | 10 | 45500 | 42000 | 92.31% | 2.1 | 0 | 12 |  |  |  |  | R-454B | 3.7917 | Residential & Commercial | USHP | Ducted CEE Tier 1
211386607 | Central HP <5.4 tons | FRASER-JOHNSTON | HRCU-A-CB (Split System: Heat Pump with Remote Outdoor Unit-Air-Source) | HMH72B341 |  |  | XAHC48FBCN1+JMET12CS2N1 | 0 | 33800 | 17.5 | 8.5 | 32000 | 23400 | 73.12% | 2.08 | 0 | 9.5 |  |  |  |  | R-410A | 2.8167 | Residential & Commercial | USHP
211387088 | Central HP <5.4 tons | FRASER-JOHNSTON | HRCU-A-CB (Split System: Heat Pump with Remote Outdoor Unit-Air-Source) | HMH72B341 |  |  | XAHC36DBCN1 | TM9Y060B12MP11 | 33200 | 17.5 | 8.1 | 33400 | 23600 | 70.66% | 2 | 0 | 9.5 |  |  |  |  | R-410A | 2.7667 | Residential & Commercial | USHP
211387540 | Central HP <5.4 tons | FRASER-JOHNSTON | HRCU-A-CB (Split System: Heat Pump with Remote Outdoor Unit-Air-Source) | HMH72B341 |  |  | XAFC36DBCN1 | TP9C100C16MP13 | 34000 | 17.5 | 8.5 | 34000 | 24000 | 70.59% | 2.1 | 0 | 10 |  |  |  |  | R-410A | 2.8333 | Residential & Commercial | USHP | Ducted CEE Tier 1
213780094 | Central HP <5.4 tons | TEMPSTAR | HRCU-A-CB (Split System: Heat Pump with Remote Outdoor Unit-Air-Source) | TVH837GKA** |  |  | EHD4X42AAL+WALLCON | *97CMN1202422B* | 32400 | 16.5 | 8.1 | 32800 | 24800 | 75.61% | 1.94 | 0 | 11 |  |  |  |  | R-410A | 2.7 | Residential & Commercial | USHP | Ducted CEE Tier 1
213372384 | Central HP <5.4 tons | RHEEM | HRCU-A-CB (Split System: Heat Pump with Remote Outdoor Unit-Air-Source) | RP18AZ36AJVC |  |  | RCFZ6021SEAAM | R951V0403A17UHU | 34200 | 19 | 8.5 | 34200 | 43000 | 125.7% | 2.2 | 0 | 12.5 |  |  |  |  | R-410A | 2.85 | Residential & Commercial | USHP | Ducted CEE Tier 1
211246019 | Central HP <5.4 tons | CARRIER | HRCU-A-CB (Split System: Heat Pump with Remote Outdoor Unit-Air-Source) | 38MURAQ24AB3* |  |  | CNPV*3017AL* | GG96VTAA30040A | 23400 | 16 | 8.1 | 25800 | 24000 | 93.02% | 2 | 0 | 10 |  |  |  |  | R-410A | 1.95 | Residential & Commercial | USHP | Ducted CEE Tier 1
212479867 | Central HP <5.4 tons | CARRIER | HRCU-A-CB (Split System: Heat Pump with Remote Outdoor Unit-Air-Source) | 38MURAQ24AB3* | ADP |  | PL36H175P149 | 58S(B,C)*A070E17**16 | 24800 | 16 | 8.1 | 25200 | 21800 | 86.51% | 1.82 | 0 | 10.5 |  |  |  |  | R-410A | 2.0667 | Residential & Commercial | USHP | Ducted CEE Tier 1
212479935 | Central HP <5.4 tons | CARRIER | HRCU-A-CB (Split System: Heat Pump with Remote Outdoor Unit-Air-Source) | 38MURAQ24AB3* | ADP |  | C36A***L159 | 58SP*A070V17**16 | 24000 | 17 | 8.5 | 24400 | 22400 | 91.8% | 1.9 | 0 | 10 |  |  |  |  | R-410A | 2 | Residential & Commercial | USHP | Ducted CEE Tier 1
212479951 | Central HP <5.4 tons | CARRIER | HRCU-A-CB (Split System: Heat Pump with Remote Outdoor Unit-Air-Source) | 38MURAQ24AB3* | ADP |  | V,C36H175P149 | 58SU*A060E17**16 | 25000 | 17 | 8.5 | 25000 | 21400 | 85.6% | 1.82 | 0 | 10.5 |  |  |  |  | R-410A | 2.0833 | Residential & Commercial | USHP | Ducted CEE Tier 1
212480024 | Central HP <5.4 tons | CARRIER | HRCU-A-CB (Split System: Heat Pump with Remote Outdoor Unit-Air-Source) | 38MURAQ24AB3* | ADP |  | A36VCA+TXV | 59SC2D080E17**16 | 24200 | 17 | 8.1 | 24600 | 22400 | 91.06% | 1.88 | 0 | 10.5 |  |  |  |  | R-410A | 2.0167 | Residential & Commercial | USHP | Ducted CEE Tier 1
212480033 | Central HP <5.4 tons | CARRIER | HRCU-A-CB (Split System: Heat Pump with Remote Outdoor Unit-Air-Source) | 38MURAQ24AB3* | ADP |  | V,C36H175P149 | 59SC2D080E17**16 | 24200 | 17 | 8.1 | 24600 | 22400 | 91.06% | 1.88 | 0 | 10.5 |  |  |  |  | R-410A | 2.0167 | Residential & Commercial | USHP | Ducted CEE Tier 1
213781914 | Central HP <5.4 tons | TEMPSTAR | HRCU-A-CB (Split System: Heat Pump with Remote Outdoor Unit-Air-Source) | TVH837GKA2* |  |  | EHD4X42AAL+WALLCON | *80CTL0701716B* | 32400 | 16 | 8.1 | 33200 | 24800 | 74.7% | 1.92 | 0 | 11 |  |  |  |  | R-410A | 2.7 | Residential & Commercial | USHP | Ducted CEE Tier 1
213782314 | Central HP <5.4 tons | TEMPSTAR | HRCU-A-CB (Split System: Heat Pump with Remote Outdoor Unit-Air-Source) | TVH837GKA2* |  |  | EHD4X60AAL+WALLCON | *97CMN1002122B* | 33000 | 16.5 | 8.1 | 32200 | 24800 | 77.02% | 2 | 0 | 11.5 |  |  |  |  | R-410A | 2.75 | Residential & Commercial | USHP | Ducted CEE Tier 1
216687508 | Central HP <5.4 tons | MAINLINE | HRCU-A-CB (Split System: Heat Pump with Remote Outdoor Unit-Air-Source) | MLP19AY60AJVC |  |  | TCFY6021SEAAM | ML962V1005A21M4 | 53500 | 16 | 10 | 53500 | 49000 | 91.59% | 2 | 0 | 10 |  |  |  |  | R-454B | 4.4583 | Residential & Commercial | USHP | Ducted CEE Tier 1
213782064 | Central HP <5.4 tons | TEMPSTAR | HRCU-A-CB (Split System: Heat Pump with Remote Outdoor Unit-Air-Source) | TVH837GKA2* |  |  | EHD4X48AAL+WALLCON | *80CTL0701412B* | 32600 | 16.5 | 8.1 | 33200 | 25000 | 75.3% | 1.94 | 0 | 11 |  |  |  |  | R-410A | 2.7167 | Residential & Commercial | USHP | Ducted CEE Tier 1
213781324 | Central HP <5.4 tons | TEMPSTAR | HRCU-A-CB (Split System: Heat Pump with Remote Outdoor Unit-Air-Source) | TVH837GKA2* |  |  | EA*4X48L21A*+WALLCON | *80CTL1102120B* | 32400 | 17 | 8.1 | 32400 | 24800 | 76.54% | 1.98 | 0 | 11 |  |  |  |  | R-410A | 2.7 | Residential & Commercial | USHP | Ducted CEE Tier 1
206765151 | Central HP <5.4 tons | CARRIER | HRCU-A-CB (Split System: Heat Pump with Remote Outdoor Unit-Air-Source) | 25VNA837A*031* |  |  | CAP**4824AL*+UI | 59CU5A100C21**22 | 32400 | 17.5 | 8.5 | 32400 | 24800 | 76.54% | 2 | 12 | 11.5 |  |  |  |  | R-410A | 2.7 | Residential & Commercial | USHP | Ducted CEE Tier 1
216752054 | Central HP <5.4 tons | YORK | HRCU-A-CB (Split System: Heat Pump with Remote Outdoor Unit-Air-Source) | HH824E2S11 | ADP |  | H,YG7J*24+TXV-BLEED | TM9E040A10MP12 | 22400 | 16 | 8.8 | 21400 | 17600 | 82.24% | 1.96 | 0 | 11.5 |  |  |  |  | R-454B | 1.8667 | Residential & Commercial | USHP | Ducted CEE Tier 1
211386026 | Central HP <5.4 tons | FRASER-JOHNSTON | HRCU-A-CB (Split System: Heat Pump with Remote Outdoor Unit-Air-Source) | HMH72B341 |  |  | XAFC48FBCN1 | TMLE080B12MP11 | 33400 | 17 | 8.5 | 32400 | 23800 | 73.46% | 2.04 | 0 | 9 |  |  |  |  | R-410A | 2.7833 | Residential & Commercial | USHP
211393708 | Central HP <5.4 tons | FRASER-JOHNSTON | HRCU-A-CB (Split System: Heat Pump with Remote Outdoor Unit-Air-Source) | HMH72B341 |  |  | XAFA30DXXN1+TXV | TPLC060A12MP13 | 34000 | 17 | 8.1 | 34000 | 24200 | 71.18% | 2.04 | 0 | 9.5 |  |  |  |  | R-410A | 2.8333 | Residential & Commercial | USHP
211206962 | Central HP <5.4 tons | FRASER-JOHNSTON | HRCU-A-CB (Split System: Heat Pump with Remote Outdoor Unit-Air-Source) | HL20B4821 |  |  | XAMC48HE3N1+CC | TMLV120C20MP12 | 43500 | 19 | 9 | 44500 | 36200 | 81.35% | 2.14 | 0 | 12 |  |  |  |  | R-410A | 3.625 | Residential & Commercial | USHP | Ducted CEE Tier 1
216494143 | Central HP <5.4 tons | BRYANT HEATING AND COOLING SYSTEMS | HRCU-A-CB (Split System: Heat Pump with Remote Outdoor Unit-Air-Source) | 293VAN036**AA* | ADP |  | CE(P,V)3621G34*+TXV | 88*TB60070C21*** | 32800 | 20 | 9.5 | 33000 | 26000 | 78.79% | 2.04 | 0 | 11 |  |  |  |  | R-454B | 2.7333 | Residential & Commercial | USHP | Ducted CEE Tier 1
216494186 | Central HP <5.4 tons | BRYANT HEATING AND COOLING SYSTEMS | HRCU-A-CB (Split System: Heat Pump with Remote Outdoor Unit-Air-Source) | 293VAN036**AA* | ADP |  | CE(P,V)3621G34*+TXV | 986TD42080C17*** | 32600 | 20 | 9.5 | 33200 | 26200 | 78.92% | 2.02 | 0 | 10.5 |  |  |  |  | R-454B | 2.7167 | Residential & Commercial | USHP | Ducted CEE Tier 1
212926723 | Central HP <5.4 tons | KERR | HRCU-A-C (Split System: Heat Pump with Remote Outdoor Unit with No Indoor Fan --Air Source) | A-KCD30SA-1 | ADP |  | HE31930+TD | 0 | 28600 | 15.2 | 9.05 | 31000 | 26600 | 85.81% | 1.76 | 0 | 10 |  |  |  |  | R-410A | 2.3833 | Residential & Commercial | USHP | Ducted CEE Tier 1
212479895 | Central HP <5.4 tons | CARRIER | HRCU-A-CB (Split System: Heat Pump with Remote Outdoor Unit-Air-Source) | 38MURAQ24AB3* | ADP |  | A36VCA+TXV | 58SP*A045V17**16 | 23200 | 17 | 8.5 | 24000 | 23200 | 96.67% | 1.96 | 0 | 10 |  |  |  |  | R-410A | 1.9333 | Residential & Commercial | USHP | Ducted CEE Tier 1
212479929 | Central HP <5.4 tons | CARRIER | HRCU-A-CB (Split System: Heat Pump with Remote Outdoor Unit-Air-Source) | 38MURAQ24AB3* | ADP |  | PL36H175P159 | 58SP*A070V17**16 | 24000 | 17 | 8.5 | 24400 | 22400 | 91.8% | 1.9 | 0 | 10 |  |  |  |  | R-410A | 2 | Residential & Commercial | USHP | Ducted CEE Tier 1
212480124 | Central HP <5.4 tons | CARRIER | HRCU-A-CB (Split System: Heat Pump with Remote Outdoor Unit-Air-Source) | 38MURAQ24AB3* | ADP |  | C36A***L139 | 59SU5A060E17**16 | 24200 | 17 | 8.5 | 24600 | 22000 | 89.43% | 1.86 | 0 | 10 |  |  |  |  | R-410A | 2.0167 | Residential & Commercial | USHP | Ducted CEE Tier 1
212480126 | Central HP <5.4 tons | CARRIER | HRCU-A-CB (Split System: Heat Pump with Remote Outdoor Unit-Air-Source) | 38MURAQ24AB3* | ADP |  | PL36H175P149 | 59SU5A060E17**16 | 24400 | 17 | 8.5 | 24600 | 22000 | 89.43% | 1.86 | 0 | 10 |  |  |  |  | R-410A | 2.0333 | Residential & Commercial | USHP | Ducted CEE Tier 1
216684957 | Central HP <5.4 tons | MAINLINE | HRCU-A-CB (Split System: Heat Pump with Remote Outdoor Unit-Air-Source) | MLP19AY48AJVC |  |  | TCFY4821SEAAM | ML802V0755A21DZ | 45500 | 19 | 10 | 45500 | 41500 | 91.21% | 2.1 | 0 | 12 |  |  |  |  | R-454B | 3.7917 | Residential & Commercial | USHP | Ducted CEE Tier 1
216410907 | Central HP <5.4 tons | LUXAIRE | HRCU-A-CB (Split System: Heat Pump with Remote Outdoor Unit-Air-Source) | HMH72B361 |  |  | XAHC36DBCN1 | Z9ET060B12SMPS1 | 34000 | 16.5 | 8.5 | 33800 | 23800 | 70.41% | 2 | 0 | 8.5 |  |  |  |  | R-410A | 2.8333 | Residential & Commercial | USHP
216494175 | Central HP <5.4 tons | BRYANT HEATING AND COOLING SYSTEMS | HRCU-A-CB (Split System: Heat Pump with Remote Outdoor Unit-Air-Source) | 290VAN036**AA* | ADP |  | CE(P,V)3621G34*+TXV | 986TD42080C17*** | 33000 | 18 | 9 | 33600 | 24800 | 73.81% | 1.88 | 0 | 9 |  |  |  |  | R-454B | 2.75 | Residential & Commercial | USHP
213249274 | Central HP <5.4 tons | DAY & NIGHT | HRCU-A-CB (Split System: Heat Pump with Remote Outdoor Unit-Air-Source) | DLCURAH24ABK |  |  | FEVA0024**+NAVA43601CK | 0 | 24200 | 17 | 9 | 25800 | 22200 | 86.05% | 1.84 | 0 | 10 |  |  |  |  | R-410A | 2.0167 | Residential & Commercial | USHP | Ducted CEE Tier 1
213163583 | Central HP <5.4 tons | DAY & NIGHT | HRCU-A-CB (Split System: Heat Pump with Remote Outdoor Unit-Air-Source) | DLCURAH30ABK | ADP |  | H,FG33936+AEFE4B* | 0 | 30000 | 15.2 | 8.3 | 33400 | 27000 | 80.84% | 1.78 | 0 | 8.5 |  |  |  |  | R-410A | 2.5 | Residential & Commercial | USHP
214101703 | Central HP <5.4 tons | CONCORD | HRCU-A-CB (Split System: Heat Pump with Remote Outdoor Unit-Air-Source) | 4HP18V36P | ADP |  | H,A,DD16936 | 97G2DF070BE16 | 23800 | 18 | 8.5 | 22400 | 16300 | 72.77% | 2.16 | 0 | 12 |  |  |  |  | R-410A | 1.9833 | Residential & Commercial | USHP | Ducted CEE Tier 1
215611117 | Central HP <5.4 tons | MAINLINE | HRCU-A-CB (Split System: Heat Pump with Remote Outdoor Unit-Air-Source) | MLP19AY36AJVC |  |  | MLHMVY3621MEACA | 0 | 34200 | 19 | 8.5 | 34200 | 29400 | 85.96% | 2.1 | 0 | 12 |  |  |  |  | R-454B | 2.85 | Residential & Commercial | USHP | Ducted CEE Tier 1
216752005 | Central HP <5.4 tons | YORK | HRCU-A-CB (Split System: Heat Pump with Remote Outdoor Unit-Air-Source) | HH836E2S11 | ADP |  | H,YG81*36+TXV-BLEED | Y81E040A12SMPS1 | 33000 | 18 | 8.5 | 28800 | 24400 | 84.72% | 2 | 0 | 11.7 |  |  |  |  | R-454B | 2.75 | Residential & Commercial | USHP | Ducted CEE Tier 1
212977007 | Central HP <5.4 tons | TEMPSTAR | HRCU-A-CB (Split System: Heat Pump with Remote Outdoor Unit-Air-Source) | DLCURAH24ABK |  |  | EN(A,D)4X36L21** | *96VTN1002122B* | 23800 | 17 | 8.5 | 26400 | 28000 | 106.1% | 1.78 | 0 | 10.5 |  |  |  |  | R-410A | 1.9833 | Residential & Commercial | USHP | Ducted CEE Tier 1
213163585 | Central HP <5.4 tons | DAY & NIGHT | HRCU-A-CB (Split System: Heat Pump with Remote Outdoor Unit-Air-Source) | DLCURAH30ABK | ADP |  | H,FG35936+AEFE4B* | 0 | 31000 | 15.2 | 8.5 | 33800 | 26400 | 78.11% | 1.86 | 0 | 9 |  |  |  |  | R-410A | 2.5833 | Residential & Commercial | USHP
216684962 | Central HP <5.4 tons | MAINLINE | HRCU-A-CB (Split System: Heat Pump with Remote Outdoor Unit-Air-Source) | MLP19AY48AJVC |  |  | TCFY4821SEAAM | ML98MV1005A21UP | 45500 | 19 | 10 | 45500 | 42000 | 92.31% | 2.1 | 0 | 11.7 |  |  |  |  | R-454B | 3.7917 | Residential & Commercial | USHP | Ducted CEE Tier 1
215374849 | Central HP <5.4 tons | DUCANE | HRCU-A-CB (Split System: Heat Pump with Remote Outdoor Unit-Air-Source) | 4HP18V36P | ADP |  | H,A,DP13(1,2)36+TXV | EFV08BCA | 23000 | 17 | 8.5 | 22400 | 16100 | 71.88% | 2.14 | 0 | 12 |  |  |  |  | R-410A | 1.9167 | Residential & Commercial | USHP | Ducted CEE Tier 1
211386725 | Central HP <5.4 tons | FRASER-JOHNSTON | HRCU-A-CB (Split System: Heat Pump with Remote Outdoor Unit-Air-Source) | HMH72B341 |  |  | XAHC36DBCN1 | TM9Y100C16MP11 | 33800 | 16.5 | 8.1 | 33600 | 24000 | 71.43% | 2.04 | 0 | 9.5 |  |  |  |  | R-410A | 2.8167 | Residential & Commercial | USHP
213780984 | Central HP <5.4 tons | TEMPSTAR | HRCU-A-CB (Split System: Heat Pump with Remote Outdoor Unit-Air-Source) | TVH837GKA2* |  |  | EA*4X42L21A*+WALLCON | *80CTL0701716B* | 31400 | 17 | 8.1 | 33200 | 24400 | 73.49% | 1.86 | 0 | 10.5 |  |  |  |  | R-410A | 2.6167 | Residential & Commercial | USHP | Ducted CEE Tier 1
214101700 | Central HP <5.4 tons | CONCORD | HRCU-A-CB (Split System: Heat Pump with Remote Outdoor Unit-Air-Source) | 4HP18V36P | ADP |  | H,A,DD16936 | 97G2DF045BE12 | 24000 | 18 | 8.5 | 22400 | 16300 | 72.77% | 2.16 | 0 | 12 |  |  |  |  | R-410A | 2 | Residential & Commercial | USHP | Ducted CEE Tier 1
215677836 | Central HP <5.4 tons | AIRQUEST | HRCU-A-CB (Split System: Heat Pump with Remote Outdoor Unit-Air-Source) | H5H0V60*K*AAA* |  |  | EA*5X60M24A*+WALLCON | *97CMN0802120B* | 54500 | 18 | 8.5 | 59500 | 42000 | 70.59% | 1.9 | 0 | 8.5 |  |  |  |  | R-454B | 4.5417 | Residential & Commercial | USHP
212926722 | Central HP <5.4 tons | KERR | HRCU-A-C (Split System: Heat Pump with Remote Outdoor Unit with No Indoor Fan --Air Source) | A-KCD30SA-1 | ADP |  | HE31(1,2)30+TXV+TD | 0 | 28600 | 15.2 | 9.05 | 31000 | 26600 | 85.81% | 1.76 | 0 | 10 |  |  |  |  | R-410A | 2.3833 | Residential & Commercial | USHP | Ducted CEE Tier 1
213781384 | Central HP <5.4 tons | TEMPSTAR | HRCU-A-CB (Split System: Heat Pump with Remote Outdoor Unit-Air-Source) | TVH837GKA2* |  |  | EA*4X48L21A*+WALLCON | *96CTN0801714B* | 32200 | 17 | 8.1 | 32800 | 25000 | 76.22% | 1.96 | 0 | 11 |  |  |  |  | R-410A | 2.6833 | Residential & Commercial | USHP | Ducted CEE Tier 1
213780914 | Central HP <5.4 tons | TEMPSTAR | HRCU-A-CB (Split System: Heat Pump with Remote Outdoor Unit-Air-Source) | TVH837GKA2* |  |  | EA*4X37L21A*+WALLCON | *97CMN0601714B* | 32600 | 16.5 | 8.1 | 33200 | 25400 | 76.51% | 1.94 | 0 | 11 |  |  |  |  | R-410A | 2.7167 | Residential & Commercial | USHP | Ducted CEE Tier 1
213781134 | Central HP <5.4 tons | TEMPSTAR | HRCU-A-CB (Split System: Heat Pump with Remote Outdoor Unit-Air-Source) | TVH837GKA2* |  |  | EA*4X42L24A*+WALLCON | *97CMN1202422B* | 31800 | 17 | 8.1 | 32800 | 24400 | 74.39% | 1.88 | 0 | 11 |  |  |  |  | R-410A | 2.65 | Residential & Commercial | USHP | Ducted CEE Tier 1
213781214 | Central HP <5.4 tons | TEMPSTAR | HRCU-A-CB (Split System: Heat Pump with Remote Outdoor Unit-Air-Source) | TVH837GKA2* |  |  | EA*4X43L21A*+WALLCON | *95CSU0601716B* | 32800 | 17 | 8.5 | 33000 | 25200 | 76.36% | 1.96 | 0 | 11 |  |  |  |  | R-410A | 2.7333 | Residential & Commercial | USHP | Ducted CEE Tier 1
215678166 | Central HP <5.4 tons | AIRQUEST | HRCU-A-CB (Split System: Heat Pump with Remote Outdoor Unit-Air-Source) | H5H0V60*K*AAA* |  |  | ESH5X60M12A*+WALLCON | *96CTN1002122B* | 55500 | 17 | 8.5 | 60000 | 42000 | 70% | 1.9 | 0 | 8.5 |  |  |  |  | R-454B | 4.625 | Residential & Commercial | USHP
215677876 | Central HP <5.4 tons | AIRQUEST | HRCU-A-CB (Split System: Heat Pump with Remote Outdoor Unit-Air-Source) | H5H0V60*K*AAA* |  |  | EA*5X60M24A*+WALLCON | *96CTN1202422B* | 55000 | 18.5 | 9 | 59000 | 41500 | 70.34% | 2.02 | 0 | 9 |  |  |  |  | R-454B | 4.5833 | Residential & Commercial | USHP
215912253 | Central HP <5.4 tons | LUXAIRE | HRCU-A-CB (Split System: Heat Pump with Remote Outdoor Unit-Air-Source) | HH860E2S11 |  |  | JSC48D5CG2SS1 | 0 | 44000 | 18 | 8.5 | 43500 | 33000 | 75.86% | 2 | 0 | 12 |  |  |  |  | R-454B | 3.6667 | Residential & Commercial | USHP | Ducted CEE Tier 1
214398053 | Central HP <5.4 tons | LUXAIRE | HRCU-A-CB (Split System: Heat Pump with Remote Outdoor Unit-Air-Source) | HH860E2S11 |  |  | CTM60C5CHS1 | TPLC120C20MP13 | 53500 | 19 | 9 | 54000 | 39000 | 72.22% | 2 | 0 | 11 |  |  |  |  | R-454B | 4.4583 | Residential & Commercial | USHP | Ducted CEE Tier 1
214398284 | Central HP <5.4 tons | LUXAIRE | HRCU-A-CB (Split System: Heat Pump with Remote Outdoor Unit-Air-Source) | HH860E2S11 |  |  | CTF60C5CGS1 | LPLC120C20MP13 | 44500 | 18 | 9 | 45000 | 33800 | 75.11% | 2 | 0 | 11 |  |  |  |  | R-454B | 3.7083 | Residential & Commercial | USHP | Ducted CEE Tier 1
214398301 | Central HP <5.4 tons | LUXAIRE | HRCU-A-CB (Split System: Heat Pump with Remote Outdoor Unit-Air-Source) | HH860E2S11 |  |  | CTF60C5CGS1 | TM8E080C20MP11 | 44500 | 17 | 9 | 45000 | 33800 | 75.11% | 2 | 0 | 11.7 |  |  |  |  | R-454B | 3.7083 | Residential & Commercial | USHP | Ducted CEE Tier 1
214398338 | Central HP <5.4 tons | LUXAIRE | HRCU-A-CB (Split System: Heat Pump with Remote Outdoor Unit-Air-Source) | HH860E2S11 |  |  | CTF60C5CGS1 | TM8Y100C16MP11 | 44000 | 18 | 9 | 44000 | 33400 | 75.91% | 2 | 0 | 11.7 |  |  |  |  | R-454B | 3.6667 | Residential & Commercial | USHP | Ducted CEE Tier 1
214398653 | Central HP <5.4 tons | LUXAIRE | HRCU-A-CB (Split System: Heat Pump with Remote Outdoor Unit-Air-Source) | HH860E2S11 |  |  | CTF60C5CGS1 | TPLC080C16MP13 | 43500 | 18 | 9 | 44000 | 33400 | 75.91% | 2 | 0 | 11.7 |  |  |  |  | R-454B | 3.625 | Residential & Commercial | USHP | Ducted CEE Tier 1
211243436 | Central HP <5.4 tons | DAY & NIGHT | HRCU-A-CB (Split System: Heat Pump with Remote Outdoor Unit-Air-Source) | DLCURAH24ABK |  |  | EA*4X37L21A* | *80VTL0701716A* | 24800 | 17 | 8.5 | 25400 | 20800 | 81.89% | 1.76 | 0 | 10.5 |  |  |  |  | R-410A | 2.0667 | Residential & Commercial | USHP | Ducted CEE Tier 1
211243754 | Central HP <5.4 tons | DAY & NIGHT | HRCU-A-CB (Split System: Heat Pump with Remote Outdoor Unit-Air-Source) | DLCURAH24ABK |  |  | EN(A,D)4X24L14** | *95ESN0601412A* | 24000 | 15.2 | 8.5 | 27200 | 23000 | 84.56% | 1.88 | 0 | 10 |  |  |  |  | R-410A | 2 | Residential & Commercial | USHP | Ducted CEE Tier 1
211244370 | Central HP <5.4 tons | DAY & NIGHT | HRCU-A-CB (Split System: Heat Pump with Remote Outdoor Unit-Air-Source) | DLCURAH24ABK |  |  | EN(A,D)4X30L14** | *80ES(N,L)0451412A* | 24400 | 16 | 8.1 | 26600 | 22600 | 84.96% | 1.84 | 0 | 10 |  |  |  |  | R-410A | 2.0333 | Residential & Commercial | USHP | Ducted CEE Tier 1
213781714 | Central HP <5.4 tons | TEMPSTAR | HRCU-A-CB (Split System: Heat Pump with Remote Outdoor Unit-Air-Source) | TVH837GKA2* |  |  | EA*4X61L24A*+WALLCON | *96CTN1002122B* | 33200 | 17.5 | 8.5 | 32000 | 24800 | 77.5% | 2 | 0 | 11.7 |  |  |  |  | R-410A | 2.7667 | Residential & Commercial | USHP | Ducted CEE Tier 1
213163588 | Central HP <5.4 tons | DAY & NIGHT | HRCU-A-CB (Split System: Heat Pump with Remote Outdoor Unit-Air-Source) | DLCURAH30ABK | ADP |  | H,FG80936+AEFE3A* | 0 | 30400 | 15.2 | 8.5 | 33400 | 27000 | 80.84% | 1.82 | 0 | 9 |  |  |  |  | R-410A | 2.5333 | Residential & Commercial | USHP
213163590 | Central HP <5.4 tons | DAY & NIGHT | HRCU-A-CB (Split System: Heat Pump with Remote Outdoor Unit-Air-Source) | DLCURAH30ABK | ADP |  | H,FG82936+AEFE4B* | 0 | 31200 | 15.2 | 8.5 | 33800 | 26400 | 78.11% | 1.86 | 0 | 9 |  |  |  |  | R-410A | 2.6 | Residential & Commercial | USHP
215676646 | Central HP <5.4 tons | AIRQUEST | HRCU-A-CB (Split System: Heat Pump with Remote Outdoor Unit-Air-Source) | H5H0V48*K*AAA* |  |  | EVD5X60M24A*+WALLCON | *95CSU1002122B* | 48000 | 19 | 9 | 50000 | 36400 | 72.8% | 2.02 | 0 | 10 |  |  |  |  | R-454B | 4 | Residential & Commercial | USHP | Ducted CEE Tier 1
212614354 | Central HP <5.4 tons | DAY & NIGHT | HRCU-A-CB (Split System: Heat Pump with Remote Outdoor Unit-Air-Source) | DLCURAH18ABK | ADP |  | F,PE*E31925 | 0 | 17500 | 17 | 8.8 | 17100 | 19400 | 113.5% | 2.36 | 0 | 10.5 |  |  |  |  | R-410A | 1.4583 | Residential & Commercial | USHP | Ducted CEE Tier 1
211244485 | Central HP <5.4 tons | BRYANT HEATING AND COOLING SYSTEMS | HRCU-A-CB (Split System: Heat Pump with Remote Outdoor Unit-Air-Source) | 38MURAQ24AB3* |  |  | CNPV*3017AL* | 8(0,1)*SA48070E17*** | 24800 | 16 | 8.1 | 26800 | 22200 | 82.84% | 1.82 | 0 | 10.5 |  |  |  |  | R-410A | 2.0667 | Residential & Commercial | USHP | Ducted CEE Tier 1
211246005 | Central HP <5.4 tons | CARRIER | HRCU-A-CB (Split System: Heat Pump with Remote Outdoor Unit-Air-Source) | 38MURAQ24AB3* |  |  | CAP**3621AL* | GG96VTAA48080B | 24400 | 16.5 | 8.5 | 26200 | 22400 | 85.5% | 1.86 | 0 | 10 |  |  |  |  | R-410A | 2.0333 | Residential & Commercial | USHP | Ducted CEE Tier 1
215677016 | Central HP <5.4 tons | AIRQUEST | HRCU-A-CB (Split System: Heat Pump with Remote Outdoor Unit-Air-Source) | H5H0V60*K*AAA* |  |  | EVM5X60M21A*+WALLCON | *80CTL1102120B* | 57000 | 18.5 | 9 | 63500 | 44500 | 70.08% | 2.08 | 0 | 9.5 |  |  |  |  | R-454B | 4.75 | Residential & Commercial | USHP
215677066 | Central HP <5.4 tons | AIRQUEST | HRCU-A-CB (Split System: Heat Pump with Remote Outdoor Unit-Air-Source) | H5H0V60*K*AAA* |  |  | EVM5X60M21A*+WALLCON | *97CMN1002122B* | 56500 | 18.5 | 9 | 64000 | 45000 | 70.31% | 2.08 | 0 | 9 |  |  |  |  | R-454B | 4.7083 | Residential & Commercial | USHP
214650821 | Central HP <5.4 tons | LUXAIRE | HRCU-A-CB (Split System: Heat Pump with Remote Outdoor Unit-Air-Source) | HH824E2S11 |  |  | CTU30B5XCS1+TXV | LP9C060B12MP13 | 23000 | 17 | 9.5 | 23000 | 18300 | 79.57% | 2 | 0 | 12 |  |  |  |  | R-454B | 1.9167 | Residential & Commercial | USHP | Ducted CEE Tier 1
214651169 | Central HP <5.4 tons | LUXAIRE | HRCU-A-CB (Split System: Heat Pump with Remote Outdoor Unit-Air-Source) | HH824E2S11 |  |  | CTU36B5XDS1+TXV | TM9E060B12MP12 | 23000 | 18 | 9.5 | 23000 | 19200 | 83.48% | 2 | 0 | 12 |  |  |  |  | R-454B | 1.9167 | Residential & Commercial | USHP | Ducted CEE Tier 1
214652058 | Central HP <5.4 tons | LUXAIRE | HRCU-A-CB (Split System: Heat Pump with Remote Outdoor Unit-Air-Source) | HH824E2S11 |  |  | CTU30B5XCS1+TXV | LP9C080B12MP13 | 23000 | 17 | 9.5 | 23000 | 18200 | 79.13% | 2 | 0 | 12 |  |  |  |  | R-454B | 1.9167 | Residential & Commercial | USHP | Ducted CEE Tier 1
211194297 | Central HP <5.4 tons | CARRIER | HRCU-A-CB (Split System: Heat Pump with Remote Outdoor Unit-Air-Source) | 38MURAQ30AB3* |  |  | FX4DN(B,F)037L | 0 | 31000 | 15.2 | 8.1 | 33600 | 26400 | 78.57% | 1.82 | 0 | 9 |  |  |  |  | R-410A | 2.5833 | Residential & Commercial | USHP
215678266 | Central HP <5.4 tons | AIRQUEST | HRCU-A-CB (Split System: Heat Pump with Remote Outdoor Unit-Air-Source) | H5H0V24*K*AAA* |  |  | EA*5X30M17A*+WALLCON | *80CSU0401712B* | 23200 | 17 | 8.5 | 23600 | 16600 | 70.34% | 1.98 | 0 | 10 |  |  |  |  | R-454B | 1.9333 | Residential & Commercial | USHP | Ducted CEE Tier 1
211713275 | Central HP <5.4 tons | DAY & NIGHT | HRCU-A-CB (Split System: Heat Pump with Remote Outdoor Unit-Air-Source) | DLCURAH30ABK |  |  | EA*4X43L21A* | *80ES(N,L)0901714A* | 30600 | 15.2 | 8.1 | 33200 | 26000 | 78.31% | 1.84 | 0 | 9 |  |  |  |  | R-410A | 2.55 | Residential & Commercial | USHP
211387298 | Central HP <5.4 tons | LUXAIRE | HRCU-A-CB (Split System: Heat Pump with Remote Outdoor Unit-Air-Source) | HMH72B341 |  |  | XAFC36DXXN1+TXV | TM9V100C20MP12 | 34000 | 17.5 | 8.1 | 34000 | 24800 | 72.94% | 2.12 | 0 | 9.5 |  |  |  |  | R-410A | 2.8333 | Residential & Commercial | USHP
211387498 | Central HP <5.4 tons | LUXAIRE | HRCU-A-CB (Split System: Heat Pump with Remote Outdoor Unit-Air-Source) | HMH72B341 |  |  | XAFC36DXXN1+TXV | TM9V100C16MP12 | 34000 | 17.5 | 8.5 | 34000 | 24000 | 70.59% | 2.1 | 0 | 10 |  |  |  |  | R-410A | 2.8333 | Residential & Commercial | USHP | Ducted CEE Tier 1
215942373 | Central HP <5.4 tons | AIRQUEST | HRCU-A-CB (Split System: Heat Pump with Remote Outdoor Unit-Air-Source) | H5H3V36*K*AAA* |  |  | EVM5X44M21A*+WALLCON | *96CTN0601714B* | 35200 | 21 | 8.5 | 37400 | 28000 | 74.87% | 2.06 | 0 | 11.7 |  |  |  |  | R-454B | 2.9333 | Residential & Commercial | USHP | Ducted CEE Tier 1
215726606 | Central HP <5.4 tons | YORK | HRCU-A-CB (Split System: Heat Pump with Remote Outdoor Unit-Air-Source) | HH860E2S11 | ADP |  | H,YG50*60+TXV-BLEED | TM9Y120D20MP11 | 53000 | 19 | 8.5 | 52500 | 39000 | 74.29% | 2 | 0 | 11 |  |  |  |  | R-454B | 4.4167 | Residential & Commercial | USHP | Ducted CEE Tier 1
215726622 | Central HP <5.4 tons | YORK | HRCU-A-CB (Split System: Heat Pump with Remote Outdoor Unit-Air-Source) | HH860E2S11 | ADP |  | H,YG49*60+TXV-BLEED | Y81E080C16SMPS1 | 44500 | 18 | 8.5 | 42500 | 33000 | 77.65% | 2 | 0 | 12 |  |  |  |  | R-454B | 3.7083 | Residential & Commercial | USHP | Ducted CEE Tier 1
215726629 | Central HP <5.4 tons | YORK | HRCU-A-CB (Split System: Heat Pump with Remote Outdoor Unit-Air-Source) | HH860E2S11 | ADP |  | H,YG52*60+TXV-BLEED | Y81E080C16SMPS1 | 44500 | 18 | 8.5 | 42500 | 33000 | 77.65% | 2 | 0 | 12 |  |  |  |  | R-454B | 3.7083 | Residential & Commercial | USHP | Ducted CEE Tier 1
215726631 | Central HP <5.4 tons | YORK | HRCU-A-CB (Split System: Heat Pump with Remote Outdoor Unit-Air-Source) | HH860E2S11 | ADP |  | H,YG84*48+TXV-BLEED | Y81E080C16SMPS1 | 44500 | 18 | 8.5 | 42500 | 33000 | 77.65% | 2 | 0 | 12 |  |  |  |  | R-454B | 3.7083 | Residential & Commercial | USHP | Ducted CEE Tier 1
215726690 | Central HP <5.4 tons | YORK | HRCU-A-CB (Split System: Heat Pump with Remote Outdoor Unit-Air-Source) | HH860E2S11 | ADP |  | H,YG88*60+TXV | Y81E100C20SMPS1 | 53000 | 19 | 8.5 | 51500 | 38000 | 73.79% | 2 | 0 | 11.7 |  |  |  |  | R-454B | 4.4167 | Residential & Commercial | USHP | Ducted CEE Tier 1
215726699 | Central HP <5.4 tons | YORK | HRCU-A-CB (Split System: Heat Pump with Remote Outdoor Unit-Air-Source) | HH860E2S11 | ADP |  | H,YG49*48+TXV | Y81E120C16SMPS1 | 44000 | 18 | 8.5 | 42000 | 32600 | 77.62% | 2 | 0 | 12 |  |  |  |  | R-454B | 3.6667 | Residential & Commercial | USHP | Ducted CEE Tier 1
215678226 | Central HP <5.4 tons | AIRQUEST | HRCU-A-CB (Split System: Heat Pump with Remote Outdoor Unit-Air-Source) | H5H0V24*K*AAA* |  |  | EA*5X25M17A*+WALLCON | *80CSU0401712B* | 24000 | 17 | 9 | 23200 | 16300 | 70.26% | 2.02 | 0 | 10.5 |  |  |  |  | R-454B | 2 | Residential & Commercial | USHP | Ducted CEE Tier 1
215678396 | Central HP <5.4 tons | AIRQUEST | HRCU-A-CB (Split System: Heat Pump with Remote Outdoor Unit-Air-Source) | H5H0V24*K*AAA* |  |  | EA*5X37M21A*+WALLCON | *80CSU0601716B* | 24200 | 17.5 | 9 | 23200 | 16300 | 70.26% | 2.02 | 0 | 10.5 |  |  |  |  | R-454B | 2.0167 | Residential & Commercial | USHP | Ducted CEE Tier 1
213779274 | Central HP <5.4 tons | TEMPSTAR | HRCU-A-CB (Split System: Heat Pump with Remote Outdoor Unit-Air-Source) | TVH837GKA** |  |  | EA*4X43L21A*+WALLCON | *80CTL0901716B* | 33000 | 17 | 8.5 | 32800 | 25000 | 76.22% | 1.98 | 0 | 11 |  |  |  |  | R-410A | 2.75 | Residential & Commercial | USHP | Ducted CEE Tier 1
213779424 | Central HP <5.4 tons | TEMPSTAR | HRCU-A-CB (Split System: Heat Pump with Remote Outdoor Unit-Air-Source) | TVH837GKA** |  |  | EA*4X48L21A*+WALLCON | *95CSU0601716B* | 32200 | 17 | 8.1 | 32600 | 25000 | 76.69% | 1.94 | 0 | 11 |  |  |  |  | R-410A | 2.6833 | Residential & Commercial | USHP | Ducted CEE Tier 1
213780024 | Central HP <5.4 tons | TEMPSTAR | HRCU-A-CB (Split System: Heat Pump with Remote Outdoor Unit-Air-Source) | TVH837GKA** |  |  | EHD4X42AAL+WALLCON | *80CTL0902120B* | 32400 | 16.5 | 8.1 | 32800 | 24600 | 75% | 1.94 | 0 | 11 |  |  |  |  | R-410A | 2.7 | Residential & Commercial | USHP | Ducted CEE Tier 1
212979209 | Central HP <5.4 tons | DAY & NIGHT | HRCU-A-CB (Split System: Heat Pump with Remote Outdoor Unit-Air-Source) | DLCURAH24ABK |  |  | EN(A,D)4X24L17** | *80MS(N,L)0701716A* | 23200 | 16.5 | 8.5 | 26800 | 25400 | 94.78% | 2.14 | 0 | 10 |  |  |  |  | R-410A | 1.9333 | Residential & Commercial | USHP | Ducted CEE Tier 1
214650363 | Central HP <5.4 tons | LUXAIRE | HRCU-A-CB (Split System: Heat Pump with Remote Outdoor Unit-Air-Source) | HH824E2S11 |  |  | CTU36B5XDS1+TXV | TM9Y060B12MP11 | 23000 | 18 | 9.5 | 23000 | 18400 | 80% | 2 | 0 | 12 |  |  |  |  | R-454B | 1.9167 | Residential & Commercial | USHP | Ducted CEE Tier 1
214652044 | Central HP <5.4 tons | LUXAIRE | HRCU-A-CB (Split System: Heat Pump with Remote Outdoor Unit-Air-Source) | HH824E2S11 |  |  | CTU30B5XCS1+TXV | TP9C080B12MP13 | 23000 | 17 | 9.5 | 23000 | 18200 | 79.13% | 2 | 0 | 12 |  |  |  |  | R-454B | 1.9167 | Residential & Commercial | USHP | Ducted CEE Tier 1
213780194 | Central HP <5.4 tons | TEMPSTAR | HRCU-A-CB (Split System: Heat Pump with Remote Outdoor Unit-Air-Source) | TVH837GKA** |  |  | EHD4X48AAL+WALLCON | *80CTL1102120B* | 32600 | 16.5 | 8.1 | 32800 | 24800 | 75.61% | 1.96 | 0 | 11 |  |  |  |  | R-410A | 2.7167 | Residential & Commercial | USHP | Ducted CEE Tier 1
213780274 | Central HP <5.4 tons | TEMPSTAR | HRCU-A-CB (Split System: Heat Pump with Remote Outdoor Unit-Air-Source) | TVH837GKA** |  |  | EHD4X48AAL+WALLCON | *96CTN0801714B* | 32600 | 16.5 | 8.1 | 33000 | 25000 | 75.76% | 1.94 | 0 | 11 |  |  |  |  | R-410A | 2.7167 | Residential & Commercial | USHP | Ducted CEE Tier 1
216410922 | Central HP <5.4 tons | LUXAIRE | HRCU-A-CB (Split System: Heat Pump with Remote Outdoor Unit-Air-Source) | HMH72B361 |  |  | XAHB36DBCN1 | Z9ET060B12SMPS1 | 34200 | 16.5 | 8.5 | 33800 | 23800 | 70.41% | 1.98 | 0 | 8.5 |  |  |  |  | R-410A | 2.85 | Residential & Commercial | USHP
214650090 | Central HP <5.4 tons | LUXAIRE | HRCU-A-CB (Split System: Heat Pump with Remote Outdoor Unit-Air-Source) | HH824E2S11 |  |  | CTU30B5XCS1+TXV | Z9ES080B12SMPS1 | 23000 | 17 | 9.5 | 23000 | 18400 | 80% | 2 | 0 | 12 |  |  |  |  | R-454B | 1.9167 | Residential & Commercial | USHP | Ducted CEE Tier 1
214650222 | Central HP <5.4 tons | LUXAIRE | HRCU-A-CB (Split System: Heat Pump with Remote Outdoor Unit-Air-Source) | HH824E2S11 |  |  | CTU36B5XDS1+TXV | Z9ES080B12SMPS1 | 23000 | 18 | 9.5 | 23000 | 18600 | 80.87% | 2 | 0 | 12 |  |  |  |  | R-454B | 1.9167 | Residential & Commercial | USHP | Ducted CEE Tier 1
214649904 | Central HP <5.4 tons | LUXAIRE | HRCU-A-CB (Split System: Heat Pump with Remote Outdoor Unit-Air-Source) | HH860E2S11 |  |  | CTU60D5XGS1+TXV | TM9E120D20MP12 | 45000 | 17 | 9 | 47000 | 35000 | 74.47% | 2 | 0 | 11 |  |  |  |  | R-454B | 3.75 | Residential & Commercial | USHP | Ducted CEE Tier 1
213163584 | Central HP <5.4 tons | DAY & NIGHT | HRCU-A-CB (Split System: Heat Pump with Remote Outdoor Unit-Air-Source) | DLCURAH30ABK | ADP |  | H,FG33936+AEFE3A* | 0 | 29800 | 15.2 | 8.3 | 33400 | 27000 | 80.84% | 1.78 | 0 | 8.5 |  |  |  |  | R-410A | 2.4833 | Residential & Commercial | USHP
212614362 | Central HP <5.4 tons | DAY & NIGHT | HRCU-A-CB (Split System: Heat Pump with Remote Outdoor Unit-Air-Source) | DLCURAH30ABK | ADP |  | F,PE*BB9937 | 0 | 31200 | 15.2 | 8.5 | 33800 | 26400 | 78.11% | 1.86 | 0 | 9 |  |  |  |  | R-410A | 2.6 | Residential & Commercial | USHP
213780374 | Central HP <5.4 tons | TEMPSTAR | HRCU-A-CB (Split System: Heat Pump with Remote Outdoor Unit-Air-Source) | TVH837GKA** |  |  | EHD4X60AAL+WALLCON | *95CSU0601716B* | 32800 | 16.5 | 8.1 | 32200 | 25000 | 77.64% | 1.96 | 0 | 11 |  |  |  |  | R-410A | 2.7333 | Residential & Commercial | USHP | Ducted CEE Tier 1
213163589 | Central HP <5.4 tons | DAY & NIGHT | HRCU-A-CB (Split System: Heat Pump with Remote Outdoor Unit-Air-Source) | DLCURAH30ABK | ADP |  | H,FG81936+AEFE4B* | 0 | 31200 | 15.2 | 8.5 | 33800 | 26400 | 78.11% | 1.86 | 0 | 9 |  |  |  |  | R-410A | 2.6 | Residential & Commercial | USHP
216980385 | Central HP <5.4 tons | LUXAIRE | HRCU-A-CB (Split System: Heat Pump with Remote Outdoor Unit-Air-Source) | HH836E2S11 |  |  | CTM36B5CDS1 | Z8ET080B12LMPS1 | 33800 | 18 | 8.5 | 31800 | 24000 | 75.47% | 2 | 0 | 11 |  |  |  |  | R-454B | 2.8167 | Residential & Commercial | USHP | Ducted CEE Tier 1
215912237 | Central HP <5.4 tons | LUXAIRE | HRCU-A-CB (Split System: Heat Pump with Remote Outdoor Unit-Air-Source) | HH824E2S11 |  |  | CTM36B5ADS1 | TM9E080B12MP12 | 23000 | 17 | 9.5 | 23000 | 18800 | 81.74% | 2 | 0 | 12 |  |  |  |  | R-454B | 1.9167 | Residential & Commercial | USHP | Ducted CEE Tier 1
215939793 | Central HP <5.4 tons | TEMPSTAR | HRCU-A-CB (Split System: Heat Pump with Remote Outdoor Unit-Air-Source) | T5H3V36*K*AAA* |  |  | EA*5X60M24A*+WALLCON | *96CTN0802120B* | 34000 | 20 | 9.5 | 34200 | 26000 | 76.02% | 2.06 | 0 | 11.7 |  |  |  |  | R-454B | 2.8333 | Residential & Commercial | USHP | Ducted CEE Tier 1
215940463 | Central HP <5.4 tons | TEMPSTAR | HRCU-A-CB (Split System: Heat Pump with Remote Outdoor Unit-Air-Source) | T5H3V36*K*AAA* |  |  | EVM5X60M21A*+WALLCON | *97CTN1002122A* | 35600 | 22 | 8.5 | 38000 | 28600 | 75.26% | 2.02 | 0 | 12.5 |  |  |  |  | R-454B | 2.9667 | Residential & Commercial | USHP | Ducted CEE Tier 1
215940613 | Central HP <5.4 tons | TEMPSTAR | HRCU-A-CB (Split System: Heat Pump with Remote Outdoor Unit-Air-Source) | T5H3V36*K*AAA* |  |  | EVD5X38M17A*+WALLCON | *97CTN0801716A* | 35200 | 21 | 8.5 | 38500 | 29200 | 75.84% | 2.06 | 0 | 11.7 |  |  |  |  | R-454B | 2.9333 | Residential & Commercial | USHP | Ducted CEE Tier 1
213781374 | Central HP <5.4 tons | TEMPSTAR | HRCU-A-CB (Split System: Heat Pump with Remote Outdoor Unit-Air-Source) | TVH837GKA2* |  |  | EA*4X48L21A*+WALLCON | *96CTN0601714B* | 32200 | 17 | 8.1 | 32600 | 25200 | 77.3% | 1.94 | 0 | 11 |  |  |  |  | R-410A | 2.6833 | Residential & Commercial | USHP | Ducted CEE Tier 1
213781424 | Central HP <5.4 tons | TEMPSTAR | HRCU-A-CB (Split System: Heat Pump with Remote Outdoor Unit-Air-Source) | TVH837GKA2* |  |  | EA*4X48L24A*+WALLCON | *80CTL1352422B* | 32400 | 17.5 | 8.5 | 32400 | 24800 | 76.54% | 1.98 | 0 | 11.5 |  |  |  |  | R-410A | 2.7 | Residential & Commercial | USHP | Ducted CEE Tier 1
215679276 | Central HP <5.4 tons | AIRQUEST | HRCU-A-CB (Split System: Heat Pump with Remote Outdoor Unit-Air-Source) | H5H0V36*K*AAA* |  |  | EA*5X37M21A*+WALLCON | *96CTN0802120B* | 34400 | 18 | 9 | 35400 | 25200 | 71.19% | 1.88 | 0 | 10 |  |  |  |  | R-454B | 2.8667 | Residential & Commercial | USHP | Ducted CEE Tier 1
215679426 | Central HP <5.4 tons | AIRQUEST | HRCU-A-CB (Split System: Heat Pump with Remote Outdoor Unit-Air-Source) | H5H0V36*K*AAA* |  |  | EA*5X43M21A*+WALLCON | *80CSU0401712B* | 34600 | 18 | 9 | 35200 | 25000 | 71.02% | 1.9 | 0 | 10 |  |  |  |  | R-454B | 2.8833 | Residential & Commercial | USHP | Ducted CEE Tier 1
216684948 | Central HP <5.4 tons | MAINLINE | HRCU-A-CB (Split System: Heat Pump with Remote Outdoor Unit-Air-Source) | MLP19AY36AJVC |  |  | TCFY3621MEAAM | ML962V0403A17M4 | 34200 | 20 | 10 | 34200 | 29600 | 86.55% | 2 | 0 | 12 |  |  |  |  | R-454B | 2.85 | Residential & Commercial | USHP | Ducted CEE Tier 1
216684950 | Central HP <5.4 tons | MAINLINE | HRCU-A-CB (Split System: Heat Pump with Remote Outdoor Unit-Air-Source) | MLP19AY36AJVC |  |  | TCFY3621MEAAM | ML962V0855A21M4 | 34200 | 19 | 10 | 34200 | 29400 | 85.96% | 2 | 0 | 12 |  |  |  |  | R-454B | 2.85 | Residential & Commercial | USHP | Ducted CEE Tier 1
213781004 | Central HP <5.4 tons | TEMPSTAR | HRCU-A-CB (Split System: Heat Pump with Remote Outdoor Unit-Air-Source) | TVH837GKA2* |  |  | EA*4X42L21A*+WALLCON | *80CTL0902120B* | 31800 | 17 | 8.1 | 32800 | 24200 | 73.78% | 1.88 | 0 | 11 |  |  |  |  | R-410A | 2.65 | Residential & Commercial | USHP | Ducted CEE Tier 1
213781694 | Central HP <5.4 tons | TEMPSTAR | HRCU-A-CB (Split System: Heat Pump with Remote Outdoor Unit-Air-Source) | TVH837GKA2* |  |  | EA*4X61L24A*+WALLCON | *97CMN1002122B* | 33200 | 17.5 | 8.5 | 32000 | 24800 | 77.5% | 2 | 0 | 11.7 |  |  |  |  | R-410A | 2.7667 | Residential & Commercial | USHP | Ducted CEE Tier 1
212926724 | Central HP <5.4 tons | KERR | HRCU-A-C (Split System: Heat Pump with Remote Outdoor Unit with No Indoor Fan --Air Source) | A-KCD36SA-1 | ADP |  | HG8J936+TD | 0 | 34600 | 15.2 | 9.8 | 37400 | 31600 | 84.49% | 1.96 | 0 | 9.5 |  |  |  |  | R-410A | 2.8833 | Residential & Commercial | USHP
213249340 | Central HP <5.4 tons | DAY & NIGHT | HRCU-A-CB (Split System: Heat Pump with Remote Outdoor Unit-Air-Source) | DLCURAH36ABK |  |  | FEVA0036**+NAVA43601CK | 0 | 35400 | 16 | 8.5 | 38500 | 35000 | 90.91% | 1.9 | 0 | 10 |  |  |  |  | R-410A | 2.95 | Residential & Commercial | USHP | Ducted CEE Tier 1
212978259 | Central HP <5.4 tons | BRYANT HEATING AND COOLING SYSTEMS | HRCU-A-CB (Split System: Heat Pump with Remote Outdoor Unit-Air-Source) | 38MURAQ18AB3* |  |  | CAP**2517AL* | 8(0,1)*SB36070M14*** | 18200 | 17 | 8.5 | 18000 | 17600 | 97.78% | 2.14 | 0 | 11 |  |  |  |  | R-410A | 1.5167 | Residential & Commercial | USHP | Ducted CEE Tier 1
212980002 | Central HP <5.4 tons | BRYANT HEATING AND COOLING SYSTEMS | HRCU-A-CB (Split System: Heat Pump with Remote Outdoor Unit-Air-Source) | 38MURAQ18AB3* |  |  | CNPV*3017AL* | 8(0,1)*SB42090M17*** | 17700 | 16.5 | 8.1 | 18300 | 18600 | 101.6% | 2.24 | 0 | 11 |  |  |  |  | R-410A | 1.475 | Residential & Commercial | USHP | Ducted CEE Tier 1
216684920 | Central HP <5.4 tons | MAINLINE | HRCU-A-CB (Split System: Heat Pump with Remote Outdoor Unit-Air-Source) | MLP19AY24AJVC |  |  | TCFY2421HEAAM | ML962V0703A17M4 | 22800 | 20 | 8.5 | 22800 | 18600 | 81.58% | 1.8 | 0 | 12 |  |  |  |  | R-454B | 1.9 | Residential & Commercial | USHP | Ducted CEE Tier 1
214720175 | Central HP <5.4 tons | LUXAIRE | HRCU-A-CB (Split System: Heat Pump with Remote Outdoor Unit-Air-Source) | HH860E2S11 |  |  | CTU60C5XGS1+TXV | TM8E120C16MP11 | 44500 | 18 | 9 | 45500 | 34200 | 75.16% | 2 | 0 | 11 |  |  |  |  | R-454B | 3.7083 | Residential & Commercial | USHP | Ducted CEE Tier 1
214720160 | Central HP <5.4 tons | LUXAIRE | HRCU-A-CB (Split System: Heat Pump with Remote Outdoor Unit-Air-Source) | HH860E2S11 |  |  | CTU60C5XGS1+TXV | TM8E100C16MP11 | 44500 | 18 | 9 | 45500 | 34200 | 75.16% | 2 | 0 | 11 |  |  |  |  | R-454B | 3.7083 | Residential & Commercial | USHP | Ducted CEE Tier 1
216487624 | Central HP <5.4 tons | BRYANT HEATING AND COOLING SYSTEMS | HRCU-A-CB (Split System: Heat Pump with Remote Outdoor Unit-Air-Source) | 293VAN036**AA* | ADP |  | CE(P,V)3614G34*+TXV | 987MC66100C21*** | 32800 | 20 | 9.5 | 33200 | 26200 | 78.92% | 2 | 0 | 11.5 |  |  |  |  | R-454B | 2.7333 | Residential & Commercial | USHP | Ducted CEE Tier 1
212383457 | Central HP <5.4 tons | BRYANT HEATING AND COOLING SYSTEMS | HRCU-A-CB (Split System: Heat Pump with Remote Outdoor Unit-Air-Source) | 38MURAQ36AB3* |  |  | CAP**4321AL* | 8(0,1)*SA48070E17*** | 36800 | 15.5 | 8.5 | 39000 | 34800 | 89.23% | 2.1 | 0 | 10 |  |  |  |  | R-410A | 3.0667 | Residential & Commercial | USHP | Ducted CEE Tier 1
214080672 | Central HP <5.4 tons | ARMSTRONG AIR | HRCU-A-CB (Split System: Heat Pump with Remote Outdoor Unit-Air-Source) | 4SHP22LX124P-**A | ADP |  | H,A,DP16936 | A97USMV070B12 | 23800 | 21 | 8.5 | 22000 | 15400 | 70% | 1.92 | 0 | 13.5 |  |  |  |  | R-410A | 1.9833 | Residential & Commercial | USHP | Ducted CEE Tier 1
214833519 | Central HP <5.4 tons | FRASER-JOHNSTON | HRCU-A-CB (Split System: Heat Pump with Remote Outdoor Unit-Air-Source) | HH860E2S11 |  |  | JSC60D5CJ2SS1 | 0 | 53000 | 19 | 8.5 | 54000 | 39000 | 72.22% | 2 | 0 | 11 |  |  |  |  | R-454B | 4.4167 | Residential & Commercial | USHP | Ducted CEE Tier 1
214396573 | Central HP <5.4 tons | LUXAIRE | HRCU-A-CB (Split System: Heat Pump with Remote Outdoor Unit-Air-Source) | HH860E2S11 |  |  | CTF60C5CGS1 | TP9C100C16MP13 | 43500 | 18 | 9 | 44000 | 33200 | 75.45% | 2 | 0 | 11.7 |  |  |  |  | R-454B | 3.625 | Residential & Commercial | USHP | Ducted CEE Tier 1
214396756 | Central HP <5.4 tons | LUXAIRE | HRCU-A-CB (Split System: Heat Pump with Remote Outdoor Unit-Air-Source) | HH860E2S11 |  |  | CTM60C5CHS1 | TM9E100C20MP12 | 53500 | 19 | 8.5 | 55000 | 39000 | 70.91% | 2 | 0 | 11 |  |  |  |  | R-454B | 4.4583 | Residential & Commercial | USHP | Ducted CEE Tier 1
216684964 | Central HP <5.4 tons | MAINLINE | HRCU-A-CB (Split System: Heat Pump with Remote Outdoor Unit-Air-Source) | MLP19AY48AJVC |  |  | TCFY4821SEAAM | ML962V0855A21M4 | 45500 | 19 | 10 | 45500 | 42000 | 92.31% | 2.1 | 0 | 11.7 |  |  |  |  | R-454B | 3.7917 | Residential & Commercial | USHP | Ducted CEE Tier 1
211386762 | Central HP <5.4 tons | LUXAIRE | HRCU-A-CB (Split System: Heat Pump with Remote Outdoor Unit-Air-Source) | HMH72B341 |  |  | XAFC36DBCN1 | TM9Y100C16MP11 | 34000 | 17 | 8.1 | 34000 | 24400 | 71.76% | 2.08 | 0 | 9.5 |  |  |  |  | R-410A | 2.8333 | Residential & Commercial | USHP
212520159 | Central HP <5.4 tons | CARRIER | HRCU-A-CB (Split System: Heat Pump with Remote Outdoor Unit-Air-Source) | 38MURAQ18AB3* | ADP |  | H,PG9J936 | 58S(B,C)*A070E14**12 | 17500 | 16 | 8.5 | 16800 | 18400 | 109.5% | 2.26 | 0 | 11 |  |  |  |  | R-410A | 1.4583 | Residential & Commercial | USHP | Ducted CEE Tier 1
216687504 | Central HP <5.4 tons | MAINLINE | HRCU-A-CB (Split System: Heat Pump with Remote Outdoor Unit-Air-Source) | MLP19AY60AJVC |  |  | TCFY6021SEAAM | ML802V0755A21UH | 53500 | 17 | 10 | 53500 | 48500 | 90.65% | 2 | 0 | 10 |  |  |  |  | R-454B | 4.4583 | Residential & Commercial | USHP | Ducted CEE Tier 1
216687506 | Central HP <5.4 tons | MAINLINE | HRCU-A-CB (Split System: Heat Pump with Remote Outdoor Unit-Air-Source) | MLP19AY60AJVC |  |  | TCFY6021SEAAM | ML962V0855A21M4 | 53500 | 16 | 10 | 53500 | 49000 | 91.59% | 2 | 0 | 10 |  |  |  |  | R-454B | 4.4583 | Residential & Commercial | USHP | Ducted CEE Tier 1
215679876 | Central HP <5.4 tons | AIRQUEST | HRCU-A-CB (Split System: Heat Pump with Remote Outdoor Unit-Air-Source) | H5H0V36*K*AAA* |  |  | ESH5X48M12A*+WALLCON | *80CSU0401712B* | 34200 | 17 | 8.5 | 35400 | 25200 | 71.19% | 1.9 | 0 | 9.5 |  |  |  |  | R-454B | 2.85 | Residential & Commercial | USHP
215679976 | Central HP <5.4 tons | AIRQUEST | HRCU-A-CB (Split System: Heat Pump with Remote Outdoor Unit-Air-Source) | H5H0V36*K*AAA* |  |  | ESH5X60M12A*+WALLCON | *97CTN0801716A* | 34400 | 16 | 8.5 | 34800 | 25000 | 71.84% | 1.78 | 0 | 9.5 |  |  |  |  | R-454B | 2.8667 | Residential & Commercial | USHP
213781924 | Central HP <5.4 tons | TEMPSTAR | HRCU-A-CB (Split System: Heat Pump with Remote Outdoor Unit-Air-Source) | TVH837GKA2* |  |  | EHD4X42AAL+WALLCON | *80CTL0901716B* | 32200 | 16.5 | 8.1 | 33000 | 24800 | 75.15% | 1.94 | 0 | 11 |  |  |  |  | R-410A | 2.6833 | Residential & Commercial | USHP | Ducted CEE Tier 1
215678256 | Central HP <5.4 tons | AIRQUEST | HRCU-A-CB (Split System: Heat Pump with Remote Outdoor Unit-Air-Source) | H5H0V24*K*AAA* |  |  | EA*5X25M17A*+WALLCON | *97CTN0801716A* | 23800 | 17 | 9 | 23400 | 16500 | 70.51% | 2.02 | 0 | 10.5 |  |  |  |  | R-454B | 1.9833 | Residential & Commercial | USHP | Ducted CEE Tier 1
215678356 | Central HP <5.4 tons | AIRQUEST | HRCU-A-CB (Split System: Heat Pump with Remote Outdoor Unit-Air-Source) | H5H0V24*K*AAA* |  |  | EA*5X37M17A*+WALLCON | *80CSU0601716B* | 23800 | 17 | 9 | 23400 | 16400 | 70.09% | 2 | 0 | 10 |  |  |  |  | R-454B | 1.9833 | Residential & Commercial | USHP | Ducted CEE Tier 1
214075559 | Central HP <5.4 tons | RHEEM | HRCU-A-CB (Split System: Heat Pump with Remote Outdoor Unit-Air-Source) | RD17AZ24AJ3N |  |  | RCFZ2417MTANM | R802VA050317M | 22600 | 17 | 9.5 | 22600 | 16900 | 74.78% | 2 | 0 | 11.2 |  |  |  |  | R-410A | 1.8833 | Residential & Commercial | USHP | Ducted CEE Tier 1
214075508 | Central HP <5.4 tons | RHEEM | HRCU-A-CB (Split System: Heat Pump with Remote Outdoor Unit-Air-Source) | RD17AZ24AJ3N |  |  | RCFZ2417MTANM | R962V0703A17M4S | 22600 | 17 | 9.5 | 22600 | 16900 | 74.78% | 2 | 0 | 11.2 |  |  |  |  | R-410A | 1.8833 | Residential & Commercial | USHP | Ducted CEE Tier 1
212520162 | Central HP <5.4 tons | CARRIER | HRCU-A-CB (Split System: Heat Pump with Remote Outdoor Unit-Air-Source) | 38MURAQ18AB3* | ADP |  | H,PG34936 | 58S(B,C)*A070E17**12 | 18000 | 16 | 8.5 | 17300 | 18300 | 105.8% | 2.26 | 0 | 11 |  |  |  |  | R-410A | 1.5 | Residential & Commercial | USHP | Ducted CEE Tier 1
212520163 | Central HP <5.4 tons | CARRIER | HRCU-A-CB (Split System: Heat Pump with Remote Outdoor Unit-Air-Source) | 38MURAQ18AB3* | ADP |  | H,PG9J936 | 58S(B,C)*A070E17**12 | 18100 | 16 | 8.5 | 17100 | 17900 | 104.7% | 2.22 | 0 | 11 |  |  |  |  | R-410A | 1.5083 | Residential & Commercial | USHP | Ducted CEE Tier 1
214398687 | Central HP <5.4 tons | LUXAIRE | HRCU-A-CB (Split System: Heat Pump with Remote Outdoor Unit-Air-Source) | HH860E2S11 |  |  | CTF60C5CGS1 | TMLE100C20MP11 | 44500 | 17 | 9 | 45000 | 33800 | 75.11% | 2 | 0 | 11.7 |  |  |  |  | R-454B | 3.7083 | Residential & Commercial | USHP | Ducted CEE Tier 1
216374687 | Central HP <5.4 tons | LUXAIRE | HRCU-A-CB (Split System: Heat Pump with Remote Outdoor Unit-Air-Source) | HH860E2S11 |  |  | CTU60C5XGS1+TXV | Z9ET080C16SMPS1 | 44000 | 18 | 9 | 45000 | 32800 | 72.89% | 2 | 0 | 11 |  |  |  |  | R-454B | 3.6667 | Residential & Commercial | USHP | Ducted CEE Tier 1
215940813 | Central HP <5.4 tons | TEMPSTAR | HRCU-A-CB (Split System: Heat Pump with Remote Outdoor Unit-Air-Source) | T5H3V36*K*AAA* |  |  | EVD5X60M21A*+WALLCON | *96CTN0802120B* | 35600 | 21.5 | 8.5 | 38000 | 28600 | 75.26% | 2.02 | 0 | 12 |  |  |  |  | R-454B | 2.9667 | Residential & Commercial | USHP | Ducted CEE Tier 1
215939843 | Central HP <5.4 tons | TEMPSTAR | HRCU-A-CB (Split System: Heat Pump with Remote Outdoor Unit-Air-Source) | T5H3V36*K*AAA* |  |  | EA*5X61M21A*+WALLCON | *80CSU0401712B* | 34400 | 20.5 | 9.5 | 34200 | 26000 | 76.02% | 2.06 | 0 | 12 |  |  |  |  | R-454B | 2.8667 | Residential & Commercial | USHP | Ducted CEE Tier 1
211386384 | Central HP <5.4 tons | FRASER-JOHNSTON | HRCU-A-CB (Split System: Heat Pump with Remote Outdoor Unit-Air-Source) | HMH72B341 |  |  | XAHC48FXXN1+TXV | TL8E100C20UH11 | 33400 | 16 | 8.5 | 32000 | 23200 | 72.5% | 2.06 | 0 | 9.5 |  |  |  |  | R-410A | 2.7833 | Residential & Commercial | USHP
216374586 | Central HP <5.4 tons | LUXAIRE | HRCU-A-CB (Split System: Heat Pump with Remote Outdoor Unit-Air-Source) | HH836E2S11 |  |  | CTM36C5CDS1 | Z9ET100C16SMPS1 | 33800 | 19 | 8.5 | 31400 | 24000 | 76.43% | 2 | 0 | 11 |  |  |  |  | R-454B | 2.8167 | Residential & Commercial | USHP | Ducted CEE Tier 1
213782044 | Central HP <5.4 tons | TEMPSTAR | HRCU-A-CB (Split System: Heat Pump with Remote Outdoor Unit-Air-Source) | TVH837GKA2* |  |  | EHD4X42AAL+WALLCON | *96CTN1202422B* | 32600 | 16.5 | 8.1 | 33000 | 24600 | 74.55% | 1.94 | 0 | 11 |  |  |  |  | R-410A | 2.7167 | Residential & Commercial | USHP | Ducted CEE Tier 1
216761958 | Central HP <5.4 tons | BRYANT HEATING AND COOLING SYSTEMS | HRCU-A-CB (Split System: Heat Pump with Remote Outdoor Unit-Air-Source) | 38MURAQ18AB3* | ADP |  | H,PG7J936 | 927TA48060V17*** | 18400 | 17 | 10 | 16600 | 29200 | 175.9% | 2.26 | 0 | 11 |  |  |  |  | R-410A | 1.5333 | Residential & Commercial | USHP | Ducted CEE Tier 1
215940043 | Central HP <5.4 tons | TEMPSTAR | HRCU-A-CB (Split System: Heat Pump with Remote Outdoor Unit-Air-Source) | T5H3V36*K*AAA* |  |  | ESH5X42M12A*+WALLCON | *80CSU0601716B* | 33600 | 19.5 | 9 | 34800 | 26600 | 76.44% | 1.94 | 0 | 11.7 |  |  |  |  | R-454B | 2.8 | Residential & Commercial | USHP | Ducted CEE Tier 1
215940363 | Central HP <5.4 tons | TEMPSTAR | HRCU-A-CB (Split System: Heat Pump with Remote Outdoor Unit-Air-Source) | T5H3V36*K*AAA* |  |  | EVM5X49M21A*+WALLCON | *97CTN0601716A* | 35200 | 21 | 8.5 | 38500 | 29400 | 76.36% | 2.02 | 0 | 11.7 |  |  |  |  | R-454B | 2.9333 | Residential & Commercial | USHP | Ducted CEE Tier 1
214397934 | Central HP <5.4 tons | LUXAIRE | HRCU-A-CB (Split System: Heat Pump with Remote Outdoor Unit-Air-Source) | HH824E2S11 |  |  | CTF30A5ADS1 | TM9E060A10MP12 | 23000 | 17 | 9 | 23000 | 18100 | 78.7% | 2 | 0 | 12 |  |  |  |  | R-454B | 1.9167 | Residential & Commercial | USHP | Ducted CEE Tier 1
214398368 | Central HP <5.4 tons | LUXAIRE | HRCU-A-CB (Split System: Heat Pump with Remote Outdoor Unit-Air-Source) | HH824E2S11 |  |  | CTF36B5ADS1 | LP9C080B12MP13 | 23000 | 18 | 9.5 | 23000 | 18400 | 80% | 2 | 0 | 12 |  |  |  |  | R-454B | 1.9167 | Residential & Commercial | USHP | Ducted CEE Tier 1
216374637 | Central HP <5.4 tons | LUXAIRE | HRCU-A-CB (Split System: Heat Pump with Remote Outdoor Unit-Air-Source) | HH836E2S11 |  |  | CTF48C5CFS1 | Z9ET080C16SMPS1 | 33800 | 19 | 9.5 | 32400 | 24200 | 74.69% | 2 | 0 | 11 |  |  |  |  | R-454B | 2.8167 | Residential & Commercial | USHP | Ducted CEE Tier 1
214397803 | Central HP <5.4 tons | LUXAIRE | HRCU-A-CB (Split System: Heat Pump with Remote Outdoor Unit-Air-Source) | HH836E2S11 |  |  | CTM48C5CFS1 | TM9Y100C16MP11 | 32800 | 19 | 9 | 31000 | 25200 | 81.29% | 2 | 0 | 11 |  |  |  |  | R-454B | 2.7333 | Residential & Commercial | USHP | Ducted CEE Tier 1
214398153 | Central HP <5.4 tons | LUXAIRE | HRCU-A-CB (Split System: Heat Pump with Remote Outdoor Unit-Air-Source) | HH836E2S11 |  |  | CTM36C5CDS1 | TP9C080C16MP13 | 33800 | 17 | 8.5 | 31800 | 26000 | 81.76% | 2 | 0 | 11 |  |  |  |  | R-454B | 2.8167 | Residential & Commercial | USHP | Ducted CEE Tier 1
214398170 | Central HP <5.4 tons | LUXAIRE | HRCU-A-CB (Split System: Heat Pump with Remote Outdoor Unit-Air-Source) | HH836E2S11 |  |  | CTM36C5CDS1 | LP9C100C16MP13 | 33800 | 18 | 8.5 | 31400 | 25800 | 82.17% | 2 | 0 | 11 |  |  |  |  | R-454B | 2.8167 | Residential & Commercial | USHP | Ducted CEE Tier 1
214396424 | Central HP <5.4 tons | LUXAIRE | HRCU-A-CB (Split System: Heat Pump with Remote Outdoor Unit-Air-Source) | HH836E2S11 |  |  | CTM36B5CDS1 | TM9E060B12MP12 | 33000 | 17 | 8.5 | 31400 | 25400 | 80.89% | 2 | 0 | 11 |  |  |  |  | R-454B | 2.75 | Residential & Commercial | USHP | Ducted CEE Tier 1
214397006 | Central HP <5.4 tons | LUXAIRE | HRCU-A-CB (Split System: Heat Pump with Remote Outdoor Unit-Air-Source) | HH836E2S11 |  |  | CTM48C5CFS1 | TL8E100C20UH11 | 34000 | 19 | 9 | 31800 | 25400 | 79.87% | 2 | 0 | 11 |  |  |  |  | R-454B | 2.8333 | Residential & Commercial | USHP | Ducted CEE Tier 1
213781054 | Central HP <5.4 tons | TEMPSTAR | HRCU-A-CB (Split System: Heat Pump with Remote Outdoor Unit-Air-Source) | TVH837GKA2* |  |  | EA*4X42L21A*+WALLCON | *97CMN1002122B* | 31800 | 17 | 8.1 | 33000 | 24400 | 73.94% | 1.88 | 0 | 11 |  |  |  |  | R-410A | 2.65 | Residential & Commercial | USHP | Ducted CEE Tier 1
210426979 | Central HP <5.4 tons | MIDEA | HRCU-A-CB (Split System: Heat Pump with Remote Outdoor Unit-Air-Source) | MOVA-60HDN1-M20G | ADP |  | F,PE*TT4960 | 0 | 47000 | 18 | 9.5 | 46000 | 33200 | 72.17% | 2 | 10.5 | 12 |  |  |  |  | R-410A | 3.9167 | Residential & Commercial | USHP | Ducted CEE Tier 1
215679256 | Central HP <5.4 tons | AIRQUEST | HRCU-A-CB (Split System: Heat Pump with Remote Outdoor Unit-Air-Source) | H5H0V36*K*AAA* |  |  | EA*5X37M17A*+WALLCON | *97CTN0601716A* | 33600 | 17 | 9 | 36000 | 25800 | 71.67% | 1.88 | 0 | 9 |  |  |  |  | R-454B | 2.8 | Residential & Commercial | USHP
214807736 | Central HP <5.4 tons | FRASER-JOHNSTON | HRCU-A-CB (Split System: Heat Pump with Remote Outdoor Unit-Air-Source) | HH824E2S11 |  |  | CTM36B5ADS1 | TMLE100B12MP11 | 23000 | 18 | 9.5 | 23000 | 18800 | 81.74% | 2 | 0 | 12 |  |  |  |  | R-454B | 1.9167 | Residential & Commercial | USHP | Ducted CEE Tier 1
216643100 | Central HP <5.4 tons | TEMPSTAR | HRCU-A-CB (Split System: Heat Pump with Remote Outdoor Unit-Air-Source) | D5CUHAH18AAK |  |  | EA*5X19M17A* | *80CSU0401712A* | 18500 | 15.2 | 10.5 | 20000 | 17800 | 89% | 2 | 0 | 11.7 |  |  |  |  | R-454B | 1.5417 | Residential & Commercial | USHP | Ducted CEE Tier 1
212978247 | Central HP <5.4 tons | BRYANT HEATING AND COOLING SYSTEMS | HRCU-A-CB (Split System: Heat Pump with Remote Outdoor Unit-Air-Source) | 38MURAQ18AB3* |  |  | CAP**2417AL* | 8(0,1)*SB36070M14*** | 17600 | 16.5 | 8.5 | 18500 | 19400 | 104.9% | 2.34 | 0 | 10.5 |  |  |  |  | R-410A | 1.4667 | Residential & Commercial | USHP | Ducted CEE Tier 1
215679296 | Central HP <5.4 tons | AIRQUEST | HRCU-A-CB (Split System: Heat Pump with Remote Outdoor Unit-Air-Source) | H5H0V36*K*AAA* |  |  | EA*5X37M21A*+WALLCON | *80CSU0601716B* | 34600 | 17.5 | 9 | 35200 | 25000 | 71.02% | 1.9 | 0 | 10 |  |  |  |  | R-454B | 2.8833 | Residential & Commercial | USHP | Ducted CEE Tier 1
215679446 | Central HP <5.4 tons | AIRQUEST | HRCU-A-CB (Split System: Heat Pump with Remote Outdoor Unit-Air-Source) | H5H0V36*K*AAA* |  |  | EA*5X43M21A*+WALLCON | *97CTN0601716A* | 34200 | 17.5 | 9 | 35600 | 25400 | 71.35% | 1.88 | 0 | 9.5 |  |  |  |  | R-454B | 2.85 | Residential & Commercial | USHP
215792883 | Central HP <5.4 tons | BRYANT HEATING AND COOLING SYSTEMS | HRCU-A-CB (Split System: Heat Pump with Remote Outdoor Unit-Air-Source) | 38MURAQ36AB3* | ADP |  | CDP36A15P | 926TC48060V17*** | 33600 | 15.2 | 8.5 | 36800 | 34600 | 94.02% | 1.94 | 0 | 9.5 |  |  |  |  | R-410A | 2.8 | Residential & Commercial | USHP
212614355 | Central HP <5.4 tons | DAY & NIGHT | HRCU-A-CB (Split System: Heat Pump with Remote Outdoor Unit-Air-Source) | DLCURAH18ABK | ADP |  | F,PE*E32924 | 0 | 17800 | 17 | 8.95 | 17100 | 19400 | 113.5% | 2.4 | 0 | 11 |  |  |  |  | R-410A | 1.4833 | Residential & Commercial | USHP | Ducted CEE Tier 1
214720059 | Central HP <5.4 tons | LUXAIRE | HRCU-A-CB (Split System: Heat Pump with Remote Outdoor Unit-Air-Source) | HH836E2S11 |  |  | CTU48C5XFS1+TXV | TM8V080C16MP12 | 33400 | 18 | 9 | 31600 | 25400 | 80.38% | 2 | 0 | 11 |  |  |  |  | R-454B | 2.7833 | Residential & Commercial | USHP | Ducted CEE Tier 1
214720093 | Central HP <5.4 tons | LUXAIRE | HRCU-A-CB (Split System: Heat Pump with Remote Outdoor Unit-Air-Source) | HH836E2S11 |  |  | CTU48C5XFS1+TXV | LP9C100C20MP13 | 34200 | 18 | 9 | 32600 | 25800 | 79.14% | 2 | 0 | 11 |  |  |  |  | R-454B | 2.85 | Residential & Commercial | USHP | Ducted CEE Tier 1
214720095 | Central HP <5.4 tons | LUXAIRE | HRCU-A-CB (Split System: Heat Pump with Remote Outdoor Unit-Air-Source) | HH836E2S11 |  |  | CTU48C5XFS1+TXV | TL8E080C16UH11 | 33200 | 18 | 9 | 31400 | 25400 | 80.89% | 2 | 0 | 11 |  |  |  |  | R-454B | 2.7667 | Residential & Commercial | USHP | Ducted CEE Tier 1
212520181 | Central HP <5.4 tons | CARRIER | HRCU-A-CB (Split System: Heat Pump with Remote Outdoor Unit-Air-Source) | 38MURAQ18AB3* | ADP |  | H,PG32936 | 58SU*A060E17**16 | 18500 | 16 | 8.5 | 17800 | 18100 | 101.7% | 2.24 | 0 | 11 |  |  |  |  | R-410A | 1.5417 | Residential & Commercial | USHP | Ducted CEE Tier 1
211387127 | Central HP <5.4 tons | FRASER-JOHNSTON | HRCU-A-CB (Split System: Heat Pump with Remote Outdoor Unit-Air-Source) | HMH72B341 |  |  | XAHB36DBCN1 | TM9Y060B12MP11 | 33000 | 17 | 8.1 | 33200 | 23400 | 70.48% | 1.98 | 0 | 9.5 |  |  |  |  | R-410A | 2.75 | Residential & Commercial | USHP
211386409 | Central HP <5.4 tons | FRASER-JOHNSTON | HRCU-A-CB (Split System: Heat Pump with Remote Outdoor Unit-Air-Source) | HMH72B341 |  |  | XAFD48FXXN1+TXV | TL8E100C20UH11 | 34000 | 16.5 | 8.5 | 32400 | 23800 | 73.46% | 2.1 | 0 | 9.5 |  |  |  |  | R-410A | 2.8333 | Residential & Commercial | USHP
211386908 | Central HP <5.4 tons | FRASER-JOHNSTON | HRCU-A-CB (Split System: Heat Pump with Remote Outdoor Unit-Air-Source) | HMH72B341 |  |  | XAHC30CXXN1+TXV | TM9Y080B12MP11 | 32000 | 17 | 8.1 | 33400 | 23400 | 70.06% | 1.98 | 0 | 9 |  |  |  |  | R-410A | 2.6667 | Residential & Commercial | USHP
211386993 | Central HP <5.4 tons | FRASER-JOHNSTON | HRCU-A-CB (Split System: Heat Pump with Remote Outdoor Unit-Air-Source) | HMH72B341 |  |  | XAFC30CXXN1+TXV | TM9Y080B12MP11 | 32800 | 17.5 | 8.1 | 34000 | 23800 | 70% | 2.02 | 0 | 9.5 |  |  |  |  | R-410A | 2.7333 | Residential & Commercial | USHP
216687507 | Central HP <5.4 tons | MAINLINE | HRCU-A-CB (Split System: Heat Pump with Remote Outdoor Unit-Air-Source) | MLP19AY60AJVC |  |  | TCFY6021SEAAM | ML97MV0855A21DH | 53500 | 17 | 10 | 53500 | 48500 | 90.65% | 2 | 0 | 10 |  |  |  |  | R-454B | 4.4583 | Residential & Commercial | USHP | Ducted CEE Tier 1
214080663 | Central HP <5.4 tons | ARMSTRONG AIR | HRCU-A-CB (Split System: Heat Pump with Remote Outdoor Unit-Air-Source) | 4SHP22LX124P-**A | ADP |  | H,A,DP15936 | A97US2V040B12X | 23800 | 21 | 8.5 | 22000 | 15400 | 70% | 1.92 | 0 | 13.5 |  |  |  |  | R-410A | 1.9833 | Residential & Commercial | USHP | Ducted CEE Tier 1
214396243 | Central HP <5.4 tons | LUXAIRE | HRCU-A-CB (Split System: Heat Pump with Remote Outdoor Unit-Air-Source) | HH824E2S11 |  |  | CTF36B5ADS1 | TMLE100B12MP11 | 23000 | 18 | 9.5 | 23000 | 18900 | 82.17% | 2 | 0 | 12 |  |  |  |  | R-454B | 1.9167 | Residential & Commercial | USHP | Ducted CEE Tier 1
212983262 | Central HP <5.4 tons | BRYANT HEATING AND COOLING SYSTEMS | HRCU-A-CB (Split System: Heat Pump with Remote Outdoor Unit-Air-Source) | 38MURAQ18AB3* |  |  | CAP**2417AL* | 912SE36040M17*** | 17200 | 15.5 | 8.5 | 18300 | 19400 | 106% | 2.32 | 0 | 10 |  |  |  |  | R-410A | 1.4333 | Residential & Commercial | USHP | Ducted CEE Tier 1
212983657 | Central HP <5.4 tons | BRYANT HEATING AND COOLING SYSTEMS | HRCU-A-CB (Split System: Heat Pump with Remote Outdoor Unit-Air-Source) | 38MURAQ18AB3* |  |  | CAP**2517AL* | 912SE36060M14*** | 17700 | 16.5 | 8.1 | 17700 | 17800 | 100.6% | 2.14 | 0 | 10.5 |  |  |  |  | R-410A | 1.475 | Residential & Commercial | USHP | Ducted CEE Tier 1
215679516 | Central HP <5.4 tons | AIRQUEST | HRCU-A-CB (Split System: Heat Pump with Remote Outdoor Unit-Air-Source) | H5H0V36*K*AAA* |  |  | EA*5X48M21A*+WALLCON | *97CTN0601716A* | 33400 | 17.5 | 9 | 35200 | 25400 | 72.16% | 1.88 | 0 | 9.5 |  |  |  |  | R-454B | 2.7833 | Residential & Commercial | USHP
214097884 | Central HP <5.4 tons | RHEEM | HRCU-A-CB (Split System: Heat Pump with Remote Outdoor Unit-Air-Source) | RD17AZ60AJ3N |  |  | RH3VZ6024STACN | 0 | 55500 | 19 | 8.1 | 53500 | 48500 | 90.65% | 1.75 | 0 | 10 |  |  |  |  | R-410A | 4.625 | Residential & Commercial | USHP | Ducted CEE Tier 1
215679886 | Central HP <5.4 tons | AIRQUEST | HRCU-A-CB (Split System: Heat Pump with Remote Outdoor Unit-Air-Source) | H5H0V36*K*AAA* |  |  | ESH5X48M12A*+WALLCON | *80CSU0601716B* | 34200 | 17 | 8.5 | 35400 | 25200 | 71.19% | 1.9 | 0 | 9.5 |  |  |  |  | R-454B | 2.85 | Residential & Commercial | USHP
215679936 | Central HP <5.4 tons | AIRQUEST | HRCU-A-CB (Split System: Heat Pump with Remote Outdoor Unit-Air-Source) | H5H0V36*K*AAA* |  |  | ESH5X60M12A*+WALLCON | *96CTN0802120B* | 34600 | 16.5 | 8.5 | 34600 | 24800 | 71.68% | 1.8 | 0 | 9.5 |  |  |  |  | R-454B | 2.8833 | Residential & Commercial | USHP
211010190 | Central HP <5.4 tons | COLEMAN | HRCU-A-CB (Split System: Heat Pump with Remote Outdoor Unit-Air-Source) | HC20B3621 |  |  | JHVVB36DE2C2N1+CC | 0 | 32000 | 19.5 | 8.5 | 33600 | 26400 | 78.57% | 1.9 | 0 | 12.4 |  |  |  |  | R-410A | 2.6667 | Residential & Commercial | USHP | Ducted CEE Tier 1
213781284 | Central HP <5.4 tons | TEMPSTAR | HRCU-A-CB (Split System: Heat Pump with Remote Outdoor Unit-Air-Source) | TVH837GKA2* |  |  | EA*4X48L21A*+WALLCON | *80CTL0451712B* | 32000 | 16.5 | 8.1 | 32800 | 25200 | 76.83% | 1.92 | 0 | 10.5 |  |  |  |  | R-410A | 2.6667 | Residential & Commercial | USHP | Ducted CEE Tier 1
214080668 | Central HP <5.4 tons | ARMSTRONG AIR | HRCU-A-CB (Split System: Heat Pump with Remote Outdoor Unit-Air-Source) | 4SHP22LX124P-**A | ADP |  | H,A,DP16936 | A97US2V060B12X | 23800 | 20 | 8.5 | 22000 | 15400 | 70% | 1.9 | 0 | 13.5 |  |  |  |  | R-410A | 1.9833 | Residential & Commercial | USHP | Ducted CEE Tier 1
214080677 | Central HP <5.4 tons | ARMSTRONG AIR | HRCU-A-CB (Split System: Heat Pump with Remote Outdoor Unit-Air-Source) | 4SHP22LX124P-**A | ADP |  | H,A,DG9J936 | A98USMV070B12 | 23800 | 21 | 8.5 | 22000 | 15400 | 70% | 1.92 | 0 | 13.5 |  |  |  |  | R-410A | 1.9833 | Residential & Commercial | USHP | Ducted CEE Tier 1
211393947 | Central HP <5.4 tons | FRASER-JOHNSTON | HRCU-A-CB (Split System: Heat Pump with Remote Outdoor Unit-Air-Source) | HMH72B341 |  |  | XAFC48FXXN1+TXV | TM9Y100C16MP11 | 33800 | 17.5 | 8.5 | 32800 | 24200 | 73.78% | 2.06 | 0 | 9 |  |  |  |  | R-410A | 2.8167 | Residential & Commercial | USHP
214397220 | Central HP <5.4 tons | LUXAIRE | HRCU-A-CB (Split System: Heat Pump with Remote Outdoor Unit-Air-Source) | HH836E2S11 |  |  | CTM48C5CFS1 | TL9E080C16UH11 | 33400 | 18 | 9 | 31600 | 25400 | 80.38% | 2 | 0 | 11 |  |  |  |  | R-454B | 2.7833 | Residential & Commercial | USHP | Ducted CEE Tier 1
215679236 | Central HP <5.4 tons | AIRQUEST | HRCU-A-CB (Split System: Heat Pump with Remote Outdoor Unit-Air-Source) | H5H0V36*K*AAA* |  |  | EA*5X37M17A*+WALLCON | *80CSU0401712B* | 34200 | 17 | 9 | 35600 | 25400 | 71.35% | 1.88 | 0 | 9.5 |  |  |  |  | R-454B | 2.85 | Residential & Commercial | USHP
216687510 | Central HP <5.4 tons | MAINLINE | HRCU-A-CB (Split System: Heat Pump with Remote Outdoor Unit-Air-Source) | MLP19AY60AJVC |  |  | TCFY6021SEAAM | ML962V0705A21M4 | 53500 | 16 | 10 | 53500 | 49000 | 91.59% | 2 | 0 | 10 |  |  |  |  | R-454B | 4.4583 | Residential & Commercial | USHP | Ducted CEE Tier 1
215678196 | Central HP <5.4 tons | AIRQUEST | HRCU-A-CB (Split System: Heat Pump with Remote Outdoor Unit-Air-Source) | H5H0V24*K*AAA* |  |  | EA*5X24M17A*+WALLCON | *80CSU0601716B* | 22800 | 16.5 | 8.5 | 24000 | 16800 | 70% | 1.96 | 0 | 10 |  |  |  |  | R-454B | 1.9 | Residential & Commercial | USHP | Ducted CEE Tier 1
216410932 | Central HP <5.4 tons | LUXAIRE | HRCU-A-CB (Split System: Heat Pump with Remote Outdoor Unit-Air-Source) | HMH72B361 |  |  | XAFC36DBCN1 | Z9ET080C16SMPS1 | 35000 | 17 | 8.5 | 34600 | 25200 | 72.83% | 2.06 | 0 | 8.5 |  |  |  |  | R-410A | 2.9167 | Residential & Commercial | USHP
215679316 | Central HP <5.4 tons | AIRQUEST | HRCU-A-CB (Split System: Heat Pump with Remote Outdoor Unit-Air-Source) | H5H0V36*K*AAA* |  |  | EA*5X37M21A*+WALLCON | *97CTN0801716A* | 34200 | 17.5 | 9 | 35400 | 25400 | 71.75% | 1.88 | 0 | 9.5 |  |  |  |  | R-454B | 2.85 | Residential & Commercial | USHP
215679336 | Central HP <5.4 tons | AIRQUEST | HRCU-A-CB (Split System: Heat Pump with Remote Outdoor Unit-Air-Source) | H5H0V36*K*AAA* |  |  | EA*5X37M21A*+WALLCON | *97CTN1002122A* | 34600 | 18 | 9 | 35200 | 25000 | 71.02% | 1.9 | 0 | 10 |  |  |  |  | R-454B | 2.8833 | Residential & Commercial | USHP | Ducted CEE Tier 1
215679486 | Central HP <5.4 tons | AIRQUEST | HRCU-A-CB (Split System: Heat Pump with Remote Outdoor Unit-Air-Source) | H5H0V36*K*AAA* |  |  | EA*5X48M21A*+WALLCON | *96CTN0802120B* | 33800 | 18 | 9 | 35000 | 25000 | 71.43% | 1.88 | 0 | 10 |  |  |  |  | R-454B | 2.8167 | Residential & Commercial | USHP | Ducted CEE Tier 1
212520161 | Central HP <5.4 tons | CARRIER | HRCU-A-CB (Split System: Heat Pump with Remote Outdoor Unit-Air-Source) | 38MURAQ18AB3* | ADP |  | H,PG32936 | 58S(B,C)*A070E17**12 | 17900 | 16 | 8.5 | 17200 | 18500 | 107.6% | 2.28 | 0 | 10.5 |  |  |  |  | R-410A | 1.4917 | Residential & Commercial | USHP | Ducted CEE Tier 1
214396459 | Central HP <5.4 tons | LUXAIRE | HRCU-A-CB (Split System: Heat Pump with Remote Outdoor Unit-Air-Source) | HH836E2S11 |  |  | CTF36C5CDS1 | TM8Y120C20MP11 | 33600 | 18 | 8.5 | 31000 | 25200 | 81.29% | 2 | 0 | 11.7 |  |  |  |  | R-454B | 2.8 | Residential & Commercial | USHP | Ducted CEE Tier 1
214396509 | Central HP <5.4 tons | LUXAIRE | HRCU-A-CB (Split System: Heat Pump with Remote Outdoor Unit-Air-Source) | HH836E2S11 |  |  | CTM48C5CFS1 | TM8Y120C20MP11 | 34600 | 19 | 9 | 32600 | 25800 | 79.14% | 2 | 0 | 11 |  |  |  |  | R-454B | 2.8833 | Residential & Commercial | USHP | Ducted CEE Tier 1
214396534 | Central HP <5.4 tons | LUXAIRE | HRCU-A-CB (Split System: Heat Pump with Remote Outdoor Unit-Air-Source) | HH836E2S11 |  |  | CTM48C5CFS1 | TPLC080C16MP13 | 33000 | 19 | 9 | 31200 | 25200 | 80.77% | 2 | 0 | 11 |  |  |  |  | R-454B | 2.75 | Residential & Commercial | USHP | Ducted CEE Tier 1
214396927 | Central HP <5.4 tons | LUXAIRE | HRCU-A-CB (Split System: Heat Pump with Remote Outdoor Unit-Air-Source) | HH836E2S11 |  |  | CTM48C5CFS1 | TMLE080C16MP11 | 33400 | 19 | 9 | 31400 | 25400 | 80.89% | 2 | 0 | 11 |  |  |  |  | R-454B | 2.7833 | Residential & Commercial | USHP | Ducted CEE Tier 1
213780664 | Central HP <5.4 tons | TEMPSTAR | HRCU-A-CB (Split System: Heat Pump with Remote Outdoor Unit-Air-Source) | TVH837GKA2* |  |  | EA*4X36L17A*+WALLCON | *80CTL0701716B* | 31400 | 16.5 | 8.1 | 33400 | 24400 | 73.05% | 1.82 | 0 | 10.5 |  |  |  |  | R-410A | 2.6167 | Residential & Commercial | USHP | Ducted CEE Tier 1
214720145 | Central HP <5.4 tons | LUXAIRE | HRCU-A-CB (Split System: Heat Pump with Remote Outdoor Unit-Air-Source) | HH836E2S11 |  |  | CTU48C5XFS1+TXV | Z9ES080C16SMPS1 | 34000 | 19 | 9 | 32600 | 25800 | 79.14% | 2 | 0 | 11 |  |  |  |  | R-454B | 2.8333 | Residential & Commercial | USHP | Ducted CEE Tier 1
214720212 | Central HP <5.4 tons | LUXAIRE | HRCU-A-CB (Split System: Heat Pump with Remote Outdoor Unit-Air-Source) | HH836E2S11 |  |  | CTU48C5XFS1+TXV | TM9Y100C16MP11 | 33200 | 19 | 9 | 31400 | 25400 | 80.89% | 2 | 0 | 11 |  |  |  |  | R-454B | 2.7667 | Residential & Commercial | USHP | Ducted CEE Tier 1
214075244 | Central HP <5.4 tons | RHEEM | HRCU-A-CB (Split System: Heat Pump with Remote Outdoor Unit-Air-Source) | RD17AZ60AJ3N |  |  | RCFZ6024STANM | R802V1005A21DZ | 55500 | 18 | 8.1 | 53500 | 49000 | 91.59% | 1.75 | 0 | 10 |  |  |  |  | R-410A | 4.625 | Residential & Commercial | USHP | Ducted CEE Tier 1
215679776 | Central HP <5.4 tons | AIRQUEST | HRCU-A-CB (Split System: Heat Pump with Remote Outdoor Unit-Air-Source) | H5H0V36*K*AAA* |  |  | ESH5X36M12A*+WALLCON | *97CTN1202422A* | 33800 | 16.5 | 8.5 | 35800 | 25400 | 70.95% | 1.76 | 0 | 9.5 |  |  |  |  | R-454B | 2.8167 | Residential & Commercial | USHP
215679896 | Central HP <5.4 tons | AIRQUEST | HRCU-A-CB (Split System: Heat Pump with Remote Outdoor Unit-Air-Source) | H5H0V36*K*AAA* |  |  | ESH5X48M12A*+WALLCON | *97CTN0601716A* | 33800 | 16 | 8.5 | 35600 | 25600 | 71.91% | 1.78 | 0 | 9 |  |  |  |  | R-454B | 2.8167 | Residential & Commercial | USHP
213781994 | Central HP <5.4 tons | TEMPSTAR | HRCU-A-CB (Split System: Heat Pump with Remote Outdoor Unit-Air-Source) | TVH837GKA2* |  |  | EHD4X42AAL+WALLCON | *97CMN1002122B* | 32600 | 16.5 | 8.1 | 33000 | 24600 | 74.55% | 1.94 | 0 | 11 |  |  |  |  | R-410A | 2.7167 | Residential & Commercial | USHP | Ducted CEE Tier 1
215679696 | Central HP <5.4 tons | AIRQUEST | HRCU-A-CB (Split System: Heat Pump with Remote Outdoor Unit-Air-Source) | H5H0V36*K*AAA* |  |  | EA*5X61M24A*+WALLCON | *97CTN1202422A* | 35000 | 18.5 | 9 | 34400 | 24800 | 72.09% | 1.92 | 0 | 10.5 |  |  |  |  | R-454B | 2.9167 | Residential & Commercial | USHP | Ducted CEE Tier 1
215679966 | Central HP <5.4 tons | AIRQUEST | HRCU-A-CB (Split System: Heat Pump with Remote Outdoor Unit-Air-Source) | H5H0V36*K*AAA* |  |  | ESH5X60M12A*+WALLCON | *97CTN0601716A* | 34200 | 16 | 8.5 | 34800 | 25200 | 72.41% | 1.8 | 0 | 9 |  |  |  |  | R-454B | 2.85 | Residential & Commercial | USHP
215679536 | Central HP <5.4 tons | AIRQUEST | HRCU-A-CB (Split System: Heat Pump with Remote Outdoor Unit-Air-Source) | H5H0V36*K*AAA* |  |  | EA*5X48M21A*+WALLCON | *97CTN0802120A* | 33800 | 18 | 9 | 35000 | 25000 | 71.43% | 1.88 | 0 | 10 |  |  |  |  | R-454B | 2.8167 | Residential & Commercial | USHP | Ducted CEE Tier 1
215679586 | Central HP <5.4 tons | AIRQUEST | HRCU-A-CB (Split System: Heat Pump with Remote Outdoor Unit-Air-Source) | H5H0V36*K*AAA* |  |  | EA*5X60M24A*+WALLCON | *97CTN1202422A* | 34400 | 18.5 | 9 | 34200 | 24800 | 72.51% | 1.9 | 0 | 10.5 |  |  |  |  | R-454B | 2.8667 | Residential & Commercial | USHP | Ducted CEE Tier 1
214398603 | Central HP <5.4 tons | LUXAIRE | HRCU-A-CB (Split System: Heat Pump with Remote Outdoor Unit-Air-Source) | HH836E2S11 |  |  | CTF48C5CFS1 | TL9E080C16UH11 | 33400 | 18 | 9 | 31400 | 25400 | 80.89% | 2 | 0 | 11 |  |  |  |  | R-454B | 2.7833 | Residential & Commercial | USHP | Ducted CEE Tier 1
214397786 | Central HP <5.4 tons | LUXAIRE | HRCU-A-CB (Split System: Heat Pump with Remote Outdoor Unit-Air-Source) | HH836E2S11 |  |  | CTF48C5CFS1 | TP9C080C16MP13 | 33200 | 18 | 9 | 31600 | 25400 | 80.38% | 2 | 0 | 11 |  |  |  |  | R-454B | 2.7667 | Residential & Commercial | USHP | Ducted CEE Tier 1
214075287 | Central HP <5.4 tons | RHEEM | HRCU-A-CB (Split System: Heat Pump with Remote Outdoor Unit-Air-Source) | RD17AZ60AJ3N |  |  | RCFZ6024STANM | R801V1005A21UHU | 55500 | 18 | 8.1 | 54000 | 49000 | 90.74% | 1.75 | 0 | 10 |  |  |  |  | R-410A | 4.625 | Residential & Commercial | USHP | Ducted CEE Tier 1
214075305 | Central HP <5.4 tons | RHEEM | HRCU-A-CB (Split System: Heat Pump with Remote Outdoor Unit-Air-Source) | RD17AZ60AJ3N |  |  | RCFZ6024STANM | R802V0755A21UHS | 55500 | 18 | 8.1 | 54000 | 49500 | 91.67% | 1.75 | 0 | 10 |  |  |  |  | R-410A | 4.625 | Residential & Commercial | USHP | Ducted CEE Tier 1
213782194 | Central HP <5.4 tons | TEMPSTAR | HRCU-A-CB (Split System: Heat Pump with Remote Outdoor Unit-Air-Source) | TVH837GKA2* |  |  | EHD4X48AAL+WALLCON | *96CTN1002122B* | 32600 | 16.5 | 8.1 | 33000 | 24800 | 75.15% | 1.96 | 0 | 11 |  |  |  |  | R-410A | 2.7167 | Residential & Commercial | USHP | Ducted CEE Tier 1
214075189 | Central HP <5.4 tons | RHEEM | HRCU-A-CB (Split System: Heat Pump with Remote Outdoor Unit-Air-Source) | RD17AZ60AJ3N |  |  | RCFZ6024STANM | R802VA100521M | 55500 | 19 | 8.1 | 53500 | 49000 | 91.59% | 1.75 | 0 | 10 |  |  |  |  | R-410A | 4.625 | Residential & Commercial | USHP | Ducted CEE Tier 1
212479808 | Central HP <5.4 tons | CARRIER | HRCU-A-CB (Split System: Heat Pump with Remote Outdoor Unit-Air-Source) | 38MURAQ18AB3* | ADP |  | A24VBA+TXV | 58TP*A045V14**12 | 17500 | 16 | 8.5 | 16900 | 18700 | 110.7% | 2.3 | 0 | 10.5 |  |  |  |  | R-410A | 1.4583 | Residential & Commercial | USHP | Ducted CEE Tier 1
213782344 | Central HP <5.4 tons | TEMPSTAR | HRCU-A-CB (Split System: Heat Pump with Remote Outdoor Unit-Air-Source) | TVH837GKA2* |  |  | EHD4X60AAL+WALLCON | *96CTN0801714B* | 32800 | 16.5 | 8.1 | 32200 | 25000 | 77.64% | 1.98 | 0 | 11 |  |  |  |  | R-410A | 2.7333 | Residential & Commercial | USHP | Ducted CEE Tier 1
213353738 | Central HP <5.4 tons | BRYANT HEATING AND COOLING SYSTEMS | HRCU-A-CB (Split System: Heat Pump with Remote Outdoor Unit-Air-Source) | 38MURAQ18AB3* |  |  | F54AA*B24L* | 0 | 18100 | 16 | 8.5 | 18600 | 18600 | 100% | 2.24 | 0 | 10.5 |  |  |  |  | R-410A | 1.5083 | Residential & Commercial | USHP | Ducted CEE Tier 1
215679726 | Central HP <5.4 tons | AIRQUEST | HRCU-A-CB (Split System: Heat Pump with Remote Outdoor Unit-Air-Source) | H5H0V36*K*AAA* |  |  | ESH5X36M12A*+WALLCON | *80CSU0601716B* | 33800 | 16.5 | 8.5 | 35600 | 25400 | 71.35% | 1.76 | 0 | 9.5 |  |  |  |  | R-454B | 2.8167 | Residential & Commercial | USHP
215679826 | Central HP <5.4 tons | AIRQUEST | HRCU-A-CB (Split System: Heat Pump with Remote Outdoor Unit-Air-Source) | H5H0V36*K*AAA* |  |  | ESH5X42M12A*+WALLCON | *97CTN0801716A* | 33800 | 16 | 8.5 | 35800 | 25400 | 70.95% | 1.76 | 0 | 9 |  |  |  |  | R-454B | 2.8167 | Residential & Commercial | USHP
215679996 | Central HP <5.4 tons | AIRQUEST | HRCU-A-CB (Split System: Heat Pump with Remote Outdoor Unit-Air-Source) | H5H0V36*K*AAA* |  |  | ESH5X60M12A*+WALLCON | *97CTN1002122A* | 34600 | 17 | 8.5 | 34600 | 24800 | 71.68% | 1.82 | 0 | 10 |  |  |  |  | R-454B | 2.8833 | Residential & Commercial | USHP | Ducted CEE Tier 1
214080664 | Central HP <5.4 tons | ARMSTRONG AIR | HRCU-A-CB (Split System: Heat Pump with Remote Outdoor Unit-Air-Source) | 4SHP22LX124P-**A | ADP |  | H,A,DP16936 | A97US2V040B12X | 23800 | 21 | 8.5 | 22000 | 15400 | 70% | 1.92 | 0 | 13.5 |  |  |  |  | R-410A | 1.9833 | Residential & Commercial | USHP | Ducted CEE Tier 1
214075373 | Central HP <5.4 tons | RHEEM | HRCU-A-CB (Split System: Heat Pump with Remote Outdoor Unit-Air-Source) | RD17AZ60AJ3N |  |  | RCFZ6024STANM | R98MV0855A21UPS | 55000 | 18 | 8.1 | 54000 | 49500 | 91.67% | 1.75 | 0 | 10 |  |  |  |  | R-410A | 4.5833 | Residential & Commercial | USHP | Ducted CEE Tier 1
214075389 | Central HP <5.4 tons | RHEEM | HRCU-A-CB (Split System: Heat Pump with Remote Outdoor Unit-Air-Source) | RD17AZ60AJ3N |  |  | RCFZ6024STANM | R97MV0855A21DHS | 55000 | 18 | 8.1 | 54000 | 49500 | 91.67% | 1.75 | 0 | 10 |  |  |  |  | R-410A | 4.5833 | Residential & Commercial | USHP | Ducted CEE Tier 1
215677686 | Central HP <5.4 tons | AIRQUEST | HRCU-A-CB (Split System: Heat Pump with Remote Outdoor Unit-Air-Source) | H5H0V60*K*AAA* |  |  | EVD5X61M24A*+WALLCON | *97CMN0602120B* | 56500 | 18 | 9 | 65000 | 46000 | 70.77% | 2.06 | 0 | 8.5 |  |  |  |  | R-454B | 4.7083 | Residential & Commercial | USHP
215677956 | Central HP <5.4 tons | AIRQUEST | HRCU-A-CB (Split System: Heat Pump with Remote Outdoor Unit-Air-Source) | H5H0V60*K*AAA* |  |  | EA*5X61M24A*+WALLCON | *95CSU0802120B* | 56000 | 18 | 8.5 | 60000 | 42000 | 70% | 2.02 | 0 | 8.5 |  |  |  |  | R-454B | 4.6667 | Residential & Commercial | USHP
215679736 | Central HP <5.4 tons | AIRQUEST | HRCU-A-CB (Split System: Heat Pump with Remote Outdoor Unit-Air-Source) | H5H0V36*K*AAA* |  |  | ESH5X36M12A*+WALLCON | *97CTN0601716A* | 33400 | 16 | 8.5 | 36000 | 25800 | 71.67% | 1.76 | 0 | 9 |  |  |  |  | R-454B | 2.7833 | Residential & Commercial | USHP
213781254 | Central HP <5.4 tons | TEMPSTAR | HRCU-A-CB (Split System: Heat Pump with Remote Outdoor Unit-Air-Source) | TVH837GKA2* |  |  | EA*4X43L21A*+WALLCON | *96CTN0601714B* | 32800 | 17 | 8.1 | 33000 | 25400 | 76.97% | 1.96 | 0 | 11 |  |  |  |  | R-410A | 2.7333 | Residential & Commercial | USHP | Ducted CEE Tier 1
213781304 | Central HP <5.4 tons | TEMPSTAR | HRCU-A-CB (Split System: Heat Pump with Remote Outdoor Unit-Air-Source) | TVH837GKA2* |  |  | EA*4X48L21A*+WALLCON | *80CTL0901716B* | 32400 | 17 | 8.1 | 32600 | 25000 | 76.69% | 1.96 | 0 | 11 |  |  |  |  | R-410A | 2.7 | Residential & Commercial | USHP | Ducted CEE Tier 1
215679406 | Central HP <5.4 tons | AIRQUEST | HRCU-A-CB (Split System: Heat Pump with Remote Outdoor Unit-Air-Source) | H5H0V36*K*AAA* |  |  | EA*5X42M21A*+WALLCON | *97CTN1002122A* | 33200 | 17.5 | 9 | 35800 | 25600 | 71.51% | 1.84 | 0 | 10 |  |  |  |  | R-454B | 2.7667 | Residential & Commercial | USHP | Ducted CEE Tier 1
215679556 | Central HP <5.4 tons | AIRQUEST | HRCU-A-CB (Split System: Heat Pump with Remote Outdoor Unit-Air-Source) | H5H0V36*K*AAA* |  |  | EA*5X60M24A*+WALLCON | *96CTN0802120B* | 34400 | 18 | 9 | 34200 | 24800 | 72.51% | 1.9 | 0 | 10 |  |  |  |  | R-454B | 2.8667 | Residential & Commercial | USHP | Ducted CEE Tier 1
214396474 | Central HP <5.4 tons | LUXAIRE | HRCU-A-CB (Split System: Heat Pump with Remote Outdoor Unit-Air-Source) | HH836E2S11 |  |  | CTM36C5CDS1 | TMLE080C20MP11 | 34400 | 17 | 8.5 | 32400 | 26400 | 81.48% | 2 | 0 | 11 |  |  |  |  | R-454B | 2.8667 | Residential & Commercial | USHP | Ducted CEE Tier 1
214396539 | Central HP <5.4 tons | LUXAIRE | HRCU-A-CB (Split System: Heat Pump with Remote Outdoor Unit-Air-Source) | HH836E2S11 |  |  | CTM48C5CFS1 | TPLC100C16MP13 | 33000 | 19 | 9 | 31200 | 25200 | 80.77% | 2 | 0 | 11 |  |  |  |  | R-454B | 2.75 | Residential & Commercial | USHP | Ducted CEE Tier 1
214396657 | Central HP <5.4 tons | LUXAIRE | HRCU-A-CB (Split System: Heat Pump with Remote Outdoor Unit-Air-Source) | HH860E2S11 |  |  | CTM60C5CGS1 | LPLC100C16MP13 | 44000 | 18 | 9 | 44500 | 33600 | 75.51% | 2 | 0 | 11.7 |  |  |  |  | R-454B | 3.6667 | Residential & Commercial | USHP | Ducted CEE Tier 1
214650069 | Central HP <5.4 tons | LUXAIRE | HRCU-A-CB (Split System: Heat Pump with Remote Outdoor Unit-Air-Source) | HH824E2S11 |  |  | CTU36B5XDS1+TXV | TL9E060B12UH11 | 23000 | 18 | 9.5 | 23000 | 18900 | 82.17% | 2 | 0 | 12 |  |  |  |  | R-454B | 1.9167 | Residential & Commercial | USHP | Ducted CEE Tier 1
215681296 | Central HP <5.4 tons | AIRQUEST | HRCU-A-CB (Split System: Heat Pump with Remote Outdoor Unit-Air-Source) | H5H0V48*K*AAA* |  |  | EA*5X48M21A*+WALLCON | *96CTN0802120B* | 44000 | 17.5 | 9 | 48500 | 34200 | 70.52% | 2.06 | 0 | 9.5 |  |  |  |  | R-454B | 3.6667 | Residential & Commercial | USHP
215679416 | Central HP <5.4 tons | AIRQUEST | HRCU-A-CB (Split System: Heat Pump with Remote Outdoor Unit-Air-Source) | H5H0V36*K*AAA* |  |  | EA*5X43M21A*+WALLCON | *96CTN0802120B* | 34400 | 18 | 9 | 35400 | 25200 | 71.19% | 1.88 | 0 | 10 |  |  |  |  | R-454B | 2.8667 | Residential & Commercial | USHP | Ducted CEE Tier 1
215679686 | Central HP <5.4 tons | AIRQUEST | HRCU-A-CB (Split System: Heat Pump with Remote Outdoor Unit-Air-Source) | H5H0V36*K*AAA* |  |  | EA*5X61M24A*+WALLCON | *97CTN1002122A* | 35000 | 18.5 | 9 | 34400 | 24800 | 72.09% | 1.92 | 0 | 10.5 |  |  |  |  | R-454B | 2.9167 | Residential & Commercial | USHP | Ducted CEE Tier 1
214075211 | Central HP <5.4 tons | RHEEM | HRCU-A-CB (Split System: Heat Pump with Remote Outdoor Unit-Air-Source) | RD17AZ60AJ3N |  |  | RCFZ6024STANM | R802V0755A21DZ | 55500 | 18 | 8.1 | 54000 | 49000 | 90.74% | 1.75 | 0 | 10 |  |  |  |  | R-410A | 4.625 | Residential & Commercial | USHP | Ducted CEE Tier 1
214075292 | Central HP <5.4 tons | RHEEM | HRCU-A-CB (Split System: Heat Pump with Remote Outdoor Unit-Air-Source) | RD17AZ60AJ3N |  |  | RCFZ6024STANM | R802VA125524M | 55500 | 19 | 8.1 | 53500 | 49000 | 91.59% | 1.75 | 0 | 10 |  |  |  |  | R-410A | 4.625 | Residential & Commercial | USHP | Ducted CEE Tier 1
212980689 | Central HP <5.4 tons | BRYANT HEATING AND COOLING SYSTEMS | HRCU-A-CB (Split System: Heat Pump with Remote Outdoor Unit-Air-Source) | 38MURAQ36AB3* |  |  | CAP**4824AL* | 8(0,1)*SB60090M24*** | 36000 | 16.5 | 8.5 | 37800 | 34600 | 91.53% | 2.04 | 0 | 10 |  |  |  |  | R-410A | 3 | Residential & Commercial | USHP | Ducted CEE Tier 1
212479815 | Central HP <5.4 tons | CARRIER | HRCU-A-CB (Split System: Heat Pump with Remote Outdoor Unit-Air-Source) | 38MURAQ18AB3* | ADP |  | A36VCA+TXV | 59SC2D040E17**12 | 17800 | 15.2 | 8.5 | 17000 | 18100 | 106.5% | 2.22 | 0 | 10.5 |  |  |  |  | R-410A | 1.4833 | Residential & Commercial | USHP | Ducted CEE Tier 1
216684912 | Central HP <5.4 tons | MAINLINE | HRCU-A-CB (Split System: Heat Pump with Remote Outdoor Unit-Air-Source) | MLP19AY24AJVC |  |  | TCFY2421HEAAM | ML951V0703A17M4 | 22800 | 20 | 8.5 | 22800 | 18600 | 81.58% | 1.8 | 0 | 12 |  |  |  |  | R-454B | 1.9 | Residential & Commercial | USHP | Ducted CEE Tier 1
214188663 | Central HP <5.4 tons | LENNOX | HRCU-A-CB (Split System: Heat Pump with Remote Outdoor Unit-Air-Source) | EL22XPV-024-230A** | ADP |  | F,PE*E33925 | 0 | 22800 | 21 | 8.45 | 20600 | 15600 | 75.73% | 2.2 | 0 | 13 |  |  |  |  | R-410A | 1.9 | Residential & Commercial | USHP | Ducted CEE Tier 1
213927548 | Central HP <5.4 tons | ARMSTRONG AIR | HRCU-A-CB (Split System: Heat Pump with Remote Outdoor Unit-Air-Source) | 4SHP22LX124P-**A | ADP |  | V,A,D36H175D159+AEFE4B* | 0 | 23400 | 21 | 8.7 | 20600 | 15700 | 76.21% | 2.26 | 0 | 13.5 |  |  |  |  | R-410A | 1.95 | Residential & Commercial | USHP | Ducted CEE Tier 1
213796169 | Central HP <5.4 tons | ARMSTRONG AIR | HRCU-A-CB (Split System: Heat Pump with Remote Outdoor Unit-Air-Source) | 4SHP22LX124P-**A | ADP |  | H,A,DE35936+AEFE3A* | 0 | 23800 | 20 | 8.8 | 20600 | 15000 | 72.82% | 2.12 | 0 | 13 |  |  |  |  | R-410A | 1.9833 | Residential & Commercial | USHP | Ducted CEE Tier 1
214080673 | Central HP <5.4 tons | ARMSTRONG AIR | HRCU-A-CB (Split System: Heat Pump with Remote Outdoor Unit-Air-Source) | 4SHP22LX124P-**A | ADP |  | H,A,DG9J936 | A97USMV070B12 | 23800 | 21 | 8.5 | 22000 | 15400 | 70% | 1.92 | 0 | 13.5 |  |  |  |  | R-410A | 1.9833 | Residential & Commercial | USHP | Ducted CEE Tier 1
211393932 | Central HP <5.4 tons | FRASER-JOHNSTON | HRCU-A-CB (Split System: Heat Pump with Remote Outdoor Unit-Air-Source) | HMH72B341 |  |  | XAFD48FBCN1 | TM9Y100C16MP11 | 33400 | 17 | 8.5 | 32400 | 23600 | 72.84% | 2.06 | 0 | 9.5 |  |  |  |  | R-410A | 2.7833 | Residential & Commercial | USHP
211388377 | Central HP <5.4 tons | FRASER-JOHNSTON | HRCU-A-CB (Split System: Heat Pump with Remote Outdoor Unit-Air-Source) | HMH72B341 |  |  | XAUB36DXXN1+TXV | TP9C060B12MP13 | 33800 | 17 | 8.5 | 33400 | 23800 | 71.26% | 2.04 | 0 | 9.5 |  |  |  |  | R-410A | 2.8167 | Residential & Commercial | USHP
211388661 | Central HP <5.4 tons | FRASER-JOHNSTON | HRCU-A-CB (Split System: Heat Pump with Remote Outdoor Unit-Air-Source) | HMH72B341 |  |  | XAHC36DXXN1+TXV | TM9E080C16MP12 | 34000 | 17.5 | 8.1 | 34000 | 24400 | 71.76% | 2.06 | 0 | 9.5 |  |  |  |  | R-410A | 2.8333 | Residential & Commercial | USHP
211388691 | Central HP <5.4 tons | FRASER-JOHNSTON | HRCU-A-CB (Split System: Heat Pump with Remote Outdoor Unit-Air-Source) | HMH72B341 |  |  | XAHC30CXXN1+TXV | TM9E080C16MP12 | 32800 | 17.5 | 8.1 | 33400 | 23400 | 70.06% | 2 | 0 | 9 |  |  |  |  | R-410A | 2.7333 | Residential & Commercial | USHP
214397319 | Central HP <5.4 tons | LUXAIRE | HRCU-A-CB (Split System: Heat Pump with Remote Outdoor Unit-Air-Source) | HH836E2S11 |  |  | JHC42C5CF2SS1 | 0 | 34400 | 19 | 9 | 31600 | 25000 | 79.11% | 2 | 0 | 11.7 |  |  |  |  | R-454B | 2.8667 | Residential & Commercial | USHP | Ducted CEE Tier 1
214397371 | Central HP <5.4 tons | LUXAIRE | HRCU-A-CB (Split System: Heat Pump with Remote Outdoor Unit-Air-Source) | HH836E2S11 |  |  | CTF48C5CFS1 | TM9V100C20MP12 | 34200 | 18 | 9 | 32600 | 25800 | 79.14% | 2 | 0 | 11 |  |  |  |  | R-454B | 2.85 | Residential & Commercial | USHP | Ducted CEE Tier 1
215677366 | Central HP <5.4 tons | AIRQUEST | HRCU-A-CB (Split System: Heat Pump with Remote Outdoor Unit-Air-Source) | H5H0V60*K*AAA* |  |  | EVD5X60M21A*+WALLCON | *80CTL1102120B* | 57000 | 18.5 | 9 | 63500 | 44500 | 70.08% | 2.08 | 0 | 9.5 |  |  |  |  | R-454B | 4.75 | Residential & Commercial | USHP
215679306 | Central HP <5.4 tons | AIRQUEST | HRCU-A-CB (Split System: Heat Pump with Remote Outdoor Unit-Air-Source) | H5H0V36*K*AAA* |  |  | EA*5X37M21A*+WALLCON | *97CTN0601716A* | 34200 | 17.5 | 9 | 35600 | 25400 | 71.35% | 1.88 | 0 | 9.5 |  |  |  |  | R-454B | 2.85 | Residential & Commercial | USHP
215679606 | Central HP <5.4 tons | AIRQUEST | HRCU-A-CB (Split System: Heat Pump with Remote Outdoor Unit-Air-Source) | H5H0V36*K*AAA* |  |  | EA*5X61M21A*+WALLCON | *80CSU0401712B* | 35000 | 18 | 9 | 34400 | 24800 | 72.09% | 1.92 | 0 | 10 |  |  |  |  | R-454B | 2.9167 | Residential & Commercial | USHP | Ducted CEE Tier 1
215679656 | Central HP <5.4 tons | AIRQUEST | HRCU-A-CB (Split System: Heat Pump with Remote Outdoor Unit-Air-Source) | H5H0V36*K*AAA* |  |  | EA*5X61M21A*+WALLCON | *97CTN1002122A* | 34800 | 18.5 | 9 | 34400 | 24800 | 72.09% | 1.92 | 0 | 10.5 |  |  |  |  | R-454B | 2.9 | Residential & Commercial | USHP | Ducted CEE Tier 1
211387662 | Central HP <5.4 tons | FRASER-JOHNSTON | HRCU-A-CB (Split System: Heat Pump with Remote Outdoor Unit-Air-Source) | HMH72B341 |  |  | XAFC30CXXN1+TXV | TM9V080C16MP12 | 32800 | 17 | 8.1 | 33400 | 23400 | 70.06% | 2.04 | 0 | 9.5 |  |  |  |  | R-410A | 2.7333 | Residential & Commercial | USHP
214807783 | Central HP <5.4 tons | FRASER-JOHNSTON | HRCU-A-CB (Split System: Heat Pump with Remote Outdoor Unit-Air-Source) | HH836E2S11 |  |  | CTU48C5XFS1+JMVT17CC2N1+TXV | 0 | 34400 | 19 | 9 | 32000 | 25200 | 78.75% | 2 | 0 | 11.7 |  |  |  |  | R-454B | 2.8667 | Residential & Commercial | USHP | Ducted CEE Tier 1
210470231 | Central HP <5.4 tons | CARRIER | HRCU-A-CB (Split System: Heat Pump with Remote Outdoor Unit-Air-Source) | 25VNA837A*031* |  |  | CAP**6024AL*+UI | 59CU5A080C21**20 | 32800 | 17.5 | 8.5 | 31800 | 24800 | 77.99% | 2 | 0 | 11.5 |  |  |  |  | R-410A | 2.7333 | Residential & Commercial | USHP | Ducted CEE Tier 1
212160128 | Central HP <5.4 tons | ARMSTRONG AIR | HRCU-A-CB (Split System: Heat Pump with Remote Outdoor Unit-Air-Source) | 4SHP22LX124P-**A | ADP |  | PL36H175P149 | A96US2V070B12 | 23800 | 21 | 8.5 | 22000 | 15400 | 70% | 1.92 | 0 | 13.5 |  |  |  |  | R-410A | 1.9833 | Residential & Commercial | USHP | Ducted CEE Tier 1
212160213 | Central HP <5.4 tons | ARMSTRONG AIR | HRCU-A-CB (Split System: Heat Pump with Remote Outdoor Unit-Air-Source) | 4SHP22LX124P-**A | ADP |  | PL36H175P149 | A97USMV070B12 | 23800 | 21 | 8.5 | 22000 | 15400 | 70% | 1.92 | 0 | 13.5 |  |  |  |  | R-410A | 1.9833 | Residential & Commercial | USHP | Ducted CEE Tier 1
214396912 | Central HP <5.4 tons | LUXAIRE | HRCU-A-CB (Split System: Heat Pump with Remote Outdoor Unit-Air-Source) | HH836E2S11 |  |  | CTF36C5CDS1 | TM8E080C20MP11 | 34800 | 17 | 8.5 | 32800 | 27000 | 82.32% | 2 | 0 | 11 |  |  |  |  | R-454B | 2.9 | Residential & Commercial | USHP | Ducted CEE Tier 1
214396937 | Central HP <5.4 tons | LUXAIRE | HRCU-A-CB (Split System: Heat Pump with Remote Outdoor Unit-Air-Source) | HH836E2S11 |  |  | CTF48C5CFS1 | TMLE080C16MP11 | 33200 | 19 | 9 | 31200 | 25400 | 81.41% | 2 | 0 | 11 |  |  |  |  | R-454B | 2.7667 | Residential & Commercial | USHP | Ducted CEE Tier 1
216494105 | Central HP <5.4 tons | BRYANT HEATING AND COOLING SYSTEMS | HRCU-A-CB (Split System: Heat Pump with Remote Outdoor Unit-Air-Source) | 290VAN024**AA* | ADP |  | CE(P,V)3621G34*+TXV | 88*TB60090C21*** | 22600 | 17 | 9 | 22000 | 15900 | 72.27% | 2.02 | 0 | 9.5 |  |  |  |  | R-454B | 1.8833 | Residential & Commercial | USHP
214080666 | Central HP <5.4 tons | ARMSTRONG AIR | HRCU-A-CB (Split System: Heat Pump with Remote Outdoor Unit-Air-Source) | 4SHP22LX124P-**A | ADP |  | H,A,DG1K936 | A97US2V040B12X | 23800 | 21 | 8.5 | 22000 | 15400 | 70% | 1.92 | 0 | 13.5 |  |  |  |  | R-410A | 1.9833 | Residential & Commercial | USHP | Ducted CEE Tier 1
211388970 | Central HP <5.4 tons | FRASER-JOHNSTON | HRCU-A-CB (Split System: Heat Pump with Remote Outdoor Unit-Air-Source) | HMH72B341 |  |  | XAHC30CXXN1+TXV | TM9E060B12MP12 | 32000 | 16.5 | 8.1 | 33000 | 23200 | 70.3% | 1.96 | 0 | 9 |  |  |  |  | R-410A | 2.6667 | Residential & Commercial | USHP
211389777 | Central HP <5.4 tons | FRASER-JOHNSTON | HRCU-A-CB (Split System: Heat Pump with Remote Outdoor Unit-Air-Source) | HMH72B341 |  |  | XAFB30CXXN1+TXV | TM8Y080B12MP11 | 32800 | 17.5 | 8.1 | 33000 | 23200 | 70.3% | 2.02 | 0 | 10 |  |  |  |  | R-410A | 2.7333 | Residential & Commercial | USHP | Ducted CEE Tier 1
211390604 | Central HP <5.4 tons | FRASER-JOHNSTON | HRCU-A-CB (Split System: Heat Pump with Remote Outdoor Unit-Air-Source) | HMH72B341 |  |  | XAFC36DXXN1+TXV | TM8V080B12MP12 | 33800 | 17 | 8.1 | 34000 | 24200 | 71.18% | 2.04 | 0 | 9.5 |  |  |  |  | R-410A | 2.8167 | Residential & Commercial | USHP
211391326 | Central HP <5.4 tons | FRASER-JOHNSTON | HRCU-A-CB (Split System: Heat Pump with Remote Outdoor Unit-Air-Source) | HMH72B341 |  |  | XAFC36DXXN1+TXV | TMLE120C16MP11 | 34000 | 18 | 8.5 | 33600 | 23800 | 70.83% | 2.08 | 0 | 10 |  |  |  |  | R-410A | 2.8333 | Residential & Commercial | USHP | Ducted CEE Tier 1
211391626 | Central HP <5.4 tons | FRASER-JOHNSTON | HRCU-A-CB (Split System: Heat Pump with Remote Outdoor Unit-Air-Source) | HMH72B341 |  |  | XAHC36DBCN1 | TMLE100B12MP11 | 33400 | 17.5 | 8.1 | 33000 | 23400 | 70.91% | 2.02 | 0 | 9.5 |  |  |  |  | R-410A | 2.7833 | Residential & Commercial | USHP
211392044 | Central HP <5.4 tons | FRASER-JOHNSTON | HRCU-A-CB (Split System: Heat Pump with Remote Outdoor Unit-Air-Source) | HMH72B341 |  |  | XAHC30CXXN1+TXV | TMLE080C16MP11 | 32200 | 17.5 | 8.1 | 32400 | 22800 | 70.37% | 2 | 0 | 9.5 |  |  |  |  | R-410A | 2.6833 | Residential & Commercial | USHP
214397440 | Central HP <5.4 tons | LUXAIRE | HRCU-A-CB (Split System: Heat Pump with Remote Outdoor Unit-Air-Source) | HH860E2S11 |  |  | CTM60C5CGS1 | TMLE080C16MP11 | 44500 | 18 | 9 | 45500 | 34200 | 75.16% | 2 | 0 | 11 |  |  |  |  | R-454B | 3.7083 | Residential & Commercial | USHP | Ducted CEE Tier 1
213782294 | Central HP <5.4 tons | TEMPSTAR | HRCU-A-CB (Split System: Heat Pump with Remote Outdoor Unit-Air-Source) | TVH837GKA2* |  |  | EHD4X60AAL+WALLCON | *97CMN0601714B* | 32800 | 16 | 8.1 | 32400 | 25200 | 77.78% | 1.96 | 0 | 11 |  |  |  |  | R-410A | 2.7333 | Residential & Commercial | USHP | Ducted CEE Tier 1
211243045 | Central HP <5.4 tons | DAY & NIGHT | HRCU-A-CB (Split System: Heat Pump with Remote Outdoor Unit-Air-Source) | DLCURAH24ABK |  |  | EA*4X37L17A* | *80ES(N,L)0701712A* | 24800 | 16.5 | 8.5 | 25800 | 21400 | 82.95% | 1.78 | 0 | 10 |  |  |  |  | R-410A | 2.0667 | Residential & Commercial | USHP | Ducted CEE Tier 1
213163977 | Central HP <5.4 tons | RHEEM | HRCU-A-CB (Split System: Heat Pump with Remote Outdoor Unit-Air-Source) | RP18AZ24AJVC |  |  | RCFZ2421HEAAM | R98MV0855A21UPS | 22800 | 20 | 8.5 | 22800 | 26000 | 114% | 2.1 | 0 | 12.5 |  |  |  |  | R-410A | 1.9 | Residential & Commercial | USHP | Ducted CEE Tier 1
216051148 | Central HP <5.4 tons | RHEEM | HRCU-A-CB (Split System: Heat Pump with Remote Outdoor Unit-Air-Source) | RP19AY60AJVC |  |  | RCFY6021SEAAM | R962V1005A21M4 | 53500 | 16 | 10 | 53500 | 49000 | 91.59% | 2 | 0 | 10 |  |  |  |  | R-454B | 4.4583 | Residential & Commercial | USHP | Ducted CEE Tier 1
212159700 | Central HP <5.4 tons | ARMSTRONG AIR | HRCU-A-CB (Split System: Heat Pump with Remote Outdoor Unit-Air-Source) | 4SHP22LX124P-**A | ADP |  | H,A,DE32936 | A80UH2E070A12 | 23800 | 21 | 8.45 | 22000 | 15400 | 70% | 1.9 | 0 | 13 |  |  |  |  | R-410A | 1.9833 | Residential & Commercial | USHP | Ducted CEE Tier 1
215821455 | Central HP <5.4 tons | ARMSTRONG AIR | HRCU-A-CB (Split System: Heat Pump with Remote Outdoor Unit-Air-Source) | 4SHP22LX124P-**A | ADP |  | H,A,DG9J(1,2)36+TXV | A97US2V070B12S* | 23800 | 21 | 8.5 | 22000 | 15400 | 70% | 1.92 | 0 | 13.5 |  |  |  |  | R-410A | 1.9833 | Residential & Commercial | USHP | Ducted CEE Tier 1
213841886 | Central HP <5.4 tons | ARMSTRONG AIR | HRCU-A-CB (Split System: Heat Pump with Remote Outdoor Unit-Air-Source) | 4SHP22LX124P-**A | ADP |  | V,A,D36H***P449 | A80UH1E045A12 | 23400 | 21 | 8.5 | 21200 | 14900 | 70.28% | 1.86 | 0 | 13.5 |  |  |  |  | R-410A | 1.95 | Residential & Commercial | USHP | Ducted CEE Tier 1
214075265 | Central HP <5.4 tons | RHEEM | HRCU-A-CB (Split System: Heat Pump with Remote Outdoor Unit-Air-Source) | RD17AZ60AJ3N |  |  | RCFZ6024STANM | R801V1255A24UH | 55500 | 18 | 8.1 | 53500 | 49000 | 91.59% | 1.75 | 0 | 10 |  |  |  |  | R-410A | 4.625 | Residential & Commercial | USHP | Ducted CEE Tier 1
213781634 | Central HP <5.4 tons | TEMPSTAR | HRCU-A-CB (Split System: Heat Pump with Remote Outdoor Unit-Air-Source) | TVH837GKA2* |  |  | EA*4X61L21A*+WALLCON | *96CTN0601714B* | 33000 | 17 | 8.1 | 32200 | 25000 | 77.64% | 1.96 | 0 | 11 |  |  |  |  | R-410A | 2.75 | Residential & Commercial | USHP | Ducted CEE Tier 1
215681306 | Central HP <5.4 tons | AIRQUEST | HRCU-A-CB (Split System: Heat Pump with Remote Outdoor Unit-Air-Source) | H5H0V48*K*AAA* |  |  | EA*5X48M21A*+WALLCON | *80CSU0401712B* | 44000 | 17.5 | 9 | 48500 | 34000 | 70.1% | 2.04 | 0 | 9.5 |  |  |  |  | R-454B | 3.6667 | Residential & Commercial | USHP
215681776 | Central HP <5.4 tons | AIRQUEST | HRCU-A-CB (Split System: Heat Pump with Remote Outdoor Unit-Air-Source) | H5H0V48*K*AAA* |  |  | EVM5X48M21A*+WALLCON | *80CSU0802120B* | 47000 | 18.5 | 9 | 50000 | 36200 | 72.4% | 2 | 0 | 10 |  |  |  |  | R-454B | 3.9167 | Residential & Commercial | USHP | Ducted CEE Tier 1
211239226 | Central HP <5.4 tons | DAY & NIGHT | HRCU-A-CB (Split System: Heat Pump with Remote Outdoor Unit-Air-Source) | DLCURAH24ABK |  |  | FJMA4*24L*B* | 0 | 24000 | 16 | 9 | 26400 | 23400 | 88.64% | 1.92 | 0 | 10 |  |  |  |  | R-410A | 2 | Residential & Commercial | USHP | Ducted CEE Tier 1
214075322 | Central HP <5.4 tons | RHEEM | HRCU-A-CB (Split System: Heat Pump with Remote Outdoor Unit-Air-Source) | RD17AZ60AJ3N |  |  | RCFZ6024STANM | R921V1005A21M4S | 55000 | 18 | 8.1 | 54000 | 49500 | 91.67% | 1.75 | 0 | 10 |  |  |  |  | R-410A | 4.5833 | Residential & Commercial | USHP | Ducted CEE Tier 1
214075388 | Central HP <5.4 tons | RHEEM | HRCU-A-CB (Split System: Heat Pump with Remote Outdoor Unit-Air-Source) | RD17AZ60AJ3N |  |  | RCFZ6024STANM | R962V1155A24M4S | 55500 | 18 | 8.1 | 54000 | 49000 | 90.74% | 1.75 | 0 | 10 |  |  |  |  | R-410A | 4.625 | Residential & Commercial | USHP | Ducted CEE Tier 1
214075390 | Central HP <5.4 tons | RHEEM | HRCU-A-CB (Split System: Heat Pump with Remote Outdoor Unit-Air-Source) | RD17AZ60AJ3N |  |  | RCFZ6024STANM | R98MV1005A21UPS | 55000 | 17 | 8.1 | 54500 | 49500 | 90.83% | 1.75 | 0 | 10 |  |  |  |  | R-410A | 4.5833 | Residential & Commercial | USHP | Ducted CEE Tier 1
215679806 | Central HP <5.4 tons | AIRQUEST | HRCU-A-CB (Split System: Heat Pump with Remote Outdoor Unit-Air-Source) | H5H0V36*K*AAA* |  |  | ESH5X42M12A*+WALLCON | *80CSU0601716B* | 34000 | 16.5 | 8.5 | 35600 | 25200 | 70.79% | 1.78 | 0 | 9.5 |  |  |  |  | R-454B | 2.8333 | Residential & Commercial | USHP
214396323 | Central HP <5.4 tons | LUXAIRE | HRCU-A-CB (Split System: Heat Pump with Remote Outdoor Unit-Air-Source) | HH860E2S11 |  |  | CTM60C5CHS1+JMC17C2SN1 | 0 | 53500 | 19 | 9 | 53000 | 38000 | 71.7% | 2 | 0 | 12 |  |  |  |  | R-454B | 4.4583 | Residential & Commercial | USHP | Ducted CEE Tier 1
214609088 | Central HP <5.4 tons | LUXAIRE | HRCU-A-CB (Split System: Heat Pump with Remote Outdoor Unit-Air-Source) | HH860E2S11 |  |  | CTF60C5CGS1 | Z9ES080C16SMPS1 | 44500 | 18 | 9 | 46000 | 33800 | 73.48% | 2 | 0 | 11.7 |  |  |  |  | R-454B | 3.7083 | Residential & Commercial | USHP | Ducted CEE Tier 1
214396674 | Central HP <5.4 tons | LUXAIRE | HRCU-A-CB (Split System: Heat Pump with Remote Outdoor Unit-Air-Source) | HH824E2S11 |  |  | CTF30A5ADS1 | TM8E060A12MP11 | 23000 | 18 | 9.5 | 23000 | 18600 | 80.87% | 2 | 0 | 12 |  |  |  |  | R-454B | 1.9167 | Residential & Commercial | USHP | Ducted CEE Tier 1
216010732 | Central HP <5.4 tons | FRASER-JOHNSTON | HRCU-A-CB (Split System: Heat Pump with Remote Outdoor Unit-Air-Source) | HH824E2S11 |  |  | CTM36B5ADS1 | Z8ET080B12LMPS1 | 23000 | 19 | 9.5 | 23000 | 18600 | 80.87% | 2 | 0 | 12 |  |  |  |  | R-454B | 1.9167 | Residential & Commercial | USHP | Ducted CEE Tier 1
213781504 | Central HP <5.4 tons | TEMPSTAR | HRCU-A-CB (Split System: Heat Pump with Remote Outdoor Unit-Air-Source) | TVH837GKA2* |  |  | EA*4X60L24A*+WALLCON | *97CMN1002122B* | 32800 | 17.5 | 8.1 | 31800 | 24600 | 77.36% | 1.98 | 0 | 11.5 |  |  |  |  | R-410A | 2.7333 | Residential & Commercial | USHP | Ducted CEE Tier 1
212160182 | Central HP <5.4 tons | ARMSTRONG AIR | HRCU-A-CB (Split System: Heat Pump with Remote Outdoor Unit-Air-Source) | 4SHP22LX124P-**A | ADP |  | H,A,DE33936 | A97US2V060B12X | 23800 | 20 | 8.5 | 22000 | 15400 | 70% | 1.9 | 0 | 13.5 |  |  |  |  | R-410A | 1.9833 | Residential & Commercial | USHP | Ducted CEE Tier 1
215223947 | Central HP <5.4 tons | FRASER-JOHNSTON | HRCU-A-CB (Split System: Heat Pump with Remote Outdoor Unit-Air-Source) | HH824E2S11 |  |  | CTM36B5ADS1 | Z8ES080B12SMPS1 | 23000 | 18 | 9.5 | 23000 | 18600 | 80.87% | 2 | 0 | 12 |  |  |  |  | R-454B | 1.9167 | Residential & Commercial | USHP | Ducted CEE Tier 1
213782164 | Central HP <5.4 tons | TEMPSTAR | HRCU-A-CB (Split System: Heat Pump with Remote Outdoor Unit-Air-Source) | TVH837GKA2* |  |  | EHD4X48AAL+WALLCON | *97CMN1202422B* | 32600 | 16.5 | 8.1 | 33000 | 24800 | 75.15% | 1.96 | 0 | 11 |  |  |  |  | R-410A | 2.7167 | Residential & Commercial | USHP | Ducted CEE Tier 1
215942669 | Central HP <5.4 tons | TEMPSTAR | HRCU-A-CB (Split System: Heat Pump with Remote Outdoor Unit-Air-Source) | T5H3V36*K*AAA* |  |  | EVD5X61M24A*+WALLCON | *97CTN0802120A* | 36000 | 22 | 8.5 | 37400 | 28200 | 75.4% | 2.04 | 0 | 12.5 |  |  |  |  | R-454B | 3 | Residential & Commercial | USHP | Ducted CEE Tier 1
212479795 | Central HP <5.4 tons | CARRIER | HRCU-A-CB (Split System: Heat Pump with Remote Outdoor Unit-Air-Source) | 38MURAQ18AB3* | ADP |  | A24VBA+TXV | 58S(B,C)*A045E14**12 | 18000 | 16 | 8.5 | 17300 | 18300 | 105.8% | 2.26 | 0 | 11 |  |  |  |  | R-410A | 1.5 | Residential & Commercial | USHP | Ducted CEE Tier 1
212479827 | Central HP <5.4 tons | CARRIER | HRCU-A-CB (Split System: Heat Pump with Remote Outdoor Unit-Air-Source) | 38MURAQ18AB3* | ADP |  | A24VBA+TXV | 59SC5B060E14**12 | 17700 | 16 | 8.5 | 17100 | 18400 | 107.6% | 2.26 | 0 | 11 |  |  |  |  | R-410A | 1.475 | Residential & Commercial | USHP | Ducted CEE Tier 1
215678156 | Central HP <5.4 tons | AIRQUEST | HRCU-A-CB (Split System: Heat Pump with Remote Outdoor Unit-Air-Source) | H5H0V60*K*AAA* |  |  | ESH5X60M12A*+WALLCON | *97CMN1202422B* | 55500 | 17 | 8.5 | 60000 | 42000 | 70% | 1.9 | 0 | 8.5 |  |  |  |  | R-454B | 4.625 | Residential & Commercial | USHP
212977728 | Central HP <5.4 tons | TEMPSTAR | HRCU-A-CB (Split System: Heat Pump with Remote Outdoor Unit-Air-Source) | DLCURAH18ABK |  |  | EA*4X24L14A* | *80MS(N,L)0451412A* | 17500 | 16.5 | 8.5 | 18400 | 19500 | 106% | 2.34 | 0 | 10.5 |  |  |  |  | R-410A | 1.4583 | Residential & Commercial | USHP | Ducted CEE Tier 1
212977812 | Central HP <5.4 tons | TEMPSTAR | HRCU-A-CB (Split System: Heat Pump with Remote Outdoor Unit-Air-Source) | DLCURAH18ABK |  |  | EN(A,D)4X24L17** | *80MS(N,L)0451412A* | 17500 | 16.5 | 8.5 | 18400 | 19200 | 104.3% | 2.3 | 0 | 11 |  |  |  |  | R-410A | 1.4583 | Residential & Commercial | USHP | Ducted CEE Tier 1
212159479 | Central HP <5.4 tons | ARMSTRONG AIR | HRCU-A-CB (Split System: Heat Pump with Remote Outdoor Unit-Air-Source) | 4SHP22LX124P-**A | ADP |  | V,A,D36H***D129 | A80UH1E045A12 | 23400 | 20 | 8.45 | 21200 | 14900 | 70.28% | 1.86 | 0 | 13.5 |  |  |  |  | R-410A | 1.95 | Residential & Commercial | USHP | Ducted CEE Tier 1
216487542 | Central HP <5.4 tons | BRYANT HEATING AND COOLING SYSTEMS | HRCU-A-CB (Split System: Heat Pump with Remote Outdoor Unit-Air-Source) | 290VAN048**AA* | ADP |  | CE(P,V)6021G48*+TXV | 987MC66120C24*** | 45000 | 18 | 9 | 45500 | 33200 | 72.97% | 2.06 | 0 | 10 |  |  |  |  | R-454B | 3.75 | Residential & Commercial | USHP | Ducted CEE Tier 1
210720647 | Central HP <5.4 tons | CARRIER | HRCU-A-CB (Split System: Heat Pump with Remote Outdoor Unit-Air-Source) | 25VNA436A*031* |  |  | CAP**6121AL*+UI | 58CU*A040C17**12 | 34400 | 20 | 9 | 34600 | 25200 | 72.83% | 2 | 0 | 12 |  |  |  |  | R-410A | 2.8667 | Residential & Commercial | USHP | Ducted CEE Tier 1
214080678 | Central HP <5.4 tons | ARMSTRONG AIR | HRCU-A-CB (Split System: Heat Pump with Remote Outdoor Unit-Air-Source) | 4SHP22LX124P-**A | ADP |  | H,A,DG1K936 | A98USMV070B12 | 23800 | 21 | 8.5 | 22000 | 15400 | 70% | 1.92 | 0 | 13.5 |  |  |  |  | R-410A | 1.9833 | Residential & Commercial | USHP | Ducted CEE Tier 1
216487333 | Central HP <5.4 tons | BRYANT HEATING AND COOLING SYSTEMS | HRCU-A-CB (Split System: Heat Pump with Remote Outdoor Unit-Air-Source) | 290VAN024**AA* | ADP |  | CE(P,V)2417G31*+TXV | 88*TB60070C21*** | 21800 | 16 | 8.7 | 22000 | 15900 | 72.27% | 1.96 | 0 | 9.5 |  |  |  |  | R-454B | 1.8167 | Residential & Commercial | USHP
214080667 | Central HP <5.4 tons | ARMSTRONG AIR | HRCU-A-CB (Split System: Heat Pump with Remote Outdoor Unit-Air-Source) | 4SHP22LX124P-**A | ADP |  | H,A,DP15936 | A97US2V060B12X | 23800 | 20 | 8.5 | 22000 | 15400 | 70% | 1.9 | 0 | 13.5 |  |  |  |  | R-410A | 1.9833 | Residential & Commercial | USHP | Ducted CEE Tier 1
213781544 | Central HP <5.4 tons | TEMPSTAR | HRCU-A-CB (Split System: Heat Pump with Remote Outdoor Unit-Air-Source) | TVH837GKA2* |  |  | EA*4X61L21A*+WALLCON | *80CTL0451712B* | 33000 | 17 | 8.1 | 32400 | 25200 | 77.78% | 1.94 | 0 | 11 |  |  |  |  | R-410A | 2.75 | Residential & Commercial | USHP | Ducted CEE Tier 1
212159693 | Central HP <5.4 tons | ARMSTRONG AIR | HRCU-A-CB (Split System: Heat Pump with Remote Outdoor Unit-Air-Source) | 4SHP22LX124P-**A | ADP |  | PL36H***P449 | A80UH2E045A12 | 23600 | 21 | 8.5 | 21400 | 15000 | 70.09% | 1.9 | 0 | 13.5 |  |  |  |  | R-410A | 1.9667 | Residential & Commercial | USHP | Ducted CEE Tier 1
212160204 | Central HP <5.4 tons | ARMSTRONG AIR | HRCU-A-CB (Split System: Heat Pump with Remote Outdoor Unit-Air-Source) | 4SHP22LX124P-**A | ADP |  | PL36H210P299 | A97USMV070B12 | 23800 | 21 | 8.5 | 22000 | 15400 | 70% | 1.92 | 0 | 13.5 |  |  |  |  | R-410A | 1.9833 | Residential & Commercial | USHP | Ducted CEE Tier 1
214397136 | Central HP <5.4 tons | LUXAIRE | HRCU-A-CB (Split System: Heat Pump with Remote Outdoor Unit-Air-Source) | HH824E2S11 |  |  | CTM30B5ACS1 | TM9Y060B12MP11 | 23000 | 17 | 9.5 | 23000 | 18300 | 79.57% | 2 | 0 | 11.7 |  |  |  |  | R-454B | 1.9167 | Residential & Commercial | USHP | Ducted CEE Tier 1
214075399 | Central HP <5.4 tons | RHEEM | HRCU-A-CB (Split System: Heat Pump with Remote Outdoor Unit-Air-Source) | RD17AZ60AJ3N |  |  | RCFZ6024STANM | R962V0705A21M4S | 55000 | 18 | 8.1 | 54000 | 49500 | 91.67% | 1.75 | 0 | 10 |  |  |  |  | R-410A | 4.5833 | Residential & Commercial | USHP | Ducted CEE Tier 1
215679496 | Central HP <5.4 tons | AIRQUEST | HRCU-A-CB (Split System: Heat Pump with Remote Outdoor Unit-Air-Source) | H5H0V36*K*AAA* |  |  | EA*5X48M21A*+WALLCON | *80CSU0401712B* | 34000 | 18 | 9 | 35000 | 25000 | 71.43% | 1.9 | 0 | 10 |  |  |  |  | R-454B | 2.8333 | Residential & Commercial | USHP | Ducted CEE Tier 1
215679596 | Central HP <5.4 tons | AIRQUEST | HRCU-A-CB (Split System: Heat Pump with Remote Outdoor Unit-Air-Source) | H5H0V36*K*AAA* |  |  | EA*5X61M21A*+WALLCON | *96CTN0802120B* | 34800 | 18 | 9 | 34400 | 24800 | 72.09% | 1.92 | 0 | 10.5 |  |  |  |  | R-454B | 2.9 | Residential & Commercial | USHP | Ducted CEE Tier 1
215679616 | Central HP <5.4 tons | AIRQUEST | HRCU-A-CB (Split System: Heat Pump with Remote Outdoor Unit-Air-Source) | H5H0V36*K*AAA* |  |  | EA*5X61M21A*+WALLCON | *80CSU0601716B* | 35000 | 18 | 9 | 34400 | 24800 | 72.09% | 1.92 | 0 | 10 |  |  |  |  | R-454B | 2.9167 | Residential & Commercial | USHP | Ducted CEE Tier 1
215679746 | Central HP <5.4 tons | AIRQUEST | HRCU-A-CB (Split System: Heat Pump with Remote Outdoor Unit-Air-Source) | H5H0V36*K*AAA* |  |  | ESH5X36M12A*+WALLCON | *97CTN0801716A* | 33400 | 16 | 8.5 | 36000 | 25600 | 71.11% | 1.76 | 0 | 9 |  |  |  |  | R-454B | 2.7833 | Residential & Commercial | USHP
215679766 | Central HP <5.4 tons | AIRQUEST | HRCU-A-CB (Split System: Heat Pump with Remote Outdoor Unit-Air-Source) | H5H0V36*K*AAA* |  |  | ESH5X36M12A*+WALLCON | *97CTN1002122A* | 33800 | 16 | 8.5 | 35800 | 25400 | 70.95% | 1.76 | 0 | 9.5 |  |  |  |  | R-454B | 2.8167 | Residential & Commercial | USHP
214080669 | Central HP <5.4 tons | ARMSTRONG AIR | HRCU-A-CB (Split System: Heat Pump with Remote Outdoor Unit-Air-Source) | 4SHP22LX124P-**A | ADP |  | H,A,DG9J936 | A97US2V060B12X | 23800 | 20 | 8.5 | 22000 | 15400 | 70% | 1.9 | 0 | 13.5 |  |  |  |  | R-410A | 1.9833 | Residential & Commercial | USHP | Ducted CEE Tier 1
215679196 | Central HP <5.4 tons | AIRQUEST | HRCU-A-CB (Split System: Heat Pump with Remote Outdoor Unit-Air-Source) | H5H0V36*K*AAA* |  |  | EA*5X36M17A*+WALLCON | *80CSU0401712B* | 32800 | 17 | 8.5 | 36000 | 25800 | 71.67% | 1.76 | 0 | 9.5 |  |  |  |  | R-454B | 2.7333 | Residential & Commercial | USHP
211385982 | Central HP <5.4 tons | FRASER-JOHNSTON | HRCU-A-CB (Split System: Heat Pump with Remote Outdoor Unit-Air-Source) | HMH72B341 |  |  | XAFC48FXXN1+TXV | TMLE080B12MP11 | 33400 | 17 | 8.5 | 32400 | 23800 | 73.46% | 2.04 | 0 | 9 |  |  |  |  | R-410A | 2.7833 | Residential & Commercial | USHP
211386097 | Central HP <5.4 tons | FRASER-JOHNSTON | HRCU-A-CB (Split System: Heat Pump with Remote Outdoor Unit-Air-Source) | HMH72B341 |  |  | XAHC48FBCN1 | TL9E100C20UH11 | 33400 | 15.5 | 8.5 | 32000 | 23400 | 73.12% | 2.04 | 0 | 9 |  |  |  |  | R-410A | 2.7833 | Residential & Commercial | USHP
212984225 | Central HP <5.4 tons | KEEPRITE | HRCU-A-CB (Split System: Heat Pump with Remote Outdoor Unit-Air-Source) | DLCURAH18ABK |  |  | EN(A,D)4X30L17** | *92MSN0601714A* | 17700 | 16.5 | 8.1 | 18300 | 18600 | 101.6% | 2.24 | 0 | 11 |  |  |  |  | R-410A | 1.475 | Residential & Commercial | USHP | Ducted CEE Tier 1
215679396 | Central HP <5.4 tons | AIRQUEST | HRCU-A-CB (Split System: Heat Pump with Remote Outdoor Unit-Air-Source) | H5H0V36*K*AAA* |  |  | EA*5X42M21A*+WALLCON | *97CTN0802120A* | 33200 | 17.5 | 9 | 35800 | 25600 | 71.51% | 1.86 | 0 | 10 |  |  |  |  | R-454B | 2.7667 | Residential & Commercial | USHP | Ducted CEE Tier 1
211239648 | Central HP <5.4 tons | CARRIER | HRCU-A-CB (Split System: Heat Pump with Remote Outdoor Unit-Air-Source) | 38MURAQ24AB3* |  |  | CAP**2414AL* | 59SP6A040V14**10 | 23400 | 15.5 | 8.5 | 26800 | 24800 | 92.54% | 2.04 | 0 | 9.5 |  |  |  |  | R-410A | 1.95 | Residential & Commercial | USHP
211239678 | Central HP <5.4 tons | CARRIER | HRCU-A-CB (Split System: Heat Pump with Remote Outdoor Unit-Air-Source) | 38MURAQ24AB3* |  |  | CAP**2417AL* | 58TP*A090V17**16 | 23400 | 16.5 | 8.5 | 26600 | 24800 | 93.23% | 2.08 | 0 | 10 |  |  |  |  | R-410A | 1.95 | Residential & Commercial | USHP | Ducted CEE Tier 1
211239732 | Central HP <5.4 tons | CARRIER | HRCU-A-CB (Split System: Heat Pump with Remote Outdoor Unit-Air-Source) | 38MURAQ24AB3* |  |  | CAP**2517AL* | 59TP6B060V17**14 | 24600 | 16.5 | 8.5 | 25400 | 21400 | 84.25% | 1.78 | 0 | 10 |  |  |  |  | R-410A | 2.05 | Residential & Commercial | USHP | Ducted CEE Tier 1
211239747 | Central HP <5.4 tons | CARRIER | HRCU-A-CB (Split System: Heat Pump with Remote Outdoor Unit-Air-Source) | 38MURAQ24AB3* |  |  | CAP**2517AL* | OVLAAB036098 | 24000 | 16.5 | 8.1 | 25000 | 21800 | 87.2% | 1.82 | 0 | 10 |  |  |  |  | R-410A | 2 | Residential & Commercial | USHP | Ducted CEE Tier 1
214396343 | Central HP <5.4 tons | LUXAIRE | HRCU-A-CB (Split System: Heat Pump with Remote Outdoor Unit-Air-Source) | HH860E2S11 |  |  | CTM60C5CHS1 | TP9C100C20MP13 | 53000 | 19 | 8.5 | 53500 | 38500 | 71.96% | 2 | 0 | 11 |  |  |  |  | R-454B | 4.4167 | Residential & Commercial | USHP | Ducted CEE Tier 1
214396370 | Central HP <5.4 tons | LUXAIRE | HRCU-A-CB (Split System: Heat Pump with Remote Outdoor Unit-Air-Source) | HH860E2S11 |  |  | CTF60D5CJS1 | LP9C120D20MP13 | 53000 | 19 | 9 | 55000 | 39500 | 71.82% | 2 | 0 | 11 |  |  |  |  | R-454B | 4.4167 | Residential & Commercial | USHP | Ducted CEE Tier 1
214397270 | Central HP <5.4 tons | LUXAIRE | HRCU-A-CB (Split System: Heat Pump with Remote Outdoor Unit-Air-Source) | HH836E2S11 |  |  | CTF36C5CDS1 | TM9V080C16MP12 | 33800 | 18 | 8.5 | 31800 | 26000 | 81.76% | 2 | 0 | 11 |  |  |  |  | R-454B | 2.8167 | Residential & Commercial | USHP | Ducted CEE Tier 1
214397297 | Central HP <5.4 tons | LUXAIRE | HRCU-A-CB (Split System: Heat Pump with Remote Outdoor Unit-Air-Source) | HH836E2S11 |  |  | CTF36C5CDS1+JME12C2SN1 | 0 | 33600 | 19 | 9 | 30600 | 24800 | 81.05% | 2 | 0 | 12 |  |  |  |  | R-454B | 2.8 | Residential & Commercial | USHP | Ducted CEE Tier 1
211244230 | Central HP <5.4 tons | KEEPRITE | HRCU-A-CB (Split System: Heat Pump with Remote Outdoor Unit-Air-Source) | DLCURAH24ABK |  |  | EN(A,D)4X24L17** | *80ES(N,L)0701412A* | 23800 | 16 | 8.5 | 26800 | 23200 | 86.57% | 1.92 | 0 | 10 |  |  |  |  | R-410A | 1.9833 | Residential & Commercial | USHP | Ducted CEE Tier 1
211244105 | Central HP <5.4 tons | KEEPRITE | HRCU-A-CB (Split System: Heat Pump with Remote Outdoor Unit-Air-Source) | DLCURAH24ABK |  |  | EN(A,D)4X24L17** | *80ES(N,L)0451412A* | 24200 | 15.5 | 8.5 | 27200 | 22600 | 83.09% | 1.86 | 0 | 10 |  |  |  |  | R-410A | 2.0167 | Residential & Commercial | USHP | Ducted CEE Tier 1
214609152 | Central HP <5.4 tons | LUXAIRE | HRCU-A-CB (Split System: Heat Pump with Remote Outdoor Unit-Air-Source) | HH824E2S11 |  |  | CTM30B5ACS1 | Z9ES060B12SMPS1 | 23000 | 17 | 9.5 | 23000 | 19200 | 83.48% | 2 | 0 | 11.7 |  |  |  |  | R-454B | 1.9167 | Residential & Commercial | USHP | Ducted CEE Tier 1
212159697 | Central HP <5.4 tons | ARMSTRONG AIR | HRCU-A-CB (Split System: Heat Pump with Remote Outdoor Unit-Air-Source) | 4SHP22LX124P-**A | ADP |  | V,A,D36H***D129 | A80UH2E070A12 | 24000 | 21 | 8.45 | 22000 | 15400 | 70% | 1.92 | 0 | 13.5 |  |  |  |  | R-410A | 2 | Residential & Commercial | USHP | Ducted CEE Tier 1
212160190 | Central HP <5.4 tons | ARMSTRONG AIR | HRCU-A-CB (Split System: Heat Pump with Remote Outdoor Unit-Air-Source) | 4SHP22LX124P-**A | ADP |  | V,A,D36H175D149 | A97US2V060B12X | 23800 | 20 | 8.5 | 22000 | 15400 | 70% | 1.9 | 0 | 13.5 |  |  |  |  | R-410A | 1.9833 | Residential & Commercial | USHP | Ducted CEE Tier 1
212160199 | Central HP <5.4 tons | ARMSTRONG AIR | HRCU-A-CB (Split System: Heat Pump with Remote Outdoor Unit-Air-Source) | 4SHP22LX124P-**A | ADP |  | H,A,DE34936 | A97US2V060B12X | 23800 | 20 | 8.5 | 22000 | 15400 | 70% | 1.9 | 0 | 13.5 |  |  |  |  | R-410A | 1.9833 | Residential & Commercial | USHP | Ducted CEE Tier 1
214080675 | Central HP <5.4 tons | ARMSTRONG AIR | HRCU-A-CB (Split System: Heat Pump with Remote Outdoor Unit-Air-Source) | 4SHP22LX124P-**A | ADP |  | H,A,DP15936 | A98USMV070B12 | 23800 | 21 | 8.5 | 22000 | 15400 | 70% | 1.92 | 0 | 13.5 |  |  |  |  | R-410A | 1.9833 | Residential & Commercial | USHP | Ducted CEE Tier 1
213311180 | Central HP <5.4 tons | PAYNE HEATING AND COOLING | HRCU-A-CB (Split System: Heat Pump with Remote Outdoor Unit-Air-Source) | 38MURAQ36AB3* | ADP |  | C36A***L129+CBPE4B* | 0 | 35600 | 16 | 8.1 | 36800 | 34400 | 93.48% | 2 | 0 | 9.5 |  |  |  |  | R-410A | 2.9667 | Residential & Commercial | USHP
214809022 | Central HP <5.4 tons | FRASER-JOHNSTON | HRCU-A-CB (Split System: Heat Pump with Remote Outdoor Unit-Air-Source) | HH860E2S11 |  |  | CTU60D5XGS1+JMET18DS2N1+TXV | 0 | 45500 | 19 | 9.5 | 45500 | 33800 | 74.29% | 2 | 0 | 12 |  |  |  |  | R-454B | 3.7917 | Residential & Commercial | USHP | Ducted CEE Tier 1
215679566 | Central HP <5.4 tons | AIRQUEST | HRCU-A-CB (Split System: Heat Pump with Remote Outdoor Unit-Air-Source) | H5H0V36*K*AAA* |  |  | EA*5X60M24A*+WALLCON | *97CTN0802120A* | 34400 | 18 | 9 | 34200 | 24800 | 72.51% | 1.9 | 0 | 10 |  |  |  |  | R-454B | 2.8667 | Residential & Commercial | USHP | Ducted CEE Tier 1
215679716 | Central HP <5.4 tons | AIRQUEST | HRCU-A-CB (Split System: Heat Pump with Remote Outdoor Unit-Air-Source) | H5H0V36*K*AAA* |  |  | ESH5X36M12A*+WALLCON | *80CSU0401712B* | 33800 | 16 | 8.5 | 35600 | 25400 | 71.35% | 1.78 | 0 | 9.5 |  |  |  |  | R-454B | 2.8167 | Residential & Commercial | USHP
211386397 | Central HP <5.4 tons | FRASER-JOHNSTON | HRCU-A-CB (Split System: Heat Pump with Remote Outdoor Unit-Air-Source) | HMH72B341 |  |  | XAHC48FBCN1 | TL8E100C20UH11 | 33400 | 16 | 8.5 | 32000 | 23200 | 72.5% | 2.06 | 0 | 9.5 |  |  |  |  | R-410A | 2.7833 | Residential & Commercial | USHP
211386449 | Central HP <5.4 tons | FRASER-JOHNSTON | HRCU-A-CB (Split System: Heat Pump with Remote Outdoor Unit-Air-Source) | HMH72B341 |  |  | XAFC48FBCN1 | TL8E100C20UH11 | 34000 | 16.5 | 8.5 | 32400 | 23800 | 73.46% | 2.1 | 0 | 9.5 |  |  |  |  | R-410A | 2.8333 | Residential & Commercial | USHP
211239763 | Central HP <5.4 tons | CARRIER | HRCU-A-CB (Split System: Heat Pump with Remote Outdoor Unit-Air-Source) | 38MURAQ24AB3* |  |  | CAP**3017AL* | 58SP*A045V14**12 | 23400 | 16.5 | 8.5 | 25800 | 24400 | 94.57% | 2.02 | 0 | 10 |  |  |  |  | R-410A | 1.95 | Residential & Commercial | USHP | Ducted CEE Tier 1
211239796 | Central HP <5.4 tons | CARRIER | HRCU-A-CB (Split System: Heat Pump with Remote Outdoor Unit-Air-Source) | 38MURAQ24AB3* |  |  | CAP**3017AL* | 59SC2D060E17**14 | 24400 | 17 | 8.5 | 26400 | 22800 | 86.36% | 1.88 | 0 | 10 |  |  |  |  | R-410A | 2.0333 | Residential & Commercial | USHP | Ducted CEE Tier 1
211239812 | Central HP <5.4 tons | CARRIER | HRCU-A-CB (Split System: Heat Pump with Remote Outdoor Unit-Air-Source) | 38MURAQ24AB3* |  |  | CAP**3617AL* | 59SP6A060V14**12 | 23600 | 16.5 | 8.5 | 25800 | 23400 | 90.7% | 1.94 | 0 | 10 |  |  |  |  | R-410A | 1.9667 | Residential & Commercial | USHP | Ducted CEE Tier 1
211239845 | Central HP <5.4 tons | CARRIER | HRCU-A-CB (Split System: Heat Pump with Remote Outdoor Unit-Air-Source) | 38MURAQ24AB3* |  |  | CAP**3617AL* | 59SC2D040E17**12 | 23800 | 16 | 8.5 | 26000 | 23200 | 89.23% | 1.9 | 0 | 10 |  |  |  |  | R-410A | 1.9833 | Residential & Commercial | USHP | Ducted CEE Tier 1
214080665 | Central HP <5.4 tons | ARMSTRONG AIR | HRCU-A-CB (Split System: Heat Pump with Remote Outdoor Unit-Air-Source) | 4SHP22LX124P-**A | ADP |  | H,A,DG9J936 | A97US2V040B12X | 23800 | 21 | 8.5 | 22000 | 15400 | 70% | 1.92 | 0 | 13.5 |  |  |  |  | R-410A | 1.9833 | Residential & Commercial | USHP | Ducted CEE Tier 1
211239846 | Central HP <5.4 tons | CARRIER | HRCU-A-CB (Split System: Heat Pump with Remote Outdoor Unit-Air-Source) | 38MURAQ24AB3* |  |  | CAP**3617AL* | 58S(B,C)*A070E14**12 | 24400 | 17 | 8.5 | 26200 | 22400 | 85.5% | 1.86 | 0 | 10 |  |  |  |  | R-410A | 2.0333 | Residential & Commercial | USHP | Ducted CEE Tier 1
211239847 | Central HP <5.4 tons | CARRIER | HRCU-A-CB (Split System: Heat Pump with Remote Outdoor Unit-Air-Source) | 38MURAQ24AB3* |  |  | CAP**3617AL* | 58SU*A060E17**16 | 25000 | 16.5 | 8.5 | 26600 | 21800 | 81.95% | 1.82 | 0 | 10 |  |  |  |  | R-410A | 2.0833 | Residential & Commercial | USHP | Ducted CEE Tier 1
211239897 | Central HP <5.4 tons | CARRIER | HRCU-A-CB (Split System: Heat Pump with Remote Outdoor Unit-Air-Source) | 38MURAQ24AB3* |  |  | CAP**3621AL* | 58SU*A060E17**16 | 25000 | 17 | 8.5 | 26600 | 21800 | 81.95% | 1.82 | 0 | 10.5 |  |  |  |  | R-410A | 2.0833 | Residential & Commercial | USHP | Ducted CEE Tier 1
211239964 | Central HP <5.4 tons | CARRIER | HRCU-A-CB (Split System: Heat Pump with Remote Outdoor Unit-Air-Source) | 38MURAQ24AB3* |  |  | CAP**3721AL* | 58SP*A090V21**20 | 24600 | 17 | 8.5 | 25400 | 21200 | 83.46% | 1.78 | 0 | 10.5 |  |  |  |  | R-410A | 2.05 | Residential & Commercial | USHP | Ducted CEE Tier 1
215679866 | Central HP <5.4 tons | AIRQUEST | HRCU-A-CB (Split System: Heat Pump with Remote Outdoor Unit-Air-Source) | H5H0V36*K*AAA* |  |  | ESH5X48M12A*+WALLCON | *96CTN0802120B* | 34200 | 16 | 8.5 | 35400 | 25200 | 71.19% | 1.88 | 0 | 9.5 |  |  |  |  | R-454B | 2.85 | Residential & Commercial | USHP
215679916 | Central HP <5.4 tons | AIRQUEST | HRCU-A-CB (Split System: Heat Pump with Remote Outdoor Unit-Air-Source) | H5H0V36*K*AAA* |  |  | ESH5X48M12A*+WALLCON | *97CTN1002122A* | 34200 | 16.5 | 8.5 | 35400 | 25200 | 71.19% | 1.9 | 0 | 9.5 |  |  |  |  | R-454B | 2.85 | Residential & Commercial | USHP
212159718 | Central HP <5.4 tons | ARMSTRONG AIR | HRCU-A-CB (Split System: Heat Pump with Remote Outdoor Unit-Air-Source) | 4SHP22LX124P-**A | ADP |  | H,A,DE34936 | A80UH2E070A12 | 24000 | 21 | 8.5 | 22000 | 15400 | 70% | 1.92 | 0 | 13.5 |  |  |  |  | R-410A | 2 | Residential & Commercial | USHP | Ducted CEE Tier 1
212608497 | Central HP <5.4 tons | DAY & NIGHT | HRCU-A-CB (Split System: Heat Pump with Remote Outdoor Unit-Air-Source) | DLCURAH30ABK | ADP |  | F,PE*SS9931 | 0 | 31000 | 15.2 | 8.5 | 33800 | 26400 | 78.11% | 1.86 | 0 | 9 |  |  |  |  | R-410A | 2.5833 | Residential & Commercial | USHP
214397016 | Central HP <5.4 tons | LUXAIRE | HRCU-A-CB (Split System: Heat Pump with Remote Outdoor Unit-Air-Source) | HH860E2S11 |  |  | JHC48D5CG2SS1 | 0 | 44000 | 18 | 8.5 | 43500 | 33000 | 75.86% | 2 | 0 | 12 |  |  |  |  | R-454B | 3.6667 | Residential & Commercial | USHP | Ducted CEE Tier 1
211386299 | Central HP <5.4 tons | FRASER-JOHNSTON | HRCU-A-CB (Split System: Heat Pump with Remote Outdoor Unit-Air-Source) | HMH72B341 |  |  | XAHC48FXXN1+TXV | TL9E060B12UH11 | 32400 | 16.5 | 8.1 | 32000 | 23600 | 73.75% | 2 | 0 | 9 |  |  |  |  | R-410A | 2.7 | Residential & Commercial | USHP
214397215 | Central HP <5.4 tons | LUXAIRE | HRCU-A-CB (Split System: Heat Pump with Remote Outdoor Unit-Air-Source) | HH836E2S11 |  |  | CTF48C5CFS1+JME12C2SN1 | 0 | 34000 | 19 | 9 | 31400 | 25200 | 80.25% | 2 | 0 | 11.7 |  |  |  |  | R-454B | 2.8333 | Residential & Commercial | USHP | Ducted CEE Tier 1
214397383 | Central HP <5.4 tons | LUXAIRE | HRCU-A-CB (Split System: Heat Pump with Remote Outdoor Unit-Air-Source) | HH836E2S11 |  |  | CTF48C5CFS1 | TM9E080C16MP12 | 33400 | 19 | 9 | 31400 | 25400 | 80.89% | 2 | 0 | 11 |  |  |  |  | R-454B | 2.7833 | Residential & Commercial | USHP | Ducted CEE Tier 1
214397317 | Central HP <5.4 tons | LUXAIRE | HRCU-A-CB (Split System: Heat Pump with Remote Outdoor Unit-Air-Source) | HH836E2S11 |  |  | CTF36B5CDS1 | LPLC080B12MP13 | 33000 | 17 | 8.5 | 31000 | 25200 | 81.29% | 2 | 0 | 11 |  |  |  |  | R-454B | 2.75 | Residential & Commercial | USHP | Ducted CEE Tier 1
214397031 | Central HP <5.4 tons | LUXAIRE | HRCU-A-CB (Split System: Heat Pump with Remote Outdoor Unit-Air-Source) | HH860E2S11 |  |  | CTF60D5CGS1+JME18D2SN1 | 0 | 46000 | 19 | 9.5 | 45500 | 33800 | 74.29% | 2 | 0 | 12 |  |  |  |  | R-454B | 3.8333 | Residential & Commercial | USHP | Ducted CEE Tier 1
214397450 | Central HP <5.4 tons | LUXAIRE | HRCU-A-CB (Split System: Heat Pump with Remote Outdoor Unit-Air-Source) | HH860E2S11 |  |  | CTF60C5CGS1 | TMLE080C16MP11 | 44500 | 18 | 9 | 45500 | 34200 | 75.16% | 2 | 0 | 11 |  |  |  |  | R-454B | 3.7083 | Residential & Commercial | USHP | Ducted CEE Tier 1
211240031 | Central HP <5.4 tons | CARRIER | HRCU-A-CB (Split System: Heat Pump with Remote Outdoor Unit-Air-Source) | 38MURAQ24AB3* |  |  | CNPV*2417AL* | 58TP*A070V17**16 | 23600 | 16.5 | 8.5 | 26600 | 23400 | 87.97% | 1.94 | 0 | 10 |  |  |  |  | R-410A | 1.9667 | Residential & Commercial | USHP | Ducted CEE Tier 1
211240080 | Central HP <5.4 tons | CARRIER | HRCU-A-CB (Split System: Heat Pump with Remote Outdoor Unit-Air-Source) | 38MURAQ24AB3* |  |  | CNPV*3017AL* | 58SP*A045V17**16 | 24200 | 16 | 8.1 | 26400 | 22800 | 86.36% | 1.88 | 0 | 10.5 |  |  |  |  | R-410A | 2.0167 | Residential & Commercial | USHP | Ducted CEE Tier 1
211240081 | Central HP <5.4 tons | CARRIER | HRCU-A-CB (Split System: Heat Pump with Remote Outdoor Unit-Air-Source) | 38MURAQ24AB3* |  |  | CNPV*3017AL* | 58SP*A070V17**16 | 23800 | 16.5 | 8.1 | 26000 | 23200 | 89.23% | 1.92 | 0 | 10.5 |  |  |  |  | R-410A | 1.9833 | Residential & Commercial | USHP | Ducted CEE Tier 1
211240083 | Central HP <5.4 tons | CARRIER | HRCU-A-CB (Split System: Heat Pump with Remote Outdoor Unit-Air-Source) | 38MURAQ24AB3* |  |  | CNPV*3017AL* | 58SU*A040E17**12 | 24000 | 17 | 8.1 | 26000 | 23200 | 89.23% | 1.94 | 0 | 10.5 |  |  |  |  | R-410A | 2 | Residential & Commercial | USHP | Ducted CEE Tier 1
211240096 | Central HP <5.4 tons | CARRIER | HRCU-A-CB (Split System: Heat Pump with Remote Outdoor Unit-Air-Source) | 38MURAQ24AB3* |  |  | CNPV*3017AL* | 59TP6B060V17**14 | 24000 | 16.5 | 8.1 | 26200 | 23200 | 88.55% | 1.92 | 0 | 10 |  |  |  |  | R-410A | 2 | Residential & Commercial | USHP | Ducted CEE Tier 1
214397051 | Central HP <5.4 tons | LUXAIRE | HRCU-A-CB (Split System: Heat Pump with Remote Outdoor Unit-Air-Source) | HH860E2S11 |  |  | CTM60C5CGS1 | TM8E080C20MP11 | 44500 | 17 | 9 | 45000 | 33800 | 75.11% | 2 | 0 | 11.7 |  |  |  |  | R-454B | 3.7083 | Residential & Commercial | USHP | Ducted CEE Tier 1
214396348 | Central HP <5.4 tons | LUXAIRE | HRCU-A-CB (Split System: Heat Pump with Remote Outdoor Unit-Air-Source) | HH860E2S11 |  |  | CTM60C5CHS1 | LP9C100C20MP13 | 53000 | 19 | 8.5 | 53500 | 38500 | 71.96% | 2 | 0 | 11 |  |  |  |  | R-454B | 4.4167 | Residential & Commercial | USHP | Ducted CEE Tier 1
211240116 | Central HP <5.4 tons | CARRIER | HRCU-A-CB (Split System: Heat Pump with Remote Outdoor Unit-Air-Source) | 38MURAQ24AB3* |  |  | CNPV*3617AL* | 59SP6A040V14**10 | 23400 | 16 | 8.1 | 25800 | 24000 | 93.02% | 2 | 0 | 10 |  |  |  |  | R-410A | 1.95 | Residential & Commercial | USHP | Ducted CEE Tier 1
211240130 | Central HP <5.4 tons | CARRIER | HRCU-A-CB (Split System: Heat Pump with Remote Outdoor Unit-Air-Source) | 38MURAQ24AB3* |  |  | CNPV*3617AL* | 58TP*A090V17**16 | 23800 | 17 | 8.1 | 26000 | 23400 | 90% | 1.94 | 0 | 10.5 |  |  |  |  | R-410A | 1.9833 | Residential & Commercial | USHP | Ducted CEE Tier 1
211240147 | Central HP <5.4 tons | CARRIER | HRCU-A-CB (Split System: Heat Pump with Remote Outdoor Unit-Air-Source) | 38MURAQ24AB3* |  |  | CNPV*3617AL* | 59SC2D080E17**16 | 24200 | 17 | 8.1 | 26200 | 22800 | 87.02% | 1.88 | 0 | 10.5 |  |  |  |  | R-410A | 2.0167 | Residential & Commercial | USHP | Ducted CEE Tier 1
214396635 | Central HP <5.4 tons | LUXAIRE | HRCU-A-CB (Split System: Heat Pump with Remote Outdoor Unit-Air-Source) | HH860E2S11 |  |  | CTM60C5CGS1 | TM8V080C16MP12 | 44000 | 18 | 9 | 44500 | 33600 | 75.51% | 2 | 0 | 11.7 |  |  |  |  | R-454B | 3.6667 | Residential & Commercial | USHP | Ducted CEE Tier 1
214609117 | Central HP <5.4 tons | LUXAIRE | HRCU-A-CB (Split System: Heat Pump with Remote Outdoor Unit-Air-Source) | HH860E2S11 |  |  | CTF60C5CGS1 | Z9ES100C20SMPS1 | 45500 | 18 | 9 | 46500 | 34000 | 73.12% | 2 | 0 | 11.7 |  |  |  |  | R-454B | 3.7917 | Residential & Commercial | USHP | Ducted CEE Tier 1
214075457 | Central HP <5.4 tons | RHEEM | HRCU-A-CB (Split System: Heat Pump with Remote Outdoor Unit-Air-Source) | RD17AZ24AJ3N |  |  | RCFZ2417MTANM | R802VA075317M | 22600 | 18 | 9.5 | 22600 | 16800 | 74.34% | 2.1 | 0 | 11.2 |  |  |  |  | R-410A | 1.8833 | Residential & Commercial | USHP | Ducted CEE Tier 1
214075530 | Central HP <5.4 tons | RHEEM | HRCU-A-CB (Split System: Heat Pump with Remote Outdoor Unit-Air-Source) | RD17AZ24AJ3N |  |  | RCFZ2417MTANM | R951V0403A17UHU | 22400 | 17 | 9.5 | 22400 | 17100 | 76.34% | 2 | 0 | 10 |  |  |  |  | R-410A | 1.8667 | Residential & Commercial | USHP | Ducted CEE Tier 1
214651819 | Central HP <5.4 tons | FRASER-JOHNSTON | HRCU-A-CB (Split System: Heat Pump with Remote Outdoor Unit-Air-Source) | HH860E2S11 |  |  | CTU60D5XGS1+TXV | TM9Y120D20MP11 | 44000 | 18 | 9 | 44000 | 33400 | 75.91% | 2 | 0 | 11.7 |  |  |  |  | R-454B | 3.6667 | Residential & Commercial | USHP | Ducted CEE Tier 1
214649781 | Central HP <5.4 tons | FRASER-JOHNSTON | HRCU-A-CB (Split System: Heat Pump with Remote Outdoor Unit-Air-Source) | HH860E2S11 |  |  | CTU60D5XGS1+TXV | TP9C120D20MP13 | 44000 | 18 | 9 | 44500 | 33400 | 75.06% | 2 | 0 | 11.7 |  |  |  |  | R-454B | 3.6667 | Residential & Commercial | USHP | Ducted CEE Tier 1
214650013 | Central HP <5.4 tons | FRASER-JOHNSTON | HRCU-A-CB (Split System: Heat Pump with Remote Outdoor Unit-Air-Source) | HH860E2S11 |  |  | CTU60D5XGS1+TXV | Z9ES120D20SMPS1 | 46000 | 18 | 9 | 47000 | 34200 | 72.77% | 2 | 0 | 11.7 |  |  |  |  | R-454B | 3.8333 | Residential & Commercial | USHP | Ducted CEE Tier 1
214397163 | Central HP <5.4 tons | LUXAIRE | HRCU-A-CB (Split System: Heat Pump with Remote Outdoor Unit-Air-Source) | HH860E2S11 |  |  | CTF60C5CHS1 | TM9Y100C20MP11 | 53000 | 19 | 8.5 | 54500 | 39000 | 71.56% | 2 | 0 | 11 |  |  |  |  | R-454B | 4.4167 | Residential & Commercial | USHP | Ducted CEE Tier 1
214396595 | Central HP <5.4 tons | LUXAIRE | HRCU-A-CB (Split System: Heat Pump with Remote Outdoor Unit-Air-Source) | HH860E2S11 |  |  | CTM60C5CGS1 | TL8E100C20UH11 | 44000 | 18 | 9 | 44000 | 33400 | 75.91% | 2 | 0 | 11.7 |  |  |  |  | R-454B | 3.6667 | Residential & Commercial | USHP | Ducted CEE Tier 1
214396736 | Central HP <5.4 tons | LUXAIRE | HRCU-A-CB (Split System: Heat Pump with Remote Outdoor Unit-Air-Source) | HH860E2S11 |  |  | CTF60D5CHS1+JMVT20DC2N1 | 0 | 54500 | 19 | 9 | 53500 | 38500 | 71.96% | 2 | 0 | 12 |  |  |  |  | R-454B | 4.5417 | Residential & Commercial | USHP | Ducted CEE Tier 1
212159495 | Central HP <5.4 tons | ARMSTRONG AIR | HRCU-A-CB (Split System: Heat Pump with Remote Outdoor Unit-Air-Source) | 4SHP22LX124P-**A | ADP |  | PL36H175P159 | A80UH1E045A12 | 23400 | 21 | 8.5 | 21200 | 14900 | 70.28% | 1.86 | 0 | 13.5 |  |  |  |  | R-410A | 1.95 | Residential & Commercial | USHP | Ducted CEE Tier 1
212980285 | Central HP <5.4 tons | KEEPRITE | HRCU-A-CB (Split System: Heat Pump with Remote Outdoor Unit-Air-Source) | DLCURAH24ABK |  |  | EN(A,D)4X36L21** | *80MS(N,L)0902116A* | 23800 | 17 | 8.5 | 26400 | 24000 | 90.91% | 2 | 0 | 10.5 |  |  |  |  | R-410A | 1.9833 | Residential & Commercial | USHP | Ducted CEE Tier 1
212979949 | Central HP <5.4 tons | KEEPRITE | HRCU-A-CB (Split System: Heat Pump with Remote Outdoor Unit-Air-Source) | DLCURAH18ABK |  |  | EA*4X19L17A* | *80MS(N,L)0901714A* | 18000 | 16.5 | 8.5 | 18000 | 17800 | 98.89% | 2.14 | 0 | 10.5 |  |  |  |  | R-410A | 1.5 | Residential & Commercial | USHP | Ducted CEE Tier 1
214649825 | Central HP <5.4 tons | FRASER-JOHNSTON | HRCU-A-CB (Split System: Heat Pump with Remote Outdoor Unit-Air-Source) | HH860E2S11 |  |  | CTU60D5XGS1+TXV | TMLE130D20MP11 | 46000 | 18 | 9 | 47500 | 35200 | 74.11% | 2 | 0 | 11 |  |  |  |  | R-454B | 3.8333 | Residential & Commercial | USHP | Ducted CEE Tier 1
212981002 | Central HP <5.4 tons | KEEPRITE | HRCU-A-CB (Split System: Heat Pump with Remote Outdoor Unit-Air-Source) | DLCURAH24ABK |  |  | EA*4X37L21A* | *80MS(N,L)1102120A* | 24800 | 17.5 | 8.5 | 25600 | 21200 | 82.81% | 1.8 | 0 | 10.5 |  |  |  |  | R-410A | 2.0667 | Residential & Commercial | USHP | Ducted CEE Tier 1
212981756 | Central HP <5.4 tons | KEEPRITE | HRCU-A-CB (Split System: Heat Pump with Remote Outdoor Unit-Air-Source) | DLCURAH24ABK |  |  | EA*4X37L17A* | *80MSU1002120A* | 24200 | 16.5 | 8.5 | 25200 | 22000 | 87.3% | 1.84 | 0 | 10 |  |  |  |  | R-410A | 2.0167 | Residential & Commercial | USHP | Ducted CEE Tier 1
212972693 | Central HP <5.4 tons | BRYANT HEATING AND COOLING SYSTEMS | HRCU-A-CB (Split System: Heat Pump with Remote Outdoor Unit-Air-Source) | 38MURAQ18AB3* |  |  | CAP**2517AL* | 926SB30040V14*** | 17700 | 16 | 8.1 | 17800 | 17800 | 100% | 2.14 | 0 | 10.5 |  |  |  |  | R-410A | 1.475 | Residential & Commercial | USHP | Ducted CEE Tier 1
212972743 | Central HP <5.4 tons | BRYANT HEATING AND COOLING SYSTEMS | HRCU-A-CB (Split System: Heat Pump with Remote Outdoor Unit-Air-Source) | 38MURAQ18AB3* |  |  | CNPV*2417AL* | 926SB30040V14*** | 17400 | 15.5 | 8.5 | 18500 | 19200 | 103.8% | 2.3 | 0 | 10.5 |  |  |  |  | R-410A | 1.45 | Residential & Commercial | USHP | Ducted CEE Tier 1
212973343 | Central HP <5.4 tons | BRYANT HEATING AND COOLING SYSTEMS | HRCU-A-CB (Split System: Heat Pump with Remote Outdoor Unit-Air-Source) | 38MURAQ18AB3* |  |  | CAP**3017AL* | 926SB36060V14*** | 17400 | 16.5 | 8.5 | 18000 | 18700 | 103.9% | 2.26 | 0 | 10.5 |  |  |  |  | R-410A | 1.45 | Residential & Commercial | USHP | Ducted CEE Tier 1
212978628 | Central HP <5.4 tons | KEEPRITE | HRCU-A-CB (Split System: Heat Pump with Remote Outdoor Unit-Air-Source) | DLCURAH24ABK |  |  | EA*4X24L17A* | *80MS(N,L)0701712A* | 23600 | 17 | 9 | 27000 | 25800 | 95.56% | 2.16 | 0 | 10 |  |  |  |  | R-410A | 1.9667 | Residential & Commercial | USHP | Ducted CEE Tier 1
212520402 | Central HP <5.4 tons | CARRIER | HRCU-A-CB (Split System: Heat Pump with Remote Outdoor Unit-Air-Source) | 38MURAQ30AB3* | ADP |  | H,PG34936 | 58TP*A090V17**16 | 28800 | 15.2 | 8.1 | 32000 | 26600 | 83.12% | 1.8 | 0 | 8.5 |  |  |  |  | R-410A | 2.4 | Residential & Commercial | USHP
211206893 | Central HP <5.4 tons | FRASER-JOHNSTON | HRCU-A-CB (Split System: Heat Pump with Remote Outdoor Unit-Air-Source) | HL20B3621 |  |  | XAMB36DE2N1+CC | TM8V080B12MP12 | 32600 | 18 | 8.5 | 34400 | 29600 | 86.05% | 1.94 | 0 | 11.7 |  |  |  |  | R-410A | 2.7167 | Residential & Commercial | USHP | Ducted CEE Tier 1
211392385 | Central HP <5.4 tons | FRASER-JOHNSTON | HRCU-A-CB (Split System: Heat Pump with Remote Outdoor Unit-Air-Source) | HMH72B341 |  |  | XAFB36DXXN1+TXV | TM8E080B12MP11 | 34000 | 18 | 8.1 | 34000 | 24400 | 71.76% | 2.06 | 0 | 9.5 |  |  |  |  | R-410A | 2.8333 | Residential & Commercial | USHP
211392521 | Central HP <5.4 tons | FRASER-JOHNSTON | HRCU-A-CB (Split System: Heat Pump with Remote Outdoor Unit-Air-Source) | HMH72B341 |  |  | XAHB36DXXN1+TXV | TM8E060A12MP11 | 33200 | 17 | 8.1 | 33200 | 23400 | 70.48% | 2 | 0 | 9.5 |  |  |  |  | R-410A | 2.7667 | Residential & Commercial | USHP
211241093 | Central HP <5.4 tons | KEEPRITE | HRCU-A-CB (Split System: Heat Pump with Remote Outdoor Unit-Air-Source) | DLCURAH24ABK |  |  | EA*4X25L17A* | *80ES(N,L)0701712A* | 25000 | 16.5 | 8.5 | 25800 | 21000 | 81.4% | 1.76 | 0 | 10.5 |  |  |  |  | R-410A | 2.0833 | Residential & Commercial | USHP | Ducted CEE Tier 1
211240910 | Central HP <5.4 tons | KEEPRITE | HRCU-A-CB (Split System: Heat Pump with Remote Outdoor Unit-Air-Source) | DLCURAH24ABK |  |  | EA*4X25L17A* | *80VSL0451716A* | 24800 | 16.5 | 8.5 | 25600 | 21200 | 82.81% | 1.78 | 0 | 10 |  |  |  |  | R-410A | 2.0667 | Residential & Commercial | USHP | Ducted CEE Tier 1
211240825 | Central HP <5.4 tons | KEEPRITE | HRCU-A-CB (Split System: Heat Pump with Remote Outdoor Unit-Air-Source) | DLCURAH24ABK |  |  | EA*4X25L17A* | *96VSN0601714A* | 24800 | 16.5 | 8.5 | 25600 | 21200 | 82.81% | 1.78 | 0 | 10 |  |  |  |  | R-410A | 2.0667 | Residential & Commercial | USHP | Ducted CEE Tier 1
211240338 | Central HP <5.4 tons | KEEPRITE | HRCU-A-CB (Split System: Heat Pump with Remote Outdoor Unit-Air-Source) | DLCURAH24ABK |  |  | EA*4X24L14A* | *92ESN0601412A* | 24200 | 16 | 8.5 | 27200 | 23400 | 86.03% | 1.9 | 0 | 10 |  |  |  |  | R-410A | 2.0167 | Residential & Commercial | USHP | Ducted CEE Tier 1
211240623 | Central HP <5.4 tons | KEEPRITE | HRCU-A-CB (Split System: Heat Pump with Remote Outdoor Unit-Air-Source) | DLCURAH24ABK |  |  | EA*4X24L17A* | *96VTN0601714A* | 23600 | 16 | 8.5 | 26800 | 24400 | 91.04% | 2.02 | 0 | 10 |  |  |  |  | R-410A | 1.9667 | Residential & Commercial | USHP | Ducted CEE Tier 1
211392944 | Central HP <5.4 tons | FRASER-JOHNSTON | HRCU-A-CB (Split System: Heat Pump with Remote Outdoor Unit-Air-Source) | HMH72B341 |  |  | XAUB30CXXN1+TXV | TM8E040A12MP11 | 32800 | 18 | 8.1 | 33400 | 23400 | 70.06% | 2.04 | 0 | 10 |  |  |  |  | R-410A | 2.7333 | Residential & Commercial | USHP | Ducted CEE Tier 1
211393064 | Central HP <5.4 tons | FRASER-JOHNSTON | HRCU-A-CB (Split System: Heat Pump with Remote Outdoor Unit-Air-Source) | HMH72B341 |  |  | XAHC36DXXN1+TXV | TL9E080C16UH11 | 34000 | 17 | 8.1 | 33800 | 24000 | 71.01% | 2.06 | 0 | 9.5 |  |  |  |  | R-410A | 2.8333 | Residential & Commercial | USHP
211393491 | Central HP <5.4 tons | FRASER-JOHNSTON | HRCU-A-CB (Split System: Heat Pump with Remote Outdoor Unit-Air-Source) | HMH72B341 |  |  | XAHB36DXXN1+TXV | TL8E060A12UH11 | 33200 | 17.5 | 8.1 | 33000 | 23400 | 70.91% | 2 | 0 | 9.5 |  |  |  |  | R-410A | 2.7667 | Residential & Commercial | USHP
211393782 | Central HP <5.4 tons | FRASER-JOHNSTON | HRCU-A-CB (Split System: Heat Pump with Remote Outdoor Unit-Air-Source) | HMH72B341 |  |  | XAFA30DXXN1+TXV | TL8E060A12UH11 | 33800 | 18 | 8.1 | 33800 | 23800 | 70.41% | 2.04 | 0 | 9.5 |  |  |  |  | R-410A | 2.8167 | Residential & Commercial | USHP
211388057 | Central HP <5.4 tons | FRASER-JOHNSTON | HRCU-A-CB (Split System: Heat Pump with Remote Outdoor Unit-Air-Source) | HMH72B341 |  |  | XAHC36DBCN1 | TM9V060B12MP12 | 33200 | 17 | 8.1 | 33400 | 23800 | 71.26% | 2 | 0 | 9.5 |  |  |  |  | R-410A | 2.7667 | Residential & Commercial | USHP
211387791 | Central HP <5.4 tons | FRASER-JOHNSTON | HRCU-A-CB (Split System: Heat Pump with Remote Outdoor Unit-Air-Source) | HMH72B341 |  |  | XAHB30CXXN1+TXV | TP9C080B12MP13 | 32000 | 16.5 | 8.1 | 33400 | 23400 | 70.06% | 1.98 | 0 | 9 |  |  |  |  | R-410A | 2.6667 | Residential & Commercial | USHP
211243535 | Central HP <5.4 tons | KEEPRITE | HRCU-A-CB (Split System: Heat Pump with Remote Outdoor Unit-Air-Source) | DLCURAH24ABK |  |  | EA*4X37L21A* | *80ES(N,L)0901714A* | 25400 | 17 | 8.5 | 25800 | 20600 | 79.84% | 1.76 | 0 | 10.5 |  |  |  |  | R-410A | 2.1167 | Residential & Commercial | USHP | Ducted CEE Tier 1
211243251 | Central HP <5.4 tons | KEEPRITE | HRCU-A-CB (Split System: Heat Pump with Remote Outdoor Unit-Air-Source) | DLCURAH24ABK |  |  | EA*4X37L21A* | *96VSN0401712A* | 24000 | 16 | 8.1 | 25000 | 21600 | 86.4% | 1.8 | 0 | 10 |  |  |  |  | R-410A | 2 | Residential & Commercial | USHP | Ducted CEE Tier 1
211240180 | Central HP <5.4 tons | CARRIER | HRCU-A-CB (Split System: Heat Pump with Remote Outdoor Unit-Air-Source) | 38MURAQ24AB3* |  |  | CNPV*3621AL* | 59TP6B040V17**12 | 23400 | 16 | 8.1 | 25800 | 24000 | 93.02% | 1.98 | 0 | 10 |  |  |  |  | R-410A | 1.95 | Residential & Commercial | USHP | Ducted CEE Tier 1
214396563 | Central HP <5.4 tons | LUXAIRE | HRCU-A-CB (Split System: Heat Pump with Remote Outdoor Unit-Air-Source) | HH860E2S11 |  |  | CTF60C5CGS1 | TL8E100C20UH11 | 45000 | 18 | 9 | 45000 | 33400 | 74.22% | 2 | 0 | 11.7 |  |  |  |  | R-454B | 3.75 | Residential & Commercial | USHP | Ducted CEE Tier 1
214396580 | Central HP <5.4 tons | LUXAIRE | HRCU-A-CB (Split System: Heat Pump with Remote Outdoor Unit-Air-Source) | HH860E2S11 |  |  | CTF60C5CGS1+JMC16C2SN1 | 0 | 45000 | 19 | 9 | 45000 | 33600 | 74.67% | 2 | 0 | 12 |  |  |  |  | R-454B | 3.75 | Residential & Commercial | USHP | Ducted CEE Tier 1
214396947 | Central HP <5.4 tons | LUXAIRE | HRCU-A-CB (Split System: Heat Pump with Remote Outdoor Unit-Air-Source) | HH836E2S11 |  |  | CTF48C5CFS1 | TM8E120C20MP11 | 34400 | 17 | 8.5 | 32400 | 25600 | 79.01% | 2 | 0 | 11 |  |  |  |  | R-454B | 2.8667 | Residential & Commercial | USHP | Ducted CEE Tier 1
214396499 | Central HP <5.4 tons | LUXAIRE | HRCU-A-CB (Split System: Heat Pump with Remote Outdoor Unit-Air-Source) | HH836E2S11 |  |  | CTF48C5CFS1 | TM8E100C20MP11 | 34400 | 17 | 8.5 | 32600 | 25800 | 79.14% | 2 | 0 | 11 |  |  |  |  | R-454B | 2.8667 | Residential & Commercial | USHP | Ducted CEE Tier 1
214396548 | Central HP <5.4 tons | LUXAIRE | HRCU-A-CB (Split System: Heat Pump with Remote Outdoor Unit-Air-Source) | HH836E2S11 |  |  | CTM48C5CFS1 | TM9E100C20MP12 | 34400 | 18 | 9 | 32400 | 25600 | 79.01% | 2 | 0 | 11 |  |  |  |  | R-454B | 2.8667 | Residential & Commercial | USHP | Ducted CEE Tier 1
213369436 | Central HP <5.4 tons | CARRIER | HRCU-A-CB (Split System: Heat Pump with Remote Outdoor Unit-Air-Source) | 38MURAQ36AB3* | ADP |  | H,PG7J936 | 59TP6C120V24**22 | 34000 | 16 | 8.5 | 36200 | 34200 | 94.48% | 2.02 | 0 | 9.5 |  |  |  |  | R-410A | 2.8333 | Residential & Commercial | USHP
210720695 | Central HP <5.4 tons | CARRIER | HRCU-A-CB (Split System: Heat Pump with Remote Outdoor Unit-Air-Source) | 25VNA436A*031* |  |  | CSPH*6012AL*+UI | 59CU5A060C17**16 | 34200 | 18.5 | 9 | 35000 | 25600 | 73.14% | 2.02 | 0 | 11.7 |  |  |  |  | R-410A | 2.85 | Residential & Commercial | USHP | Ducted CEE Tier 1
210720697 | Central HP <5.4 tons | CARRIER | HRCU-A-CB (Split System: Heat Pump with Remote Outdoor Unit-Air-Source) | 25VNA436A*031* |  |  | CSPH*6012AL*+UI | 59CU5A080C21**20 | 34600 | 19 | 9 | 34600 | 25200 | 72.83% | 2.04 | 0 | 12 |  |  |  |  | R-410A | 2.8833 | Residential & Commercial | USHP | Ducted CEE Tier 1
216684939 | Central HP <5.4 tons | MAINLINE | HRCU-A-CB (Split System: Heat Pump with Remote Outdoor Unit-Air-Source) | MLP19AY36AJVC |  |  | TCFY3621MEAAM | ML802V0504A17UH | 34200 | 20 | 10 | 34200 | 29600 | 86.55% | 2 | 0 | 12 |  |  |  |  | R-454B | 2.85 | Residential & Commercial | USHP | Ducted CEE Tier 1
214396377 | Central HP <5.4 tons | LUXAIRE | HRCU-A-CB (Split System: Heat Pump with Remote Outdoor Unit-Air-Source) | HH836E2S11 |  |  | CTM48C5CFS1 | TM8Y100C16MP11 | 33800 | 19 | 9 | 31800 | 25400 | 79.87% | 2 | 0 | 11 |  |  |  |  | R-454B | 2.8167 | Residential & Commercial | USHP | Ducted CEE Tier 1
214396952 | Central HP <5.4 tons | LUXAIRE | HRCU-A-CB (Split System: Heat Pump with Remote Outdoor Unit-Air-Source) | HH836E2S11 |  |  | CTF48C5CFS1 | TMLE120C20MP11 | 34400 | 17 | 8.5 | 32400 | 25600 | 79.01% | 2 | 0 | 11 |  |  |  |  | R-454B | 2.8667 | Residential & Commercial | USHP | Ducted CEE Tier 1
214396977 | Central HP <5.4 tons | LUXAIRE | HRCU-A-CB (Split System: Heat Pump with Remote Outdoor Unit-Air-Source) | HH836E2S11 |  |  | CTF48C5CFS1 | TMLV100C16MP12 | 33400 | 18 | 9 | 31600 | 25400 | 80.38% | 2 | 0 | 11 |  |  |  |  | R-454B | 2.7833 | Residential & Commercial | USHP | Ducted CEE Tier 1
214396972 | Central HP <5.4 tons | LUXAIRE | HRCU-A-CB (Split System: Heat Pump with Remote Outdoor Unit-Air-Source) | HH836E2S11 |  |  | CTF48C5CFS1 | TM8V080C16MP12 | 33400 | 18 | 9 | 31600 | 25400 | 80.38% | 2 | 0 | 11 |  |  |  |  | R-454B | 2.7833 | Residential & Commercial | USHP | Ducted CEE Tier 1
214396529 | Central HP <5.4 tons | LUXAIRE | HRCU-A-CB (Split System: Heat Pump with Remote Outdoor Unit-Air-Source) | HH836E2S11 |  |  | CTM48C5CFS1 | TMLV100C16MP12 | 33000 | 19 | 9 | 31200 | 25200 | 80.77% | 2 | 0 | 11 |  |  |  |  | R-454B | 2.75 | Residential & Commercial | USHP | Ducted CEE Tier 1
214396863 | Central HP <5.4 tons | LUXAIRE | HRCU-A-CB (Split System: Heat Pump with Remote Outdoor Unit-Air-Source) | HH836E2S11 |  |  | CTM36C5CDS1 | TM8V080C16MP12 | 34000 | 18 | 8.5 | 32000 | 26200 | 81.88% | 2 | 0 | 11 |  |  |  |  | R-454B | 2.8333 | Residential & Commercial | USHP | Ducted CEE Tier 1
214396868 | Central HP <5.4 tons | LUXAIRE | HRCU-A-CB (Split System: Heat Pump with Remote Outdoor Unit-Air-Source) | HH836E2S11 |  |  | CTM36C5CDS1 | TMLV100C16MP12 | 34000 | 18 | 8.5 | 32000 | 26200 | 81.88% | 2 | 0 | 11 |  |  |  |  | R-454B | 2.8333 | Residential & Commercial | USHP | Ducted CEE Tier 1
214395389 | Central HP <5.4 tons | LUXAIRE | HRCU-A-CB (Split System: Heat Pump with Remote Outdoor Unit-Air-Source) | HH836E2S11 |  |  | JHC36C5CD2SS1 | 0 | 34000 | 19 | 9 | 32400 | 25200 | 77.78% | 2.1 | 0 | 11.7 |  |  |  |  | R-454B | 2.8333 | Residential & Commercial | USHP | Ducted CEE Tier 1
212159722 | Central HP <5.4 tons | ARMSTRONG AIR | HRCU-A-CB (Split System: Heat Pump with Remote Outdoor Unit-Air-Source) | 4SHP22LX124P-**A | ADP |  | PL36H***P449 | A80UH2E070A12 | 24000 | 21 | 8.5 | 22000 | 15400 | 70% | 1.92 | 0 | 13.5 |  |  |  |  | R-410A | 2 | Residential & Commercial | USHP | Ducted CEE Tier 1
213296934 | Central HP <5.4 tons | LUXAIRE | HRCU-A-CB (Split System: Heat Pump with Remote Outdoor Unit-Air-Source) | HMH72B341 |  |  | XAFC36DXXN1+TXV | Z8ES080C20SMPS1 | 34000 | 18 | 8.5 | 33400 | 24400 | 73.05% | 2.12 | 0 | 10 |  |  |  |  | R-410A | 2.8333 | Residential & Commercial | USHP | Ducted CEE Tier 1
213297069 | Central HP <5.4 tons | LUXAIRE | HRCU-A-CB (Split System: Heat Pump with Remote Outdoor Unit-Air-Source) | HMH72B341 |  |  | XAFC36DXXN1+TXV | Z8ET100C20LMPS1 | 34000 | 18.5 | 8.5 | 33400 | 24200 | 72.46% | 2.14 | 0 | 9.5 |  |  |  |  | R-410A | 2.8333 | Residential & Commercial | USHP
213297434 | Central HP <5.4 tons | LUXAIRE | HRCU-A-CB (Split System: Heat Pump with Remote Outdoor Unit-Air-Source) | HMH72B341 |  |  | XAFC30CXXN1+TXV | Z9ET100C16SMPS1 | 32600 | 18 | 8.5 | 33000 | 23200 | 70.3% | 2.02 | 0 | 10 |  |  |  |  | R-410A | 2.7167 | Residential & Commercial | USHP | Ducted CEE Tier 1
213296834 | Central HP <5.4 tons | LUXAIRE | HRCU-A-CB (Split System: Heat Pump with Remote Outdoor Unit-Air-Source) | HMH72B341 |  |  | XAHC36DBCN1 | Z8ET120C20LMPS1 | 34400 | 18.5 | 8.5 | 34000 | 23800 | 70% | 2.08 | 0 | 10 |  |  |  |  | R-410A | 2.8667 | Residential & Commercial | USHP | Ducted CEE Tier 1
213297269 | Central HP <5.4 tons | LUXAIRE | HRCU-A-CB (Split System: Heat Pump with Remote Outdoor Unit-Air-Source) | HMH72B341 |  |  | XAFB36DBCN1 | Z9ES080B12SMPS1 | 33200 | 17 | 8.5 | 32200 | 22600 | 70.19% | 1.8 | 0 | 10 |  |  |  |  | R-410A | 2.7667 | Residential & Commercial | USHP | Ducted CEE Tier 1
213297969 | Central HP <5.4 tons | LUXAIRE | HRCU-A-CB (Split System: Heat Pump with Remote Outdoor Unit-Air-Source) | HMH72B341 |  |  | XAHC36DBCN1 | Z8ES100C16SMPS1 | 34000 | 17.5 | 8.1 | 33400 | 24000 | 71.86% | 2.08 | 0 | 9.5 |  |  |  |  | R-410A | 2.8333 | Residential & Commercial | USHP
213298054 | Central HP <5.4 tons | LUXAIRE | HRCU-A-CB (Split System: Heat Pump with Remote Outdoor Unit-Air-Source) | HMH72B341 |  |  | XAFC36DBCN1 | Z8ES080B12LMPS1 | 34000 | 18 | 8.1 | 33400 | 24000 | 71.86% | 2.08 | 0 | 10 |  |  |  |  | R-410A | 2.8333 | Residential & Commercial | USHP | Ducted CEE Tier 1
213297504 | Central HP <5.4 tons | LUXAIRE | HRCU-A-CB (Split System: Heat Pump with Remote Outdoor Unit-Air-Source) | HMH72B341 |  |  | XAUC48FXXN1+TXV | Z8ET080C16LMPS1 | 33600 | 17.5 | 8.5 | 32800 | 23200 | 70.73% | 2.08 | 0 | 9.5 |  |  |  |  | R-410A | 2.8 | Residential & Commercial | USHP
214396826 | Central HP <5.4 tons | LUXAIRE | HRCU-A-CB (Split System: Heat Pump with Remote Outdoor Unit-Air-Source) | HH836E2S11 |  |  | CTM36B5CDS1 | TMLE100B12MP11 | 33200 | 18 | 8.5 | 31200 | 25000 | 80.13% | 2 | 0 | 11 |  |  |  |  | R-454B | 2.7667 | Residential & Commercial | USHP | Ducted CEE Tier 1
214396519 | Central HP <5.4 tons | LUXAIRE | HRCU-A-CB (Split System: Heat Pump with Remote Outdoor Unit-Air-Source) | HH836E2S11 |  |  | CTM48C5CFS1 | TM8V100C16MP12 | 33000 | 19 | 9 | 31200 | 25200 | 80.77% | 2 | 0 | 11 |  |  |  |  | R-454B | 2.75 | Residential & Commercial | USHP | Ducted CEE Tier 1
212979185 | Central HP <5.4 tons | DAY & NIGHT | HRCU-A-CB (Split System: Heat Pump with Remote Outdoor Unit-Air-Source) | DLCURAH24ABK |  |  | EA*4X37L17A* | *80MS(N,L)0701716A* | 24000 | 17 | 8.5 | 25200 | 22200 | 88.1% | 1.86 | 0 | 10 |  |  |  |  | R-410A | 2 | Residential & Commercial | USHP | Ducted CEE Tier 1
212979233 | Central HP <5.4 tons | DAY & NIGHT | HRCU-A-CB (Split System: Heat Pump with Remote Outdoor Unit-Air-Source) | DLCURAH24ABK |  |  | EN(A,D,W)4X36L17** | *80MS(N,L)0701716A* | 23600 | 17 | 8.5 | 26400 | 24400 | 92.42% | 2.02 | 0 | 10.5 |  |  |  |  | R-410A | 1.9667 | Residential & Commercial | USHP | Ducted CEE Tier 1
212979517 | Central HP <5.4 tons | DAY & NIGHT | HRCU-A-CB (Split System: Heat Pump with Remote Outdoor Unit-Air-Source) | DLCURAH24ABK |  |  | EN(A,D)4X36L21** | *80MS(N,L)0702116A* | 23800 | 17 | 8.5 | 26400 | 24000 | 90.91% | 2 | 0 | 10.5 |  |  |  |  | R-410A | 1.9833 | Residential & Commercial | USHP | Ducted CEE Tier 1
212979851 | Central HP <5.4 tons | DAY & NIGHT | HRCU-A-CB (Split System: Heat Pump with Remote Outdoor Unit-Air-Source) | DLCURAH24ABK |  |  | EA*4X36L17A* | *80MS(N,L)0901714A* | 23800 | 17 | 8.5 | 26200 | 23800 | 90.84% | 1.98 | 0 | 10 |  |  |  |  | R-410A | 1.9833 | Residential & Commercial | USHP | Ducted CEE Tier 1
212979935 | Central HP <5.4 tons | DAY & NIGHT | HRCU-A-CB (Split System: Heat Pump with Remote Outdoor Unit-Air-Source) | DLCURAH24ABK |  |  | EN(A,D)4X36L21** | *80MS(N,L)0901714A* | 23600 | 17 | 8.5 | 26400 | 24400 | 92.42% | 2.02 | 0 | 10.5 |  |  |  |  | R-410A | 1.9667 | Residential & Commercial | USHP | Ducted CEE Tier 1
211242815 | Central HP <5.4 tons | KEEPRITE | HRCU-A-CB (Split System: Heat Pump with Remote Outdoor Unit-Air-Source) | DLCURAH24ABK |  |  | EA*4X37L17A* | *96VSN0801716A* | 24600 | 16.5 | 8.5 | 25600 | 21400 | 83.59% | 1.8 | 0 | 10 |  |  |  |  | R-410A | 2.05 | Residential & Commercial | USHP | Ducted CEE Tier 1
211242929 | Central HP <5.4 tons | KEEPRITE | HRCU-A-CB (Split System: Heat Pump with Remote Outdoor Unit-Air-Source) | DLCURAH24ABK |  |  | EA*4X37L17A* | *96VTN0801716A* | 24600 | 16.5 | 8.5 | 25600 | 21400 | 83.59% | 1.8 | 0 | 10 |  |  |  |  | R-410A | 2.05 | Residential & Commercial | USHP | Ducted CEE Tier 1
211243082 | Central HP <5.4 tons | KEEPRITE | HRCU-A-CB (Split System: Heat Pump with Remote Outdoor Unit-Air-Source) | DLCURAH24ABK |  |  | EA*4X37L17A* | *92ESN0601714A* | 24800 | 17 | 8.5 | 25600 | 21400 | 83.59% | 1.8 | 0 | 10.5 |  |  |  |  | R-410A | 2.0667 | Residential & Commercial | USHP | Ducted CEE Tier 1
214080670 | Central HP <5.4 tons | ARMSTRONG AIR | HRCU-A-CB (Split System: Heat Pump with Remote Outdoor Unit-Air-Source) | 4SHP22LX124P-**A | ADP |  | H,A,DG1K936 | A97US2V060B12X | 23800 | 20 | 8.5 | 22000 | 15400 | 70% | 1.9 | 0 | 13.5 |  |  |  |  | R-410A | 1.9833 | Residential & Commercial | USHP | Ducted CEE Tier 1
212979499 | Central HP <5.4 tons | KEEPRITE | HRCU-A-CB (Split System: Heat Pump with Remote Outdoor Unit-Air-Source) | DLCURAH24ABK |  |  | EA*4X36L21A* | *80MS(N,L)0702116A* | 24000 | 17.5 | 8.5 | 26400 | 23400 | 88.64% | 1.94 | 0 | 10 |  |  |  |  | R-410A | 2 | Residential & Commercial | USHP | Ducted CEE Tier 1
211240631 | Central HP <5.4 tons | DAY & NIGHT | HRCU-A-CB (Split System: Heat Pump with Remote Outdoor Unit-Air-Source) | DLCURAH24ABK |  |  | EA*4X24L17A* | *80ES(N,L)0451412A* | 24400 | 16 | 8.5 | 27200 | 23200 | 85.29% | 1.9 | 0 | 10 |  |  |  |  | R-410A | 2.0333 | Residential & Commercial | USHP | Ducted CEE Tier 1
211242235 | Central HP <5.4 tons | KEEPRITE | HRCU-A-CB (Split System: Heat Pump with Remote Outdoor Unit-Air-Source) | DLCURAH24ABK |  |  | EA*4X36L17A* | OLV098A12* | 23400 | 16.5 | 8.5 | 25600 | 23800 | 92.97% | 1.98 | 0 | 10 |  |  |  |  | R-410A | 1.95 | Residential & Commercial | USHP | Ducted CEE Tier 1
211242289 | Central HP <5.4 tons | KEEPRITE | HRCU-A-CB (Split System: Heat Pump with Remote Outdoor Unit-Air-Source) | DLCURAH24ABK |  |  | EA*4X36L21A* | *96VSN0802120A* | 24200 | 17 | 8.5 | 26000 | 22600 | 86.92% | 1.88 | 0 | 10 |  |  |  |  | R-410A | 2.0167 | Residential & Commercial | USHP | Ducted CEE Tier 1
211242069 | Central HP <5.4 tons | KEEPRITE | HRCU-A-CB (Split System: Heat Pump with Remote Outdoor Unit-Air-Source) | DLCURAH24ABK |  |  | EA*4X36L17A* | *96VTN0601714A* | 24000 | 16.5 | 8.5 | 26000 | 22800 | 87.69% | 1.88 | 0 | 10 |  |  |  |  | R-410A | 2 | Residential & Commercial | USHP | Ducted CEE Tier 1
211241702 | Central HP <5.4 tons | KEEPRITE | HRCU-A-CB (Split System: Heat Pump with Remote Outdoor Unit-Air-Source) | DLCURAH24ABK |  |  | EA*4X30L17A* | *92ESN0601714A* | 24400 | 17 | 8.5 | 26400 | 22800 | 86.36% | 1.88 | 0 | 10 |  |  |  |  | R-410A | 2.0333 | Residential & Commercial | USHP | Ducted CEE Tier 1
212980201 | Central HP <5.4 tons | BRYANT HEATING AND COOLING SYSTEMS | HRCU-A-CB (Split System: Heat Pump with Remote Outdoor Unit-Air-Source) | 38MURAQ30AB3* |  |  | CAP**4221AL* | 8(0,1)*SB48090M21*** | 29600 | 15.2 | 8.1 | 33800 | 27600 | 81.66% | 1.78 | 0 | 9 |  |  |  |  | R-410A | 2.4667 | Residential & Commercial | USHP
214080676 | Central HP <5.4 tons | ARMSTRONG AIR | HRCU-A-CB (Split System: Heat Pump with Remote Outdoor Unit-Air-Source) | 4SHP22LX124P-**A | ADP |  | H,A,DP16936 | A98USMV070B12 | 23800 | 21 | 8.5 | 22000 | 15400 | 70% | 1.92 | 0 | 13.5 |  |  |  |  | R-410A | 1.9833 | Residential & Commercial | USHP | Ducted CEE Tier 1
213297519 | Central HP <5.4 tons | LUXAIRE | HRCU-A-CB (Split System: Heat Pump with Remote Outdoor Unit-Air-Source) | HMH72B341 |  |  | XAHC36DXXN1+TXV | Z8ES120C16SMPS1 | 34000 | 17.5 | 8.1 | 33400 | 24000 | 71.86% | 2.08 | 0 | 9.5 |  |  |  |  | R-410A | 2.8333 | Residential & Commercial | USHP
213297604 | Central HP <5.4 tons | LUXAIRE | HRCU-A-CB (Split System: Heat Pump with Remote Outdoor Unit-Air-Source) | HMH72B341 |  |  | XAUB36DXXN1+TXV | Z8ES100B12LMPS1 | 34000 | 18 | 8.1 | 34000 | 24600 | 72.35% | 2.1 | 0 | 9.5 |  |  |  |  | R-410A | 2.8333 | Residential & Commercial | USHP
213297804 | Central HP <5.4 tons | LUXAIRE | HRCU-A-CB (Split System: Heat Pump with Remote Outdoor Unit-Air-Source) | HMH72B341 |  |  | XAFC30CXXN1+TXV | Z8ES080C20LMPS1 | 33600 | 18 | 8.5 | 33000 | 23200 | 70.3% | 2.08 | 0 | 10 |  |  |  |  | R-410A | 2.8 | Residential & Commercial | USHP | Ducted CEE Tier 1
213297819 | Central HP <5.4 tons | LUXAIRE | HRCU-A-CB (Split System: Heat Pump with Remote Outdoor Unit-Air-Source) | HMH72B341 |  |  | XAFB30CXXN1+TXV | Z8ES080B12SMPS1 | 33000 | 18 | 8.5 | 33000 | 23400 | 70.91% | 2.04 | 0 | 9.5 |  |  |  |  | R-410A | 2.75 | Residential & Commercial | USHP
213297839 | Central HP <5.4 tons | LUXAIRE | HRCU-A-CB (Split System: Heat Pump with Remote Outdoor Unit-Air-Source) | HMH72B341 |  |  | XAHB36DXXN1+JMVT12BC2N1+TXV | 0 | 33200 | 18 | 8.1 | 32200 | 22600 | 70.19% | 2.02 | 0 | 10 |  |  |  |  | R-410A | 2.7667 | Residential & Commercial | USHP | Ducted CEE Tier 1
213297889 | Central HP <5.4 tons | LUXAIRE | HRCU-A-CB (Split System: Heat Pump with Remote Outdoor Unit-Air-Source) | HMH72B341 |  |  | XAUB30CXXN1+TXV | Z9ES080B12SMPS1 | 32600 | 17 | 8.1 | 33000 | 23200 | 70.3% | 2.02 | 0 | 9.5 |  |  |  |  | R-410A | 2.7167 | Residential & Commercial | USHP
213297919 | Central HP <5.4 tons | LUXAIRE | HRCU-A-CB (Split System: Heat Pump with Remote Outdoor Unit-Air-Source) | HMH72B341 |  |  | XAFC30CXXN1+TXV | Z8ET080C16LMPS1 | 33600 | 18.5 | 8.5 | 33000 | 23200 | 70.3% | 2.08 | 0 | 9.5 |  |  |  |  | R-410A | 2.8 | Residential & Commercial | USHP
213297939 | Central HP <5.4 tons | LUXAIRE | HRCU-A-CB (Split System: Heat Pump with Remote Outdoor Unit-Air-Source) | HMH72B341 |  |  | XAFD48FXXN1+TXV | Z8ES120C16SMPS1 | 34000 | 16.5 | 8.5 | 32800 | 23400 | 71.34% | 2.1 | 0 | 9.5 |  |  |  |  | R-410A | 2.8333 | Residential & Commercial | USHP
211244330 | Central HP <5.4 tons | KEEPRITE | HRCU-A-CB (Split System: Heat Pump with Remote Outdoor Unit-Air-Source) | DLCURAH24ABK |  |  | EN(A,D)4X30L14** | *95ESN0601412A* | 24200 | 15.5 | 8.1 | 26600 | 22800 | 85.71% | 1.86 | 0 | 10 |  |  |  |  | R-410A | 2.0167 | Residential & Commercial | USHP | Ducted CEE Tier 1
211244471 | Central HP <5.4 tons | KEEPRITE | HRCU-A-CB (Split System: Heat Pump with Remote Outdoor Unit-Air-Source) | DLCURAH24ABK |  |  | EN(A,D)4X30L17** | *96VSN0801716A* | 24200 | 16.5 | 8.1 | 26200 | 23000 | 87.79% | 1.9 | 0 | 10.5 |  |  |  |  | R-410A | 2.0167 | Residential & Commercial | USHP | Ducted CEE Tier 1
211243946 | Central HP <5.4 tons | KEEPRITE | HRCU-A-CB (Split System: Heat Pump with Remote Outdoor Unit-Air-Source) | DLCURAH24ABK |  |  | EN(A,D)4X24L17** | *80VSL0451716A* | 23800 | 16 | 8.5 | 26800 | 23400 | 87.31% | 1.92 | 0 | 10 |  |  |  |  | R-410A | 1.9833 | Residential & Commercial | USHP | Ducted CEE Tier 1
211243955 | Central HP <5.4 tons | KEEPRITE | HRCU-A-CB (Split System: Heat Pump with Remote Outdoor Unit-Air-Source) | DLCURAH24ABK |  |  | EN(A,D)4X24L17** | *80VSL0701716A* | 23400 | 16 | 8.5 | 26600 | 24000 | 90.23% | 1.98 | 0 | 10 |  |  |  |  | R-410A | 1.95 | Residential & Commercial | USHP | Ducted CEE Tier 1
211243705 | Central HP <5.4 tons | KEEPRITE | HRCU-A-CB (Split System: Heat Pump with Remote Outdoor Unit-Air-Source) | DLCURAH24ABK |  |  | EN(A,D)4X24L14** | *80VSL0451412A* | 23800 | 16 | 8.5 | 26800 | 23200 | 86.57% | 1.9 | 0 | 10 |  |  |  |  | R-410A | 1.9833 | Residential & Commercial | USHP | Ducted CEE Tier 1
211243260 | Central HP <5.4 tons | KEEPRITE | HRCU-A-CB (Split System: Heat Pump with Remote Outdoor Unit-Air-Source) | DLCURAH24ABK |  |  | EA*4X37L21A* | *96VSN0801716A* | 24800 | 17 | 8.5 | 25600 | 21000 | 82.03% | 1.76 | 0 | 10.5 |  |  |  |  | R-410A | 2.0667 | Residential & Commercial | USHP | Ducted CEE Tier 1
215679266 | Central HP <5.4 tons | AIRQUEST | HRCU-A-CB (Split System: Heat Pump with Remote Outdoor Unit-Air-Source) | H5H0V36*K*AAA* |  |  | EA*5X37M17A*+WALLCON | *97CTN0801716A* | 33800 | 17.5 | 9 | 35800 | 25600 | 71.51% | 1.86 | 0 | 9.5 |  |  |  |  | R-454B | 2.8167 | Residential & Commercial | USHP
215679366 | Central HP <5.4 tons | AIRQUEST | HRCU-A-CB (Split System: Heat Pump with Remote Outdoor Unit-Air-Source) | H5H0V36*K*AAA* |  |  | EA*5X42M21A*+WALLCON | *80CSU0601716B* | 33200 | 17.5 | 8.5 | 35800 | 25600 | 71.51% | 1.84 | 0 | 9.5 |  |  |  |  | R-454B | 2.7667 | Residential & Commercial | USHP
215679436 | Central HP <5.4 tons | AIRQUEST | HRCU-A-CB (Split System: Heat Pump with Remote Outdoor Unit-Air-Source) | H5H0V36*K*AAA* |  |  | EA*5X43M21A*+WALLCON | *80CSU0601716B* | 34600 | 18 | 9 | 35200 | 25000 | 71.02% | 1.9 | 0 | 10 |  |  |  |  | R-454B | 2.8833 | Residential & Commercial | USHP | Ducted CEE Tier 1
214066567 | Central HP <5.4 tons | RHEEM | HRCU-A-CB (Split System: Heat Pump with Remote Outdoor Unit-Air-Source) | RD17AZ36AJ3N |  |  | RCFZ3621MTANM | R801V0755A21UHS | 34200 | 18 | 8.1 | 34200 | 29400 | 85.96% | 2 | 0 | 11.7 |  |  |  |  | R-410A | 2.85 | Residential & Commercial | USHP | Ducted CEE Tier 1
211240655 | Central HP <5.4 tons | DAY & NIGHT | HRCU-A-CB (Split System: Heat Pump with Remote Outdoor Unit-Air-Source) | DLCURAH24ABK |  |  | EA*4X24L17A* | *80ES(N,L)0701712A* | 24000 | 16 | 8.5 | 27000 | 23600 | 87.41% | 1.94 | 0 | 10 |  |  |  |  | R-410A | 2 | Residential & Commercial | USHP | Ducted CEE Tier 1
211240712 | Central HP <5.4 tons | DAY & NIGHT | HRCU-A-CB (Split System: Heat Pump with Remote Outdoor Unit-Air-Source) | DLCURAH24ABK |  |  | EA*4X24L17A* | *95ESN0601714A* | 24400 | 15.5 | 8.5 | 27200 | 23200 | 85.29% | 1.9 | 0 | 10 |  |  |  |  | R-410A | 2.0333 | Residential & Commercial | USHP | Ducted CEE Tier 1
212980918 | Central HP <5.4 tons | KEEPRITE | HRCU-A-CB (Split System: Heat Pump with Remote Outdoor Unit-Air-Source) | DLCURAH30ABK |  |  | EA*4X37L21A* | *80MS(N,L)1102120A* | 30800 | 15.2 | 8.5 | 33400 | 26200 | 78.44% | 1.86 | 0 | 9 |  |  |  |  | R-410A | 2.5667 | Residential & Commercial | USHP
211243137 | Central HP <5.4 tons | KEEPRITE | HRCU-A-CB (Split System: Heat Pump with Remote Outdoor Unit-Air-Source) | DLCURAH24ABK |  |  | EA*4X37L17A* | *92ESN0401712A* | 24200 | 16 | 8.1 | 25400 | 22000 | 86.61% | 1.82 | 0 | 10 |  |  |  |  | R-410A | 2.0167 | Residential & Commercial | USHP | Ducted CEE Tier 1
211243160 | Central HP <5.4 tons | KEEPRITE | HRCU-A-CB (Split System: Heat Pump with Remote Outdoor Unit-Air-Source) | DLCURAH24ABK |  |  | EA*4X37L17A* | *80ESU0601716A | 25400 | 16.5 | 8.5 | 26200 | 21000 | 80.15% | 1.76 | 0 | 10.5 |  |  |  |  | R-410A | 2.1167 | Residential & Commercial | USHP | Ducted CEE Tier 1
211242919 | Central HP <5.4 tons | KEEPRITE | HRCU-A-CB (Split System: Heat Pump with Remote Outdoor Unit-Air-Source) | DLCURAH24ABK |  |  | EA*4X37L17A* | *96VTN0401712A* | 24600 | 15.5 | 8.5 | 25800 | 21600 | 83.72% | 1.78 | 0 | 10 |  |  |  |  | R-410A | 2.05 | Residential & Commercial | USHP | Ducted CEE Tier 1
211241724 | Central HP <5.4 tons | KEEPRITE | HRCU-A-CB (Split System: Heat Pump with Remote Outdoor Unit-Air-Source) | DLCURAH24ABK |  |  | EA*4X30L17A* | *95ESN0601714A* | 24600 | 16 | 8.5 | 26800 | 22600 | 84.33% | 1.84 | 0 | 10 |  |  |  |  | R-410A | 2.05 | Residential & Commercial | USHP | Ducted CEE Tier 1
211242058 | Central HP <5.4 tons | KEEPRITE | HRCU-A-CB (Split System: Heat Pump with Remote Outdoor Unit-Air-Source) | DLCURAH24ABK |  |  | EA*4X36L17A* | *95ESN0261410A* | 23400 | 16.5 | 8.5 | 25600 | 23600 | 92.19% | 1.96 | 0 | 10 |  |  |  |  | R-410A | 1.95 | Residential & Commercial | USHP | Ducted CEE Tier 1
211242226 | Central HP <5.4 tons | KEEPRITE | HRCU-A-CB (Split System: Heat Pump with Remote Outdoor Unit-Air-Source) | DLCURAH24ABK |  |  | EA*4X36L17A* | OMV098J12* | 23600 | 16.5 | 8.5 | 25800 | 23400 | 90.7% | 1.94 | 0 | 10 |  |  |  |  | R-410A | 1.9667 | Residential & Commercial | USHP | Ducted CEE Tier 1
212980580 | Central HP <5.4 tons | DAY & NIGHT | HRCU-A-CB (Split System: Heat Pump with Remote Outdoor Unit-Air-Source) | DLCURAH24ABK |  |  | EA*4X36L21A* | *80MS(N,L)0902120A* | 23800 | 17.5 | 8.5 | 26200 | 23800 | 90.84% | 1.98 | 0 | 10 |  |  |  |  | R-410A | 1.9833 | Residential & Commercial | USHP | Ducted CEE Tier 1
214396853 | Central HP <5.4 tons | LUXAIRE | HRCU-A-CB (Split System: Heat Pump with Remote Outdoor Unit-Air-Source) | HH836E2S11 |  |  | CTF36B5CDS1+JMC12B2SN1 | 0 | 34000 | 19 | 9 | 31400 | 25600 | 81.53% | 2 | 0 | 11.7 |  |  |  |  | R-454B | 2.8333 | Residential & Commercial | USHP | Ducted CEE Tier 1
211719708 | Central HP <5.4 tons | COLEMAN | HRCU-A-CB (Split System: Heat Pump with Remote Outdoor Unit-Air-Source) | HMH72B341 |  |  | XAHB36DXXN1+TXV | CPLC080B12MP13 | 32800 | 16.5 | 8.1 | 33000 | 23400 | 70.91% | 1.98 | 0 | 9.5 |  |  |  |  | R-410A | 2.7333 | Residential & Commercial | USHP
211719715 | Central HP <5.4 tons | COLEMAN | HRCU-A-CB (Split System: Heat Pump with Remote Outdoor Unit-Air-Source) | HMH72B341 |  |  | XAHC48FBCN1 | CPLC100C20MP13 | 33800 | 16.5 | 8.5 | 32400 | 23800 | 73.46% | 2.06 | 0 | 9 |  |  |  |  | R-410A | 2.8167 | Residential & Commercial | USHP
214397111 | Central HP <5.4 tons | LUXAIRE | HRCU-A-CB (Split System: Heat Pump with Remote Outdoor Unit-Air-Source) | HH824E2S11 |  |  | CTF36B5ADS1 | TM9E080B12MP12 | 23000 | 18 | 9.5 | 23000 | 18800 | 81.74% | 2 | 0 | 12 |  |  |  |  | R-454B | 1.9167 | Residential & Commercial | USHP | Ducted CEE Tier 1
214396704 | Central HP <5.4 tons | LUXAIRE | HRCU-A-CB (Split System: Heat Pump with Remote Outdoor Unit-Air-Source) | HH824E2S11 |  |  | JHE24B5AC2SS1 | 0 | 23000 | 19 | 9 | 23000 | 18300 | 79.57% | 2 | 0 | 12 |  |  |  |  | R-454B | 1.9167 | Residential & Commercial | USHP | Ducted CEE Tier 1
214395400 | Central HP <5.4 tons | LUXAIRE | HRCU-A-CB (Split System: Heat Pump with Remote Outdoor Unit-Air-Source) | HH824E2S11 |  |  | JHC24B5AC2SS1 | 0 | 24000 | 19 | 9.5 | 24000 | 17000 | 70.83% | 2.1 | 0 | 12 |  |  |  |  | R-454B | 2 | Residential & Commercial | USHP | Ducted CEE Tier 1
212159709 | Central HP <5.4 tons | ARMSTRONG AIR | HRCU-A-CB (Split System: Heat Pump with Remote Outdoor Unit-Air-Source) | 4SHP22LX124P-**A | ADP |  | PL36H175P149 | A80UH2E070A12 | 24000 | 21 | 8.5 | 22000 | 15400 | 70% | 1.92 | 0 | 13.5 |  |  |  |  | R-410A | 2 | Residential & Commercial | USHP | Ducted CEE Tier 1
212978661 | Central HP <5.4 tons | KEEPRITE | HRCU-A-CB (Split System: Heat Pump with Remote Outdoor Unit-Air-Source) | DLCURAH24ABK |  |  | EA*4X36L17A* | *80MS(N,L)0701712A* | 23600 | 17.5 | 8.5 | 26000 | 24200 | 93.08% | 2.02 | 0 | 10 |  |  |  |  | R-410A | 1.9667 | Residential & Commercial | USHP | Ducted CEE Tier 1
212978694 | Central HP <5.4 tons | KEEPRITE | HRCU-A-CB (Split System: Heat Pump with Remote Outdoor Unit-Air-Source) | DLCURAH24ABK |  |  | EA*4X37L21A* | *80MS(N,L)0701712A* | 24400 | 17.5 | 8.5 | 25200 | 21200 | 84.13% | 1.8 | 0 | 10.5 |  |  |  |  | R-410A | 2.0333 | Residential & Commercial | USHP | Ducted CEE Tier 1
212978110 | Central HP <5.4 tons | KEEPRITE | HRCU-A-CB (Split System: Heat Pump with Remote Outdoor Unit-Air-Source) | DLCURAH24ABK |  |  | EA*4X25L17A* | *80MS(N,L)0701412A* | 24200 | 17.5 | 8.5 | 25200 | 21800 | 86.51% | 1.82 | 0 | 10.5 |  |  |  |  | R-410A | 2.0167 | Residential & Commercial | USHP | Ducted CEE Tier 1
212978146 | Central HP <5.4 tons | KEEPRITE | HRCU-A-CB (Split System: Heat Pump with Remote Outdoor Unit-Air-Source) | DLCURAH24ABK |  |  | EA*4X36L17A* | *80MS(N,L)0701412A* | 23600 | 17.5 | 8.5 | 26200 | 23800 | 90.84% | 2 | 0 | 10 |  |  |  |  | R-410A | 1.9667 | Residential & Commercial | USHP | Ducted CEE Tier 1
212383431 | Central HP <5.4 tons | KEEPRITE | HRCU-A-CB (Split System: Heat Pump with Remote Outdoor Unit-Air-Source) | DLCURAH36ABK |  |  | EA*4X37L21A* | *80VTL0902120A* | 36200 | 16 | 8.5 | 38500 | 34800 | 90.39% | 2.06 | 0 | 10 |  |  |  |  | R-410A | 3.0167 | Residential & Commercial | USHP | Ducted CEE Tier 1
214396280 | Central HP <5.4 tons | LUXAIRE | HRCU-A-CB (Split System: Heat Pump with Remote Outdoor Unit-Air-Source) | HH824E2S11 |  |  | CTM30B5ACS1 | TM8E100B12MP11 | 23000 | 17 | 9.5 | 23000 | 18300 | 79.57% | 2 | 0 | 12 |  |  |  |  | R-454B | 1.9167 | Residential & Commercial | USHP | Ducted CEE Tier 1
214609181 | Central HP <5.4 tons | LUXAIRE | HRCU-A-CB (Split System: Heat Pump with Remote Outdoor Unit-Air-Source) | HH824E2S11 |  |  | CTM30B5ACS1 | Z9ES080B12SMPS1 | 23000 | 18 | 9.5 | 23000 | 19100 | 83.04% | 2 | 0 | 12 |  |  |  |  | R-454B | 1.9167 | Residential & Commercial | USHP | Ducted CEE Tier 1
211387857 | Central HP <5.4 tons | FRASER-JOHNSTON | HRCU-A-CB (Split System: Heat Pump with Remote Outdoor Unit-Air-Source) | HMH72B341 |  |  | XAFC30CXXN1+TXV | TP9C080B12MP13 | 32800 | 17 | 8.1 | 33600 | 23600 | 70.24% | 2.02 | 0 | 9.5 |  |  |  |  | R-410A | 2.7333 | Residential & Commercial | USHP
211387984 | Central HP <5.4 tons | FRASER-JOHNSTON | HRCU-A-CB (Split System: Heat Pump with Remote Outdoor Unit-Air-Source) | HMH72B341 |  |  | XAFB30CXXN1+TXV | TP9C080B12MP13 | 32800 | 17 | 8.1 | 33600 | 23600 | 70.24% | 2.02 | 0 | 9.5 |  |  |  |  | R-410A | 2.7333 | Residential & Commercial | USHP
214080674 | Central HP <5.4 tons | ARMSTRONG AIR | HRCU-A-CB (Split System: Heat Pump with Remote Outdoor Unit-Air-Source) | 4SHP22LX124P-**A | ADP |  | H,A,DG1K936 | A97USMV070B12 | 23800 | 21 | 8.5 | 22000 | 15400 | 70% | 1.92 | 0 | 13.5 |  |  |  |  | R-410A | 1.9833 | Residential & Commercial | USHP | Ducted CEE Tier 1
215680006 | Central HP <5.4 tons | AIRQUEST | HRCU-A-CB (Split System: Heat Pump with Remote Outdoor Unit-Air-Source) | H5H0V36*K*AAA* |  |  | ESH5X60M12A*+WALLCON | *97CTN1202422A* | 34600 | 16.5 | 8.5 | 34600 | 24800 | 71.68% | 1.92 | 0 | 10 |  |  |  |  | R-454B | 2.8833 | Residential & Commercial | USHP | Ducted CEE Tier 1
214609206 | Central HP <5.4 tons | LUXAIRE | HRCU-A-CB (Split System: Heat Pump with Remote Outdoor Unit-Air-Source) | HH836E2S11 |  |  | CTM48C5CFS1 | Z9ES100C16SMPS1 | 35000 | 18 | 9 | 32600 | 25800 | 79.14% | 2 | 0 | 11 |  |  |  |  | R-454B | 2.9167 | Residential & Commercial | USHP | Ducted CEE Tier 1
214584621 | Central HP <5.4 tons | COLEMAN | HRCU-A-CB (Split System: Heat Pump with Remote Outdoor Unit-Air-Source) | HH836E2S11 |  |  | CTF36B5CDS1 | Z8ES100B12SMPS1 | 33400 | 18 | 8.5 | 30800 | 25000 | 81.17% | 2 | 0 | 11.7 |  |  |  |  | R-454B | 2.7833 | Residential & Commercial | USHP | Ducted CEE Tier 1
212384694 | Central HP <5.4 tons | KEEPRITE | HRCU-A-CB (Split System: Heat Pump with Remote Outdoor Unit-Air-Source) | DLCURAH36ABK |  |  | EN(A,D,W)4X42L21** | *92ESN1002120A* | 36200 | 15.5 | 8.1 | 39500 | 35200 | 89.11% | 1.9 | 0 | 10 |  |  |  |  | R-410A | 3.0167 | Residential & Commercial | USHP | Ducted CEE Tier 1
216508757 | Central HP <5.4 tons | LUXAIRE | HRCU-A-CB (Split System: Heat Pump with Remote Outdoor Unit-Air-Source) | HH836E2S11 |  |  | CTF30A5ADS1 | TMLE040A12MP11 | 33000 | 18 | 8.5 | 31000 | 25400 | 81.94% | 2 | 0 | 11 |  |  |  |  | R-454B | 2.75 | Residential & Commercial | USHP | Ducted CEE Tier 1
214651969 | Central HP <5.4 tons | FRASER-JOHNSTON | HRCU-A-CB (Split System: Heat Pump with Remote Outdoor Unit-Air-Source) | HH824E2S11 |  |  | CTU30B5XCS1+TXV | Z8ET080B12LMPS1 | 23000 | 18 | 9.5 | 23000 | 18400 | 80% | 2 | 0 | 12 |  |  |  |  | R-454B | 1.9167 | Residential & Commercial | USHP | Ducted CEE Tier 1
212982625 | Central HP <5.4 tons | BRYANT HEATING AND COOLING SYSTEMS | HRCU-A-CB (Split System: Heat Pump with Remote Outdoor Unit-Air-Source) | 38MURAQ30AB3* |  |  | CAP**3721AL* | 83*SB48060M17*** | 30800 | 15.2 | 8.5 | 33000 | 26200 | 79.39% | 1.84 | 0 | 9 |  |  |  |  | R-410A | 2.5667 | Residential & Commercial | USHP
212979733 | Central HP <5.4 tons | KEEPRITE | HRCU-A-CB (Split System: Heat Pump with Remote Outdoor Unit-Air-Source) | DLCURAH30ABK |  |  | EA*4X42L21A* | *80MS(N,L)0901714A* | 30000 | 15.2 | 8.1 | 34200 | 27600 | 80.7% | 1.8 | 0 | 9 |  |  |  |  | R-410A | 2.5 | Residential & Commercial | USHP
213163586 | Central HP <5.4 tons | DAY & NIGHT | HRCU-A-CB (Split System: Heat Pump with Remote Outdoor Unit-Air-Source) | DLCURAH30ABK | ADP |  | H,FG35936+AEFE3A* | 0 | 30400 | 15.2 | 8.5 | 33400 | 27000 | 80.84% | 1.82 | 0 | 9 |  |  |  |  | R-410A | 2.5333 | Residential & Commercial | USHP
214584581 | Central HP <5.4 tons | COLEMAN | HRCU-A-CB (Split System: Heat Pump with Remote Outdoor Unit-Air-Source) | HH860E2S11 |  |  | CTF60D5CHS1 | Z8ES130D20SMPS1 | 54000 | 19 | 9 | 53500 | 38500 | 71.96% | 2 | 0 | 12 |  |  |  |  | R-454B | 4.5 | Residential & Commercial | USHP | Ducted CEE Tier 1
215681366 | Central HP <5.4 tons | AIRQUEST | HRCU-A-CB (Split System: Heat Pump with Remote Outdoor Unit-Air-Source) | H5H0V48*K*AAA* |  |  | EA*5X48M21A*+WALLCON | *97CTN1002122A* | 44000 | 18 | 9 | 48500 | 34000 | 70.1% | 2.04 | 0 | 9.5 |  |  |  |  | R-454B | 3.6667 | Residential & Commercial | USHP
215681416 | Central HP <5.4 tons | AIRQUEST | HRCU-A-CB (Split System: Heat Pump with Remote Outdoor Unit-Air-Source) | H5H0V48*K*AAA* |  |  | EA*5X60M24A*+WALLCON | *97CTN1002122A* | 45000 | 18 | 9 | 47500 | 33600 | 70.74% | 2.06 | 0 | 10 |  |  |  |  | R-454B | 3.75 | Residential & Commercial | USHP | Ducted CEE Tier 1
214720044 | Central HP <5.4 tons | LUXAIRE | HRCU-A-CB (Split System: Heat Pump with Remote Outdoor Unit-Air-Source) | HH836E2S11 |  |  | CTU48C5XFS1+JMET12CS2N1+TXV | 0 | 34000 | 19 | 9 | 31800 | 25200 | 79.25% | 2 | 0 | 11.7 |  |  |  |  | R-454B | 2.8333 | Residential & Commercial | USHP | Ducted CEE Tier 1
214720227 | Central HP <5.4 tons | LUXAIRE | HRCU-A-CB (Split System: Heat Pump with Remote Outdoor Unit-Air-Source) | HH836E2S11 |  |  | CTU48C5XFS1+TXV | Z8ES100C16SMPS1 | 34000 | 19 | 9 | 31600 | 25200 | 79.75% | 2 | 0 | 11 |  |  |  |  | R-454B | 2.8333 | Residential & Commercial | USHP | Ducted CEE Tier 1
211010178 | Central HP <5.4 tons | COLEMAN | HRCU-A-CB (Split System: Heat Pump with Remote Outdoor Unit-Air-Source) | HC20B4821 |  |  | JHVVC48HE3C2N1+CC | 0 | 44500 | 19.5 | 8.5 | 44000 | 35200 | 80% | 2 | 0 | 12.4 |  |  |  |  | R-410A | 3.7083 | Residential & Commercial | USHP | Ducted CEE Tier 1
214719926 | Central HP <5.4 tons | LUXAIRE | HRCU-A-CB (Split System: Heat Pump with Remote Outdoor Unit-Air-Source) | HH836E2S11 |  |  | CTU48C5XFS1+TXV | Z8ES080C20SMPS1 | 34200 | 19 | 9 | 32000 | 25400 | 79.38% | 2 | 0 | 11 |  |  |  |  | R-454B | 2.85 | Residential & Commercial | USHP | Ducted CEE Tier 1
214807748 | Central HP <5.4 tons | FRASER-JOHNSTON | HRCU-A-CB (Split System: Heat Pump with Remote Outdoor Unit-Air-Source) | HH836E2S11 |  |  | CTU36B5XDS1+JMVT12BC2N1+TXV | 0 | 34000 | 19 | 9 | 31400 | 25600 | 81.53% | 2 | 0 | 11.7 |  |  |  |  | R-454B | 2.8333 | Residential & Commercial | USHP | Ducted CEE Tier 1
211242326 | Central HP <5.4 tons | KEEPRITE | HRCU-A-CB (Split System: Heat Pump with Remote Outdoor Unit-Air-Source) | DLCURAH24ABK |  |  | EA*4X36L21A* | *95ESU0401712A* | 23800 | 17 | 8.5 | 25800 | 23200 | 89.92% | 1.92 | 0 | 10 |  |  |  |  | R-410A | 1.9833 | Residential & Commercial | USHP | Ducted CEE Tier 1
211242392 | Central HP <5.4 tons | KEEPRITE | HRCU-A-CB (Split System: Heat Pump with Remote Outdoor Unit-Air-Source) | DLCURAH24ABK |  |  | EA*4X36L21A* | *80VSL0451716A* | 23400 | 17 | 8.5 | 25600 | 23600 | 92.19% | 1.96 | 0 | 10 |  |  |  |  | R-410A | 1.95 | Residential & Commercial | USHP | Ducted CEE Tier 1
211242515 | Central HP <5.4 tons | KEEPRITE | HRCU-A-CB (Split System: Heat Pump with Remote Outdoor Unit-Air-Source) | DLCURAH24ABK |  |  | EA*4X36L21A* | *96VTN0601714A* | 24000 | 16.5 | 8.5 | 26000 | 22800 | 87.69% | 1.88 | 0 | 10 |  |  |  |  | R-410A | 2 | Residential & Commercial | USHP | Ducted CEE Tier 1
211244053 | Central HP <5.4 tons | KEEPRITE | HRCU-A-CB (Split System: Heat Pump with Remote Outdoor Unit-Air-Source) | DLCURAH24ABK |  |  | EN(A,D)4X24L17** | *95ESN0601412A* | 24000 | 15.2 | 8.5 | 27200 | 23000 | 84.56% | 1.88 | 0 | 10 |  |  |  |  | R-410A | 2 | Residential & Commercial | USHP | Ducted CEE Tier 1
211230944 | Central HP <5.4 tons | CARRIER | HRCU-A-CB (Split System: Heat Pump with Remote Outdoor Unit-Air-Source) | 38MURAQ36AB3* |  |  | CAP**4221AL* | GG96VTAA60100C | 35400 | 16.5 | 8.1 | 38500 | 35000 | 90.91% | 1.88 | 0 | 10 |  |  |  |  | R-410A | 2.95 | Residential & Commercial | USHP | Ducted CEE Tier 1
214075463 | Central HP <5.4 tons | RHEEM | HRCU-A-CB (Split System: Heat Pump with Remote Outdoor Unit-Air-Source) | RD17AZ24AJ3N |  |  | RCFZ2417MTANM | R951V0603A17UHU | 22400 | 17 | 9.5 | 22400 | 17000 | 75.89% | 2 | 0 | 10 |  |  |  |  | R-410A | 1.8667 | Residential & Commercial | USHP | Ducted CEE Tier 1
212383117 | Central HP <5.4 tons | DAY & NIGHT | HRCU-A-CB (Split System: Heat Pump with Remote Outdoor Unit-Air-Source) | DLCURAH36ABK |  |  | EA*4X36L21A* | *96VSN0802120A* | 35400 | 16 | 8.1 | 39500 | 35200 | 89.11% | 1.82 | 0 | 9.5 |  |  |  |  | R-410A | 2.95 | Residential & Commercial | USHP
212383417 | Central HP <5.4 tons | DAY & NIGHT | HRCU-A-CB (Split System: Heat Pump with Remote Outdoor Unit-Air-Source) | DLCURAH36ABK |  |  | EA*4X37L21A* | *95ESU0601716A* | 36800 | 15.5 | 8.5 | 39000 | 34800 | 89.23% | 2.1 | 0 | 10 |  |  |  |  | R-410A | 3.0667 | Residential & Commercial | USHP | Ducted CEE Tier 1
212384330 | Central HP <5.4 tons | DAY & NIGHT | HRCU-A-CB (Split System: Heat Pump with Remote Outdoor Unit-Air-Source) | DLCURAH36ABK |  |  | END4X42L17** | *92ESN0801716A* | 35600 | 16 | 8.1 | 39000 | 35000 | 89.74% | 1.96 | 0 | 10 |  |  |  |  | R-410A | 2.9667 | Residential & Commercial | USHP | Ducted CEE Tier 1
214066803 | Central HP <5.4 tons | RHEEM | HRCU-A-CB (Split System: Heat Pump with Remote Outdoor Unit-Air-Source) | RD17AZ36AJ3N |  |  | RCFZ3621MTANM | R802VA100521M | 34200 | 18 | 8.1 | 34200 | 29400 | 85.96% | 2 | 0 | 11.7 |  |  |  |  | R-410A | 2.85 | Residential & Commercial | USHP | Ducted CEE Tier 1
214066868 | Central HP <5.4 tons | RHEEM | HRCU-A-CB (Split System: Heat Pump with Remote Outdoor Unit-Air-Source) | RD17AZ36AJ3N |  |  | RCFZ3621MTANM | R801V1005A21UHU | 34200 | 18 | 8.1 | 34200 | 29400 | 85.96% | 2 | 0 | 11.7 |  |  |  |  | R-410A | 2.85 | Residential & Commercial | USHP | Ducted CEE Tier 1
214066903 | Central HP <5.4 tons | RHEEM | HRCU-A-CB (Split System: Heat Pump with Remote Outdoor Unit-Air-Source) | RD17AZ36AJ3N |  |  | RCFZ3621MTANM | R98MV1005A21UPS | 34200 | 18 | 8.1 | 34200 | 29600 | 86.55% | 1.9 | 0 | 10 |  |  |  |  | R-410A | 2.85 | Residential & Commercial | USHP | Ducted CEE Tier 1
214075409 | Central HP <5.4 tons | RHEEM | HRCU-A-CB (Split System: Heat Pump with Remote Outdoor Unit-Air-Source) | RD17AZ24AJ3N |  |  | RCFZ2417MTANM | R802V0504A17UHS | 22600 | 17 | 9.5 | 22600 | 16900 | 74.78% | 2 | 0 | 11.2 |  |  |  |  | R-410A | 1.8833 | Residential & Commercial | USHP | Ducted CEE Tier 1
211719801 | Central HP <5.4 tons | COLEMAN | HRCU-A-CB (Split System: Heat Pump with Remote Outdoor Unit-Air-Source) | HMH72B341 |  |  | XAFC48FXXN1+TXV | CPLC080B12MP13 | 33000 | 16 | 8.1 | 32600 | 24000 | 73.62% | 2.02 | 0 | 9 |  |  |  |  | R-410A | 2.75 | Residential & Commercial | USHP
214650388 | Central HP <5.4 tons | FRASER-JOHNSTON | HRCU-A-CB (Split System: Heat Pump with Remote Outdoor Unit-Air-Source) | HH860E2S11 |  |  | CTU60D5XHS1+TXV | TM9Y120D20MP11 | 53500 | 19 | 8.5 | 54500 | 39500 | 72.48% | 2 | 0 | 11 |  |  |  |  | R-454B | 4.4583 | Residential & Commercial | USHP | Ducted CEE Tier 1
214650499 | Central HP <5.4 tons | FRASER-JOHNSTON | HRCU-A-CB (Split System: Heat Pump with Remote Outdoor Unit-Air-Source) | HH860E2S11 |  |  | CTU60D5XHS1+TXV | TM9V120D20MP12 | 54000 | 19 | 9 | 54500 | 39500 | 72.48% | 2 | 0 | 11 |  |  |  |  | R-454B | 4.5 | Residential & Commercial | USHP | Ducted CEE Tier 1
211244064 | Central HP <5.4 tons | KEEPRITE | HRCU-A-CB (Split System: Heat Pump with Remote Outdoor Unit-Air-Source) | DLCURAH24ABK |  |  | EN(A,D)4X24L17** | *96VTN0401410A* | 23400 | 15.5 | 8.5 | 26600 | 24000 | 90.23% | 1.96 | 0 | 10 |  |  |  |  | R-410A | 1.95 | Residential & Commercial | USHP | Ducted CEE Tier 1
211241547 | Central HP <5.4 tons | DAY & NIGHT | HRCU-A-CB (Split System: Heat Pump with Remote Outdoor Unit-Air-Source) | DLCURAH24ABK |  |  | EA*4X30L17A* | *96VTN0801716A* | 24200 | 16.5 | 8.5 | 26400 | 23000 | 87.12% | 1.9 | 0 | 10 |  |  |  |  | R-410A | 2.0167 | Residential & Commercial | USHP | Ducted CEE Tier 1
211241815 | Central HP <5.4 tons | DAY & NIGHT | HRCU-A-CB (Split System: Heat Pump with Remote Outdoor Unit-Air-Source) | DLCURAH24ABK |  |  | EA*4X36L17A* | *80VSL0451412A* | 23400 | 16.5 | 8.5 | 25600 | 23600 | 92.19% | 1.96 | 0 | 10 |  |  |  |  | R-410A | 1.95 | Residential & Commercial | USHP | Ducted CEE Tier 1
211241842 | Central HP <5.4 tons | DAY & NIGHT | HRCU-A-CB (Split System: Heat Pump with Remote Outdoor Unit-Air-Source) | DLCURAH24ABK |  |  | EA*4X36L17A* | *96VSN0401410A* | 23400 | 16 | 8.5 | 25600 | 23800 | 92.97% | 1.96 | 0 | 10 |  |  |  |  | R-410A | 1.95 | Residential & Commercial | USHP | Ducted CEE Tier 1
211241890 | Central HP <5.4 tons | DAY & NIGHT | HRCU-A-CB (Split System: Heat Pump with Remote Outdoor Unit-Air-Source) | DLCURAH24ABK |  |  | EA*4X36L17A* | *80ES(N,L)0701716A* | 25000 | 16 | 8.5 | 26800 | 21800 | 81.34% | 1.8 | 0 | 10 |  |  |  |  | R-410A | 2.0833 | Residential & Commercial | USHP | Ducted CEE Tier 1
211242224 | Central HP <5.4 tons | DAY & NIGHT | HRCU-A-CB (Split System: Heat Pump with Remote Outdoor Unit-Air-Source) | DLCURAH24ABK |  |  | EA*4X36L17A* | OMV098J12* | 23600 | 16.5 | 8.5 | 25800 | 23400 | 90.7% | 1.94 | 0 | 10 |  |  |  |  | R-410A | 1.9667 | Residential & Commercial | USHP | Ducted CEE Tier 1
211242451 | Central HP <5.4 tons | DAY & NIGHT | HRCU-A-CB (Split System: Heat Pump with Remote Outdoor Unit-Air-Source) | DLCURAH24ABK |  |  | EA*4X36L21A* | *80VTL0902120A* | 24200 | 17 | 8.5 | 26000 | 22800 | 87.69% | 1.88 | 0 | 10 |  |  |  |  | R-410A | 2.0167 | Residential & Commercial | USHP | Ducted CEE Tier 1
211222776 | Central HP <5.4 tons | KEEPRITE | HRCU-A-CB (Split System: Heat Pump with Remote Outdoor Unit-Air-Source) | DLCURAH30ABK |  |  | FVM4X36***L | 0 | 30400 | 15.2 | 8.1 | 34000 | 27400 | 80.59% | 1.78 | 0 | 9 |  |  |  |  | R-410A | 2.5333 | Residential & Commercial | USHP
214650638 | Central HP <5.4 tons | FRASER-JOHNSTON | HRCU-A-CB (Split System: Heat Pump with Remote Outdoor Unit-Air-Source) | HH824E2S11 |  |  | CTU30B5XCS1+TXV | Z9ES060B12SMPS1 | 23000 | 17 | 9.5 | 23000 | 19100 | 83.04% | 2 | 0 | 11.7 |  |  |  |  | R-454B | 1.9167 | Residential & Commercial | USHP | Ducted CEE Tier 1
214651172 | Central HP <5.4 tons | FRASER-JOHNSTON | HRCU-A-CB (Split System: Heat Pump with Remote Outdoor Unit-Air-Source) | HH824E2S11 |  |  | CTU36B5XDS1+TXV | TM9E060B12MP12 | 23000 | 18 | 9.5 | 23000 | 19200 | 83.48% | 2 | 0 | 12 |  |  |  |  | R-454B | 1.9167 | Residential & Commercial | USHP | Ducted CEE Tier 1
214651254 | Central HP <5.4 tons | FRASER-JOHNSTON | HRCU-A-CB (Split System: Heat Pump with Remote Outdoor Unit-Air-Source) | HH824E2S11 |  |  | CTU36B5XDS1+TXV | TM9V060B12MP12 | 23000 | 18 | 9.5 | 23000 | 18800 | 81.74% | 2 | 0 | 12 |  |  |  |  | R-454B | 1.9167 | Residential & Commercial | USHP | Ducted CEE Tier 1
211242903 | Central HP <5.4 tons | DAY & NIGHT | HRCU-A-CB (Split System: Heat Pump with Remote Outdoor Unit-Air-Source) | DLCURAH24ABK |  |  | EA*4X37L17A* | *80VTL0451412A* | 24800 | 16.5 | 8.5 | 25600 | 21400 | 83.59% | 1.8 | 0 | 10 |  |  |  |  | R-410A | 2.0667 | Residential & Commercial | USHP | Ducted CEE Tier 1
213353862 | Central HP <5.4 tons | KEEPRITE | HRCU-A-CB (Split System: Heat Pump with Remote Outdoor Unit-Air-Source) | DLCURAH36ABK |  |  | F5MA4*42L*C* | 0 | 37200 | 16 | 9 | 38500 | 35000 | 90.91% | 2.04 | 0 | 10 |  |  |  |  | R-410A | 3.1 | Residential & Commercial | USHP | Ducted CEE Tier 1
214075482 | Central HP <5.4 tons | RHEEM | HRCU-A-CB (Split System: Heat Pump with Remote Outdoor Unit-Air-Source) | RD17AZ24AJ3N |  |  | RCFZ2417MTANM | R801V0504A17UHU | 22400 | 17 | 8.1 | 22400 | 17000 | 75.89% | 2 | 0 | 10 |  |  |  |  | R-410A | 1.8667 | Residential & Commercial | USHP | Ducted CEE Tier 1
212979437 | Central HP <5.4 tons | DAY & NIGHT | HRCU-A-CB (Split System: Heat Pump with Remote Outdoor Unit-Air-Source) | DLCURAH30ABK |  |  | EA*4X37L21A* | *80MS(N,L)0702116A* | 30400 | 15.2 | 8.1 | 33400 | 26400 | 79.04% | 1.84 | 0 | 9 |  |  |  |  | R-410A | 2.5333 | Residential & Commercial | USHP
215678236 | Central HP <5.4 tons | AIRQUEST | HRCU-A-CB (Split System: Heat Pump with Remote Outdoor Unit-Air-Source) | H5H0V24*K*AAA* |  |  | EA*5X25M17A*+WALLCON | *80CSU0601716B* | 24000 | 17 | 9 | 23200 | 16300 | 70.26% | 2.02 | 0 | 10.5 |  |  |  |  | R-454B | 2 | Residential & Commercial | USHP | Ducted CEE Tier 1
216684953 | Central HP <5.4 tons | MAINLINE | HRCU-A-CB (Split System: Heat Pump with Remote Outdoor Unit-Air-Source) | MLP19AY48AJVC |  |  | TCFY4821SEAAM | ML802V1005A21DZ | 45500 | 19 | 10 | 45500 | 41500 | 91.21% | 2.1 | 0 | 12 |  |  |  |  | R-454B | 3.7917 | Residential & Commercial | USHP | Ducted CEE Tier 1
211206909 | Central HP <5.4 tons | FRASER-JOHNSTON | HRCU-A-CB (Split System: Heat Pump with Remote Outdoor Unit-Air-Source) | HL20B6021 |  |  | XAMC60HE4N1+CC | TP9C100C20MP13 | 52000 | 18 | 8.5 | 55000 | 42000 | 76.36% | 2.16 | 0 | 11 |  |  |  |  | R-410A | 4.3333 | Residential & Commercial | USHP | Ducted CEE Tier 1
215676376 | Central HP <5.4 tons | AIRQUEST | HRCU-A-CB (Split System: Heat Pump with Remote Outdoor Unit-Air-Source) | H5H0V48*K*AAA* |  |  | EVD5X49M24A*+WALLCON | *97CMN1202422B* | 48000 | 19 | 9 | 50000 | 36600 | 73.2% | 2 | 0 | 10 |  |  |  |  | R-454B | 4 | Residential & Commercial | USHP | Ducted CEE Tier 1
215676576 | Central HP <5.4 tons | AIRQUEST | HRCU-A-CB (Split System: Heat Pump with Remote Outdoor Unit-Air-Source) | H5H0V48*K*AAA* |  |  | EVD5X60M21A*+WALLCON | *96CTN1002122B* | 48000 | 19 | 9 | 50000 | 36600 | 73.2% | 2 | 0 | 10 |  |  |  |  | R-454B | 4 | Residential & Commercial | USHP | Ducted CEE Tier 1
213780364 | Central HP <5.4 tons | TEMPSTAR | HRCU-A-CB (Split System: Heat Pump with Remote Outdoor Unit-Air-Source) | TVH837GKA** |  |  | EHD4X60AAL+WALLCON | *80CTL1352422B* | 33000 | 16.5 | 8.1 | 32200 | 24800 | 77.02% | 2 | 0 | 11.5 |  |  |  |  | R-410A | 2.75 | Residential & Commercial | USHP | Ducted CEE Tier 1
215679466 | Central HP <5.4 tons | AIRQUEST | HRCU-A-CB (Split System: Heat Pump with Remote Outdoor Unit-Air-Source) | H5H0V36*K*AAA* |  |  | EA*5X43M21A*+WALLCON | *97CTN0802120A* | 34400 | 18 | 9 | 35400 | 25200 | 71.19% | 1.88 | 0 | 10 |  |  |  |  | R-454B | 2.8667 | Residential & Commercial | USHP | Ducted CEE Tier 1
215679986 | Central HP <5.4 tons | AIRQUEST | HRCU-A-CB (Split System: Heat Pump with Remote Outdoor Unit-Air-Source) | H5H0V36*K*AAA* |  |  | ESH5X60M12A*+WALLCON | *97CTN0802120A* | 34600 | 16.5 | 8.5 | 34600 | 24800 | 71.68% | 1.8 | 0 | 9.5 |  |  |  |  | R-454B | 2.8833 | Residential & Commercial | USHP
212980516 | Central HP <5.4 tons | KEEPRITE | HRCU-A-CB (Split System: Heat Pump with Remote Outdoor Unit-Air-Source) | DLCURAH30ABK |  |  | EA*4X37L21A* | *80MS(N,L)0902120A* | 30800 | 15.2 | 8.5 | 33600 | 26400 | 78.57% | 1.86 | 0 | 9 |  |  |  |  | R-410A | 2.5667 | Residential & Commercial | USHP
214649908 | Central HP <5.4 tons | FRASER-JOHNSTON | HRCU-A-CB (Split System: Heat Pump with Remote Outdoor Unit-Air-Source) | HH860E2S11 |  |  | CTU60D5XGS1+TXV | TM9E120D20MP12 | 45000 | 17 | 9 | 47000 | 35000 | 74.47% | 2 | 0 | 11 |  |  |  |  | R-454B | 3.75 | Residential & Commercial | USHP | Ducted CEE Tier 1
214651097 | Central HP <5.4 tons | FRASER-JOHNSTON | HRCU-A-CB (Split System: Heat Pump with Remote Outdoor Unit-Air-Source) | HH860E2S11 |  |  | CTU60D5XHS1+TXV | TMLE130D20MP11 | 54000 | 19 | 8.5 | 55000 | 38500 | 70% | 2 | 0 | 11.7 |  |  |  |  | R-454B | 4.5 | Residential & Commercial | USHP | Ducted CEE Tier 1
215681976 | Central HP <5.4 tons | AIRQUEST | HRCU-A-CB (Split System: Heat Pump with Remote Outdoor Unit-Air-Source) | H5H0V48*K*AAA* |  |  | EVM5X60M24A*+WALLCON | *96CTN0802120B* | 48000 | 19 | 9 | 50000 | 36600 | 73.2% | 2 | 0 | 10 |  |  |  |  | R-454B | 4 | Residential & Commercial | USHP | Ducted CEE Tier 1
215682026 | Central HP <5.4 tons | AIRQUEST | HRCU-A-CB (Split System: Heat Pump with Remote Outdoor Unit-Air-Source) | H5H0V48*K*AAA* |  |  | EVM5X60M24A*+WALLCON | *97CTN1202422A* | 48000 | 19 | 9 | 50000 | 36600 | 73.2% | 2 | 0 | 10.5 |  |  |  |  | R-454B | 4 | Residential & Commercial | USHP | Ducted CEE Tier 1
212383272 | Central HP <5.4 tons | KEEPRITE | HRCU-A-CB (Split System: Heat Pump with Remote Outdoor Unit-Air-Source) | DLCURAH36ABK |  |  | EA*4X36L21A* | *80VTL1102122A* | 36000 | 15.5 | 8.1 | 39500 | 35200 | 89.11% | 1.84 | 0 | 10 |  |  |  |  | R-410A | 3 | Residential & Commercial | USHP | Ducted CEE Tier 1
210474372 | Central HP <5.4 tons | BRYANT HEATING AND COOLING SYSTEMS | HRCU-A-CB (Split System: Heat Pump with Remote Outdoor Unit-Air-Source) | 288BNV025*0**C* |  |  | CSPH*4212AL*+UI | 987MB66100C21*** | 24200 | 16 | 8.1 | 21400 | 16600 | 77.57% | 2 | 0 | 10.5 |  |  |  |  | R-410A | 2.0167 | Residential & Commercial | USHP | Ducted CEE Tier 1
216010737 | Central HP <5.4 tons | FRASER-JOHNSTON | HRCU-A-CB (Split System: Heat Pump with Remote Outdoor Unit-Air-Source) | HH824E2S11 |  |  | CTM36B5ADS1+JMC12B2SN1 | 0 | 23000 | 18 | 9.5 | 23000 | 18600 | 80.87% | 2 | 0 | 12 |  |  |  |  | R-454B | 1.9167 | Residential & Commercial | USHP | Ducted CEE Tier 1
214651883 | Central HP <5.4 tons | FRASER-JOHNSTON | HRCU-A-CB (Split System: Heat Pump with Remote Outdoor Unit-Air-Source) | HH824E2S11 |  |  | CTU36B5XDS1+TXV | Z9ES060B12SMPS1 | 23000 | 17 | 9.5 | 23000 | 18700 | 81.3% | 2 | 0 | 12 |  |  |  |  | R-454B | 1.9167 | Residential & Commercial | USHP | Ducted CEE Tier 1
214651446 | Central HP <5.4 tons | FRASER-JOHNSTON | HRCU-A-CB (Split System: Heat Pump with Remote Outdoor Unit-Air-Source) | HH824E2S11 |  |  | CTU36B5XDS1+TXV | TMLE100B12MP11 | 23000 | 18 | 9.5 | 23000 | 18900 | 82.17% | 2 | 0 | 12 |  |  |  |  | R-454B | 1.9167 | Residential & Commercial | USHP | Ducted CEE Tier 1
214650793 | Central HP <5.4 tons | FRASER-JOHNSTON | HRCU-A-CB (Split System: Heat Pump with Remote Outdoor Unit-Air-Source) | HH824E2S11 |  |  | CTU30B5XCS1+TXV | TM9V060B12MP12 | 23000 | 17 | 9.5 | 23000 | 18300 | 79.57% | 2 | 0 | 12 |  |  |  |  | R-454B | 1.9167 | Residential & Commercial | USHP | Ducted CEE Tier 1
216683225 | Central HP <5.4 tons | TEMPSTAR | HRCU-A-CB (Split System: Heat Pump with Remote Outdoor Unit-Air-Source) | DLCURAH36ABK |  |  | EHD4X48AAL | *97VTN1202422A* | 35800 | 16 | 8.5 | 38000 | 34400 | 90.53% | 1.82 | 0 | 10 |  |  |  |  | R-410A | 2.9833 | Residential & Commercial | USHP | Ducted CEE Tier 1
214651637 | Central HP <5.4 tons | FRASER-JOHNSTON | HRCU-A-CB (Split System: Heat Pump with Remote Outdoor Unit-Air-Source) | HH824E2S11 |  |  | CTU30B5XCS1+TXV | Z8ES080B12SMPS1 | 23000 | 18 | 9.5 | 23000 | 19100 | 83.04% | 2 | 0 | 12 |  |  |  |  | R-454B | 1.9167 | Residential & Commercial | USHP | Ducted CEE Tier 1
215223952 | Central HP <5.4 tons | FRASER-JOHNSTON | HRCU-A-CB (Split System: Heat Pump with Remote Outdoor Unit-Air-Source) | HH824E2S11 |  |  | CTM36B5ADS1 | Z8ES100B12SMPS1 | 23000 | 18 | 9.5 | 23000 | 18800 | 81.74% | 2 | 0 | 12 |  |  |  |  | R-454B | 1.9167 | Residential & Commercial | USHP | Ducted CEE Tier 1
211206921 | Central HP <5.4 tons | FRASER-JOHNSTON | HRCU-A-CB (Split System: Heat Pump with Remote Outdoor Unit-Air-Source) | HL20B4821 |  |  | XAMC48HE3N1+CC | TP9C100C20MP13 | 43500 | 19 | 9 | 44500 | 36400 | 81.8% | 2.14 | 0 | 11.7 |  |  |  |  | R-410A | 3.625 | Residential & Commercial | USHP | Ducted CEE Tier 1
215681706 | Central HP <5.4 tons | AIRQUEST | HRCU-A-CB (Split System: Heat Pump with Remote Outdoor Unit-Air-Source) | H5H0V48*K*AAA* |  |  | ESH5X60M12A*+WALLCON | *80CSU1002120B* | 45500 | 16.5 | 8.5 | 48000 | 33800 | 70.42% | 2.08 | 0 | 9.5 |  |  |  |  | R-454B | 3.7917 | Residential & Commercial | USHP
212975024 | Central HP <5.4 tons | KEEPRITE | HRCU-A-CB (Split System: Heat Pump with Remote Outdoor Unit-Air-Source) | DLCURAH24ABK |  |  | EN(A,D)4X24L17** | *96VTN0401410B* | 23200 | 15.5 | 8.5 | 27000 | 25000 | 92.59% | 2.06 | 0 | 10 |  |  |  |  | R-410A | 1.9333 | Residential & Commercial | USHP | Ducted CEE Tier 1
213369413 | Central HP <5.4 tons | CARRIER | HRCU-A-CB (Split System: Heat Pump with Remote Outdoor Unit-Air-Source) | 38MURAQ24AB3* | ADP |  | H,PG7J936 | 59TP6C080V17**16 | 23000 | 17 | 8.5 | 24600 | 23600 | 95.93% | 2 | 0 | 9.5 |  |  |  |  | R-410A | 1.9167 | Residential & Commercial | USHP
212973359 | Central HP <5.4 tons | KEEPRITE | HRCU-A-CB (Split System: Heat Pump with Remote Outdoor Unit-Air-Source) | DLCURAH18ABK |  |  | EN(A,D)4X18L14** | *96VSN0601412B* | 17300 | 16 | 8.5 | 18500 | 19800 | 107% | 2.38 | 0 | 10.5 |  |  |  |  | R-410A | 1.4417 | Residential & Commercial | USHP | Ducted CEE Tier 1
212973379 | Central HP <5.4 tons | KEEPRITE | HRCU-A-CB (Split System: Heat Pump with Remote Outdoor Unit-Air-Source) | DLCURAH18ABK |  |  | EN(A,D)4X24L17** | *96VSN0601412B* | 17500 | 16 | 8.5 | 18500 | 19200 | 103.8% | 2.3 | 0 | 10.5 |  |  |  |  | R-410A | 1.4583 | Residential & Commercial | USHP | Ducted CEE Tier 1
212970878 | Central HP <5.4 tons | KEEPRITE | HRCU-A-CB (Split System: Heat Pump with Remote Outdoor Unit-Air-Source) | DLCURAH18ABK |  |  | EA*4X24L17A* | *80VTL0451412B* | 17700 | 16.5 | 8.5 | 18600 | 19300 | 103.8% | 2.32 | 0 | 10.5 |  |  |  |  | R-410A | 1.475 | Residential & Commercial | USHP | Ducted CEE Tier 1
212972418 | Central HP <5.4 tons | KEEPRITE | HRCU-A-CB (Split System: Heat Pump with Remote Outdoor Unit-Air-Source) | DLCURAH24ABK |  |  | EA*4X37L21A* | *80VTL1102122B* | 24400 | 17.5 | 8.5 | 25400 | 21600 | 85.04% | 1.8 | 0 | 10.5 |  |  |  |  | R-410A | 2.0333 | Residential & Commercial | USHP | Ducted CEE Tier 1
212973829 | Central HP <5.4 tons | KEEPRITE | HRCU-A-CB (Split System: Heat Pump with Remote Outdoor Unit-Air-Source) | DLCURAH24ABK |  |  | EA*4X24L17A* | *96VSN0801716B* | 23600 | 16.5 | 8.5 | 27000 | 25600 | 94.81% | 2.14 | 0 | 10 |  |  |  |  | R-410A | 1.9667 | Residential & Commercial | USHP | Ducted CEE Tier 1
212973529 | Central HP <5.4 tons | KEEPRITE | HRCU-A-CB (Split System: Heat Pump with Remote Outdoor Unit-Air-Source) | DLCURAH24ABK |  |  | EA*4X24L14A* | *96VSN0601412B* | 23200 | 16.5 | 8.5 | 26800 | 27000 | 100.7% | 2.3 | 0 | 10 |  |  |  |  | R-410A | 1.9333 | Residential & Commercial | USHP | Ducted CEE Tier 1
212973559 | Central HP <5.4 tons | KEEPRITE | HRCU-A-CB (Split System: Heat Pump with Remote Outdoor Unit-Air-Source) | DLCURAH24ABK |  |  | EA*4X30L14A* | *96VSN0601412B* | 23400 | 16.5 | 8.5 | 26200 | 25000 | 95.42% | 2.08 | 0 | 10 |  |  |  |  | R-410A | 1.95 | Residential & Commercial | USHP | Ducted CEE Tier 1
212973609 | Central HP <5.4 tons | KEEPRITE | HRCU-A-CB (Split System: Heat Pump with Remote Outdoor Unit-Air-Source) | DLCURAH24ABK |  |  | EN(A,D)4X24L17** | *96VSN0601412B* | 23200 | 16.5 | 8.5 | 26800 | 25400 | 94.78% | 2.12 | 0 | 10 |  |  |  |  | R-410A | 1.9333 | Residential & Commercial | USHP | Ducted CEE Tier 1
212973629 | Central HP <5.4 tons | KEEPRITE | HRCU-A-CB (Split System: Heat Pump with Remote Outdoor Unit-Air-Source) | DLCURAH24ABK |  |  | EN(A,D)4X30L17** | *96VSN0601412B* | 23400 | 16.5 | 8.1 | 26200 | 24600 | 93.89% | 2.04 | 0 | 10 |  |  |  |  | R-410A | 1.95 | Residential & Commercial | USHP | Ducted CEE Tier 1
215681906 | Central HP <5.4 tons | AIRQUEST | HRCU-A-CB (Split System: Heat Pump with Remote Outdoor Unit-Air-Source) | H5H0V48*K*AAA* |  |  | EVM5X60M21A*+WALLCON | *80CSU0401712B* | 48000 | 18.5 | 9 | 50000 | 36600 | 73.2% | 2 | 0 | 10 |  |  |  |  | R-454B | 4 | Residential & Commercial | USHP | Ducted CEE Tier 1
215682076 | Central HP <5.4 tons | AIRQUEST | HRCU-A-CB (Split System: Heat Pump with Remote Outdoor Unit-Air-Source) | H5H0V48*K*AAA* |  |  | EVM5X61M24A*+WALLCON | *97CTN1002122A* | 48500 | 19.5 | 9.5 | 50000 | 36600 | 73.2% | 2.12 | 0 | 10.5 |  |  |  |  | R-454B | 4.0417 | Residential & Commercial | USHP | Ducted CEE Tier 1
215681516 | Central HP <5.4 tons | AIRQUEST | HRCU-A-CB (Split System: Heat Pump with Remote Outdoor Unit-Air-Source) | H5H0V48*K*AAA* |  |  | EA*5X61M24A*+WALLCON | *96CTN0802120B* | 46000 | 18 | 9 | 48000 | 33800 | 70.42% | 2.08 | 0 | 10 |  |  |  |  | R-454B | 3.8333 | Residential & Commercial | USHP | Ducted CEE Tier 1
215681766 | Central HP <5.4 tons | AIRQUEST | HRCU-A-CB (Split System: Heat Pump with Remote Outdoor Unit-Air-Source) | H5H0V48*K*AAA* |  |  | EVM5X48M21A*+WALLCON | *80CSU0601716B* | 47000 | 18 | 9 | 50000 | 36400 | 72.8% | 2 | 0 | 9.5 |  |  |  |  | R-454B | 3.9167 | Residential & Commercial | USHP
215677026 | Central HP <5.4 tons | AIRQUEST | HRCU-A-CB (Split System: Heat Pump with Remote Outdoor Unit-Air-Source) | H5H0V60*K*AAA* |  |  | EVM5X60M21A*+WALLCON | *95CSU0802120B* | 56500 | 18 | 9 | 64000 | 45000 | 70.31% | 2.06 | 0 | 9 |  |  |  |  | R-454B | 4.7083 | Residential & Commercial | USHP
215677046 | Central HP <5.4 tons | AIRQUEST | HRCU-A-CB (Split System: Heat Pump with Remote Outdoor Unit-Air-Source) | H5H0V60*K*AAA* |  |  | EVM5X60M21A*+WALLCON | *97CMN0602120B* | 55500 | 17.5 | 8.5 | 65000 | 46000 | 70.77% | 1.94 | 0 | 8.5 |  |  |  |  | R-454B | 4.625 | Residential & Commercial | USHP
214066623 | Central HP <5.4 tons | RHEEM | HRCU-A-CB (Split System: Heat Pump with Remote Outdoor Unit-Air-Source) | RD17AZ36AJ3N |  |  | RCFZ3621MTANM | R921V0855A21M4S | 34200 | 18 | 8.1 | 34200 | 29600 | 86.55% | 1.9 | 0 | 10 |  |  |  |  | R-410A | 2.85 | Residential & Commercial | USHP | Ducted CEE Tier 1
215681406 | Central HP <5.4 tons | AIRQUEST | HRCU-A-CB (Split System: Heat Pump with Remote Outdoor Unit-Air-Source) | H5H0V48*K*AAA* |  |  | EA*5X60M24A*+WALLCON | *97CTN0802120A* | 45000 | 18 | 9 | 47500 | 33600 | 70.74% | 2.06 | 0 | 10 |  |  |  |  | R-454B | 3.75 | Residential & Commercial | USHP | Ducted CEE Tier 1
212978969 | Central HP <5.4 tons | DAY & NIGHT | HRCU-A-CB (Split System: Heat Pump with Remote Outdoor Unit-Air-Source) | DLCURAH36ABK |  |  | EA*4X48L21A* | *80MS(N,L)0701716A* | 35600 | 16 | 8.1 | 37800 | 34600 | 91.53% | 2 | 0 | 10 |  |  |  |  | R-410A | 2.9667 | Residential & Commercial | USHP | Ducted CEE Tier 1
214651433 | Central HP <5.4 tons | FRASER-JOHNSTON | HRCU-A-CB (Split System: Heat Pump with Remote Outdoor Unit-Air-Source) | HH824E2S11 |  |  | CTU36B5XDS1+TXV | TM8E100B12MP11 | 23000 | 18 | 9.5 | 23000 | 18900 | 82.17% | 2 | 0 | 12 |  |  |  |  | R-454B | 1.9167 | Residential & Commercial | USHP | Ducted CEE Tier 1
214066906 | Central HP <5.4 tons | RHEEM | HRCU-A-CB (Split System: Heat Pump with Remote Outdoor Unit-Air-Source) | RD17AZ36AJ3N |  |  | RCFZ3621MTANM | R951V0603A17M4S | 34200 | 18 | 8.1 | 34200 | 29800 | 87.13% | 1.9 | 0 | 10 |  |  |  |  | R-410A | 2.85 | Residential & Commercial | USHP | Ducted CEE Tier 1
215677766 | Central HP <5.4 tons | AIRQUEST | HRCU-A-CB (Split System: Heat Pump with Remote Outdoor Unit-Air-Source) | H5H0V60*K*AAA* |  |  | EA*5X60M24A*+WALLCON | *80CTL0702120B* | 54500 | 18 | 8.5 | 59500 | 42000 | 70.59% | 1.88 | 0 | 8.5 |  |  |  |  | R-454B | 4.5417 | Residential & Commercial | USHP
215676666 | Central HP <5.4 tons | AIRQUEST | HRCU-A-CB (Split System: Heat Pump with Remote Outdoor Unit-Air-Source) | H5H0V48*K*AAA* |  |  | EVD5X60M24A*+WALLCON | *97CMN1202422B* | 48000 | 19 | 9 | 50000 | 36600 | 73.2% | 2 | 0 | 10 |  |  |  |  | R-454B | 4 | Residential & Commercial | USHP | Ducted CEE Tier 1
215676696 | Central HP <5.4 tons | AIRQUEST | HRCU-A-CB (Split System: Heat Pump with Remote Outdoor Unit-Air-Source) | H5H0V48*K*AAA* |  |  | EVD5X61M21A*+WALLCON | *80CSU1002120A* | 48500 | 19 | 9 | 50000 | 37000 | 74% | 2 | 0 | 10 |  |  |  |  | R-454B | 4.0417 | Residential & Commercial | USHP | Ducted CEE Tier 1
215676826 | Central HP <5.4 tons | AIRQUEST | HRCU-A-CB (Split System: Heat Pump with Remote Outdoor Unit-Air-Source) | H5H0V48*K*AAA* |  |  | EVD5X61M21A*+WALLCON | *96CTN0801714B* | 48000 | 19 | 9 | 50000 | 36400 | 72.8% | 2.02 | 0 | 10 |  |  |  |  | R-454B | 4 | Residential & Commercial | USHP | Ducted CEE Tier 1
215677076 | Central HP <5.4 tons | AIRQUEST | HRCU-A-CB (Split System: Heat Pump with Remote Outdoor Unit-Air-Source) | H5H0V60*K*AAA* |  |  | EVM5X60M21A*+WALLCON | *96CTN1002122B* | 56500 | 18.5 | 9 | 64000 | 45000 | 70.31% | 2.08 | 0 | 9 |  |  |  |  | R-454B | 4.7083 | Residential & Commercial | USHP
215681386 | Central HP <5.4 tons | AIRQUEST | HRCU-A-CB (Split System: Heat Pump with Remote Outdoor Unit-Air-Source) | H5H0V48*K*AAA* |  |  | EA*5X60M24A*+WALLCON | *80CSU0802120B* | 45500 | 18 | 9 | 47000 | 33400 | 71.06% | 2.06 | 0 | 9.5 |  |  |  |  | R-454B | 3.7917 | Residential & Commercial | USHP
215676966 | Central HP <5.4 tons | AIRQUEST | HRCU-A-CB (Split System: Heat Pump with Remote Outdoor Unit-Air-Source) | H5H0V60*K*AAA* |  |  | EVM5X60M21A*+WALLCON | *80CSU0802120A* | 57000 | 18 | 9 | 63500 | 44500 | 70.08% | 2.08 | 0 | 9 |  |  |  |  | R-454B | 4.75 | Residential & Commercial | USHP
214066829 | Central HP <5.4 tons | RHEEM | HRCU-A-CB (Split System: Heat Pump with Remote Outdoor Unit-Air-Source) | RD17AZ36AJ3N |  |  | RCFZ3621MTANM | R98MV0855A21UPS | 34200 | 18 | 8.1 | 34200 | 29400 | 85.96% | 1.9 | 0 | 10 |  |  |  |  | R-410A | 2.85 | Residential & Commercial | USHP | Ducted CEE Tier 1
214584731 | Central HP <5.4 tons | COLEMAN | HRCU-A-CB (Split System: Heat Pump with Remote Outdoor Unit-Air-Source) | HH824E2S11 |  |  | CTF36B5ADS1 | Z8ET080B12LMPS1 | 23000 | 19 | 9.5 | 23000 | 18600 | 80.87% | 2 | 0 | 12 |  |  |  |  | R-454B | 1.9167 | Residential & Commercial | USHP | Ducted CEE Tier 1
210473443 | Central HP <5.4 tons | KEEPRITE | HRCU-A-CB (Split System: Heat Pump with Remote Outdoor Unit-Air-Source) | CVH825GKA3* |  |  | EA*4X48L24A*+WALLCON | *95CSU0802120A* | 24200 | 17 | 8.1 | 21000 | 16500 | 78.57% | 2.02 | 0 | 11 |  |  |  |  | R-410A | 2.0167 | Residential & Commercial | USHP | Ducted CEE Tier 1
214066689 | Central HP <5.4 tons | RHEEM | HRCU-A-CB (Split System: Heat Pump with Remote Outdoor Unit-Air-Source) | RD17AZ36AJ3N |  |  | RCFZ3621MTANM | R97MV0703A17DHS | 34200 | 18 | 8.1 | 34200 | 29800 | 87.13% | 1.9 | 0 | 10 |  |  |  |  | R-410A | 2.85 | Residential & Commercial | USHP | Ducted CEE Tier 1
215681456 | Central HP <5.4 tons | AIRQUEST | HRCU-A-CB (Split System: Heat Pump with Remote Outdoor Unit-Air-Source) | H5H0V48*K*AAA* |  |  | EA*5X61M21A*+WALLCON | *80CSU0601716B* | 46000 | 17.5 | 9 | 48000 | 33800 | 70.42% | 2.08 | 0 | 9.5 |  |  |  |  | R-454B | 3.8333 | Residential & Commercial | USHP
215681556 | Central HP <5.4 tons | AIRQUEST | HRCU-A-CB (Split System: Heat Pump with Remote Outdoor Unit-Air-Source) | H5H0V48*K*AAA* |  |  | EA*5X61M24A*+WALLCON | *97CTN1002122A* | 46000 | 18.5 | 9 | 47500 | 33600 | 70.74% | 2.06 | 0 | 10 |  |  |  |  | R-454B | 3.8333 | Residential & Commercial | USHP | Ducted CEE Tier 1
215681756 | Central HP <5.4 tons | AIRQUEST | HRCU-A-CB (Split System: Heat Pump with Remote Outdoor Unit-Air-Source) | H5H0V48*K*AAA* |  |  | EVM5X48M21A*+WALLCON | *80CSU0401712B* | 47000 | 18 | 9 | 50000 | 36400 | 72.8% | 2 | 0 | 9.5 |  |  |  |  | R-454B | 3.9167 | Residential & Commercial | USHP
210473509 | Central HP <5.4 tons | KEEPRITE | HRCU-A-CB (Split System: Heat Pump with Remote Outdoor Unit-Air-Source) | CVH825GKA3* |  |  | EA*4X48L24A*+WALLCON | *97CMN1202422A* | 24000 | 16.5 | 8.1 | 21000 | 16600 | 79.05% | 2.02 | 0 | 11 |  |  |  |  | R-410A | 2 | Residential & Commercial | USHP | Ducted CEE Tier 1
210473945 | Central HP <5.4 tons | KEEPRITE | HRCU-A-CB (Split System: Heat Pump with Remote Outdoor Unit-Air-Source) | CVH825GKA3* |  |  | EN(A,D,W)4X48L21**+WALLCON | *80CSU1002120A* | 24000 | 16.5 | 8.1 | 21400 | 16600 | 77.57% | 2 | 0 | 11 |  |  |  |  | R-410A | 2 | Residential & Commercial | USHP | Ducted CEE Tier 1
210474077 | Central HP <5.4 tons | KEEPRITE | HRCU-A-CB (Split System: Heat Pump with Remote Outdoor Unit-Air-Source) | CVH825GKA3* |  |  | EN(A,D)4X48L24**+WALLCON | *95CSU1002122A* | 24200 | 17 | 8.1 | 21200 | 16600 | 78.3% | 2.02 | 0 | 11.5 |  |  |  |  | R-410A | 2.0167 | Residential & Commercial | USHP | Ducted CEE Tier 1
210474236 | Central HP <5.4 tons | KEEPRITE | HRCU-A-CB (Split System: Heat Pump with Remote Outdoor Unit-Air-Source) | CVH825GKA3* |  |  | EHD4X42AAL+WALLCON | *95CSU0802120A* | 24200 | 16 | 8.1 | 21400 | 16600 | 77.57% | 2 | 0 | 11 |  |  |  |  | R-410A | 2.0167 | Residential & Commercial | USHP | Ducted CEE Tier 1
213163965 | Central HP <5.4 tons | RHEEM | HRCU-A-CB (Split System: Heat Pump with Remote Outdoor Unit-Air-Source) | RP18AZ24AJVC |  |  | RCFZ2421HEAAM | R97MV0855A21DHS | 22800 | 20 | 8.5 | 22800 | 26000 | 114% | 2.1 | 0 | 12.5 |  |  |  |  | R-410A | 1.9 | Residential & Commercial | USHP | Ducted CEE Tier 1
215681806 | Central HP <5.4 tons | AIRQUEST | HRCU-A-CB (Split System: Heat Pump with Remote Outdoor Unit-Air-Source) | H5H0V48*K*AAA* |  |  | EVM5X48M21A*+WALLCON | *97CTN1002122A* | 47000 | 18.5 | 9 | 50000 | 36400 | 72.8% | 2 | 0 | 10 |  |  |  |  | R-454B | 3.9167 | Residential & Commercial | USHP | Ducted CEE Tier 1
215681856 | Central HP <5.4 tons | AIRQUEST | HRCU-A-CB (Split System: Heat Pump with Remote Outdoor Unit-Air-Source) | H5H0V48*K*AAA* |  |  | EVM5X49M21A*+WALLCON | *80CSU1002120B* | 48000 | 18.5 | 9 | 50000 | 36600 | 73.2% | 2 | 0 | 10 |  |  |  |  | R-454B | 4 | Residential & Commercial | USHP | Ducted CEE Tier 1
215681876 | Central HP <5.4 tons | AIRQUEST | HRCU-A-CB (Split System: Heat Pump with Remote Outdoor Unit-Air-Source) | H5H0V48*K*AAA* |  |  | EVM5X49M21A*+WALLCON | *97CTN0802120A* | 48000 | 19 | 9 | 50000 | 36800 | 73.6% | 2 | 0 | 10 |  |  |  |  | R-454B | 4 | Residential & Commercial | USHP | Ducted CEE Tier 1
215681926 | Central HP <5.4 tons | AIRQUEST | HRCU-A-CB (Split System: Heat Pump with Remote Outdoor Unit-Air-Source) | H5H0V48*K*AAA* |  |  | EVM5X60M21A*+WALLCON | *80CSU0802120B* | 48500 | 19 | 9 | 50000 | 36400 | 72.8% | 2.12 | 0 | 10 |  |  |  |  | R-454B | 4.0417 | Residential & Commercial | USHP | Ducted CEE Tier 1
215682226 | Central HP <5.4 tons | AIRQUEST | HRCU-A-CB (Split System: Heat Pump with Remote Outdoor Unit-Air-Source) | H5H0V48*K*AAA* |  |  | EVD5X48M24A*+WALLCON | *97CTN1202422A* | 47000 | 18.5 | 9 | 50000 | 36400 | 72.8% | 2 | 0 | 10 |  |  |  |  | R-454B | 3.9167 | Residential & Commercial | USHP | Ducted CEE Tier 1
215682276 | Central HP <5.4 tons | AIRQUEST | HRCU-A-CB (Split System: Heat Pump with Remote Outdoor Unit-Air-Source) | H5H0V48*K*AAA* |  |  | EVD5X49M24A*+WALLCON | *97CTN1002122A* | 48000 | 19 | 9 | 50000 | 36600 | 73.2% | 2 | 0 | 10.5 |  |  |  |  | R-454B | 4 | Residential & Commercial | USHP | Ducted CEE Tier 1
215681336 | Central HP <5.4 tons | AIRQUEST | HRCU-A-CB (Split System: Heat Pump with Remote Outdoor Unit-Air-Source) | H5H0V48*K*AAA* |  |  | EA*5X48M21A*+WALLCON | *80CSU1002120B* | 44000 | 17 | 9 | 48500 | 34000 | 70.1% | 2.04 | 0 | 9.5 |  |  |  |  | R-454B | 3.6667 | Residential & Commercial | USHP
212159487 | Central HP <5.4 tons | ARMSTRONG AIR | HRCU-A-CB (Split System: Heat Pump with Remote Outdoor Unit-Air-Source) | 4SHP22LX124P-**A | ADP |  | H,A,DE33936 | A80UH1E045A12 | 23400 | 21 | 8.5 | 21200 | 14900 | 70.28% | 1.86 | 0 | 13.5 |  |  |  |  | R-410A | 1.95 | Residential & Commercial | USHP | Ducted CEE Tier 1
212159737 | Central HP <5.4 tons | ARMSTRONG AIR | HRCU-A-CB (Split System: Heat Pump with Remote Outdoor Unit-Air-Source) | 4SHP22LX124P-**A | ADP |  | H,A,DE33936 | A80UH2E090B12 | 24000 | 21 | 8.5 | 22000 | 15400 | 70% | 1.92 | 0 | 13.5 |  |  |  |  | R-410A | 2 | Residential & Commercial | USHP | Ducted CEE Tier 1
212981718 | Central HP <5.4 tons | DAY & NIGHT | HRCU-A-CB (Split System: Heat Pump with Remote Outdoor Unit-Air-Source) | DLCURAH24ABK |  |  | EA*4X30L17A* | *80MSU1002120A* | 23800 | 16.5 | 8.5 | 26200 | 23600 | 90.08% | 1.96 | 0 | 10 |  |  |  |  | R-410A | 1.9833 | Residential & Commercial | USHP | Ducted CEE Tier 1
212981802 | Central HP <5.4 tons | DAY & NIGHT | HRCU-A-CB (Split System: Heat Pump with Remote Outdoor Unit-Air-Source) | DLCURAH24ABK |  |  | EN(A,D,W)4X36L17** | *80MSU1002120A* | 23800 | 16.5 | 8.5 | 26400 | 24000 | 90.91% | 1.98 | 0 | 10.5 |  |  |  |  | R-410A | 1.9833 | Residential & Commercial | USHP | Ducted CEE Tier 1
215682626 | Central HP <5.4 tons | AIRQUEST | HRCU-A-CB (Split System: Heat Pump with Remote Outdoor Unit-Air-Source) | H5H0V60*K*AAA* |  |  | EA*5X60M24A*+WALLCON | *97CTN1202422A* | 55000 | 18.5 | 9 | 59000 | 41500 | 70.34% | 2.02 | 0 | 9 |  |  |  |  | R-454B | 4.5833 | Residential & Commercial | USHP
211242244 | Central HP <5.4 tons | KEEPRITE | HRCU-A-CB (Split System: Heat Pump with Remote Outdoor Unit-Air-Source) | DLCURAH24ABK |  |  | EA*4X36L17A* | OMV112K14A | 24200 | 16 | 8.5 | 26200 | 22600 | 86.26% | 1.86 | 0 | 10 |  |  |  |  | R-410A | 2.0167 | Residential & Commercial | USHP | Ducted CEE Tier 1
212159670 | Central HP <5.4 tons | ARMSTRONG AIR | HRCU-A-CB (Split System: Heat Pump with Remote Outdoor Unit-Air-Source) | 4SHP22LX124P-**A | ADP |  | H,A,DE32936 | A80UH2E045A12 | 23400 | 21 | 8.45 | 21400 | 15000 | 70.09% | 1.88 | 0 | 13 |  |  |  |  | R-410A | 1.95 | Residential & Commercial | USHP | Ducted CEE Tier 1
215679326 | Central HP <5.4 tons | AIRQUEST | HRCU-A-CB (Split System: Heat Pump with Remote Outdoor Unit-Air-Source) | H5H0V36*K*AAA* |  |  | EA*5X37M21A*+WALLCON | *97CTN0802120A* | 34400 | 18 | 9 | 35400 | 25200 | 71.19% | 1.88 | 0 | 10 |  |  |  |  | R-454B | 2.8667 | Residential & Commercial | USHP | Ducted CEE Tier 1
215676426 | Central HP <5.4 tons | AIRQUEST | HRCU-A-CB (Split System: Heat Pump with Remote Outdoor Unit-Air-Source) | H5H0V48*K*AAA* |  |  | EVD5X60M21A*+WALLCON | *80CSU1002120A* | 48000 | 18.5 | 9 | 50000 | 36800 | 73.6% | 2 | 0 | 10 |  |  |  |  | R-454B | 4 | Residential & Commercial | USHP | Ducted CEE Tier 1
215676976 | Central HP <5.4 tons | AIRQUEST | HRCU-A-CB (Split System: Heat Pump with Remote Outdoor Unit-Air-Source) | H5H0V60*K*AAA* |  |  | EVM5X60M21A*+WALLCON | *80CSU1002120A* | 56500 | 18 | 9 | 64000 | 45000 | 70.31% | 2.08 | 0 | 9 |  |  |  |  | R-454B | 4.7083 | Residential & Commercial | USHP
215677196 | Central HP <5.4 tons | AIRQUEST | HRCU-A-CB (Split System: Heat Pump with Remote Outdoor Unit-Air-Source) | H5H0V60*K*AAA* |  |  | EVM5X60M24A*+WALLCON | *96CTN1002122B* | 56500 | 18.5 | 9 | 63000 | 44500 | 70.63% | 2.08 | 0 | 9 |  |  |  |  | R-454B | 4.7083 | Residential & Commercial | USHP
211719745 | Central HP <5.4 tons | COLEMAN | HRCU-A-CB (Split System: Heat Pump with Remote Outdoor Unit-Air-Source) | HC20B4821 |  |  | XAMC48HE3N1+CC | CPLC100C20MP13 | 43500 | 19 | 9 | 44500 | 36200 | 81.35% | 2.14 | 0 | 12 |  |  |  |  | R-410A | 3.625 | Residential & Commercial | USHP | Ducted CEE Tier 1
212383212 | Central HP <5.4 tons | DAY & NIGHT | HRCU-A-CB (Split System: Heat Pump with Remote Outdoor Unit-Air-Source) | DLCURAH36ABK |  |  | EA*4X36L21A* | *95ESU1002120A* | 35400 | 16 | 8.1 | 39500 | 35200 | 89.11% | 1.82 | 0 | 9.5 |  |  |  |  | R-410A | 2.95 | Residential & Commercial | USHP
212159664 | Central HP <5.4 tons | ARMSTRONG AIR | HRCU-A-CB (Split System: Heat Pump with Remote Outdoor Unit-Air-Source) | 4SHP22LX124P-**A | ADP |  | V,A,D36H***D129 | A80UH2E045A12 | 23600 | 21 | 8.45 | 21400 | 15000 | 70.09% | 1.9 | 0 | 13.5 |  |  |  |  | R-410A | 1.9667 | Residential & Commercial | USHP | Ducted CEE Tier 1
212160148 | Central HP <5.4 tons | ARMSTRONG AIR | HRCU-A-CB (Split System: Heat Pump with Remote Outdoor Unit-Air-Source) | 4SHP22LX124P-**A | ADP |  | H,A,DE32936 | A97US2V040B12X | 23600 | 20 | 8.45 | 22000 | 15400 | 70% | 1.9 | 0 | 13 |  |  |  |  | R-410A | 1.9667 | Residential & Commercial | USHP | Ducted CEE Tier 1
212160173 | Central HP <5.4 tons | ARMSTRONG AIR | HRCU-A-CB (Split System: Heat Pump with Remote Outdoor Unit-Air-Source) | 4SHP22LX124P-**A | ADP |  | PL36H210P299 | A97US2V060B12X | 23800 | 20 | 8.5 | 22000 | 15400 | 70% | 1.9 | 0 | 13.5 |  |  |  |  | R-410A | 1.9833 | Residential & Commercial | USHP | Ducted CEE Tier 1
212160138 | Central HP <5.4 tons | ARMSTRONG AIR | HRCU-A-CB (Split System: Heat Pump with Remote Outdoor Unit-Air-Source) | 4SHP22LX124P-**A | ADP |  | PL36H175P159 | A96US2V070B12 | 23800 | 21 | 8.5 | 22000 | 15400 | 70% | 1.92 | 0 | 13.5 |  |  |  |  | R-410A | 1.9833 | Residential & Commercial | USHP | Ducted CEE Tier 1
212160165 | Central HP <5.4 tons | ARMSTRONG AIR | HRCU-A-CB (Split System: Heat Pump with Remote Outdoor Unit-Air-Source) | 4SHP22LX124P-**A | ADP |  | PL36H175P159 | A97US2V040B12X | 23800 | 21 | 8.5 | 22000 | 15400 | 70% | 1.92 | 0 | 13.5 |  |  |  |  | R-410A | 1.9833 | Residential & Commercial | USHP | Ducted CEE Tier 1
215681346 | Central HP <5.4 tons | AIRQUEST | HRCU-A-CB (Split System: Heat Pump with Remote Outdoor Unit-Air-Source) | H5H0V48*K*AAA* |  |  | EA*5X48M21A*+WALLCON | *97CTN0801716A* | 44000 | 17 | 9 | 49000 | 34600 | 70.61% | 2.04 | 0 | 9 |  |  |  |  | R-454B | 3.6667 | Residential & Commercial | USHP
214649998 | Central HP <5.4 tons | FRASER-JOHNSTON | HRCU-A-CB (Split System: Heat Pump with Remote Outdoor Unit-Air-Source) | HH824E2S11 |  |  | CTU30B5XCS1+TXV | TL9E060B12UH11 | 23000 | 17 | 9.5 | 23000 | 18400 | 80% | 2 | 0 | 12 |  |  |  |  | R-454B | 1.9167 | Residential & Commercial | USHP | Ducted CEE Tier 1
214651700 | Central HP <5.4 tons | FRASER-JOHNSTON | HRCU-A-CB (Split System: Heat Pump with Remote Outdoor Unit-Air-Source) | HH824E2S11 |  |  | CTU30B5XCS1+TXV | TM9Y080B12MP11 | 23000 | 17 | 9.5 | 23000 | 18500 | 80.43% | 2 | 0 | 11.7 |  |  |  |  | R-454B | 1.9167 | Residential & Commercial | USHP | Ducted CEE Tier 1
210470319 | Central HP <5.4 tons | CARRIER | HRCU-A-CB (Split System: Heat Pump with Remote Outdoor Unit-Air-Source) | 25VNA837A*031* |  |  | CAP**6024AL*+UI | 59MN7B120C24**22 | 32800 | 17.5 | 8.5 | 32000 | 24800 | 77.5% | 1.98 | 0 | 11.7 |  |  |  |  | R-410A | 2.7333 | Residential & Commercial | USHP | Ducted CEE Tier 1
210470528 | Central HP <5.4 tons | CARRIER | HRCU-A-CB (Split System: Heat Pump with Remote Outdoor Unit-Air-Source) | 25VNA837A*031* |  |  | CAP**6124AL*+UI | 59CU5A100C21**22 | 33200 | 18 | 8.5 | 32000 | 24800 | 77.5% | 2.02 | 0 | 11.5 |  |  |  |  | R-410A | 2.7667 | Residential & Commercial | USHP | Ducted CEE Tier 1
215682326 | Central HP <5.4 tons | AIRQUEST | HRCU-A-CB (Split System: Heat Pump with Remote Outdoor Unit-Air-Source) | H5H0V48*K*AAA* |  |  | EVD5X60M21A*+WALLCON | *80CSU0802120B* | 48500 | 19 | 9 | 50000 | 36400 | 72.8% | 2.12 | 0 | 10 |  |  |  |  | R-454B | 4.0417 | Residential & Commercial | USHP | Ducted CEE Tier 1
215682376 | Central HP <5.4 tons | AIRQUEST | HRCU-A-CB (Split System: Heat Pump with Remote Outdoor Unit-Air-Source) | H5H0V48*K*AAA* |  |  | EVD5X60M24A*+WALLCON | *96CTN0802120B* | 48000 | 19 | 9 | 50000 | 36600 | 73.2% | 2 | 0 | 10 |  |  |  |  | R-454B | 4 | Residential & Commercial | USHP | Ducted CEE Tier 1
215677916 | Central HP <5.4 tons | AIRQUEST | HRCU-A-CB (Split System: Heat Pump with Remote Outdoor Unit-Air-Source) | H5H0V60*K*AAA* |  |  | EA*5X61M24A*+WALLCON | *80CTL0702120B* | 55500 | 18.5 | 9 | 60000 | 42000 | 70% | 2 | 0 | 8.5 |  |  |  |  | R-454B | 4.625 | Residential & Commercial | USHP
211230943 | Central HP <5.4 tons | CARRIER | HRCU-A-CB (Split System: Heat Pump with Remote Outdoor Unit-Air-Source) | 38MURAQ36AB3* |  |  | CAP**4221AL* | GG96VTAA48080B | 35200 | 15.5 | 8.1 | 38500 | 35000 | 90.91% | 1.86 | 0 | 9.5 |  |  |  |  | R-410A | 2.9333 | Residential & Commercial | USHP
212159714 | Central HP <5.4 tons | ARMSTRONG AIR | HRCU-A-CB (Split System: Heat Pump with Remote Outdoor Unit-Air-Source) | 4SHP22LX124P-**A | ADP |  | PL36H175P159 | A80UH2E070A12 | 24000 | 21 | 8.5 | 22000 | 15400 | 70% | 1.92 | 0 | 13.5 |  |  |  |  | R-410A | 2 | Residential & Commercial | USHP | Ducted CEE Tier 1
212159748 | Central HP <5.4 tons | ARMSTRONG AIR | HRCU-A-CB (Split System: Heat Pump with Remote Outdoor Unit-Air-Source) | 4SHP22LX124P-**A | ADP |  | V,A,D36H175D149 | A80UH2E090B12 | 24000 | 21 | 8.5 | 22000 | 15400 | 70% | 1.92 | 0 | 13.5 |  |  |  |  | R-410A | 2 | Residential & Commercial | USHP | Ducted CEE Tier 1
213163957 | Central HP <5.4 tons | RHEEM | HRCU-A-CB (Split System: Heat Pump with Remote Outdoor Unit-Air-Source) | RP18AZ24AJVC |  |  | RCFZ2421HEAAM | R97MV1005A21DHS | 22800 | 20 | 8.5 | 22800 | 26000 | 114% | 2.1 | 0 | 12.5 |  |  |  |  | R-410A | 1.9 | Residential & Commercial | USHP | Ducted CEE Tier 1
215679476 | Central HP <5.4 tons | AIRQUEST | HRCU-A-CB (Split System: Heat Pump with Remote Outdoor Unit-Air-Source) | H5H0V36*K*AAA* |  |  | EA*5X43M21A*+WALLCON | *97CTN1002122A* | 34600 | 18 | 9 | 35200 | 25000 | 71.02% | 1.9 | 0 | 10 |  |  |  |  | R-454B | 2.8833 | Residential & Commercial | USHP | Ducted CEE Tier 1
215677146 | Central HP <5.4 tons | AIRQUEST | HRCU-A-CB (Split System: Heat Pump with Remote Outdoor Unit-Air-Source) | H5H0V60*K*AAA* |  |  | EVM5X60M24A*+WALLCON | *95CSU0802120B* | 56500 | 18 | 9 | 63500 | 44500 | 70.08% | 2.08 | 0 | 9 |  |  |  |  | R-454B | 4.7083 | Residential & Commercial | USHP
214650709 | Central HP <5.4 tons | FRASER-JOHNSTON | HRCU-A-CB (Split System: Heat Pump with Remote Outdoor Unit-Air-Source) | HH824E2S11 |  |  | CTU36B5XDS1+TXV | TM9E080B12MP12 | 23000 | 18 | 9.5 | 23000 | 18800 | 81.74% | 2 | 0 | 12 |  |  |  |  | R-454B | 1.9167 | Residential & Commercial | USHP | Ducted CEE Tier 1
214063451 | Central HP <5.4 tons | AC PRO.com | HRCU-A-C (Split System: Heat Pump with Remote Outdoor Unit with No Indoor Fan --Air Source) | AUD60W/A1-D(U) | ADP |  | V,N60H210D509+TD | 0 | 47000 | 15.2 | 8.5 | 46000 | 33200 | 72.17% | 1.8 | 0 | 10 |  |  |  |  | R-410A | 3.9167 | Residential & Commercial | USHP | Ducted CEE Tier 1
214020802 | Central HP <5.4 tons | AC PRO.com | HRCU-A-CB (Split System: Heat Pump with Remote Outdoor Unit-Air-Source) | AUD60W/A1-D(U) | ADP |  | V60H210P529+AEFE5* | 0 | 54000 | 15.8 | 9 | 54000 | 41000 | 75.93% | 1.8 | 0 | 10 |  |  |  |  | R-410A | 4.5 | Residential & Commercial | USHP | Ducted CEE Tier 1
211243907 | Central HP <5.4 tons | KEEPRITE | HRCU-A-CB (Split System: Heat Pump with Remote Outdoor Unit-Air-Source) | DLCURAH24ABK |  |  | EN(A,D)4X24L17** | *95ESU0401712A* | 23200 | 16.5 | 8.5 | 26400 | 24400 | 92.42% | 2.04 | 0 | 10 |  |  |  |  | R-410A | 1.9333 | Residential & Commercial | USHP | Ducted CEE Tier 1
211244074 | Central HP <5.4 tons | KEEPRITE | HRCU-A-CB (Split System: Heat Pump with Remote Outdoor Unit-Air-Source) | DLCURAH24ABK |  |  | EN(A,D)4X24L17** | *96VTN0601412A* | 23200 | 16 | 8.5 | 26400 | 24600 | 93.18% | 2.04 | 0 | 10 |  |  |  |  | R-410A | 1.9333 | Residential & Commercial | USHP | Ducted CEE Tier 1
211244261 | Central HP <5.4 tons | KEEPRITE | HRCU-A-CB (Split System: Heat Pump with Remote Outdoor Unit-Air-Source) | DLCURAH24ABK |  |  | EN(A,D)4X24L17** | OLV098A12* | 23000 | 16 | 8.5 | 26400 | 24600 | 93.18% | 2.04 | 0 | 10 |  |  |  |  | R-410A | 1.9167 | Residential & Commercial | USHP | Ducted CEE Tier 1
212159728 | Central HP <5.4 tons | ARMSTRONG AIR | HRCU-A-CB (Split System: Heat Pump with Remote Outdoor Unit-Air-Source) | 4SHP22LX124P-**A | ADP |  | PL36H210P299 | A80UH2E090B12 | 24000 | 21 | 8.5 | 22000 | 15400 | 70% | 1.92 | 0 | 13.5 |  |  |  |  | R-410A | 2 | Residential & Commercial | USHP | Ducted CEE Tier 1
214020992 | Central HP <5.4 tons | AC PRO.com | HRCU-A-CB (Split System: Heat Pump with Remote Outdoor Unit-Air-Source) | AUD60W/A1-D(U) | ADP |  | V,N60H210P529+AEFE5* | 0 | 54000 | 15.8 | 9 | 54000 | 41000 | 75.93% | 1.8 | 0 | 10 |  |  |  |  | R-410A | 4.5 | Residential & Commercial | USHP | Ducted CEE Tier 1
213886006 | Central HP <5.4 tons | AC PRO.com | HRCU-A-CB (Split System: Heat Pump with Remote Outdoor Unit-Air-Source) | AUD60W/A1-D(U) | ADP |  | HE88960+AEFE5* | 0 | 47000 | 15.2 | 8.5 | 46000 | 33200 | 72.17% | 1.8 | 0 | 10 |  |  |  |  | R-410A | 3.9167 | Residential & Commercial | USHP | Ducted CEE Tier 1
211242579 | Central HP <5.4 tons | KEEPRITE | HRCU-A-CB (Split System: Heat Pump with Remote Outdoor Unit-Air-Source) | DLCURAH24ABK |  |  | EA*4X36L21A* | *80ES(N,L)0702116A* | 24400 | 17 | 8.5 | 26200 | 22400 | 85.5% | 1.86 | 0 | 10 |  |  |  |  | R-410A | 2.0333 | Residential & Commercial | USHP | Ducted CEE Tier 1
211242429 | Central HP <5.4 tons | KEEPRITE | HRCU-A-CB (Split System: Heat Pump with Remote Outdoor Unit-Air-Source) | DLCURAH24ABK |  |  | EA*4X36L21A* | *95ESU0601716A* | 24400 | 17 | 8.5 | 26200 | 22400 | 85.5% | 1.86 | 0 | 10 |  |  |  |  | R-410A | 2.0333 | Residential & Commercial | USHP | Ducted CEE Tier 1
211242160 | Central HP <5.4 tons | KEEPRITE | HRCU-A-CB (Split System: Heat Pump with Remote Outdoor Unit-Air-Source) | DLCURAH24ABK |  |  | EA*4X36L17A* | *95ESN0601714A* | 24600 | 16 | 8.5 | 26600 | 22200 | 83.46% | 1.82 | 0 | 10 |  |  |  |  | R-410A | 2.05 | Residential & Commercial | USHP | Ducted CEE Tier 1
214649815 | Central HP <5.4 tons | FRASER-JOHNSTON | HRCU-A-CB (Split System: Heat Pump with Remote Outdoor Unit-Air-Source) | HH824E2S11 |  |  | CTU30B5XCS1+TXV | TMLE080B12MP11 | 23000 | 17 | 9.5 | 23000 | 18400 | 80% | 2 | 0 | 12 |  |  |  |  | R-454B | 1.9167 | Residential & Commercial | USHP | Ducted CEE Tier 1
213311148 | Central HP <5.4 tons | PAYNE HEATING AND COOLING | HRCU-A-CB (Split System: Heat Pump with Remote Outdoor Unit-Air-Source) | 38MURAQ24AB3* | ADP |  | V36H175P159+CBPE4B* | 0 | 24200 | 18 | 9 | 25000 | 22600 | 90.4% | 1.92 | 0 | 10.5 |  |  |  |  | R-410A | 2.0167 | Residential & Commercial | USHP | Ducted CEE Tier 1
212383237 | Central HP <5.4 tons | KEEPRITE | HRCU-A-CB (Split System: Heat Pump with Remote Outdoor Unit-Air-Source) | DLCURAH36ABK |  |  | EA*4X36L21A* | *95ESN0802120A* | 35800 | 15.5 | 8.1 | 39500 | 35400 | 89.62% | 1.84 | 0 | 9.5 |  |  |  |  | R-410A | 2.9833 | Residential & Commercial | USHP
212383440 | Central HP <5.4 tons | DAY & NIGHT | HRCU-A-CB (Split System: Heat Pump with Remote Outdoor Unit-Air-Source) | DLCURAH36ABK |  |  | EA*4X37L21A* | *92ESN1002120A* | 37200 | 16 | 8.5 | 39000 | 34800 | 89.23% | 2.12 | 0 | 10 |  |  |  |  | R-410A | 3.1 | Residential & Commercial | USHP | Ducted CEE Tier 1
212160157 | Central HP <5.4 tons | ARMSTRONG AIR | HRCU-A-CB (Split System: Heat Pump with Remote Outdoor Unit-Air-Source) | 4SHP22LX124P-**A | ADP |  | PL36H175P149 | A97US2V040B12X | 23800 | 21 | 8.5 | 22000 | 15400 | 70% | 1.92 | 0 | 13.5 |  |  |  |  | R-410A | 1.9833 | Residential & Commercial | USHP | Ducted CEE Tier 1
212160223 | Central HP <5.4 tons | ARMSTRONG AIR | HRCU-A-CB (Split System: Heat Pump with Remote Outdoor Unit-Air-Source) | 4SHP22LX124P-**A | ADP |  | PL36H175P159 | A97USMV070B12 | 23800 | 21 | 8.5 | 22000 | 15400 | 70% | 1.92 | 0 | 13.5 |  |  |  |  | R-410A | 1.9833 | Residential & Commercial | USHP | Ducted CEE Tier 1
214021182 | Central HP <5.4 tons | AC PRO.com | HRCU-A-CB (Split System: Heat Pump with Remote Outdoor Unit-Air-Source) | AUD60W/A1-D(U) | ADP |  | F,PE*CC9960 | 0 | 54000 | 15.5 | 9 | 54000 | 41000 | 75.93% | 1.8 | 0 | 10 |  |  |  |  | R-410A | 4.5 | Residential & Commercial | USHP | Ducted CEE Tier 1
214650198 | Central HP <5.4 tons | FRASER-JOHNSTON | HRCU-A-CB (Split System: Heat Pump with Remote Outdoor Unit-Air-Source) | HH824E2S11 |  |  | CTU36B5XDS1+TXV | TPLC080B12MP13 | 23000 | 18 | 9 | 23000 | 18500 | 80.43% | 2 | 0 | 12 |  |  |  |  | R-454B | 1.9167 | Residential & Commercial | USHP | Ducted CEE Tier 1
214841724 | Central HP <5.4 tons | AC PRO.com | HRCU-A-CB (Split System: Heat Pump with Remote Outdoor Unit-Air-Source) | AUD60W/A1-D(U) | ADP |  | F,PE*CC4960 | 0 | 48000 | 17 | 9 | 46000 | 38500 | 83.7% | 1.8 | 0 | 11 |  |  |  |  | R-410A | 4 | Residential & Commercial | USHP | Ducted CEE Tier 1
213886002 | Central HP <5.4 tons | AC PRO.com | HRCU-A-CB (Split System: Heat Pump with Remote Outdoor Unit-Air-Source) | AUD60W/A1-D(U) | ADP |  | HE49960+AEFE5* | 0 | 47000 | 15.2 | 8.35 | 46000 | 33200 | 72.17% | 1.78 | 0 | 10 |  |  |  |  | R-410A | 3.9167 | Residential & Commercial | USHP | Ducted CEE Tier 1
213886013 | Central HP <5.4 tons | AC PRO.com | HRCU-A-CB (Split System: Heat Pump with Remote Outdoor Unit-Air-Source) | AUD60W/A1-D(U) | ADP |  | HE88948+AEFE4B* | 0 | 47000 | 15.2 | 8.5 | 46000 | 33200 | 72.17% | 1.8 | 0 | 10 |  |  |  |  | R-410A | 3.9167 | Residential & Commercial | USHP | Ducted CEE Tier 1
214651066 | Central HP <5.4 tons | FRASER-JOHNSTON | HRCU-A-CB (Split System: Heat Pump with Remote Outdoor Unit-Air-Source) | HH824E2S11 |  |  | CTU36B5XDS1+TXV | Z8ES080B12SMPS1 | 23000 | 19 | 9.5 | 23000 | 18600 | 80.87% | 2 | 0 | 12 |  |  |  |  | R-454B | 1.9167 | Residential & Commercial | USHP | Ducted CEE Tier 1
214651268 | Central HP <5.4 tons | FRASER-JOHNSTON | HRCU-A-CB (Split System: Heat Pump with Remote Outdoor Unit-Air-Source) | HH824E2S11 |  |  | CTU36B5XDS1+TXV | TP9C060B12MP13 | 23000 | 18 | 9.5 | 23000 | 18800 | 81.74% | 2 | 0 | 12 |  |  |  |  | R-454B | 1.9167 | Residential & Commercial | USHP | Ducted CEE Tier 1
210471144 | Central HP <5.4 tons | CARRIER | HRCU-A-CB (Split System: Heat Pump with Remote Outdoor Unit-Air-Source) | 25VNA837A*031* |  |  | CSPH*6012AL*+UI | 58CU*A060C17**16 | 33000 | 16.5 | 8.1 | 32400 | 24800 | 76.54% | 1.98 | 0 | 11 |  |  |  |  | R-410A | 2.75 | Residential & Commercial | USHP | Ducted CEE Tier 1
214014790 | Central HP <5.4 tons | AC PRO.com | HRCU-A-CB (Split System: Heat Pump with Remote Outdoor Unit-Air-Source) | AUD60W/A1-D(U) | ADP |  | V,N60H210D509+AEFE5* | 0 | 54000 | 15.6 | 9 | 53500 | 40000 | 74.77% | 1.8 | 0 | 10 |  |  |  |  | R-410A | 4.5 | Residential & Commercial | USHP | Ducted CEE Tier 1
213886011 | Central HP <5.4 tons | AC PRO.com | HRCU-A-CB (Split System: Heat Pump with Remote Outdoor Unit-Air-Source) | AUD36W/A1-D(U) | ADP |  | HE7J924+AEFE4B* | 0 | 22800 | 15.2 | 8.4 | 22400 | 21200 | 94.64% | 1.78 | 0 | 11 |  |  |  |  | R-410A | 1.9 | Residential & Commercial | USHP | Ducted CEE Tier 1
214609127 | Central HP <5.4 tons | LUXAIRE | HRCU-A-CB (Split System: Heat Pump with Remote Outdoor Unit-Air-Source) | HH824E2S11 |  |  | CTF30A5ADS1 | Z9ES026A08SMPS1 | 23000 | 18 | 9 | 23000 | 18100 | 78.7% | 2 | 0 | 12 |  |  |  |  | R-454B | 1.9167 | Residential & Commercial | USHP | Ducted CEE Tier 1
213146614 | Central HP <5.4 tons | PAYNE HEATING AND COOLING | HRCU-A-CB (Split System: Heat Pump with Remote Outdoor Unit-Air-Source) | 38MURAQ24AB3* | ADP |  | PL36H175P159+AEFE4B* | 0 | 24200 | 18 | 9 | 25000 | 22600 | 90.4% | 1.92 | 0 | 10.5 |  |  |  |  | R-410A | 2.0167 | Residential & Commercial | USHP | Ducted CEE Tier 1
214779589 | Central HP <5.4 tons | LUXAIRE | HRCU-A-CB (Split System: Heat Pump with Remote Outdoor Unit-Air-Source) | HMH72B341 |  |  | XAHB36DBCN1 | Z9ES080B12SMPS1 | 33000 | 17 | 8.5 | 32000 | 22400 | 70% | 1.8 | 0 | 10 |  |  |  |  | R-410A | 2.75 | Residential & Commercial | USHP | Ducted CEE Tier 1
214779590 | Central HP <5.4 tons | LUXAIRE | HRCU-A-CB (Split System: Heat Pump with Remote Outdoor Unit-Air-Source) | HMH72B341 |  |  | XAHC36DBCN1 | Z9ES080C16SMPS1 | 33200 | 17 | 8.5 | 32000 | 22400 | 70% | 1.8 | 0 | 10 |  |  |  |  | R-410A | 2.7667 | Residential & Commercial | USHP | Ducted CEE Tier 1
211241525 | Central HP <5.4 tons | KEEPRITE | HRCU-A-CB (Split System: Heat Pump with Remote Outdoor Unit-Air-Source) | DLCURAH24ABK |  |  | EA*4X30L17A* | *80VTL0451412A* | 24200 | 16.5 | 8.5 | 26400 | 23000 | 87.12% | 1.9 | 0 | 10 |  |  |  |  | R-410A | 2.0167 | Residential & Commercial | USHP | Ducted CEE Tier 1
211240324 | Central HP <5.4 tons | DAY & NIGHT | HRCU-A-CB (Split System: Heat Pump with Remote Outdoor Unit-Air-Source) | DLCURAH24ABK |  |  | EA*4X24L14A* | *80ES(N,L)0451412A* | 24200 | 16 | 8.5 | 27200 | 23400 | 86.03% | 1.9 | 0 | 10 |  |  |  |  | R-410A | 2.0167 | Residential & Commercial | USHP | Ducted CEE Tier 1
215682216 | Central HP <5.4 tons | AIRQUEST | HRCU-A-CB (Split System: Heat Pump with Remote Outdoor Unit-Air-Source) | H5H0V48*K*AAA* |  |  | EVD5X48M24A*+WALLCON | *97CTN1002122A* | 47000 | 19 | 9 | 50000 | 36400 | 72.8% | 1.98 | 0 | 10 |  |  |  |  | R-454B | 3.9167 | Residential & Commercial | USHP | Ducted CEE Tier 1
214841723 | Central HP <5.4 tons | AC PRO.com | HRCU-A-CB (Split System: Heat Pump with Remote Outdoor Unit-Air-Source) | AUD36W/A1-D(U) | ADP |  | F,PE*G33925 | 0 | 23400 | 17 | 8.95 | 22400 | 21600 | 96.43% | 1.8 | 0 | 11.7 |  |  |  |  | R-410A | 1.95 | Residential & Commercial | USHP | Ducted CEE Tier 1
213886010 | Central HP <5.4 tons | AC PRO.com | HRCU-A-CB (Split System: Heat Pump with Remote Outdoor Unit-Air-Source) | AUD36W/A1-D(U) | ADP |  | HE32924+AEFE3A* | 0 | 22400 | 15.2 | 8.3 | 22400 | 21200 | 94.64% | 1.76 | 0 | 10.5 |  |  |  |  | R-410A | 1.8667 | Residential & Commercial | USHP | Ducted CEE Tier 1
216684946 | Central HP <5.4 tons | MAINLINE | HRCU-A-CB (Split System: Heat Pump with Remote Outdoor Unit-Air-Source) | MLP19AY36AJVC |  |  | TCFY3621MEAAM | ML97MV0603A17DH | 34200 | 21 | 10 | 34200 | 29600 | 86.55% | 2 | 0 | 12 |  |  |  |  | R-454B | 2.85 | Residential & Commercial | USHP | Ducted CEE Tier 1
216687513 | Central HP <5.4 tons | MAINLINE | HRCU-A-CB (Split System: Heat Pump with Remote Outdoor Unit-Air-Source) | MLP19AY60AJVC |  |  | TCFY6021SEAAM | ML98MV1005A21UP | 53500 | 17 | 10 | 53500 | 49000 | 91.59% | 2 | 0 | 10 |  |  |  |  | R-454B | 4.4583 | Residential & Commercial | USHP | Ducted CEE Tier 1
213146636 | Central HP <5.4 tons | PAYNE HEATING AND COOLING | HRCU-A-CB (Split System: Heat Pump with Remote Outdoor Unit-Air-Source) | 38MURAQ36AB3* | ADP |  | C36A***L129+AEFE3A* | 0 | 35400 | 15.2 | 8.1 | 36800 | 34400 | 93.48% | 2 | 0 | 9.5 |  |  |  |  | R-410A | 2.95 | Residential & Commercial | USHP
213311179 | Central HP <5.4 tons | PAYNE HEATING AND COOLING | HRCU-A-CB (Split System: Heat Pump with Remote Outdoor Unit-Air-Source) | 38MURAQ36AB3* | ADP |  | V36H***P429+CBPE3A* | 0 | 35600 | 15.2 | 8.1 | 36800 | 34400 | 93.48% | 2 | 0 | 9.5 |  |  |  |  | R-410A | 2.9667 | Residential & Commercial | USHP
214649820 | Central HP <5.4 tons | FRASER-JOHNSTON | HRCU-A-CB (Split System: Heat Pump with Remote Outdoor Unit-Air-Source) | HH860E2S11 |  |  | CTU60D5XGS1+TXV | TM8E130D20MP11 | 46000 | 18 | 9 | 47500 | 35200 | 74.11% | 2 | 0 | 11 |  |  |  |  | R-454B | 3.8333 | Residential & Commercial | USHP | Ducted CEE Tier 1
215679526 | Central HP <5.4 tons | AIRQUEST | HRCU-A-CB (Split System: Heat Pump with Remote Outdoor Unit-Air-Source) | H5H0V36*K*AAA* |  |  | EA*5X48M21A*+WALLCON | *97CTN0801716A* | 33600 | 17.5 | 9 | 35200 | 25200 | 71.59% | 1.88 | 0 | 9.5 |  |  |  |  | R-454B | 2.8 | Residential & Commercial | USHP
215679626 | Central HP <5.4 tons | AIRQUEST | HRCU-A-CB (Split System: Heat Pump with Remote Outdoor Unit-Air-Source) | H5H0V36*K*AAA* |  |  | EA*5X61M21A*+WALLCON | *97CTN0601716A* | 34400 | 17.5 | 9 | 34600 | 25200 | 72.83% | 1.9 | 0 | 9.5 |  |  |  |  | R-454B | 2.8667 | Residential & Commercial | USHP
215679926 | Central HP <5.4 tons | AIRQUEST | HRCU-A-CB (Split System: Heat Pump with Remote Outdoor Unit-Air-Source) | H5H0V36*K*AAA* |  |  | ESH5X48M12A*+WALLCON | *97CTN1202422A* | 34200 | 17 | 8.5 | 35400 | 25200 | 71.19% | 1.9 | 0 | 9.5 |  |  |  |  | R-454B | 2.85 | Residential & Commercial | USHP
215679946 | Central HP <5.4 tons | AIRQUEST | HRCU-A-CB (Split System: Heat Pump with Remote Outdoor Unit-Air-Source) | H5H0V36*K*AAA* |  |  | ESH5X60M12A*+WALLCON | *80CSU0401712B* | 34600 | 17 | 8.5 | 34600 | 24800 | 71.68% | 1.92 | 0 | 10 |  |  |  |  | R-454B | 2.8833 | Residential & Commercial | USHP | Ducted CEE Tier 1
213353774 | Central HP <5.4 tons | KEEPRITE | HRCU-A-CB (Split System: Heat Pump with Remote Outdoor Unit-Air-Source) | DLCURAH24ABK |  |  | F5MA4*24L*B* | 0 | 24400 | 17 | 9.5 | 26600 | 22800 | 85.71% | 1.9 | 0 | 10 |  |  |  |  | R-410A | 2.0333 | Residential & Commercial | USHP | Ducted CEE Tier 1
211243373 | Central HP <5.4 tons | KEEPRITE | HRCU-A-CB (Split System: Heat Pump with Remote Outdoor Unit-Air-Source) | DLCURAH24ABK |  |  | EA*4X37L21A* | *95ESU0601716A* | 25000 | 17 | 8.5 | 25600 | 20800 | 81.25% | 1.76 | 0 | 10.5 |  |  |  |  | R-410A | 2.0833 | Residential & Commercial | USHP | Ducted CEE Tier 1
211243023 | Central HP <5.4 tons | KEEPRITE | HRCU-A-CB (Split System: Heat Pump with Remote Outdoor Unit-Air-Source) | DLCURAH24ABK |  |  | EA*4X37L17A* | *80ES(N,L)0451412A* | 25200 | 16 | 8.5 | 26200 | 21000 | 80.15% | 1.76 | 0 | 10 |  |  |  |  | R-410A | 2.1 | Residential & Commercial | USHP | Ducted CEE Tier 1
211242704 | Central HP <5.4 tons | KEEPRITE | HRCU-A-CB (Split System: Heat Pump with Remote Outdoor Unit-Air-Source) | DLCURAH24ABK |  |  | EA*4X36L21A* | *80ESU0802120A | 24600 | 17.5 | 8.5 | 26200 | 22200 | 84.73% | 1.86 | 0 | 10.5 |  |  |  |  | R-410A | 2.05 | Residential & Commercial | USHP | Ducted CEE Tier 1
212978096 | Central HP <5.4 tons | DAY & NIGHT | HRCU-A-CB (Split System: Heat Pump with Remote Outdoor Unit-Air-Source) | DLCURAH24ABK |  |  | EA*4X24L17A* | *80MS(N,L)0701412A* | 23400 | 17 | 9 | 26800 | 26400 | 98.51% | 2.24 | 0 | 10 |  |  |  |  | R-410A | 1.95 | Residential & Commercial | USHP | Ducted CEE Tier 1
212978228 | Central HP <5.4 tons | DAY & NIGHT | HRCU-A-CB (Split System: Heat Pump with Remote Outdoor Unit-Air-Source) | DLCURAH18ABK |  |  | EA*4X19L17A* | *80MS(N,L)0701412A* | 18200 | 17 | 8.5 | 18100 | 17700 | 97.79% | 2.16 | 0 | 11 |  |  |  |  | R-410A | 1.5167 | Residential & Commercial | USHP | Ducted CEE Tier 1
212978747 | Central HP <5.4 tons | DAY & NIGHT | HRCU-A-CB (Split System: Heat Pump with Remote Outdoor Unit-Air-Source) | DLCURAH18ABK |  |  | EA*4X19L17A* | *80MS(N,L)0701712A* | 18000 | 17 | 8.5 | 17900 | 17800 | 99.44% | 2.16 | 0 | 11 |  |  |  |  | R-410A | 1.5 | Residential & Commercial | USHP | Ducted CEE Tier 1
210471221 | Central HP <5.4 tons | CARRIER | HRCU-A-CB (Split System: Heat Pump with Remote Outdoor Unit-Air-Source) | 25VNA837A*031* |  |  | CSPH*6012AL*+UI | 59MN7B080C17**14 | 32800 | 16.5 | 8.1 | 32600 | 25200 | 77.3% | 1.98 | 0 | 11 |  |  |  |  | R-410A | 2.7333 | Residential & Commercial | USHP | Ducted CEE Tier 1
215682776 | Central HP <5.4 tons | AIRQUEST | HRCU-A-CB (Split System: Heat Pump with Remote Outdoor Unit-Air-Source) | H5H0V60*K*AAA* |  |  | ESH5X60M12A*+WALLCON | *97CTN1002122A* | 55500 | 17 | 8.5 | 60000 | 42000 | 70% | 1.9 | 0 | 9 |  |  |  |  | R-454B | 4.625 | Residential & Commercial | USHP
214650950 | Central HP <5.4 tons | FRASER-JOHNSTON | HRCU-A-CB (Split System: Heat Pump with Remote Outdoor Unit-Air-Source) | HH860E2S11 |  |  | CTU60D5XHS1+TXV | Z8ES130D20SMPS1 | 54000 | 19 | 9 | 53500 | 38500 | 71.96% | 2 | 0 | 12 |  |  |  |  | R-454B | 4.5 | Residential & Commercial | USHP | Ducted CEE Tier 1
214014372 | Central HP <5.4 tons | AC PRO.com | HRCU-A-CB (Split System: Heat Pump with Remote Outdoor Unit-Air-Source) | AUD60W/A1-D(U) | ADP |  | V60H210D199+AEFE5* | 0 | 54000 | 15.8 | 9 | 54000 | 41000 | 75.93% | 1.8 | 0 | 10 |  |  |  |  | R-410A | 4.5 | Residential & Commercial | USHP | Ducted CEE Tier 1
213146642 | Central HP <5.4 tons | PAYNE HEATING AND COOLING | HRCU-A-CB (Split System: Heat Pump with Remote Outdoor Unit-Air-Source) | 38MURAQ36AB3* | ADP |  | C36A***L159+AEFE3A* | 0 | 36000 | 16 | 8.1 | 38000 | 35000 | 92.11% | 1.82 | 0 | 10 |  |  |  |  | R-410A | 3 | Residential & Commercial | USHP | Ducted CEE Tier 1
213146610 | Central HP <5.4 tons | PAYNE HEATING AND COOLING | HRCU-A-CB (Split System: Heat Pump with Remote Outdoor Unit-Air-Source) | 38MURAQ24AB3* | ADP |  | C36A***L129+AEFE3A* | 0 | 23600 | 17 | 9 | 25600 | 25200 | 98.44% | 2.14 | 0 | 10 |  |  |  |  | R-410A | 1.9667 | Residential & Commercial | USHP | Ducted CEE Tier 1
213146617 | Central HP <5.4 tons | PAYNE HEATING AND COOLING | HRCU-A-CB (Split System: Heat Pump with Remote Outdoor Unit-Air-Source) | 38MURAQ24AB3* | ADP |  | PL36H***P449+AEFE3A* | 0 | 24200 | 18 | 9 | 25000 | 22600 | 90.4% | 1.92 | 0 | 10.5 |  |  |  |  | R-410A | 2.0167 | Residential & Commercial | USHP | Ducted CEE Tier 1
214720027 | Central HP <5.4 tons | LUXAIRE | HRCU-A-CB (Split System: Heat Pump with Remote Outdoor Unit-Air-Source) | HH860E2S11 |  |  | CTU60C5XGS1+TXV | TL9E080C16UH11 | 44500 | 18 | 9 | 45500 | 33800 | 74.29% | 2 | 0 | 11 |  |  |  |  | R-454B | 3.7083 | Residential & Commercial | USHP | Ducted CEE Tier 1
210471166 | Central HP <5.4 tons | CARRIER | HRCU-A-CB (Split System: Heat Pump with Remote Outdoor Unit-Air-Source) | 25VNA837A*031* |  |  | CSPH*6012AL*+UI | 58TN*A070C17**16 | 32800 | 17 | 8.1 | 32400 | 25000 | 77.16% | 2 | 0 | 11 |  |  |  |  | R-410A | 2.7333 | Residential & Commercial | USHP | Ducted CEE Tier 1
214014788 | Central HP <5.4 tons | AC PRO.com | HRCU-A-CB (Split System: Heat Pump with Remote Outdoor Unit-Air-Source) | AUD60W/A1-D(U) | ADP |  | V,N60H210D199+AEFE5* | 0 | 54000 | 15.8 | 9 | 54000 | 41000 | 75.93% | 1.8 | 0 | 10 |  |  |  |  | R-410A | 4.5 | Residential & Commercial | USHP | Ducted CEE Tier 1
214020804 | Central HP <5.4 tons | AC PRO.com | HRCU-A-CB (Split System: Heat Pump with Remote Outdoor Unit-Air-Source) | AUD60W/A1-D(U) | ADP |  | V60H245D799+AEFE5* | 0 | 54000 | 15.8 | 9 | 54000 | 41000 | 75.93% | 1.8 | 0 | 10 |  |  |  |  | R-410A | 4.5 | Residential & Commercial | USHP | Ducted CEE Tier 1
213886003 | Central HP <5.4 tons | AC PRO.com | HRCU-A-CB (Split System: Heat Pump with Remote Outdoor Unit-Air-Source) | AUD60W/A1-D(U) | ADP |  | HE50960+AEFE5* | 0 | 47000 | 15.2 | 8.4 | 46000 | 33200 | 72.17% | 1.78 | 0 | 10 |  |  |  |  | R-410A | 3.9167 | Residential & Commercial | USHP | Ducted CEE Tier 1
213147622 | Central HP <5.4 tons | PAYNE HEATING AND COOLING | HRCU-A-CB (Split System: Heat Pump with Remote Outdoor Unit-Air-Source) | 38MURAQ36AB3* | ADP |  | V,C36H***P429+AEFE3A* | 0 | 35600 | 15.2 | 8.1 | 36800 | 34400 | 93.48% | 2 | 0 | 9.5 |  |  |  |  | R-410A | 2.9667 | Residential & Commercial | USHP
212978240 | Central HP <5.4 tons | DAY & NIGHT | HRCU-A-CB (Split System: Heat Pump with Remote Outdoor Unit-Air-Source) | DLCURAH18ABK |  |  | EA*4X24L14A* | *80MS(N,L)0701412A* | 17600 | 16.5 | 8.5 | 18500 | 19400 | 104.9% | 2.34 | 0 | 10.5 |  |  |  |  | R-410A | 1.4667 | Residential & Commercial | USHP | Ducted CEE Tier 1
212978242 | Central HP <5.4 tons | KEEPRITE | HRCU-A-CB (Split System: Heat Pump with Remote Outdoor Unit-Air-Source) | DLCURAH18ABK |  |  | EA*4X24L14A* | *80MS(N,L)0701412A* | 17600 | 16.5 | 8.5 | 18500 | 19400 | 104.9% | 2.34 | 0 | 10.5 |  |  |  |  | R-410A | 1.4667 | Residential & Commercial | USHP | Ducted CEE Tier 1
213885999 | Central HP <5.4 tons | AC PRO.com | HRCU-A-CB (Split System: Heat Pump with Remote Outdoor Unit-Air-Source) | AUD36W/A1-D(U) | ADP |  | PL36H***P219+AEFE3A* | 0 | 23000 | 15.2 | 8.5 | 22400 | 21200 | 94.64% | 1.8 | 0 | 11 |  |  |  |  | R-410A | 1.9167 | Residential & Commercial | USHP | Ducted CEE Tier 1
215681536 | Central HP <5.4 tons | AIRQUEST | HRCU-A-CB (Split System: Heat Pump with Remote Outdoor Unit-Air-Source) | H5H0V48*K*AAA* |  |  | EA*5X61M24A*+WALLCON | *80CSU1002120B* | 46000 | 18 | 9 | 47500 | 33600 | 70.74% | 2.08 | 0 | 9.5 |  |  |  |  | R-454B | 3.8333 | Residential & Commercial | USHP
215681686 | Central HP <5.4 tons | AIRQUEST | HRCU-A-CB (Split System: Heat Pump with Remote Outdoor Unit-Air-Source) | H5H0V48*K*AAA* |  |  | ESH5X60M12A*+WALLCON | *80CSU0601716B* | 45500 | 17 | 8.5 | 48000 | 33800 | 70.42% | 2.08 | 0 | 9.5 |  |  |  |  | R-454B | 3.7917 | Residential & Commercial | USHP
213886000 | Central HP <5.4 tons | AC PRO.com | HRCU-A-CB (Split System: Heat Pump with Remote Outdoor Unit-Air-Source) | AUD36W/A1-D(U) | ADP |  | PL36H175P139+AEFE4B* | 0 | 23000 | 15.2 | 8.5 | 22400 | 21200 | 94.64% | 1.8 | 0 | 11 |  |  |  |  | R-410A | 1.9167 | Residential & Commercial | USHP | Ducted CEE Tier 1
213738493 | Central HP <5.4 tons | DAY & NIGHT | HRCU-A-CB (Split System: Heat Pump with Remote Outdoor Unit-Air-Source) | DLCURAH36ABK | ADP |  | PL36H210P299 | *80MSU0401712A* | 36600 | 16 | 8.5 | 36400 | 34400 | 94.51% | 2.06 | 0 | 10 |  |  |  |  | R-410A | 3.05 | Residential & Commercial | USHP | Ducted CEE Tier 1
213738510 | Central HP <5.4 tons | DAY & NIGHT | HRCU-A-CB (Split System: Heat Pump with Remote Outdoor Unit-Air-Source) | DLCURAH36ABK | ADP |  | V,G36H***P449 | *80VSL0451412B* | 35000 | 16 | 8.1 | 36800 | 34600 | 94.02% | 1.94 | 0 | 9.5 |  |  |  |  | R-410A | 2.9167 | Residential & Commercial | USHP
213738526 | Central HP <5.4 tons | DAY & NIGHT | HRCU-A-CB (Split System: Heat Pump with Remote Outdoor Unit-Air-Source) | DLCURAH36ABK | ADP |  | PL36H175P789 | *92MSN0601412A* | 36000 | 15.2 | 8.5 | 36800 | 34800 | 94.57% | 2 | 0 | 10 |  |  |  |  | R-410A | 3 | Residential & Commercial | USHP | Ducted CEE Tier 1
215682036 | Central HP <5.4 tons | AIRQUEST | HRCU-A-CB (Split System: Heat Pump with Remote Outdoor Unit-Air-Source) | H5H0V48*K*AAA* |  |  | EVM5X61M24A*+WALLCON | *96CTN0802120B* | 48500 | 19 | 9.5 | 50000 | 36800 | 73.6% | 2.1 | 0 | 10.5 |  |  |  |  | R-454B | 4.0417 | Residential & Commercial | USHP | Ducted CEE Tier 1
214609211 | Central HP <5.4 tons | LUXAIRE | HRCU-A-CB (Split System: Heat Pump with Remote Outdoor Unit-Air-Source) | HH824E2S11 |  |  | CTF30B5ACS1 | Z9ES080B12SMPS1 | 23000 | 17 | 9.5 | 23000 | 18400 | 80% | 2 | 0 | 12 |  |  |  |  | R-454B | 1.9167 | Residential & Commercial | USHP | Ducted CEE Tier 1
211246009 | Central HP <5.4 tons | CARRIER | HRCU-A-CB (Split System: Heat Pump with Remote Outdoor Unit-Air-Source) | 38MURAQ24AB3* |  |  | CAP**3717AL* | GG96VTAA42060B | 24400 | 16.5 | 8.5 | 25600 | 21600 | 84.38% | 1.8 | 0 | 10 |  |  |  |  | R-410A | 2.0333 | Residential & Commercial | USHP | Ducted CEE Tier 1
213796576 | Central HP <5.4 tons | PAYNE HEATING AND COOLING | HRCU-A-CB (Split System: Heat Pump with Remote Outdoor Unit-Air-Source) | 38MURAQ24AB3* | ADP |  | V,C36H175P159+CBPE4B* | 0 | 24000 | 16 | 9 | 25000 | 22600 | 90.4% | 1.92 | 0 | 10 |  |  |  |  | R-410A | 2 | Residential & Commercial | USHP | Ducted CEE Tier 1
214609093 | Central HP <5.4 tons | LUXAIRE | HRCU-A-CB (Split System: Heat Pump with Remote Outdoor Unit-Air-Source) | HH836E2S11 |  |  | CTF48C5CFS1 | Z9ES080C20SMPS1 | 34200 | 18 | 9 | 32000 | 25600 | 80% | 2 | 0 | 11 |  |  |  |  | R-454B | 2.85 | Residential & Commercial | USHP | Ducted CEE Tier 1
216687505 | Central HP <5.4 tons | MAINLINE | HRCU-A-CB (Split System: Heat Pump with Remote Outdoor Unit-Air-Source) | MLP19AY60AJVC |  |  | TCFY6021SEAAM | ML802V1005A21DZ | 54000 | 17 | 10 | 54000 | 48000 | 88.89% | 2 | 0 | 10 |  |  |  |  | R-454B | 4.5 | Residential & Commercial | USHP | Ducted CEE Tier 1
212982702 | Central HP <5.4 tons | DAY & NIGHT | HRCU-A-CB (Split System: Heat Pump with Remote Outdoor Unit-Air-Source) | DLCURAH24ABK |  |  | EA*4X36L21A* | *80MSU0601716A* | 23800 | 17.5 | 8.5 | 25600 | 23400 | 91.41% | 1.96 | 0 | 10 |  |  |  |  | R-410A | 1.9833 | Residential & Commercial | USHP | Ducted CEE Tier 1
212981768 | Central HP <5.4 tons | KEEPRITE | HRCU-A-CB (Split System: Heat Pump with Remote Outdoor Unit-Air-Source) | DLCURAH24ABK |  |  | EA*4X37L21A* | *80MSU1002120A* | 24400 | 17 | 8.5 | 25200 | 21400 | 84.92% | 1.78 | 0 | 10 |  |  |  |  | R-410A | 2.0333 | Residential & Commercial | USHP | Ducted CEE Tier 1
211241026 | Central HP <5.4 tons | DAY & NIGHT | HRCU-A-CB (Split System: Heat Pump with Remote Outdoor Unit-Air-Source) | DLCURAH24ABK |  |  | EA*4X25L17A* | *96VTN0401410A* | 24400 | 16 | 8.5 | 25600 | 21600 | 84.38% | 1.78 | 0 | 10 |  |  |  |  | R-410A | 2.0333 | Residential & Commercial | USHP | Ducted CEE Tier 1
214396640 | Central HP <5.4 tons | LUXAIRE | HRCU-A-CB (Split System: Heat Pump with Remote Outdoor Unit-Air-Source) | HH860E2S11 |  |  | CTM60C5CGS1 | TMLV100C16MP12 | 44000 | 18 | 9 | 44500 | 33600 | 75.51% | 2 | 0 | 11.7 |  |  |  |  | R-454B | 3.6667 | Residential & Commercial | USHP | Ducted CEE Tier 1
214396306 | Central HP <5.4 tons | LUXAIRE | HRCU-A-CB (Split System: Heat Pump with Remote Outdoor Unit-Air-Source) | HH860E2S11 |  |  | CTF60C5CHS1 | TP9C100C20MP13 | 53000 | 19 | 8.5 | 53500 | 38500 | 71.96% | 2 | 0 | 11 |  |  |  |  | R-454B | 4.4167 | Residential & Commercial | USHP | Ducted CEE Tier 1
214396590 | Central HP <5.4 tons | LUXAIRE | HRCU-A-CB (Split System: Heat Pump with Remote Outdoor Unit-Air-Source) | HH860E2S11 |  |  | CTM60C5CGS1 | TL9E080C16UH11 | 44500 | 18 | 9 | 46000 | 34400 | 74.78% | 2 | 0 | 11 |  |  |  |  | R-454B | 3.7083 | Residential & Commercial | USHP | Ducted CEE Tier 1
214651323 | Central HP <5.4 tons | FRASER-JOHNSTON | HRCU-A-CB (Split System: Heat Pump with Remote Outdoor Unit-Air-Source) | HH824E2S11 |  |  | CTU30B5XCS1+TXV | TM9E060B12MP12 | 23000 | 17 | 9.5 | 23000 | 18900 | 82.17% | 2 | 0 | 11.7 |  |  |  |  | R-454B | 1.9167 | Residential & Commercial | USHP | Ducted CEE Tier 1
213796577 | Central HP <5.4 tons | PAYNE HEATING AND COOLING | HRCU-A-CB (Split System: Heat Pump with Remote Outdoor Unit-Air-Source) | 38MURAQ24AB3* | ADP |  | V,C36H***P219+CBPE3A* | 0 | 24000 | 16 | 8.9 | 25000 | 22600 | 90.4% | 1.9 | 0 | 10 |  |  |  |  | R-410A | 2 | Residential & Commercial | USHP | Ducted CEE Tier 1
215681356 | Central HP <5.4 tons | AIRQUEST | HRCU-A-CB (Split System: Heat Pump with Remote Outdoor Unit-Air-Source) | H5H0V48*K*AAA* |  |  | EA*5X48M21A*+WALLCON | *97CTN0802120A* | 44000 | 17.5 | 9 | 48500 | 34200 | 70.52% | 2.06 | 0 | 9.5 |  |  |  |  | R-454B | 3.6667 | Residential & Commercial | USHP
215681506 | Central HP <5.4 tons | AIRQUEST | HRCU-A-CB (Split System: Heat Pump with Remote Outdoor Unit-Air-Source) | H5H0V48*K*AAA* |  |  | EA*5X61M21A*+WALLCON | *97CTN1002122A* | 46000 | 18 | 9 | 47500 | 33800 | 71.16% | 2.08 | 0 | 10 |  |  |  |  | R-454B | 3.8333 | Residential & Commercial | USHP | Ducted CEE Tier 1
215681726 | Central HP <5.4 tons | AIRQUEST | HRCU-A-CB (Split System: Heat Pump with Remote Outdoor Unit-Air-Source) | H5H0V48*K*AAA* |  |  | ESH5X60M12A*+WALLCON | *97CTN0802120A* | 45500 | 16.5 | 8.5 | 48000 | 33800 | 70.42% | 2.06 | 0 | 9.5 |  |  |  |  | R-454B | 3.7917 | Residential & Commercial | USHP
215682126 | Central HP <5.4 tons | AIRQUEST | HRCU-A-CB (Split System: Heat Pump with Remote Outdoor Unit-Air-Source) | H5H0V48*K*AAA* |  |  | EVD5X48M21A*+WALLCON | *80CSU0802120B* | 47000 | 18.5 | 9 | 50000 | 36200 | 72.4% | 2.02 | 0 | 10 |  |  |  |  | R-454B | 3.9167 | Residential & Commercial | USHP | Ducted CEE Tier 1
213886012 | Central HP <5.4 tons | AC PRO.com | HRCU-A-CB (Split System: Heat Pump with Remote Outdoor Unit-Air-Source) | AUD36W/A1-D(U) | ADP |  | HE7J924+AEFE3A* | 0 | 22600 | 15.2 | 8.4 | 22400 | 21200 | 94.64% | 1.78 | 0 | 10.5 |  |  |  |  | R-410A | 1.8833 | Residential & Commercial | USHP | Ducted CEE Tier 1
215295735 | Central HP <5.4 tons | AIRQUEST | HRCU-A-CB (Split System: Heat Pump with Remote Outdoor Unit-Air-Source) | DLCURAH36ABK | ADP |  | H,GE80936 | *96VTN1202422A* | 36000 | 16 | 8.5 | 36800 | 34200 | 92.93% | 2.06 | 0 | 10 |  |  |  |  | R-410A | 3 | Residential & Commercial | USHP | Ducted CEE Tier 1
215683136 | Central HP <5.4 tons | AIRQUEST | HRCU-A-CB (Split System: Heat Pump with Remote Outdoor Unit-Air-Source) | H5H0V60*K*AAA* |  |  | EVD5X61M21A*+WALLCON | *80CSU0601716B* | 56500 | 18 | 9 | 61000 | 43500 | 71.31% | 2.1 | 0 | 9.5 |  |  |  |  | R-454B | 4.7083 | Residential & Commercial | USHP
215295758 | Central HP <5.4 tons | AIRQUEST | HRCU-A-CB (Split System: Heat Pump with Remote Outdoor Unit-Air-Source) | DLCURAH36ABK | ADP |  | H,GG36936 | *96VTN1202422B* | 35400 | 16 | 8.5 | 36200 | 34200 | 94.48% | 2.02 | 0 | 10 |  |  |  |  | R-410A | 2.95 | Residential & Commercial | USHP | Ducted CEE Tier 1
215295767 | Central HP <5.4 tons | AIRQUEST | HRCU-A-CB (Split System: Heat Pump with Remote Outdoor Unit-Air-Source) | DLCURAH36ABK | ADP |  | HG8J936 | *96VTN1202422B* | 34400 | 16 | 8.5 | 36200 | 34200 | 94.48% | 2.02 | 0 | 9.5 |  |  |  |  | R-410A | 2.8667 | Residential & Commercial | USHP
210472907 | Central HP <5.4 tons | CARRIER | HRCU-A-CB (Split System: Heat Pump with Remote Outdoor Unit-Air-Source) | 25VNA825A*032* |  |  | CAP**4221AL*+UI | 59TN6B080C17**14 | 23600 | 16.5 | 8.1 | 21400 | 16700 | 78.04% | 1.96 | 0 | 11 |  |  |  |  | R-410A | 1.9667 | Residential & Commercial | USHP | Ducted CEE Tier 1
213311140 | Central HP <5.4 tons | PAYNE HEATING AND COOLING | HRCU-A-CB (Split System: Heat Pump with Remote Outdoor Unit-Air-Source) | 38MURAQ24AB3* | ADP |  | V36H***P429+CBPE3A* | 0 | 23600 | 18 | 8.7 | 24800 | 22600 | 91.13% | 1.86 | 0 | 10 |  |  |  |  | R-410A | 1.9667 | Residential & Commercial | USHP | Ducted CEE Tier 1
215677986 | Central HP <5.4 tons | AIRQUEST | HRCU-A-CB (Split System: Heat Pump with Remote Outdoor Unit-Air-Source) | H5H0V60*K*AAA* |  |  | EA*5X61M24A*+WALLCON | *97CMN0802120B* | 56000 | 18.5 | 9 | 60000 | 42000 | 70% | 2.02 | 0 | 9 |  |  |  |  | R-454B | 4.6667 | Residential & Commercial | USHP
212498321 | Central HP <5.4 tons | PAYNE HEATING AND COOLING | HRCU-A-CB (Split System: Heat Pump with Remote Outdoor Unit-Air-Source) | 38MURAQ18AB3* | ADP |  | CE2301C+TXV | 0 | 17400 | 17 | 8.6 | 17000 | 19300 | 113.5% | 2.3 | 0 | 10.5 |  |  |  |  | R-410A | 1.45 | Residential & Commercial | USHP | Ducted CEE Tier 1
212407340 | Central HP <5.4 tons | PAYNE HEATING AND COOLING | HRCU-A-CB (Split System: Heat Pump with Remote Outdoor Unit-Air-Source) | 38MURAQ24AB3* | ADP |  | H,PG81936 | PG92ESAA60100C** | 25000 | 17 | 8.5 | 25000 | 21400 | 85.6% | 1.82 | 0 | 10.5 |  |  |  |  | R-410A | 2.0833 | Residential & Commercial | USHP | Ducted CEE Tier 1
215289587 | Central HP <5.4 tons | AIRQUEST | HRCU-A-CB (Split System: Heat Pump with Remote Outdoor Unit-Air-Source) | DLCURAH18ABK | ADP |  | H,GE30924 | *92MSN0401712A* | 16300 | 15.2 | 8.5 | 16700 | 19000 | 113.8% | 2.32 | 0 | 9.5 |  |  |  |  | R-410A | 1.3583 | Residential & Commercial | USHP
214398729 | Central HP <5.4 tons | LUXAIRE | HRCU-A-CB (Split System: Heat Pump with Remote Outdoor Unit-Air-Source) | HH860E2S11 |  |  | CTM60D5CGS1 | TP9C120D20MP13 | 44000 | 18 | 9 | 44000 | 33400 | 75.91% | 2 | 0 | 11.7 |  |  |  |  | R-454B | 3.6667 | Residential & Commercial | USHP | Ducted CEE Tier 1
214398613 | Central HP <5.4 tons | LUXAIRE | HRCU-A-CB (Split System: Heat Pump with Remote Outdoor Unit-Air-Source) | HH836E2S11 |  |  | CTM48C5CFS1 | TM9E080C16MP12 | 33800 | 19 | 9 | 32000 | 25400 | 79.38% | 2 | 0 | 11 |  |  |  |  | R-454B | 2.8167 | Residential & Commercial | USHP | Ducted CEE Tier 1
214398212 | Central HP <5.4 tons | LUXAIRE | HRCU-A-CB (Split System: Heat Pump with Remote Outdoor Unit-Air-Source) | HH836E2S11 |  |  | CTF48C5CFS1 | TM9Y080C16MP11 | 32800 | 19 | 9 | 31000 | 25200 | 81.29% | 2 | 0 | 11 |  |  |  |  | R-454B | 2.7333 | Residential & Commercial | USHP | Ducted CEE Tier 1
214398311 | Central HP <5.4 tons | LUXAIRE | HRCU-A-CB (Split System: Heat Pump with Remote Outdoor Unit-Air-Source) | HH860E2S11 |  |  | CTM60C5CGS1 | TM9V100C16MP12 | 43500 | 18 | 9 | 44000 | 33200 | 75.45% | 2 | 0 | 11.7 |  |  |  |  | R-454B | 3.625 | Residential & Commercial | USHP | Ducted CEE Tier 1
212978098 | Central HP <5.4 tons | KEEPRITE | HRCU-A-CB (Split System: Heat Pump with Remote Outdoor Unit-Air-Source) | DLCURAH24ABK |  |  | EA*4X24L17A* | *80MS(N,L)0701412A* | 23400 | 17 | 9 | 26800 | 26400 | 98.51% | 2.24 | 0 | 10 |  |  |  |  | R-410A | 1.95 | Residential & Commercial | USHP | Ducted CEE Tier 1
212978727 | Central HP <5.4 tons | KEEPRITE | HRCU-A-CB (Split System: Heat Pump with Remote Outdoor Unit-Air-Source) | DLCURAH24ABK |  |  | EN(A,D,W)4X36L17** | *80MS(N,L)0701712A* | 23400 | 17 | 8.1 | 25800 | 24200 | 93.8% | 2.04 | 0 | 10.5 |  |  |  |  | R-410A | 1.95 | Residential & Commercial | USHP | Ducted CEE Tier 1
210471287 | Central HP <5.4 tons | CARRIER | HRCU-A-CB (Split System: Heat Pump with Remote Outdoor Unit-Air-Source) | 25VNA837A*031* |  |  | CSPH*6012AL*+UI | 58TN*A070C14**12 | 32800 | 17 | 8.1 | 32400 | 25000 | 77.16% | 2 | 0 | 11 |  |  |  |  | R-410A | 2.7333 | Residential & Commercial | USHP | Ducted CEE Tier 1
216494100 | Central HP <5.4 tons | BRYANT HEATING AND COOLING SYSTEMS | HRCU-A-CB (Split System: Heat Pump with Remote Outdoor Unit-Air-Source) | 290VAN024**AA* | ADP |  | CE(P,V)3621G34*+TXV | 88*TB36045C17*** | 23000 | 16 | 9 | 22600 | 16300 | 72.12% | 1.98 | 0 | 10 |  |  |  |  | R-454B | 1.9167 | Residential & Commercial | USHP | Ducted CEE Tier 1
214397475 | Central HP <5.4 tons | LUXAIRE | HRCU-A-CB (Split System: Heat Pump with Remote Outdoor Unit-Air-Source) | HH860E2S11 |  |  | CTM60C5CGS1 | TM9V100C20MP12 | 44000 | 18 | 9 | 44500 | 33600 | 75.51% | 2 | 0 | 11.7 |  |  |  |  | R-454B | 3.6667 | Residential & Commercial | USHP | Ducted CEE Tier 1
214397643 | Central HP <5.4 tons | LUXAIRE | HRCU-A-CB (Split System: Heat Pump with Remote Outdoor Unit-Air-Source) | HH836E2S11 |  |  | CTF48C5CFS1+JMET12CS2N1 | 0 | 34000 | 19 | 9 | 31800 | 25200 | 79.25% | 2 | 0 | 11.7 |  |  |  |  | R-454B | 2.8333 | Residential & Commercial | USHP | Ducted CEE Tier 1
214397658 | Central HP <5.4 tons | LUXAIRE | HRCU-A-CB (Split System: Heat Pump with Remote Outdoor Unit-Air-Source) | HH836E2S11 |  |  | CTF48C5CFS1 | LP9C100C16MP13 | 33200 | 18 | 9 | 31200 | 25200 | 80.77% | 2 | 0 | 11 |  |  |  |  | R-454B | 2.7667 | Residential & Commercial | USHP | Ducted CEE Tier 1
214397509 | Central HP <5.4 tons | LUXAIRE | HRCU-A-CB (Split System: Heat Pump with Remote Outdoor Unit-Air-Source) | HH860E2S11 |  |  | CTM60D5CGS1 | TM9E120D20MP12 | 45000 | 17 | 9 | 46500 | 34800 | 74.84% | 2 | 0 | 11 |  |  |  |  | R-454B | 3.75 | Residential & Commercial | USHP | Ducted CEE Tier 1
214397593 | Central HP <5.4 tons | LUXAIRE | HRCU-A-CB (Split System: Heat Pump with Remote Outdoor Unit-Air-Source) | HH860E2S11 |  |  | CTM60D5CHS1+JMVT20DC2N1 | 0 | 53500 | 19 | 9 | 53000 | 38000 | 71.7% | 2 | 0 | 12 |  |  |  |  | R-454B | 4.4583 | Residential & Commercial | USHP | Ducted CEE Tier 1
214397793 | Central HP <5.4 tons | LUXAIRE | HRCU-A-CB (Split System: Heat Pump with Remote Outdoor Unit-Air-Source) | HH836E2S11 |  |  | CTM48C5CFS1+JME12C2SN1 | 0 | 34000 | 19 | 9 | 31400 | 25200 | 80.25% | 2 | 0 | 11.7 |  |  |  |  | R-454B | 2.8333 | Residential & Commercial | USHP | Ducted CEE Tier 1
211719712 | Central HP <5.4 tons | COLEMAN | HRCU-A-CB (Split System: Heat Pump with Remote Outdoor Unit-Air-Source) | HMH72B341 |  |  | XAUB36DXXN1+TXV | CPLC080B12MP13 | 33600 | 17 | 8.1 | 33600 | 23600 | 70.24% | 2.02 | 0 | 9.5 |  |  |  |  | R-410A | 2.8 | Residential & Commercial | USHP
211242917 | Central HP <5.4 tons | DAY & NIGHT | HRCU-A-CB (Split System: Heat Pump with Remote Outdoor Unit-Air-Source) | DLCURAH24ABK |  |  | EA*4X37L17A* | *96VTN0401712A* | 24600 | 15.5 | 8.5 | 25800 | 21600 | 83.72% | 1.78 | 0 | 10 |  |  |  |  | R-410A | 2.05 | Residential & Commercial | USHP | Ducted CEE Tier 1
211241456 | Central HP <5.4 tons | KEEPRITE | HRCU-A-CB (Split System: Heat Pump with Remote Outdoor Unit-Air-Source) | DLCURAH24ABK |  |  | EA*4X30L17A* | *80ES(N,L)0701716A* | 24800 | 16 | 8.5 | 26800 | 22200 | 82.84% | 1.82 | 0 | 10 |  |  |  |  | R-410A | 2.0667 | Residential & Commercial | USHP | Ducted CEE Tier 1
211240645 | Central HP <5.4 tons | KEEPRITE | HRCU-A-CB (Split System: Heat Pump with Remote Outdoor Unit-Air-Source) | DLCURAH24ABK |  |  | EA*4X24L17A* | *80ES(N,L)0451712A* | 23800 | 16.5 | 8.5 | 26800 | 24200 | 90.3% | 2 | 0 | 10 |  |  |  |  | R-410A | 1.9833 | Residential & Commercial | USHP | Ducted CEE Tier 1
211240770 | Central HP <5.4 tons | KEEPRITE | HRCU-A-CB (Split System: Heat Pump with Remote Outdoor Unit-Air-Source) | DLCURAH24ABK |  |  | EA*4X24L17A* | *80ESU0601716A | 24600 | 16.5 | 8.5 | 27200 | 23000 | 84.56% | 1.9 | 0 | 10 |  |  |  |  | R-410A | 2.05 | Residential & Commercial | USHP | Ducted CEE Tier 1
211240852 | Central HP <5.4 tons | KEEPRITE | HRCU-A-CB (Split System: Heat Pump with Remote Outdoor Unit-Air-Source) | DLCURAH24ABK |  |  | EA*4X25L17A* | *96VSN0601412A* | 24000 | 16.5 | 8.1 | 25200 | 21600 | 85.71% | 1.82 | 0 | 10 |  |  |  |  | R-410A | 2 | Residential & Commercial | USHP | Ducted CEE Tier 1
211240929 | Central HP <5.4 tons | KEEPRITE | HRCU-A-CB (Split System: Heat Pump with Remote Outdoor Unit-Air-Source) | DLCURAH24ABK |  |  | EA*4X25L17A* | *95ESU0601716A* | 24800 | 17 | 8.5 | 25600 | 21000 | 82.03% | 1.78 | 0 | 10.5 |  |  |  |  | R-410A | 2.0667 | Residential & Commercial | USHP | Ducted CEE Tier 1
212383429 | Central HP <5.4 tons | DAY & NIGHT | HRCU-A-CB (Split System: Heat Pump with Remote Outdoor Unit-Air-Source) | DLCURAH36ABK |  |  | EA*4X37L21A* | *80VTL0902120A* | 36200 | 16 | 8.5 | 38500 | 34800 | 90.39% | 2.06 | 0 | 10 |  |  |  |  | R-410A | 3.0167 | Residential & Commercial | USHP | Ducted CEE Tier 1
213885997 | Central HP <5.4 tons | AC PRO.com | HRCU-A-CB (Split System: Heat Pump with Remote Outdoor Unit-Air-Source) | AUD36W/A1-D(U) | ADP |  | PL36H***P429+AEFE3A* | 0 | 22600 | 15.2 | 8.35 | 22400 | 21200 | 94.64% | 1.78 | 0 | 10.5 |  |  |  |  | R-410A | 1.8833 | Residential & Commercial | USHP | Ducted CEE Tier 1
213782264 | Central HP <5.4 tons | TEMPSTAR | HRCU-A-CB (Split System: Heat Pump with Remote Outdoor Unit-Air-Source) | TVH837GKA2* |  |  | EHD4X60AAL+WALLCON | *80CTL1102120B* | 33000 | 16.5 | 8.1 | 32200 | 25400 | 78.88% | 2.04 | 0 | 11.5 |  |  |  |  | R-410A | 2.75 | Residential & Commercial | USHP | Ducted CEE Tier 1
213312705 | Central HP <5.4 tons | PAYNE HEATING AND COOLING | HRCU-A-CB (Split System: Heat Pump with Remote Outdoor Unit-Air-Source) | 38MURAQ24AB3* | ADP |  | V36H***P039+CBPE3A* | 0 | 22800 | 17 | 8.6 | 25400 | 25400 | 100% | 2.1 | 0 | 9.5 |  |  |  |  | R-410A | 1.9 | Residential & Commercial | USHP
213311146 | Central HP <5.4 tons | PAYNE HEATING AND COOLING | HRCU-A-CB (Split System: Heat Pump with Remote Outdoor Unit-Air-Source) | 38MURAQ24AB3* | ADP |  | V36H175P149+CBPE4B* | 0 | 24200 | 18 | 8.9 | 25000 | 22600 | 90.4% | 1.9 | 0 | 10.5 |  |  |  |  | R-410A | 2.0167 | Residential & Commercial | USHP | Ducted CEE Tier 1
212980695 | Central HP <5.4 tons | KEEPRITE | HRCU-A-CB (Split System: Heat Pump with Remote Outdoor Unit-Air-Source) | DLCURAH36ABK |  |  | EA*4X48L24A* | *80MS(N,L)0902420A* | 36000 | 16.5 | 8.5 | 37800 | 34600 | 91.53% | 2.04 | 0 | 10 |  |  |  |  | R-410A | 3 | Residential & Commercial | USHP | Ducted CEE Tier 1
212979175 | Central HP <5.4 tons | KEEPRITE | HRCU-A-CB (Split System: Heat Pump with Remote Outdoor Unit-Air-Source) | DLCURAH24ABK |  |  | EA*4X36L21A* | *80MS(N,L)0701716A* | 23800 | 17.5 | 8.5 | 26200 | 23600 | 90.08% | 1.98 | 0 | 10 |  |  |  |  | R-410A | 1.9833 | Residential & Commercial | USHP | Ducted CEE Tier 1
212983214 | Central HP <5.4 tons | KEEPRITE | HRCU-A-CB (Split System: Heat Pump with Remote Outdoor Unit-Air-Source) | DLCURAH24ABK |  |  | EN(A,D)4X24L17** | *92MSN0401712A* | 23000 | 15.5 | 8.5 | 27000 | 25600 | 94.81% | 2.12 | 0 | 10 |  |  |  |  | R-410A | 1.9167 | Residential & Commercial | USHP | Ducted CEE Tier 1
214595015 | Central HP <5.4 tons | LUXAIRE | HRCU-A-CB (Split System: Heat Pump with Remote Outdoor Unit-Air-Source) | HH836E2S11 |  |  | CTM36C5CDS1 | Z8ES120C20SMPS1 | 34400 | 18 | 8.5 | 32000 | 26200 | 81.88% | 2 | 0 | 11 |  |  |  |  | R-454B | 2.8667 | Residential & Commercial | USHP | Ducted CEE Tier 1
215682116 | Central HP <5.4 tons | AIRQUEST | HRCU-A-CB (Split System: Heat Pump with Remote Outdoor Unit-Air-Source) | H5H0V48*K*AAA* |  |  | EVD5X48M21A*+WALLCON | *80CSU0601716B* | 47000 | 18 | 9 | 50000 | 36400 | 72.8% | 2 | 0 | 9.5 |  |  |  |  | R-454B | 3.9167 | Residential & Commercial | USHP
214649886 | Central HP <5.4 tons | FRASER-JOHNSTON | HRCU-A-CB (Split System: Heat Pump with Remote Outdoor Unit-Air-Source) | HH824E2S11 |  |  | CTU30B5XCS1+TXV | TPLC080B12MP13 | 23000 | 17 | 9.5 | 23000 | 17900 | 77.83% | 2 | 0 | 12 |  |  |  |  | R-454B | 1.9167 | Residential & Commercial | USHP | Ducted CEE Tier 1
213886005 | Central HP <5.4 tons | AC PRO.com | HRCU-A-CB (Split System: Heat Pump with Remote Outdoor Unit-Air-Source) | AUD60W/A1-D(U) | ADP |  | HE86948+AEFE4B* | 0 | 47000 | 15.2 | 8.5 | 46000 | 33200 | 72.17% | 1.8 | 0 | 10 |  |  |  |  | R-410A | 3.9167 | Residential & Commercial | USHP | Ducted CEE Tier 1
214020807 | Central HP <5.4 tons | AC PRO.com | HRCU-A-CB (Split System: Heat Pump with Remote Outdoor Unit-Air-Source) | AUD60W/A1-D(U) | ADP |  | F,PE*CC7960 | 0 | 54000 | 15.8 | 9 | 54000 | 41000 | 75.93% | 1.8 | 0 | 10 |  |  |  |  | R-410A | 4.5 | Residential & Commercial | USHP | Ducted CEE Tier 1
211244372 | Central HP <5.4 tons | KEEPRITE | HRCU-A-CB (Split System: Heat Pump with Remote Outdoor Unit-Air-Source) | DLCURAH24ABK |  |  | EN(A,D)4X30L14** | *80ES(N,L)0451412A* | 24400 | 16 | 8.1 | 26600 | 22600 | 84.96% | 1.84 | 0 | 10 |  |  |  |  | R-410A | 2.0333 | Residential & Commercial | USHP | Ducted CEE Tier 1
215289603 | Central HP <5.4 tons | AIRQUEST | HRCU-A-CB (Split System: Heat Pump with Remote Outdoor Unit-Air-Source) | DLCURAH18ABK | ADP |  | H,GE23936 | *92MSN0601412A* | 17300 | 16 | 8.5 | 16900 | 19400 | 114.8% | 2.38 | 0 | 10.5 |  |  |  |  | R-410A | 1.4417 | Residential & Commercial | USHP | Ducted CEE Tier 1
215289605 | Central HP <5.4 tons | AIRQUEST | HRCU-A-CB (Split System: Heat Pump with Remote Outdoor Unit-Air-Source) | DLCURAH18ABK | ADP |  | H,GE24936 | *92MSN0601412A* | 17500 | 16 | 8.5 | 16900 | 18800 | 111.2% | 2.3 | 0 | 11 |  |  |  |  | R-410A | 1.4583 | Residential & Commercial | USHP | Ducted CEE Tier 1
215289637 | Central HP <5.4 tons | AIRQUEST | HRCU-A-CB (Split System: Heat Pump with Remote Outdoor Unit-Air-Source) | DLCURAH18ABK | ADP |  | H,GE7J936 | *92MSN0601412A* | 17300 | 16 | 8.5 | 16900 | 19400 | 114.8% | 2.38 | 0 | 10.5 |  |  |  |  | R-410A | 1.4417 | Residential & Commercial | USHP | Ducted CEE Tier 1
215289652 | Central HP <5.4 tons | AIRQUEST | HRCU-A-CB (Split System: Heat Pump with Remote Outdoor Unit-Air-Source) | DLCURAH18ABK | ADP |  | H,GG31930 | *92MSN0601714A* | 16900 | 16 | 8.5 | 16900 | 19000 | 112.4% | 2.34 | 0 | 10 |  |  |  |  | R-410A | 1.4083 | Residential & Commercial | USHP | Ducted CEE Tier 1
215289688 | Central HP <5.4 tons | AIRQUEST | HRCU-A-CB (Split System: Heat Pump with Remote Outdoor Unit-Air-Source) | DLCURAH18ABK | ADP |  | HG9J936 | *92MSN0601714A* | 17500 | 16 | 8.5 | 16900 | 18800 | 111.2% | 2.3 | 0 | 10.5 |  |  |  |  | R-410A | 1.4583 | Residential & Commercial | USHP | Ducted CEE Tier 1
215289703 | Central HP <5.4 tons | AIRQUEST | HRCU-A-CB (Split System: Heat Pump with Remote Outdoor Unit-Air-Source) | DLCURAH18ABK | ADP |  | H,GG32930 | *92MSN0801716A* | 17400 | 16 | 8.5 | 17100 | 18700 | 109.4% | 2.3 | 0 | 10.5 |  |  |  |  | R-410A | 1.45 | Residential & Commercial | USHP | Ducted CEE Tier 1
214396439 | Central HP <5.4 tons | LUXAIRE | HRCU-A-CB (Split System: Heat Pump with Remote Outdoor Unit-Air-Source) | HH836E2S11 |  |  | CTM36B5CDS1 | TM9E080B12MP12 | 33400 | 17 | 8.5 | 31800 | 26000 | 81.76% | 2 | 0 | 11 |  |  |  |  | R-454B | 2.7833 | Residential & Commercial | USHP | Ducted CEE Tier 1
214609137 | Central HP <5.4 tons | LUXAIRE | HRCU-A-CB (Split System: Heat Pump with Remote Outdoor Unit-Air-Source) | HH860E2S11 |  |  | CTF60D5CHS1 | Z9ES120D20SMPS1 | 53500 | 19 | 8.5 | 53500 | 38500 | 71.96% | 2 | 0 | 11.7 |  |  |  |  | R-454B | 4.4583 | Residential & Commercial | USHP | Ducted CEE Tier 1
215681436 | Central HP <5.4 tons | AIRQUEST | HRCU-A-CB (Split System: Heat Pump with Remote Outdoor Unit-Air-Source) | H5H0V48*K*AAA* |  |  | EA*5X61M21A*+WALLCON | *96CTN0802120B* | 46000 | 18 | 9 | 48000 | 33800 | 70.42% | 2.08 | 0 | 10 |  |  |  |  | R-454B | 3.8333 | Residential & Commercial | USHP | Ducted CEE Tier 1
215681786 | Central HP <5.4 tons | AIRQUEST | HRCU-A-CB (Split System: Heat Pump with Remote Outdoor Unit-Air-Source) | H5H0V48*K*AAA* |  |  | EVM5X48M21A*+WALLCON | *80CSU1002120B* | 47000 | 18 | 9 | 50000 | 36400 | 72.8% | 2 | 0 | 9.5 |  |  |  |  | R-454B | 3.9167 | Residential & Commercial | USHP
212159499 | Central HP <5.4 tons | ARMSTRONG AIR | HRCU-A-CB (Split System: Heat Pump with Remote Outdoor Unit-Air-Source) | 4SHP22LX124P-**A | ADP |  | H,A,DE34936 | A80UH1E045A12 | 23400 | 21 | 8.5 | 21200 | 14900 | 70.28% | 1.86 | 0 | 13.5 |  |  |  |  | R-410A | 1.95 | Residential & Commercial | USHP | Ducted CEE Tier 1
212159753 | Central HP <5.4 tons | ARMSTRONG AIR | HRCU-A-CB (Split System: Heat Pump with Remote Outdoor Unit-Air-Source) | 4SHP22LX124P-**A | ADP |  | PL36H175P159 | A80UH2E090B12 | 24000 | 21 | 8.5 | 22000 | 15400 | 70% | 1.92 | 0 | 13.5 |  |  |  |  | R-410A | 2 | Residential & Commercial | USHP | Ducted CEE Tier 1
212479856 | Central HP <5.4 tons | CARRIER | HRCU-A-CB (Split System: Heat Pump with Remote Outdoor Unit-Air-Source) | 38MURAQ24AB3* | ADP |  | A36VCA+TXV | 58S(B,C)*A070E17**12 | 23200 | 17 | 8.5 | 24000 | 23200 | 96.67% | 1.98 | 0 | 10 |  |  |  |  | R-410A | 1.9333 | Residential & Commercial | USHP | Ducted CEE Tier 1
213147604 | Central HP <5.4 tons | PAYNE HEATING AND COOLING | HRCU-A-CB (Split System: Heat Pump with Remote Outdoor Unit-Air-Source) | 38MURAQ24AB3* | ADP |  | C36A***L129+AEFE4B* | 0 | 23600 | 18 | 8.65 | 24800 | 22600 | 91.13% | 1.86 | 0 | 10 |  |  |  |  | R-410A | 1.9667 | Residential & Commercial | USHP | Ducted CEE Tier 1
210470437 | Central HP <5.4 tons | KEEPRITE | HRCU-A-CB (Split System: Heat Pump with Remote Outdoor Unit-Air-Source) | CVH837GKA2* |  |  | EA*4X61L21A*+WALLCON | *80CTL0701716A* | 33200 | 17.5 | 8.5 | 32200 | 25000 | 77.64% | 1.98 | 0 | 11.7 |  |  |  |  | R-410A | 2.7667 | Residential & Commercial | USHP | Ducted CEE Tier 1
213311142 | Central HP <5.4 tons | PAYNE HEATING AND COOLING | HRCU-A-CB (Split System: Heat Pump with Remote Outdoor Unit-Air-Source) | 38MURAQ24AB3* | ADP |  | C36A***L129+CBPE3A* | 0 | 23600 | 17 | 9 | 25600 | 25200 | 98.44% | 2.14 | 0 | 10 |  |  |  |  | R-410A | 1.9667 | Residential & Commercial | USHP | Ducted CEE Tier 1
211241194 | Central HP <5.4 tons | KEEPRITE | HRCU-A-CB (Split System: Heat Pump with Remote Outdoor Unit-Air-Source) | DLCURAH24ABK |  |  | EA*4X25L17A* | *80ES(N,L)0701412A* | 25000 | 17 | 8.5 | 25600 | 21000 | 82.03% | 1.78 | 0 | 10.5 |  |  |  |  | R-410A | 2.0833 | Residential & Commercial | USHP | Ducted CEE Tier 1
211241225 | Central HP <5.4 tons | KEEPRITE | HRCU-A-CB (Split System: Heat Pump with Remote Outdoor Unit-Air-Source) | DLCURAH24ABK |  |  | EA*4X25L17A* | OLV098A12* | 24000 | 16.5 | 8.1 | 25000 | 21800 | 87.2% | 1.82 | 0 | 10 |  |  |  |  | R-410A | 2 | Residential & Commercial | USHP | Ducted CEE Tier 1
211240758 | Central HP <5.4 tons | KEEPRITE | HRCU-A-CB (Split System: Heat Pump with Remote Outdoor Unit-Air-Source) | DLCURAH24ABK |  |  | EA*4X24L17A* | *80ES(N,L)0701412A* | 24000 | 16.5 | 8.5 | 26800 | 23800 | 88.81% | 1.96 | 0 | 10 |  |  |  |  | R-410A | 2 | Residential & Commercial | USHP | Ducted CEE Tier 1
211240407 | Central HP <5.4 tons | KEEPRITE | HRCU-A-CB (Split System: Heat Pump with Remote Outdoor Unit-Air-Source) | DLCURAH24ABK |  |  | EA*4X24L17A* | *96VSN0401712A* | 23000 | 15.5 | 8.5 | 26400 | 26000 | 98.48% | 2.18 | 0 | 9.5 |  |  |  |  | R-410A | 1.9167 | Residential & Commercial | USHP
212159675 | Central HP <5.4 tons | ARMSTRONG AIR | HRCU-A-CB (Split System: Heat Pump with Remote Outdoor Unit-Air-Source) | 4SHP22LX124P-**A | ADP |  | H,A,DE33936 | A80UH2E045A12 | 23600 | 21 | 8.5 | 21400 | 15000 | 70.09% | 1.9 | 0 | 13.5 |  |  |  |  | R-410A | 1.9667 | Residential & Commercial | USHP | Ducted CEE Tier 1
212159743 | Central HP <5.4 tons | ARMSTRONG AIR | HRCU-A-CB (Split System: Heat Pump with Remote Outdoor Unit-Air-Source) | 4SHP22LX124P-**A | ADP |  | PL36H175P149 | A80UH2E090B12 | 24000 | 21 | 8.5 | 22000 | 15400 | 70% | 1.92 | 0 | 13.5 |  |  |  |  | R-410A | 2 | Residential & Commercial | USHP | Ducted CEE Tier 1
212978144 | Central HP <5.4 tons | DAY & NIGHT | HRCU-A-CB (Split System: Heat Pump with Remote Outdoor Unit-Air-Source) | DLCURAH24ABK |  |  | EA*4X36L17A* | *80MS(N,L)0701412A* | 23600 | 17.5 | 8.5 | 26200 | 23800 | 90.84% | 2 | 0 | 10 |  |  |  |  | R-410A | 1.9667 | Residential & Commercial | USHP | Ducted CEE Tier 1
212979899 | Central HP <5.4 tons | DAY & NIGHT | HRCU-A-CB (Split System: Heat Pump with Remote Outdoor Unit-Air-Source) | DLCURAH24ABK |  |  | EN(A,D)4X24L17** | *80MS(N,L)0901714A* | 23400 | 16.5 | 8.5 | 27000 | 24400 | 90.37% | 2.02 | 0 | 10 |  |  |  |  | R-410A | 1.95 | Residential & Commercial | USHP | Ducted CEE Tier 1
211241484 | Central HP <5.4 tons | KEEPRITE | HRCU-A-CB (Split System: Heat Pump with Remote Outdoor Unit-Air-Source) | DLCURAH24ABK |  |  | EA*4X30L17A* | *80VSL0451716A* | 24200 | 16.5 | 8.5 | 26400 | 23000 | 87.12% | 1.9 | 0 | 10 |  |  |  |  | R-410A | 2.0167 | Residential & Commercial | USHP | Ducted CEE Tier 1
211241067 | Central HP <5.4 tons | DAY & NIGHT | HRCU-A-CB (Split System: Heat Pump with Remote Outdoor Unit-Air-Source) | DLCURAH24ABK |  |  | EA*4X25L17A* | *80ES(N,L)0451412A* | 25400 | 16.5 | 8.5 | 26000 | 20800 | 80% | 1.76 | 0 | 10.5 |  |  |  |  | R-410A | 2.1167 | Residential & Commercial | USHP | Ducted CEE Tier 1
212160218 | Central HP <5.4 tons | ARMSTRONG AIR | HRCU-A-CB (Split System: Heat Pump with Remote Outdoor Unit-Air-Source) | 4SHP22LX124P-**A | ADP |  | V,A,D36H175D149 | A97USMV070B12 | 23800 | 21 | 8.5 | 22000 | 15400 | 70% | 1.92 | 0 | 13.5 |  |  |  |  | R-410A | 1.9833 | Residential & Commercial | USHP | Ducted CEE Tier 1
212983514 | Central HP <5.4 tons | KEEPRITE | HRCU-A-CB (Split System: Heat Pump with Remote Outdoor Unit-Air-Source) | DLCURAH24ABK |  |  | EA*4X24L14A* | *92MSN0601412A* | 23600 | 16.5 | 8.5 | 27000 | 25600 | 94.81% | 2.14 | 0 | 10 |  |  |  |  | R-410A | 1.9667 | Residential & Commercial | USHP | Ducted CEE Tier 1
212982260 | Central HP <5.4 tons | KEEPRITE | HRCU-A-CB (Split System: Heat Pump with Remote Outdoor Unit-Air-Source) | DLCURAH24ABK |  |  | EA*4X25L17A* | *80MSU0401712A* | 24400 | 17 | 8.5 | 25200 | 21600 | 85.71% | 1.82 | 0 | 10 |  |  |  |  | R-410A | 2.0333 | Residential & Commercial | USHP | Ducted CEE Tier 1
211241006 | Central HP <5.4 tons | KEEPRITE | HRCU-A-CB (Split System: Heat Pump with Remote Outdoor Unit-Air-Source) | DLCURAH24ABK |  |  | EA*4X25L17A* | *95ESN0401712A* | 24600 | 15.2 | 8.5 | 25800 | 21200 | 82.17% | 1.76 | 0 | 10 |  |  |  |  | R-410A | 2.05 | Residential & Commercial | USHP | Ducted CEE Tier 1
211240284 | Central HP <5.4 tons | KEEPRITE | HRCU-A-CB (Split System: Heat Pump with Remote Outdoor Unit-Air-Source) | DLCURAH24ABK |  |  | EA*4X24L14A* | *95ESN0601412A* | 24000 | 15.5 | 8.5 | 27200 | 23600 | 86.76% | 1.92 | 0 | 10 |  |  |  |  | R-410A | 2 | Residential & Commercial | USHP | Ducted CEE Tier 1
211240295 | Central HP <5.4 tons | KEEPRITE | HRCU-A-CB (Split System: Heat Pump with Remote Outdoor Unit-Air-Source) | DLCURAH24ABK |  |  | EA*4X24L14A* | *96VTN0401410A* | 23400 | 15.5 | 8.5 | 26800 | 24800 | 92.54% | 2.04 | 0 | 9.5 |  |  |  |  | R-410A | 1.95 | Residential & Commercial | USHP
211241206 | Central HP <5.4 tons | KEEPRITE | HRCU-A-CB (Split System: Heat Pump with Remote Outdoor Unit-Air-Source) | DLCURAH24ABK |  |  | EA*4X25L17A* | *80ESU0601716A | 25600 | 17 | 8.5 | 26000 | 20600 | 79.23% | 1.76 | 0 | 10.5 |  |  |  |  | R-410A | 2.1333 | Residential & Commercial | USHP | Ducted CEE Tier 1
213372389 | Central HP <5.4 tons | RHEEM | HRCU-A-CB (Split System: Heat Pump with Remote Outdoor Unit-Air-Source) | RP18AZ36AJVC |  |  | RCFZ6021SEAAM | R951V0603A17UHU | 34200 | 19 | 8.5 | 34200 | 43500 | 127.2% | 2.2 | 0 | 12.5 |  |  |  |  | R-410A | 2.85 | Residential & Commercial | USHP | Ducted CEE Tier 1
213147607 | Central HP <5.4 tons | PAYNE HEATING AND COOLING | HRCU-A-CB (Split System: Heat Pump with Remote Outdoor Unit-Air-Source) | 38MURAQ24AB3* | ADP |  | V,C36H***P219+AEFE3A* | 0 | 24000 | 18 | 8.9 | 25000 | 22600 | 90.4% | 1.9 | 0 | 10.5 |  |  |  |  | R-410A | 2 | Residential & Commercial | USHP | Ducted CEE Tier 1
216508752 | Central HP <5.4 tons | LUXAIRE | HRCU-A-CB (Split System: Heat Pump with Remote Outdoor Unit-Air-Source) | HH836E2S11 |  |  | CTF30A5ADS1 | Z8ES040A12SMPS1 | 33000 | 18 | 8.5 | 30400 | 24800 | 81.58% | 2 | 0 | 11.7 |  |  |  |  | R-454B | 2.75 | Residential & Commercial | USHP | Ducted CEE Tier 1
215682306 | Central HP <5.4 tons | AIRQUEST | HRCU-A-CB (Split System: Heat Pump with Remote Outdoor Unit-Air-Source) | H5H0V48*K*AAA* |  |  | EVD5X60M21A*+WALLCON | *80CSU0401712B* | 48000 | 18.5 | 9 | 50000 | 36600 | 73.2% | 2 | 0 | 10 |  |  |  |  | R-454B | 4 | Residential & Commercial | USHP | Ducted CEE Tier 1
215682356 | Central HP <5.4 tons | AIRQUEST | HRCU-A-CB (Split System: Heat Pump with Remote Outdoor Unit-Air-Source) | H5H0V48*K*AAA* |  |  | EVD5X60M21A*+WALLCON | *97CTN0802120A* | 48000 | 19 | 9 | 50000 | 36800 | 73.6% | 2 | 0 | 10 |  |  |  |  | R-454B | 4 | Residential & Commercial | USHP | Ducted CEE Tier 1
212979937 | Central HP <5.4 tons | KEEPRITE | HRCU-A-CB (Split System: Heat Pump with Remote Outdoor Unit-Air-Source) | DLCURAH24ABK |  |  | EN(A,D)4X36L21** | *80MS(N,L)0901714A* | 23600 | 17 | 8.5 | 26400 | 24400 | 92.42% | 2.02 | 0 | 10.5 |  |  |  |  | R-410A | 1.9667 | Residential & Commercial | USHP | Ducted CEE Tier 1
212981214 | Central HP <5.4 tons | KEEPRITE | HRCU-A-CB (Split System: Heat Pump with Remote Outdoor Unit-Air-Source) | DLCURAH36ABK |  |  | EA*4X48L24A* | *80MS(N,L)1352420A* | 35800 | 16.5 | 8.5 | 37800 | 34600 | 91.53% | 2.02 | 0 | 10 |  |  |  |  | R-410A | 2.9833 | Residential & Commercial | USHP | Ducted CEE Tier 1
211241733 | Central HP <5.4 tons | DAY & NIGHT | HRCU-A-CB (Split System: Heat Pump with Remote Outdoor Unit-Air-Source) | DLCURAH24ABK |  |  | EA*4X30L17A* | *95ESN0801716A* | 24600 | 15.5 | 8.5 | 27000 | 22400 | 82.96% | 1.82 | 0 | 10 |  |  |  |  | R-410A | 2.05 | Residential & Commercial | USHP | Ducted CEE Tier 1
211241797 | Central HP <5.4 tons | DAY & NIGHT | HRCU-A-CB (Split System: Heat Pump with Remote Outdoor Unit-Air-Source) | DLCURAH24ABK |  |  | EA*4X30L17A* | OLV098A12* | 23200 | 16.5 | 8.5 | 25800 | 24400 | 94.57% | 2.02 | 0 | 10 |  |  |  |  | R-410A | 1.9333 | Residential & Commercial | USHP | Ducted CEE Tier 1
211241806 | Central HP <5.4 tons | DAY & NIGHT | HRCU-A-CB (Split System: Heat Pump with Remote Outdoor Unit-Air-Source) | DLCURAH24ABK |  |  | EA*4X30L17A* | OMV112K14A | 24000 | 16 | 8.5 | 26400 | 23000 | 87.12% | 1.9 | 0 | 10 |  |  |  |  | R-410A | 2 | Residential & Commercial | USHP | Ducted CEE Tier 1
211242324 | Central HP <5.4 tons | DAY & NIGHT | HRCU-A-CB (Split System: Heat Pump with Remote Outdoor Unit-Air-Source) | DLCURAH24ABK |  |  | EA*4X36L21A* | *95ESU0401712A* | 23800 | 17 | 8.5 | 25800 | 23200 | 89.92% | 1.92 | 0 | 10 |  |  |  |  | R-410A | 1.9833 | Residential & Commercial | USHP | Ducted CEE Tier 1
211242335 | Central HP <5.4 tons | DAY & NIGHT | HRCU-A-CB (Split System: Heat Pump with Remote Outdoor Unit-Air-Source) | DLCURAH24ABK |  |  | EA*4X36L21A* | *80ES(N,L)0701716A* | 25000 | 16.5 | 8.5 | 26800 | 21800 | 81.34% | 1.8 | 0 | 10 |  |  |  |  | R-410A | 2.0833 | Residential & Commercial | USHP | Ducted CEE Tier 1
211242399 | Central HP <5.4 tons | DAY & NIGHT | HRCU-A-CB (Split System: Heat Pump with Remote Outdoor Unit-Air-Source) | DLCURAH24ABK |  |  | EA*4X36L21A* | *80VSL0701716A* | 24000 | 17 | 8.5 | 26000 | 22800 | 87.69% | 1.9 | 0 | 10 |  |  |  |  | R-410A | 2 | Residential & Commercial | USHP | Ducted CEE Tier 1
211243268 | Central HP <5.4 tons | DAY & NIGHT | HRCU-A-CB (Split System: Heat Pump with Remote Outdoor Unit-Air-Source) | DLCURAH24ABK |  |  | EA*4X37L21A* | *95ESU0401712A* | 24400 | 17 | 8.5 | 25200 | 21200 | 84.13% | 1.78 | 0 | 10 |  |  |  |  | R-410A | 2.0333 | Residential & Commercial | USHP | Ducted CEE Tier 1
211243361 | Central HP <5.4 tons | DAY & NIGHT | HRCU-A-CB (Split System: Heat Pump with Remote Outdoor Unit-Air-Source) | DLCURAH24ABK |  |  | EA*4X37L21A* | *80VSL0902120A* | 24600 | 17 | 8.5 | 25400 | 21200 | 83.46% | 1.78 | 0 | 10.5 |  |  |  |  | R-410A | 2.05 | Residential & Commercial | USHP | Ducted CEE Tier 1
211243477 | Central HP <5.4 tons | DAY & NIGHT | HRCU-A-CB (Split System: Heat Pump with Remote Outdoor Unit-Air-Source) | DLCURAH24ABK |  |  | EA*4X37L21A* | *96VTN1002120A* | 24400 | 17 | 8.5 | 25200 | 21200 | 84.13% | 1.78 | 0 | 10.5 |  |  |  |  | R-410A | 2.0333 | Residential & Commercial | USHP | Ducted CEE Tier 1
215681666 | Central HP <5.4 tons | AIRQUEST | HRCU-A-CB (Split System: Heat Pump with Remote Outdoor Unit-Air-Source) | H5H0V48*K*AAA* |  |  | ESH5X60M12A*+WALLCON | *96CTN0802120B* | 45500 | 16.5 | 8.5 | 48000 | 33800 | 70.42% | 2.06 | 0 | 9.5 |  |  |  |  | R-454B | 3.7917 | Residential & Commercial | USHP
215681716 | Central HP <5.4 tons | AIRQUEST | HRCU-A-CB (Split System: Heat Pump with Remote Outdoor Unit-Air-Source) | H5H0V48*K*AAA* |  |  | ESH5X60M12A*+WALLCON | *97CTN0801716A* | 45000 | 16 | 8.5 | 48500 | 34200 | 70.52% | 1.94 | 0 | 9 |  |  |  |  | R-454B | 3.75 | Residential & Commercial | USHP
215245660 | Central HP <5.4 tons | AC PRO.com | HRCU-A-C (Split System: Heat Pump with Remote Outdoor Unit with No Indoor Fan --Air Source) | AUD60W/A1-D(U) | ADP |  | PL60H210P529+TD | 0 | 50500 | 15.2 | 8.5 | 51000 | 36800 | 72.16% | 1.8 | 0 | 9.5 |  |  |  |  | R-410A | 4.2083 | Residential & Commercial | USHP
213147624 | Central HP <5.4 tons | PAYNE HEATING AND COOLING | HRCU-A-CB (Split System: Heat Pump with Remote Outdoor Unit-Air-Source) | 38MURAQ36AB3* | ADP |  | C36A***L139+AEFE4B* | 0 | 36000 | 16 | 8.1 | 36800 | 34400 | 93.48% | 2 | 0 | 9.5 |  |  |  |  | R-410A | 3 | Residential & Commercial | USHP
215681886 | Central HP <5.4 tons | AIRQUEST | HRCU-A-CB (Split System: Heat Pump with Remote Outdoor Unit-Air-Source) | H5H0V48*K*AAA* |  |  | EVM5X49M21A*+WALLCON | *97CTN1002122A* | 48000 | 19 | 9 | 50000 | 36800 | 73.6% | 2 | 0 | 10.5 |  |  |  |  | R-454B | 4 | Residential & Commercial | USHP | Ducted CEE Tier 1
215681816 | Central HP <5.4 tons | AIRQUEST | HRCU-A-CB (Split System: Heat Pump with Remote Outdoor Unit-Air-Source) | H5H0V48*K*AAA* |  |  | EVM5X49M21A*+WALLCON | *96CTN0802120B* | 48000 | 19 | 9 | 50000 | 36800 | 73.6% | 2 | 0 | 10 |  |  |  |  | R-454B | 4 | Residential & Commercial | USHP | Ducted CEE Tier 1
215681916 | Central HP <5.4 tons | AIRQUEST | HRCU-A-CB (Split System: Heat Pump with Remote Outdoor Unit-Air-Source) | H5H0V48*K*AAA* |  |  | EVM5X60M21A*+WALLCON | *80CSU0601716B* | 48000 | 18.5 | 9 | 50000 | 36800 | 73.6% | 2 | 0 | 10 |  |  |  |  | R-454B | 4 | Residential & Commercial | USHP | Ducted CEE Tier 1
214595045 | Central HP <5.4 tons | LUXAIRE | HRCU-A-CB (Split System: Heat Pump with Remote Outdoor Unit-Air-Source) | HH836E2S11 |  |  | CTF36C5CDS1 | Z8ES100C20SMPS1 | 34600 | 18 | 8.5 | 32200 | 26200 | 81.37% | 2 | 0 | 11 |  |  |  |  | R-454B | 2.8833 | Residential & Commercial | USHP | Ducted CEE Tier 1
215289705 | Central HP <5.4 tons | AIRQUEST | HRCU-A-CB (Split System: Heat Pump with Remote Outdoor Unit-Air-Source) | DLCURAH18ABK | ADP |  | HG32924 | *92MSN0801716A* | 17400 | 16 | 8.5 | 17100 | 18700 | 109.4% | 2.3 | 0 | 10.5 |  |  |  |  | R-410A | 1.45 | Residential & Commercial | USHP | Ducted CEE Tier 1
215676816 | Central HP <5.4 tons | AIRQUEST | HRCU-A-CB (Split System: Heat Pump with Remote Outdoor Unit-Air-Source) | H5H0V48*K*AAA* |  |  | EVD5X61M21A*+WALLCON | *97CMN1002122B* | 48500 | 19.5 | 9.5 | 50000 | 36800 | 73.6% | 2.12 | 0 | 10.5 |  |  |  |  | R-454B | 4.0417 | Residential & Commercial | USHP | Ducted CEE Tier 1
215424725 | Central HP <5.4 tons | LUXAIRE | HRCU-A-CB (Split System: Heat Pump with Remote Outdoor Unit-Air-Source) | HH824E2S11 | ADP |  | H,YE7J*36+TXV-BLEED | TM9Y080B12MP11 | 23000 | 17 | 9 | 21400 | 18100 | 84.58% | 2 | 0 | 11.7 |  |  |  |  | R-454B | 1.9167 | Residential & Commercial | USHP | Ducted CEE Tier 1
214807716 | Central HP <5.4 tons | LUXAIRE | HRCU-A-CB (Split System: Heat Pump with Remote Outdoor Unit-Air-Source) | HH824E2S11 |  |  | CTU36B5XDS1+JME12B2SN1+TXV | 0 | 23000 | 19 | 9.5 | 23000 | 18500 | 80.43% | 2 | 0 | 12 |  |  |  |  | R-454B | 1.9167 | Residential & Commercial | USHP | Ducted CEE Tier 1
214398094 | Central HP <5.4 tons | LUXAIRE | HRCU-A-CB (Split System: Heat Pump with Remote Outdoor Unit-Air-Source) | HH836E2S11 |  |  | CTM36B5CDS1 | TP9C060B12MP13 | 33000 | 17 | 8.5 | 31000 | 25400 | 81.94% | 2 | 0 | 11 |  |  |  |  | R-454B | 2.75 | Residential & Commercial | USHP | Ducted CEE Tier 1
213297409 | Central HP <5.4 tons | LUXAIRE | HRCU-A-CB (Split System: Heat Pump with Remote Outdoor Unit-Air-Source) | HMH72B341 |  |  | XAHB30CXXN1+TXV | Z8ES040A12LMPS1 | 31800 | 17 | 8.1 | 32200 | 22600 | 70.19% | 2 | 0 | 10 |  |  |  |  | R-410A | 2.65 | Residential & Commercial | USHP | Ducted CEE Tier 1
213297429 | Central HP <5.4 tons | LUXAIRE | HRCU-A-CB (Split System: Heat Pump with Remote Outdoor Unit-Air-Source) | HMH72B341 |  |  | XAHB30CXXN1+JMET12BS2N1+TXV | 0 | 32400 | 18 | 8.1 | 32400 | 22800 | 70.37% | 2.02 | 0 | 10 |  |  |  |  | R-410A | 2.7 | Residential & Commercial | USHP | Ducted CEE Tier 1
214397828 | Central HP <5.4 tons | LUXAIRE | HRCU-A-CB (Split System: Heat Pump with Remote Outdoor Unit-Air-Source) | HH860E2S11 |  |  | CTM60C5CGS1 | TP9C080C16MP13 | 43500 | 18 | 9 | 44000 | 34000 | 77.27% | 2 | 0 | 11 |  |  |  |  | R-454B | 3.625 | Residential & Commercial | USHP | Ducted CEE Tier 1
214397875 | Central HP <5.4 tons | LUXAIRE | HRCU-A-CB (Split System: Heat Pump with Remote Outdoor Unit-Air-Source) | HH860E2S11 |  |  | CTM60C5CGS1 | TL8E080C16UH11 | 44000 | 18 | 9 | 44500 | 33600 | 75.51% | 2 | 0 | 11.7 |  |  |  |  | R-454B | 3.6667 | Residential & Commercial | USHP | Ducted CEE Tier 1
213147625 | Central HP <5.4 tons | PAYNE HEATING AND COOLING | HRCU-A-CB (Split System: Heat Pump with Remote Outdoor Unit-Air-Source) | 38MURAQ36AB3* | ADP |  | C36A***L159+AEFE4B* | 0 | 37000 | 16 | 8.1 | 36800 | 34400 | 93.48% | 2 | 0 | 10 |  |  |  |  | R-410A | 3.0833 | Residential & Commercial | USHP | Ducted CEE Tier 1
215682256 | Central HP <5.4 tons | AIRQUEST | HRCU-A-CB (Split System: Heat Pump with Remote Outdoor Unit-Air-Source) | H5H0V48*K*AAA* |  |  | EVD5X49M24A*+WALLCON | *80CSU1002120B* | 48000 | 18.5 | 9 | 50000 | 36600 | 73.2% | 2 | 0 | 10 |  |  |  |  | R-454B | 4 | Residential & Commercial | USHP | Ducted CEE Tier 1
214650074 | Central HP <5.4 tons | FRASER-JOHNSTON | HRCU-A-CB (Split System: Heat Pump with Remote Outdoor Unit-Air-Source) | HH824E2S11 |  |  | CTU36B5XDS1+TXV | TL9E060B12UH11 | 23000 | 18 | 9.5 | 23000 | 18900 | 82.17% | 2 | 0 | 12 |  |  |  |  | R-454B | 1.9167 | Residential & Commercial | USHP | Ducted CEE Tier 1
214650226 | Central HP <5.4 tons | FRASER-JOHNSTON | HRCU-A-CB (Split System: Heat Pump with Remote Outdoor Unit-Air-Source) | HH824E2S11 |  |  | CTU36B5XDS1+TXV | Z9ES080B12SMPS1 | 23000 | 18 | 9.5 | 23000 | 18600 | 80.87% | 2 | 0 | 12 |  |  |  |  | R-454B | 1.9167 | Residential & Commercial | USHP | Ducted CEE Tier 1
215682136 | Central HP <5.4 tons | AIRQUEST | HRCU-A-CB (Split System: Heat Pump with Remote Outdoor Unit-Air-Source) | H5H0V48*K*AAA* |  |  | EVD5X48M21A*+WALLCON | *80CSU1002120B* | 47000 | 18 | 9 | 50000 | 36400 | 72.8% | 2.02 | 0 | 9.5 |  |  |  |  | R-454B | 3.9167 | Residential & Commercial | USHP
214398370 | Central HP <5.4 tons | LUXAIRE | HRCU-A-CB (Split System: Heat Pump with Remote Outdoor Unit-Air-Source) | HH824E2S11 |  |  | CTM30B5ACS1+JME08B2SN1 | 0 | 23000 | 19 | 9.5 | 23000 | 18400 | 80% | 2 | 0 | 12 |  |  |  |  | R-454B | 1.9167 | Residential & Commercial | USHP | Ducted CEE Tier 1
215424732 | Central HP <5.4 tons | LUXAIRE | HRCU-A-CB (Split System: Heat Pump with Remote Outdoor Unit-Air-Source) | HH824E2S11 | ADP |  | H,YE7J*36+TXV-BLEED | Z9ES040A10SMPS1 | 22400 | 17 | 8.3 | 21400 | 17400 | 81.31% | 1.96 | 0 | 11.5 |  |  |  |  | R-454B | 1.8667 | Residential & Commercial | USHP | Ducted CEE Tier 1
215682456 | Central HP <5.4 tons | AIRQUEST | HRCU-A-CB (Split System: Heat Pump with Remote Outdoor Unit-Air-Source) | H5H0V48*K*AAA* |  |  | EVD5X61M21A*+WALLCON | *80CSU0601716B* | 48500 | 19 | 9 | 50000 | 36800 | 73.6% | 2.1 | 0 | 10 |  |  |  |  | R-454B | 4.0417 | Residential & Commercial | USHP | Ducted CEE Tier 1
215682556 | Central HP <5.4 tons | AIRQUEST | HRCU-A-CB (Split System: Heat Pump with Remote Outdoor Unit-Air-Source) | H5H0V48*K*AAA* |  |  | EVD5X61M24A*+WALLCON | *97CTN1002122A* | 48500 | 19.5 | 9.5 | 50000 | 36600 | 73.2% | 2.12 | 0 | 10.5 |  |  |  |  | R-454B | 4.0417 | Residential & Commercial | USHP | Ducted CEE Tier 1
215682806 | Central HP <5.4 tons | AIRQUEST | HRCU-A-CB (Split System: Heat Pump with Remote Outdoor Unit-Air-Source) | H5H0V60*K*AAA* |  |  | EVM5X60M21A*+WALLCON | *80CSU0401712B* | 56000 | 18 | 8.5 | 60500 | 43500 | 71.9% | 2.12 | 0 | 9.5 |  |  |  |  | R-454B | 4.6667 | Residential & Commercial | USHP
215682906 | Central HP <5.4 tons | AIRQUEST | HRCU-A-CB (Split System: Heat Pump with Remote Outdoor Unit-Air-Source) | H5H0V60*K*AAA* |  |  | EVM5X60M24A*+WALLCON | *97CTN1002122A* | 56500 | 18.5 | 9 | 63000 | 44500 | 70.63% | 2.08 | 0 | 9 |  |  |  |  | R-454B | 4.7083 | Residential & Commercial | USHP
214595065 | Central HP <5.4 tons | LUXAIRE | HRCU-A-CB (Split System: Heat Pump with Remote Outdoor Unit-Air-Source) | HH836E2S11 |  |  | CTM36C5CDS1 | Z8ES100C20SMPS1 | 34400 | 18 | 8.5 | 32000 | 26200 | 81.88% | 2 | 0 | 11 |  |  |  |  | R-454B | 2.8667 | Residential & Commercial | USHP | Ducted CEE Tier 1
214841725 | Central HP <5.4 tons | AC PRO.com | HRCU-A-CB (Split System: Heat Pump with Remote Outdoor Unit-Air-Source) | AUD60W/A1-D(U) | ADP |  | F,PE*CC4948 | 0 | 47500 | 16 | 9 | 46000 | 38500 | 83.7% | 1.8 | 0 | 11 |  |  |  |  | R-410A | 3.9583 | Residential & Commercial | USHP | Ducted CEE Tier 1
215295738 | Central HP <5.4 tons | AIRQUEST | HRCU-A-CB (Split System: Heat Pump with Remote Outdoor Unit-Air-Source) | DLCURAH36ABK | ADP |  | H,GE22936 | *96VTN1202422B* | 31600 | 15.2 | 8.2 | 36000 | 34200 | 95% | 1.96 | 0 | 8.5 |  |  |  |  | R-410A | 2.6333 | Residential & Commercial | USHP
215682956 | Central HP <5.4 tons | AIRQUEST | HRCU-A-CB (Split System: Heat Pump with Remote Outdoor Unit-Air-Source) | H5H0V60*K*AAA* |  |  | EVM5X61M24A*+WALLCON | *97CTN0802120A* | 57500 | 18.5 | 9 | 64000 | 45000 | 70.31% | 2.08 | 0 | 9 |  |  |  |  | R-454B | 4.7917 | Residential & Commercial | USHP
212520205 | Central HP <5.4 tons | CARRIER | HRCU-A-CB (Split System: Heat Pump with Remote Outdoor Unit-Air-Source) | 38MURAQ24AB3* | ADP |  | H,PG32936 | 58S(B,C)*A045E17**12 | 23600 | 17 | 8.5 | 24600 | 22200 | 90.24% | 1.86 | 0 | 9.5 |  |  |  |  | R-410A | 1.9667 | Residential & Commercial | USHP
212520206 | Central HP <5.4 tons | CARRIER | HRCU-A-CB (Split System: Heat Pump with Remote Outdoor Unit-Air-Source) | 38MURAQ24AB3* | ADP |  | H,PG34936 | 58S(B,C)*A045E17**12 | 24200 | 17 | 8.5 | 24600 | 22200 | 90.24% | 1.86 | 0 | 10 |  |  |  |  | R-410A | 2.0167 | Residential & Commercial | USHP | Ducted CEE Tier 1
212520223 | Central HP <5.4 tons | CARRIER | HRCU-A-CB (Split System: Heat Pump with Remote Outdoor Unit-Air-Source) | 38MURAQ24AB3* | ADP |  | H,PG9J936 | 58S(B,C)*A070E21**16 | 24200 | 17 | 8.1 | 24600 | 22400 | 91.06% | 1.9 | 0 | 10.5 |  |  |  |  | R-410A | 2.0167 | Residential & Commercial | USHP | Ducted CEE Tier 1
212520256 | Central HP <5.4 tons | CARRIER | HRCU-A-CB (Split System: Heat Pump with Remote Outdoor Unit-Air-Source) | 38MURAQ24AB3* | ADP |  | H,PG24936 | 58SU*A040E17**12 | 23600 | 17 | 8.5 | 24800 | 23400 | 94.35% | 1.98 | 0 | 10 |  |  |  |  | R-410A | 1.9667 | Residential & Commercial | USHP | Ducted CEE Tier 1
212520257 | Central HP <5.4 tons | CARRIER | HRCU-A-CB (Split System: Heat Pump with Remote Outdoor Unit-Air-Source) | 38MURAQ24AB3* | ADP |  | H,PG32936 | 58SU*A040E17**12 | 23600 | 17 | 8.5 | 24800 | 23400 | 94.35% | 1.98 | 0 | 10 |  |  |  |  | R-410A | 1.9667 | Residential & Commercial | USHP | Ducted CEE Tier 1
212520289 | Central HP <5.4 tons | CARRIER | HRCU-A-CB (Split System: Heat Pump with Remote Outdoor Unit-Air-Source) | 38MURAQ24AB3* | ADP |  | H,PG32936 | 58TP*A110V21**22 | 23200 | 17 | 8.1 | 24400 | 23200 | 95.08% | 1.96 | 0 | 10 |  |  |  |  | R-410A | 1.9333 | Residential & Commercial | USHP | Ducted CEE Tier 1
214609112 | Central HP <5.4 tons | LUXAIRE | HRCU-A-CB (Split System: Heat Pump with Remote Outdoor Unit-Air-Source) | HH860E2S11 |  |  | CTM60C5CGS1 | Z9ES100C16SMPS1 | 45500 | 18 | 9 | 46000 | 33800 | 73.48% | 2 | 0 | 11.7 |  |  |  |  | R-454B | 3.7917 | Residential & Commercial | USHP | Ducted CEE Tier 1
213369667 | Central HP <5.4 tons | KERR | HRCU-A-C (Split System: Heat Pump with Remote Outdoor Unit with No Indoor Fan --Air Source) | A-KCD18SA-1 | ADP |  | *G21924+TD | 0 | 17700 | 16 | 8.85 | 17100 | 14600 | 85.38% | 2.06 | 0 | 11.5 |  |  |  |  | R-410A | 1.475 | Residential & Commercial | USHP | Ducted CEE Tier 1
216508737 | Central HP <5.4 tons | LUXAIRE | HRCU-A-CB (Split System: Heat Pump with Remote Outdoor Unit-Air-Source) | HH836E2S11 |  |  | CTF30A5ADS1 | LPLC060A12MP13 | 32800 | 17 | 8.5 | 30600 | 25200 | 82.35% | 2 | 0 | 11 |  |  |  |  | R-454B | 2.7333 | Residential & Commercial | USHP | Ducted CEE Tier 1
215676306 | Central HP <5.4 tons | AIRQUEST | HRCU-A-CB (Split System: Heat Pump with Remote Outdoor Unit-Air-Source) | H5H0V48*K*AAA* |  |  | EVD5X49M24A*+WALLCON | *80CTL0902120B* | 48000 | 19 | 9 | 50000 | 36400 | 72.8% | 2 | 0 | 10.5 |  |  |  |  | R-454B | 4 | Residential & Commercial | USHP | Ducted CEE Tier 1
215676956 | Central HP <5.4 tons | AIRQUEST | HRCU-A-CB (Split System: Heat Pump with Remote Outdoor Unit-Air-Source) | H5H0V48*K*AAA* |  |  | EVD5X61M24A*+WALLCON | *96CTN1202422B* | 48500 | 19.5 | 9.5 | 50000 | 36600 | 73.2% | 2.12 | 0 | 10.5 |  |  |  |  | R-454B | 4.0417 | Residential & Commercial | USHP | Ducted CEE Tier 1
215295579 | Central HP <5.4 tons | AIRQUEST | HRCU-A-CB (Split System: Heat Pump with Remote Outdoor Unit-Air-Source) | DLCURAH36ABK | ADP |  | H,GE24936 | *96VTN1002120B* | 34200 | 16 | 8.1 | 36800 | 34800 | 94.57% | 1.82 | 0 | 9.5 |  |  |  |  | R-410A | 2.85 | Residential & Commercial | USHP
215295611 | Central HP <5.4 tons | AIRQUEST | HRCU-A-CB (Split System: Heat Pump with Remote Outdoor Unit-Air-Source) | DLCURAH36ABK | ADP |  | H,GG1K936 | *96VTN1002120B* | 35800 | 16 | 8.5 | 36200 | 34400 | 95.03% | 2.04 | 0 | 10 |  |  |  |  | R-410A | 2.9833 | Residential & Commercial | USHP | Ducted CEE Tier 1
214080671 | Central HP <5.4 tons | ARMSTRONG AIR | HRCU-A-CB (Split System: Heat Pump with Remote Outdoor Unit-Air-Source) | 4SHP22LX124P-**A | ADP |  | H,A,DP15936 | A97USMV070B12 | 23800 | 21 | 8.5 | 22000 | 15400 | 70% | 1.92 | 0 | 13.5 |  |  |  |  | R-410A | 1.9833 | Residential & Commercial | USHP | Ducted CEE Tier 1
213886001 | Central HP <5.4 tons | AC PRO.com | HRCU-A-CB (Split System: Heat Pump with Remote Outdoor Unit-Air-Source) | AUD60W/A1-D(U) | ADP |  | PL60H210P529+AEFE5* | 0 | 54000 | 15.2 | 9 | 52000 | 40500 | 77.88% | 1.8 | 0 | 10 |  |  |  |  | R-410A | 4.5 | Residential & Commercial | USHP | Ducted CEE Tier 1
212520275 | Central HP <5.4 tons | CARRIER | HRCU-A-CB (Split System: Heat Pump with Remote Outdoor Unit-Air-Source) | 38MURAQ24AB3* | ADP |  | H,PG9J936 | 58TP*A070V14**12 | 24400 | 17 | 8.5 | 24600 | 22000 | 89.43% | 1.86 | 0 | 10 |  |  |  |  | R-410A | 2.0333 | Residential & Commercial | USHP | Ducted CEE Tier 1
213311143 | Central HP <5.4 tons | PAYNE HEATING AND COOLING | HRCU-A-CB (Split System: Heat Pump with Remote Outdoor Unit-Air-Source) | 38MURAQ24AB3* | ADP |  | C36A***L139+CBPE4B* | 0 | 23800 | 18 | 8.75 | 25000 | 22600 | 90.4% | 1.88 | 0 | 10 |  |  |  |  | R-410A | 1.9833 | Residential & Commercial | USHP | Ducted CEE Tier 1
211719782 | Central HP <5.4 tons | COLEMAN | HRCU-A-CB (Split System: Heat Pump with Remote Outdoor Unit-Air-Source) | HMH72B341 |  |  | XAFB30CXXN1+TXV | CPLC080B12MP13 | 32400 | 17 | 8.1 | 33600 | 23600 | 70.24% | 2 | 0 | 9.5 |  |  |  |  | R-410A | 2.7 | Residential & Commercial | USHP
212981540 | Central HP <5.4 tons | KEEPRITE | HRCU-A-CB (Split System: Heat Pump with Remote Outdoor Unit-Air-Source) | DLCURAH36ABK |  |  | EA*4X48L21A* | *80MSU1002120A* | 35600 | 16 | 8.5 | 38000 | 34600 | 91.05% | 2.04 | 0 | 10 |  |  |  |  | R-410A | 2.9667 | Residential & Commercial | USHP | Ducted CEE Tier 1
213780964 | Central HP <5.4 tons | TEMPSTAR | HRCU-A-CB (Split System: Heat Pump with Remote Outdoor Unit-Air-Source) | TVH837GKA2* |  |  | EA*4X37L21A*+WALLCON | *96CTN1002122B* | 33000 | 17 | 8.5 | 32600 | 25000 | 76.69% | 1.98 | 0 | 11.5 |  |  |  |  | R-410A | 2.75 | Residential & Commercial | USHP | Ducted CEE Tier 1
213781084 | Central HP <5.4 tons | TEMPSTAR | HRCU-A-CB (Split System: Heat Pump with Remote Outdoor Unit-Air-Source) | TVH837GKA2* |  |  | EA*4X42L21A*+WALLCON | *96CTN1002122B* | 31800 | 17 | 8.1 | 33000 | 24400 | 73.94% | 1.88 | 0 | 11 |  |  |  |  | R-410A | 2.65 | Residential & Commercial | USHP | Ducted CEE Tier 1
215652915 | Central HP <5.4 tons | TRANE | HRCU-A-CB (Split System: Heat Pump with Remote Outdoor Unit-Air-Source) | 4TWV8X60A1 | ADP |  | H,TG49960 | S8V2C100M5PDA | 54000 | 18 | 8.2 | 50000 | 39500 | 79% | 1.78 | 0 | 11.7 |  |  |  |  | R-410A | 4.5 | Residential & Commercial | USHP | Ducted CEE Tier 1
214398028 | Central HP <5.4 tons | LUXAIRE | HRCU-A-CB (Split System: Heat Pump with Remote Outdoor Unit-Air-Source) | HH860E2S11 |  |  | CTM60C5CHS1 | TMLE080C20MP11 | 53500 | 19 | 8.5 | 54000 | 39000 | 72.22% | 2 | 0 | 11 |  |  |  |  | R-454B | 4.4583 | Residential & Commercial | USHP | Ducted CEE Tier 1
215424288 | Central HP <5.4 tons | LUXAIRE | HRCU-A-CB (Split System: Heat Pump with Remote Outdoor Unit-Air-Source) | HH860E2S11 | ADP |  | H,YE48*60+TXV-BLEED | TM8Y100C20MP11 | 44500 | 18 | 8.5 | 43000 | 33400 | 77.67% | 2 | 0 | 11.7 |  |  |  |  | R-454B | 3.7083 | Residential & Commercial | USHP | Ducted CEE Tier 1
215424305 | Central HP <5.4 tons | LUXAIRE | HRCU-A-CB (Split System: Heat Pump with Remote Outdoor Unit-Air-Source) | HH860E2S11 | ADP |  | H,YE36*60+TXV-BLEED | TM9V100C20MP12 | 50500 | 18 | 8.3 | 51500 | 38000 | 73.79% | 1.96 | 0 | 10.5 |  |  |  |  | R-454B | 4.2083 | Residential & Commercial | USHP | Ducted CEE Tier 1
215424306 | Central HP <5.4 tons | LUXAIRE | HRCU-A-CB (Split System: Heat Pump with Remote Outdoor Unit-Air-Source) | HH860E2S11 | ADP |  | H,YE48*60+TXV-BLEED | TM9V100C20MP12 | 44000 | 18 | 8.5 | 42500 | 33200 | 78.12% | 2 | 0 | 11.7 |  |  |  |  | R-454B | 3.6667 | Residential & Commercial | USHP | Ducted CEE Tier 1
215424340 | Central HP <5.4 tons | LUXAIRE | HRCU-A-CB (Split System: Heat Pump with Remote Outdoor Unit-Air-Source) | HH860E2S11 | ADP |  | H,YE48*60+TXV-BLEED | Z9ES120D20SMPS1 | 46500 | 18 | 8.5 | 45000 | 33800 | 75.11% | 2 | 0 | 11.7 |  |  |  |  | R-454B | 3.875 | Residential & Commercial | USHP | Ducted CEE Tier 1
215678286 | Central HP <5.4 tons | AIRQUEST | HRCU-A-CB (Split System: Heat Pump with Remote Outdoor Unit-Air-Source) | H5H0V24*K*AAA* |  |  | EA*5X30M17A*+WALLCON | *97CTN0601716A* | 23000 | 16.5 | 9 | 24000 | 16800 | 70% | 1.86 | 0 | 10 |  |  |  |  | R-454B | 1.9167 | Residential & Commercial | USHP | Ducted CEE Tier 1
211242958 | Central HP <5.4 tons | DAY & NIGHT | HRCU-A-CB (Split System: Heat Pump with Remote Outdoor Unit-Air-Source) | DLCURAH24ABK |  |  | EA*4X37L17A* | *95ESN0401712A* | 24400 | 15.2 | 8.5 | 26000 | 21600 | 83.08% | 1.78 | 0 | 10 |  |  |  |  | R-410A | 2.0333 | Residential & Commercial | USHP | Ducted CEE Tier 1
211243685 | Central HP <5.4 tons | DAY & NIGHT | HRCU-A-CB (Split System: Heat Pump with Remote Outdoor Unit-Air-Source) | DLCURAH24ABK |  |  | EA*4X37L21A* | OMV112K14A | 25000 | 16 | 8.5 | 25600 | 21000 | 82.03% | 1.76 | 0 | 10 |  |  |  |  | R-410A | 2.0833 | Residential & Commercial | USHP | Ducted CEE Tier 1
215683026 | Central HP <5.4 tons | AIRQUEST | HRCU-A-CB (Split System: Heat Pump with Remote Outdoor Unit-Air-Source) | H5H0V60*K*AAA* |  |  | EVD5X60M21A*+WALLCON | *80CSU1002120B* | 57000 | 18 | 9 | 63500 | 44500 | 70.08% | 2.08 | 0 | 9 |  |  |  |  | R-454B | 4.75 | Residential & Commercial | USHP
211243712 | Central HP <5.4 tons | DAY & NIGHT | HRCU-A-CB (Split System: Heat Pump with Remote Outdoor Unit-Air-Source) | DLCURAH24ABK |  |  | EN(A,D)4X24L14** | *96VSN0401410A* | 23400 | 15.5 | 8.5 | 26600 | 24000 | 90.23% | 1.96 | 0 | 10 |  |  |  |  | R-410A | 1.95 | Residential & Commercial | USHP | Ducted CEE Tier 1
211243944 | Central HP <5.4 tons | DAY & NIGHT | HRCU-A-CB (Split System: Heat Pump with Remote Outdoor Unit-Air-Source) | DLCURAH24ABK |  |  | EN(A,D)4X24L17** | *80VSL0451716A* | 23800 | 16 | 8.5 | 26800 | 23400 | 87.31% | 1.92 | 0 | 10 |  |  |  |  | R-410A | 1.9833 | Residential & Commercial | USHP | Ducted CEE Tier 1
216762700 | Central HP <5.4 tons | BRYANT HEATING AND COOLING SYSTEMS | HRCU-A-CB (Split System: Heat Pump with Remote Outdoor Unit-Air-Source) | 38MURAQ36AA3* | ADP |  | H,PG9J936 | 927TA48080V17*** | 34000 | 15.2 | 9.5 | 34200 | 26800 | 78.36% | 2.2 | 0 | 9.5 |  |  |  |  | R-410A | 2.8333 | Residential & Commercial | USHP
213781194 | Central HP <5.4 tons | TEMPSTAR | HRCU-A-CB (Split System: Heat Pump with Remote Outdoor Unit-Air-Source) | TVH837GKA2* |  |  | EA*4X43L21A*+WALLCON | *80CTL0902120B* | 32800 | 17 | 8.5 | 32600 | 25000 | 76.69% | 1.98 | 0 | 11.5 |  |  |  |  | R-410A | 2.7333 | Residential & Commercial | USHP | Ducted CEE Tier 1
214650830 | Central HP <5.4 tons | FRASER-JOHNSTON | HRCU-A-CB (Split System: Heat Pump with Remote Outdoor Unit-Air-Source) | HH860E2S11 |  |  | CTU60D5XGS1+TXV | Z8ES130D20SMPS1 | 45000 | 18 | 9 | 45000 | 33200 | 73.78% | 2 | 0 | 12 |  |  |  |  | R-454B | 3.75 | Residential & Commercial | USHP | Ducted CEE Tier 1
213372392 | Central HP <5.4 tons | RHEEM | HRCU-A-CB (Split System: Heat Pump with Remote Outdoor Unit-Air-Source) | RP18AZ60AJVC |  |  | RCFZ6021SEAAM | R951V1005A21UHU | 52500 | 18 | 8.1 | 52500 | 50500 | 96.19% | 1.9 | 0 | 10 |  |  |  |  | R-410A | 4.375 | Residential & Commercial | USHP | Ducted CEE Tier 1
215682016 | Central HP <5.4 tons | AIRQUEST | HRCU-A-CB (Split System: Heat Pump with Remote Outdoor Unit-Air-Source) | H5H0V48*K*AAA* |  |  | EVM5X60M24A*+WALLCON | *97CTN1002122A* | 48000 | 19 | 9 | 50000 | 36600 | 73.2% | 2 | 0 | 10 |  |  |  |  | R-454B | 4 | Residential & Commercial | USHP | Ducted CEE Tier 1
214652046 | Central HP <5.4 tons | FRASER-JOHNSTON | HRCU-A-CB (Split System: Heat Pump with Remote Outdoor Unit-Air-Source) | HH824E2S11 |  |  | CTU30B5XCS1+TXV | TP9C080B12MP13 | 23000 | 17 | 9.5 | 23000 | 18200 | 79.13% | 2 | 0 | 12 |  |  |  |  | R-454B | 1.9167 | Residential & Commercial | USHP | Ducted CEE Tier 1
214651001 | Central HP <5.4 tons | FRASER-JOHNSTON | HRCU-A-CB (Split System: Heat Pump with Remote Outdoor Unit-Air-Source) | HH824E2S11 |  |  | CTU36B5XDS1+TXV | TM9V080B12MP12 | 23000 | 18 | 9.5 | 23000 | 18400 | 80% | 2 | 0 | 12 |  |  |  |  | R-454B | 1.9167 | Residential & Commercial | USHP | Ducted CEE Tier 1
214609078 | Central HP <5.4 tons | LUXAIRE | HRCU-A-CB (Split System: Heat Pump with Remote Outdoor Unit-Air-Source) | HH860E2S11 |  |  | CTM60C5CHS1 | Z9ES080C20SMPS1 | 53500 | 19 | 8.5 | 54000 | 39000 | 72.22% | 2 | 0 | 11 |  |  |  |  | R-454B | 4.4583 | Residential & Commercial | USHP | Ducted CEE Tier 1
214396625 | Central HP <5.4 tons | LUXAIRE | HRCU-A-CB (Split System: Heat Pump with Remote Outdoor Unit-Air-Source) | HH860E2S11 |  |  | CTF60D5CGS1 | TMLE130D20MP11 | 46000 | 18 | 9 | 47500 | 35200 | 74.11% | 2 | 0 | 11 |  |  |  |  | R-454B | 3.8333 | Residential & Commercial | USHP | Ducted CEE Tier 1
214651570 | Central HP <5.4 tons | FRASER-JOHNSTON | HRCU-A-CB (Split System: Heat Pump with Remote Outdoor Unit-Air-Source) | HH824E2S11 |  |  | CTU30B5XCS1+TXV | TM8Y080B12MP11 | 23000 | 18 | 9.5 | 23000 | 18800 | 81.74% | 2 | 0 | 12 |  |  |  |  | R-454B | 1.9167 | Residential & Commercial | USHP | Ducted CEE Tier 1
214650367 | Central HP <5.4 tons | FRASER-JOHNSTON | HRCU-A-CB (Split System: Heat Pump with Remote Outdoor Unit-Air-Source) | HH824E2S11 |  |  | CTU36B5XDS1+TXV | TM9Y060B12MP11 | 23000 | 18 | 9.5 | 23000 | 18400 | 80% | 2 | 0 | 12 |  |  |  |  | R-454B | 1.9167 | Residential & Commercial | USHP | Ducted CEE Tier 1
216374769 | Central HP <5.4 tons | LUXAIRE | HRCU-A-CB (Split System: Heat Pump with Remote Outdoor Unit-Air-Source) | HH860E2S11 |  |  | CTF60D5CGS1 | Z9ET120D20SMPS1 | 44500 | 17 | 9 | 45000 | 32600 | 72.44% | 2 | 0 | 11.7 |  |  |  |  | R-454B | 3.7083 | Residential & Commercial | USHP | Ducted CEE Tier 1
215424263 | Central HP <5.4 tons | LUXAIRE | HRCU-A-CB (Split System: Heat Pump with Remote Outdoor Unit-Air-Source) | HH860E2S11 | ADP |  | H,YE36*60+TXV-BLEED | TM8E080C20MP11 | 52000 | 18 | 8.3 | 53000 | 39500 | 74.53% | 1.96 | 0 | 10.5 |  |  |  |  | R-454B | 4.3333 | Residential & Commercial | USHP | Ducted CEE Tier 1
215424264 | Central HP <5.4 tons | LUXAIRE | HRCU-A-CB (Split System: Heat Pump with Remote Outdoor Unit-Air-Source) | HH860E2S11 | ADP |  | H,YE48*60+TXV-BLEED | TM8E080C20MP11 | 53500 | 18 | 8.5 | 53000 | 39500 | 74.53% | 2 | 0 | 11 |  |  |  |  | R-454B | 4.4583 | Residential & Commercial | USHP | Ducted CEE Tier 1
212498329 | Central HP <5.4 tons | PAYNE HEATING AND COOLING | HRCU-A-CB (Split System: Heat Pump with Remote Outdoor Unit-Air-Source) | 38MURAQ24AB3* | ADP |  | CE2403C+TXV | 0 | 23800 | 17 | 8.85 | 25600 | 25400 | 99.22% | 2.14 | 0 | 10 |  |  |  |  | R-410A | 1.9833 | Residential & Commercial | USHP | Ducted CEE Tier 1
212498330 | Central HP <5.4 tons | PAYNE HEATING AND COOLING | HRCU-A-CB (Split System: Heat Pump with Remote Outdoor Unit-Air-Source) | 38MURAQ24AB3* | ADP |  | CE3005A+TXV | 0 | 23600 | 17 | 9 | 25600 | 25200 | 98.44% | 2.14 | 0 | 10 |  |  |  |  | R-410A | 1.9667 | Residential & Commercial | USHP | Ducted CEE Tier 1
212498331 | Central HP <5.4 tons | PAYNE HEATING AND COOLING | HRCU-A-CB (Split System: Heat Pump with Remote Outdoor Unit-Air-Source) | 38MURAQ24AB3* | ADP |  | CE3005C+TXV | 0 | 23600 | 17 | 9 | 25600 | 25200 | 98.44% | 2.14 | 0 | 10 |  |  |  |  | R-410A | 1.9667 | Residential & Commercial | USHP | Ducted CEE Tier 1
212441558 | Central HP <5.4 tons | PAYNE HEATING AND COOLING | HRCU-A-CB (Split System: Heat Pump with Remote Outdoor Unit-Air-Source) | 38MURAQ18AB3* | ADP |  | H,PG7J936 | PG95ESAA30040A** | 17600 | 15.2 | 8.5 | 17100 | 18600 | 108.8% | 2.28 | 0 | 10.5 |  |  |  |  | R-410A | 1.4667 | Residential & Commercial | USHP | Ducted CEE Tier 1
212509274 | Central HP <5.4 tons | PAYNE HEATING AND COOLING | HRCU-A-CB (Split System: Heat Pump with Remote Outdoor Unit-Air-Source) | 38MURAQ24AB3* | ADP |  | H,PG7J936 | PG95ESAA60080C** | 24600 | 16 | 8.5 | 25000 | 22000 | 88% | 1.84 | 0 | 10.5 |  |  |  |  | R-410A | 2.05 | Residential & Commercial | USHP | Ducted CEE Tier 1
212407331 | Central HP <5.4 tons | PAYNE HEATING AND COOLING | HRCU-A-CB (Split System: Heat Pump with Remote Outdoor Unit-Air-Source) | 38MURAQ24AB3* | ADP |  | H,PG7J936 | PG92ESAA30040A** | 24000 | 15.2 | 8.5 | 24800 | 22200 | 89.52% | 1.84 | 0 | 10 |  |  |  |  | R-410A | 2 | Residential & Commercial | USHP | Ducted CEE Tier 1
214609142 | Central HP <5.4 tons | LUXAIRE | HRCU-A-CB (Split System: Heat Pump with Remote Outdoor Unit-Air-Source) | HH860E2S11 |  |  | CTM60D5CGS1 | Z9ES120D20SMPS1 | 46000 | 18 | 9 | 47000 | 34200 | 72.77% | 2 | 0 | 11.7 |  |  |  |  | R-454B | 3.8333 | Residential & Commercial | USHP | Ducted CEE Tier 1
214609201 | Central HP <5.4 tons | LUXAIRE | HRCU-A-CB (Split System: Heat Pump with Remote Outdoor Unit-Air-Source) | HH860E2S11 |  |  | CTM60C5CGS1 | Z9ES080C16SMPS1 | 45000 | 18 | 9 | 46000 | 33800 | 73.48% | 2 | 0 | 11.7 |  |  |  |  | R-454B | 3.75 | Residential & Commercial | USHP | Ducted CEE Tier 1
213311152 | Central HP <5.4 tons | PAYNE HEATING AND COOLING | HRCU-A-CB (Split System: Heat Pump with Remote Outdoor Unit-Air-Source) | 38MURAQ24AB3* | ADP |  | PL36H***P449+CBPE3A* | 0 | 24200 | 18 | 9 | 25000 | 22600 | 90.4% | 1.92 | 0 | 10.5 |  |  |  |  | R-410A | 2.0167 | Residential & Commercial | USHP | Ducted CEE Tier 1
213356044 | Central HP <5.4 tons | PAYNE HEATING AND COOLING | HRCU-A-CB (Split System: Heat Pump with Remote Outdoor Unit-Air-Source) | 38MURAQ24AB3* | ADP |  | A36VCA+TXV+CBPE3A* | 0 | 24000 | 18 | 8.85 | 25000 | 22600 | 90.4% | 1.9 | 0 | 10.5 |  |  |  |  | R-410A | 2 | Residential & Commercial | USHP | Ducted CEE Tier 1
211206834 | Central HP <5.4 tons | FRASER-JOHNSTON | HRCU-A-CB (Split System: Heat Pump with Remote Outdoor Unit-Air-Source) | HL20B2421 |  |  | XAMB24DE1N1+CC | TM9V060B12MP12 | 22600 | 17 | 8.5 | 23800 | 18500 | 77.73% | 1.92 | 0 | 12 |  |  |  |  | R-410A | 1.8833 | Residential & Commercial | USHP | Ducted CEE Tier 1
212520211 | Central HP <5.4 tons | CARRIER | HRCU-A-CB (Split System: Heat Pump with Remote Outdoor Unit-Air-Source) | 38MURAQ24AB3* | ADP |  | H,PG9J936 | 58S(B,C)*A070E14**12 | 24400 | 17 | 8.5 | 24600 | 22000 | 89.43% | 1.86 | 0 | 10 |  |  |  |  | R-410A | 2.0333 | Residential & Commercial | USHP | Ducted CEE Tier 1
212520220 | Central HP <5.4 tons | CARRIER | HRCU-A-CB (Split System: Heat Pump with Remote Outdoor Unit-Air-Source) | 38MURAQ24AB3* | ADP |  | H,PG24936 | 58S(B,C)*A070E21**16 | 23600 | 17 | 8.1 | 24600 | 22400 | 91.06% | 1.9 | 0 | 10 |  |  |  |  | R-410A | 1.9667 | Residential & Commercial | USHP | Ducted CEE Tier 1
212520227 | Central HP <5.4 tons | CARRIER | HRCU-A-CB (Split System: Heat Pump with Remote Outdoor Unit-Air-Source) | 38MURAQ24AB3* | ADP |  | H,PG9J936 | 58S(B,C)*A090E17**14 | 24800 | 17 | 8.5 | 24800 | 21600 | 87.1% | 1.84 | 0 | 10 |  |  |  |  | R-410A | 2.0667 | Residential & Commercial | USHP | Ducted CEE Tier 1
212520259 | Central HP <5.4 tons | CARRIER | HRCU-A-CB (Split System: Heat Pump with Remote Outdoor Unit-Air-Source) | 38MURAQ24AB3* | ADP |  | H,PG9J936 | 58SU*A040E17**12 | 24000 | 17 | 8.1 | 24400 | 22800 | 93.44% | 1.94 | 0 | 10.5 |  |  |  |  | R-410A | 2 | Residential & Commercial | USHP | Ducted CEE Tier 1
212520277 | Central HP <5.4 tons | CARRIER | HRCU-A-CB (Split System: Heat Pump with Remote Outdoor Unit-Air-Source) | 38MURAQ24AB3* | ADP |  | H,PG32936 | 58TP*A070V17**16 | 23600 | 17 | 8.1 | 24600 | 22600 | 91.87% | 1.9 | 0 | 10 |  |  |  |  | R-410A | 1.9667 | Residential & Commercial | USHP | Ducted CEE Tier 1
215682586 | Central HP <5.4 tons | AIRQUEST | HRCU-A-CB (Split System: Heat Pump with Remote Outdoor Unit-Air-Source) | H5H0V60*K*AAA* |  |  | EA*5X60M24A*+WALLCON | *80CSU0802120B* | 55500 | 18.5 | 8.5 | 58500 | 41000 | 70.09% | 2.04 | 0 | 9 |  |  |  |  | R-454B | 4.625 | Residential & Commercial | USHP
215682636 | Central HP <5.4 tons | AIRQUEST | HRCU-A-CB (Split System: Heat Pump with Remote Outdoor Unit-Air-Source) | H5H0V60*K*AAA* |  |  | EA*5X61M21A*+WALLCON | *80CSU0401712B* | 55500 | 18 | 8.5 | 58500 | 41000 | 70.09% | 2.04 | 0 | 9 |  |  |  |  | R-454B | 4.625 | Residential & Commercial | USHP
215295629 | Central HP <5.4 tons | AIRQUEST | HRCU-A-CB (Split System: Heat Pump with Remote Outdoor Unit-Air-Source) | DLCURAH36ABK | ADP |  | H,GE33936 | *96VTN1002122A* | 35200 | 16 | 8.1 | 36800 | 34600 | 94.02% | 1.88 | 0 | 10 |  |  |  |  | R-410A | 2.9333 | Residential & Commercial | USHP | Ducted CEE Tier 1
215295645 | Central HP <5.4 tons | AIRQUEST | HRCU-A-CB (Split System: Heat Pump with Remote Outdoor Unit-Air-Source) | DLCURAH36ABK | ADP |  | HG8J936 | *96VTN1002122A* | 35400 | 16 | 8.1 | 36800 | 34600 | 94.02% | 1.88 | 0 | 10 |  |  |  |  | R-410A | 2.95 | Residential & Commercial | USHP | Ducted CEE Tier 1
215295646 | Central HP <5.4 tons | AIRQUEST | HRCU-A-CB (Split System: Heat Pump with Remote Outdoor Unit-Air-Source) | DLCURAH36ABK | ADP |  | H,GE8J936 | *96VTN1002122A* | 35400 | 16 | 8.1 | 36800 | 34600 | 94.02% | 1.88 | 0 | 10 |  |  |  |  | R-410A | 2.95 | Residential & Commercial | USHP | Ducted CEE Tier 1
215295679 | Central HP <5.4 tons | AIRQUEST | HRCU-A-CB (Split System: Heat Pump with Remote Outdoor Unit-Air-Source) | DLCURAH36ABK | ADP |  | HE36936 | *96VTN1002122B* | 35400 | 17 | 8.1 | 36800 | 34400 | 93.48% | 2 | 0 | 10 |  |  |  |  | R-410A | 2.95 | Residential & Commercial | USHP | Ducted CEE Tier 1
215295710 | Central HP <5.4 tons | AIRQUEST | HRCU-A-CB (Split System: Heat Pump with Remote Outdoor Unit-Air-Source) | DLCURAH36ABK | ADP |  | H,GE33936 | *96VTN1202422A* | 35400 | 16 | 8.1 | 36800 | 34600 | 94.02% | 1.88 | 0 | 10 |  |  |  |  | R-410A | 2.95 | Residential & Commercial | USHP | Ducted CEE Tier 1
215295712 | Central HP <5.4 tons | AIRQUEST | HRCU-A-CB (Split System: Heat Pump with Remote Outdoor Unit-Air-Source) | DLCURAH36ABK | ADP |  | H,GG34936 | *96VTN1202422A* | 35600 | 16 | 8.1 | 36800 | 34600 | 94.02% | 1.88 | 0 | 10 |  |  |  |  | R-410A | 2.9667 | Residential & Commercial | USHP | Ducted CEE Tier 1
213781164 | Central HP <5.4 tons | TEMPSTAR | HRCU-A-CB (Split System: Heat Pump with Remote Outdoor Unit-Air-Source) | TVH837GKA2* |  |  | EA*4X43L21A*+WALLCON | *80CTL0451712B* | 32600 | 16.5 | 8.1 | 33200 | 25400 | 76.51% | 1.94 | 0 | 10.5 |  |  |  |  | R-410A | 2.7167 | Residential & Commercial | USHP | Ducted CEE Tier 1
213886008 | Central HP <5.4 tons | AC PRO.com | HRCU-A-CB (Split System: Heat Pump with Remote Outdoor Unit-Air-Source) | AUD36W/A1-D(U) | ADP |  | PL36H175P269+AEFE4B* | 0 | 23000 | 15.2 | 8.5 | 22400 | 21200 | 94.64% | 1.8 | 0 | 11 |  |  |  |  | R-410A | 1.9167 | Residential & Commercial | USHP | Ducted CEE Tier 1
214020993 | Central HP <5.4 tons | AC PRO.com | HRCU-A-CB (Split System: Heat Pump with Remote Outdoor Unit-Air-Source) | AUD60W/A1-D(U) | ADP |  | V,N60H245D799+AEFE5* | 0 | 54000 | 15.8 | 9 | 54000 | 41000 | 75.93% | 1.8 | 0 | 10 |  |  |  |  | R-410A | 4.5 | Residential & Commercial | USHP | Ducted CEE Tier 1
211246006 | Central HP <5.4 tons | CARRIER | HRCU-A-CB (Split System: Heat Pump with Remote Outdoor Unit-Air-Source) | 38MURAQ24AB3* |  |  | CAP**3621AL* | GG96VTAA42060B | 24000 | 16.5 | 8.5 | 26000 | 22800 | 87.69% | 1.88 | 0 | 10 |  |  |  |  | R-410A | 2 | Residential & Commercial | USHP | Ducted CEE Tier 1
215681796 | Central HP <5.4 tons | AIRQUEST | HRCU-A-CB (Split System: Heat Pump with Remote Outdoor Unit-Air-Source) | H5H0V48*K*AAA* |  |  | EVM5X48M21A*+WALLCON | *97CTN0801716A* | 46500 | 18 | 9 | 50000 | 37000 | 74% | 2 | 0 | 9.5 |  |  |  |  | R-454B | 3.875 | Residential & Commercial | USHP
215681946 | Central HP <5.4 tons | AIRQUEST | HRCU-A-CB (Split System: Heat Pump with Remote Outdoor Unit-Air-Source) | H5H0V48*K*AAA* |  |  | EVM5X60M21A*+WALLCON | *97CTN0801716A* | 47500 | 18.5 | 9 | 50000 | 37200 | 74.4% | 1.98 | 0 | 10 |  |  |  |  | R-454B | 3.9583 | Residential & Commercial | USHP | Ducted CEE Tier 1
215682886 | Central HP <5.4 tons | AIRQUEST | HRCU-A-CB (Split System: Heat Pump with Remote Outdoor Unit-Air-Source) | H5H0V60*K*AAA* |  |  | EVM5X60M24A*+WALLCON | *80CSU1002120B* | 57000 | 18 | 9 | 63000 | 44500 | 70.63% | 2.08 | 0 | 9 |  |  |  |  | R-454B | 4.75 | Residential & Commercial | USHP
213147606 | Central HP <5.4 tons | PAYNE HEATING AND COOLING | HRCU-A-CB (Split System: Heat Pump with Remote Outdoor Unit-Air-Source) | 38MURAQ24AB3* | ADP |  | C36A***L159+AEFE4B* | 0 | 24200 | 18 | 9 | 25000 | 22600 | 90.4% | 1.92 | 0 | 10.5 |  |  |  |  | R-410A | 2.0167 | Residential & Commercial | USHP | Ducted CEE Tier 1
212980197 | Central HP <5.4 tons | KEEPRITE | HRCU-A-CB (Split System: Heat Pump with Remote Outdoor Unit-Air-Source) | DLCURAH30ABK |  |  | EA*4X37L21A* | *80MS(N,L)0902116A* | 30600 | 15.2 | 8.1 | 33200 | 26400 | 79.52% | 1.86 | 0 | 9 |  |  |  |  | R-410A | 2.55 | Residential & Commercial | USHP
212979793 | Central HP <5.4 tons | KEEPRITE | HRCU-A-CB (Split System: Heat Pump with Remote Outdoor Unit-Air-Source) | DLCURAH30ABK |  |  | END4X42L17** | *80MS(N,L)0901714A* | 30000 | 15.2 | 8.1 | 34000 | 27200 | 80% | 1.82 | 0 | 9 |  |  |  |  | R-410A | 2.5 | Residential & Commercial | USHP
214398060 | Central HP <5.4 tons | LUXAIRE | HRCU-A-CB (Split System: Heat Pump with Remote Outdoor Unit-Air-Source) | HH860E2S11 |  |  | CTM60C5CHS1 | LPLC120C20MP13 | 53500 | 19 | 9 | 54000 | 39000 | 72.22% | 2 | 0 | 11 |  |  |  |  | R-454B | 4.4583 | Residential & Commercial | USHP | Ducted CEE Tier 1
214398277 | Central HP <5.4 tons | LUXAIRE | HRCU-A-CB (Split System: Heat Pump with Remote Outdoor Unit-Air-Source) | HH860E2S11 |  |  | CTF60C5CGS1 | TPLC120C20MP13 | 44500 | 18 | 9 | 45000 | 33800 | 75.11% | 2 | 0 | 11 |  |  |  |  | R-454B | 3.7083 | Residential & Commercial | USHP | Ducted CEE Tier 1
214398663 | Central HP <5.4 tons | LUXAIRE | HRCU-A-CB (Split System: Heat Pump with Remote Outdoor Unit-Air-Source) | HH860E2S11 |  |  | CTF60C5CGS1 | LPLC080C16MP13 | 43500 | 18 | 9 | 44000 | 33400 | 75.91% | 2 | 0 | 11.7 |  |  |  |  | R-454B | 3.625 | Residential & Commercial | USHP | Ducted CEE Tier 1
213297744 | Central HP <5.4 tons | LUXAIRE | HRCU-A-CB (Split System: Heat Pump with Remote Outdoor Unit-Air-Source) | HMH72B341 |  |  | XAFD48FXXN1+TXV | Z8ET080C16LMPS1 | 33600 | 17.5 | 8.5 | 32800 | 23200 | 70.73% | 2.08 | 0 | 9.5 |  |  |  |  | R-410A | 2.8 | Residential & Commercial | USHP
213146615 | Central HP <5.4 tons | PAYNE HEATING AND COOLING | HRCU-A-CB (Split System: Heat Pump with Remote Outdoor Unit-Air-Source) | 38MURAQ24AB3* | ADP |  | V,C36H175P159+AEFE4B* | 0 | 24200 | 18 | 9 | 25000 | 22600 | 90.4% | 1.92 | 0 | 10.5 |  |  |  |  | R-410A | 2.0167 | Residential & Commercial | USHP | Ducted CEE Tier 1
213796578 | Central HP <5.4 tons | PAYNE HEATING AND COOLING | HRCU-A-CB (Split System: Heat Pump with Remote Outdoor Unit-Air-Source) | 38MURAQ24AB3* | ADP |  | V,C36H175P139+CBPE4B* | 0 | 24000 | 16 | 8.85 | 25000 | 22600 | 90.4% | 1.9 | 0 | 10 |  |  |  |  | R-410A | 2 | Residential & Commercial | USHP | Ducted CEE Tier 1
213147602 | Central HP <5.4 tons | PAYNE HEATING AND COOLING | HRCU-A-CB (Split System: Heat Pump with Remote Outdoor Unit-Air-Source) | 38MURAQ24AB3* | ADP |  | V,C36H***P039+AEFE3A* | 0 | 22800 | 17 | 8.6 | 25400 | 25400 | 100% | 2.1 | 0 | 9.5 |  |  |  |  | R-410A | 1.9 | Residential & Commercial | USHP
215682576 | Central HP <5.4 tons | AIRQUEST | HRCU-A-CB (Split System: Heat Pump with Remote Outdoor Unit-Air-Source) | H5H0V60*K*AAA* |  |  | EA*5X60M24A*+WALLCON | *96CTN0802120B* | 54500 | 18.5 | 9 | 59500 | 42000 | 70.59% | 1.9 | 0 | 8.5 |  |  |  |  | R-454B | 4.5417 | Residential & Commercial | USHP
215681476 | Central HP <5.4 tons | AIRQUEST | HRCU-A-CB (Split System: Heat Pump with Remote Outdoor Unit-Air-Source) | H5H0V48*K*AAA* |  |  | EA*5X61M21A*+WALLCON | *80CSU1002120B* | 46000 | 17.5 | 9 | 47500 | 33600 | 70.74% | 2.06 | 0 | 9.5 |  |  |  |  | R-454B | 3.8333 | Residential & Commercial | USHP
211719744 | Central HP <5.4 tons | COLEMAN | HRCU-A-CB (Split System: Heat Pump with Remote Outdoor Unit-Air-Source) | HC20B2421 |  |  | XAMB24DE1N1+CC | CPLC080B12MP13 | 22400 | 18 | 8.5 | 23600 | 18400 | 77.97% | 1.92 | 0 | 12 |  |  |  |  | R-410A | 1.8667 | Residential & Commercial | USHP | Ducted CEE Tier 1
215295728 | Central HP <5.4 tons | AIRQUEST | HRCU-A-CB (Split System: Heat Pump with Remote Outdoor Unit-Air-Source) | DLCURAH36ABK | ADP |  | HE8J936 | *96VTN1202422A* | 35600 | 16 | 8.1 | 36800 | 34600 | 94.02% | 1.88 | 0 | 10 |  |  |  |  | R-410A | 2.9667 | Residential & Commercial | USHP | Ducted CEE Tier 1
215295744 | Central HP <5.4 tons | AIRQUEST | HRCU-A-CB (Split System: Heat Pump with Remote Outdoor Unit-Air-Source) | DLCURAH36ABK | ADP |  | H,GE32936 | *96VTN1202422B* | 33600 | 16 | 8.5 | 36200 | 34200 | 94.48% | 2.02 | 0 | 9.5 |  |  |  |  | R-410A | 2.8 | Residential & Commercial | USHP
215295762 | Central HP <5.4 tons | AIRQUEST | HRCU-A-CB (Split System: Heat Pump with Remote Outdoor Unit-Air-Source) | DLCURAH36ABK | ADP |  | H,GG48936 | *96VTN1202422B* | 35600 | 16 | 8.5 | 36200 | 34200 | 94.48% | 2.02 | 0 | 10 |  |  |  |  | R-410A | 2.9667 | Residential & Commercial | USHP | Ducted CEE Tier 1
207573696 | Central HP <5.4 tons | DAY & NIGHT | HRCU-A-CB (Split System: Heat Pump with Remote Outdoor Unit-Air-Source) | CVH848GKA2* | ADP |  | PL60H210P299 | *80CTL0902120A* | 44500 | 17 | 8.5 | 44500 | 34600 | 77.75% | 2 | 10 | 10 |  |  |  |  | R-410A | 3.7083 | Residential & Commercial | USHP | Ducted CEE Tier 1
207573730 | Central HP <5.4 tons | DAY & NIGHT | HRCU-A-CB (Split System: Heat Pump with Remote Outdoor Unit-Air-Source) | CVH848GKA2* | ADP |  | FG84948 | *95CSU1002122A* | 45500 | 17 | 8.1 | 44000 | 31400 | 71.36% | 2.24 | 10.5 | 10.5 |  |  |  |  | R-410A | 3.7917 | Residential & Commercial | USHP | Ducted CEE Tier 1
212979467 | Central HP <5.4 tons | DAY & NIGHT | HRCU-A-CB (Split System: Heat Pump with Remote Outdoor Unit-Air-Source) | DLCURAH30ABK |  |  | EA*4X43L21A* | *80MS(N,L)0702116A* | 30400 | 15.2 | 8.1 | 33400 | 26400 | 79.04% | 1.84 | 0 | 9 |  |  |  |  | R-410A | 2.5333 | Residential & Commercial | USHP
212982150 | Central HP <5.4 tons | DAY & NIGHT | HRCU-A-CB (Split System: Heat Pump with Remote Outdoor Unit-Air-Source) | DLCURAH30ABK |  |  | EA*4X37L21A* | *80MSU0401712A* | 30400 | 15.2 | 8.1 | 33400 | 26200 | 78.44% | 1.86 | 0 | 9 |  |  |  |  | R-410A | 2.5333 | Residential & Commercial | USHP
212978540 | Central HP <5.4 tons | KEEPRITE | HRCU-A-CB (Split System: Heat Pump with Remote Outdoor Unit-Air-Source) | DLCURAH30ABK |  |  | EA*4X37L21A* | *80MS(N,L)0701712A* | 30400 | 15.2 | 8.1 | 33000 | 26400 | 80% | 1.84 | 0 | 9 |  |  |  |  | R-410A | 2.5333 | Residential & Commercial | USHP
212978551 | Central HP <5.4 tons | KEEPRITE | HRCU-A-CB (Split System: Heat Pump with Remote Outdoor Unit-Air-Source) | DLCURAH30ABK |  |  | EA*4X42L21A* | *80MS(N,L)0701712A* | 29800 | 15.2 | 8.1 | 34200 | 27600 | 80.7% | 1.8 | 0 | 9 |  |  |  |  | R-410A | 2.4833 | Residential & Commercial | USHP
212520222 | Central HP <5.4 tons | CARRIER | HRCU-A-CB (Split System: Heat Pump with Remote Outdoor Unit-Air-Source) | 38MURAQ24AB3* | ADP |  | H,PG34936 | 58S(B,C)*A070E21**16 | 24200 | 17 | 8.1 | 24600 | 22400 | 91.06% | 1.9 | 0 | 10.5 |  |  |  |  | R-410A | 2.0167 | Residential & Commercial | USHP | Ducted CEE Tier 1
212520241 | Central HP <5.4 tons | CARRIER | HRCU-A-CB (Split System: Heat Pump with Remote Outdoor Unit-Air-Source) | 38MURAQ24AB3* | ADP |  | H,PG32936 | 58SP*A045V17**16 | 23800 | 16 | 8.5 | 25200 | 23000 | 91.27% | 1.92 | 0 | 10 |  |  |  |  | R-410A | 1.9833 | Residential & Commercial | USHP | Ducted CEE Tier 1
212520258 | Central HP <5.4 tons | CARRIER | HRCU-A-CB (Split System: Heat Pump with Remote Outdoor Unit-Air-Source) | 38MURAQ24AB3* | ADP |  | H,PG34936 | 58SU*A040E17**12 | 24000 | 17 | 8.1 | 24400 | 22800 | 93.44% | 1.94 | 0 | 10.5 |  |  |  |  | R-410A | 2 | Residential & Commercial | USHP | Ducted CEE Tier 1
212520274 | Central HP <5.4 tons | CARRIER | HRCU-A-CB (Split System: Heat Pump with Remote Outdoor Unit-Air-Source) | 38MURAQ24AB3* | ADP |  | H,PG34936 | 58TP*A070V14**12 | 24400 | 17 | 8.5 | 24600 | 22000 | 89.43% | 1.86 | 0 | 10 |  |  |  |  | R-410A | 2.0333 | Residential & Commercial | USHP | Ducted CEE Tier 1
212980184 | Central HP <5.4 tons | DAY & NIGHT | HRCU-A-CB (Split System: Heat Pump with Remote Outdoor Unit-Air-Source) | DLCURAH30ABK |  |  | EA*4X36L21A* | *80MS(N,L)0902116A* | 29400 | 15.2 | 8.1 | 34000 | 28000 | 82.35% | 1.76 | 0 | 9 |  |  |  |  | R-410A | 2.45 | Residential & Commercial | USHP
212980217 | Central HP <5.4 tons | DAY & NIGHT | HRCU-A-CB (Split System: Heat Pump with Remote Outdoor Unit-Air-Source) | DLCURAH30ABK |  |  | EA*4X42L24A* | *80MS(N,L)0902116A* | 29600 | 15.2 | 8.1 | 33800 | 27600 | 81.66% | 1.78 | 0 | 9 |  |  |  |  | R-410A | 2.4667 | Residential & Commercial | USHP
214771875 | Central HP <5.4 tons | LUXAIRE | HRCU-A-C (Split System: Heat Pump with Remote Outdoor Unit with No Indoor Fan --Air Source) | HH824E2S11 | ADP |  | H,YG9J*36+TXV+TD | 0 | 23000 | 15.2 | 8.5 | 21400 | 17000 | 79.44% | 2 | 0 | 11 |  |  |  |  | R-454B | 1.9167 | Residential & Commercial | USHP | Ducted CEE Tier 1
215424715 | Central HP <5.4 tons | LUXAIRE | HRCU-A-CB (Split System: Heat Pump with Remote Outdoor Unit-Air-Source) | HH824E2S11 | ADP |  | H,YE7J*36+TXV-BLEED | TM9E026A08MP12 | 22400 | 16 | 8.8 | 21400 | 17200 | 80.37% | 1.96 | 0 | 10.5 |  |  |  |  | R-454B | 1.8667 | Residential & Commercial | USHP | Ducted CEE Tier 1
215424314 | Central HP <5.4 tons | LUXAIRE | HRCU-A-CB (Split System: Heat Pump with Remote Outdoor Unit-Air-Source) | HH860E2S11 | ADP |  | H,YE48*60+TXV-BLEED | TM9Y100C20MP11 | 52500 | 17 | 8.5 | 52500 | 39000 | 74.29% | 2 | 0 | 11 |  |  |  |  | R-454B | 4.375 | Residential & Commercial | USHP | Ducted CEE Tier 1
215424316 | Central HP <5.4 tons | LUXAIRE | HRCU-A-CB (Split System: Heat Pump with Remote Outdoor Unit-Air-Source) | HH860E2S11 | ADP |  | H,YE48*60+TXV-BLEED | TM9Y120D20MP11 | 44000 | 18 | 8.5 | 42000 | 33000 | 78.57% | 2 | 0 | 11.7 |  |  |  |  | R-454B | 3.6667 | Residential & Commercial | USHP | Ducted CEE Tier 1
213311123 | Central HP <5.4 tons | PAYNE HEATING AND COOLING | HRCU-A-CB (Split System: Heat Pump with Remote Outdoor Unit-Air-Source) | 38MURAQ18AB3* | ADP |  | C36A***L129+CBPE3A* | 0 | 17800 | 15.5 | 8.95 | 17100 | 19400 | 113.5% | 2.4 | 0 | 10.5 |  |  |  |  | R-410A | 1.4833 | Residential & Commercial | USHP | Ducted CEE Tier 1
213886009 | Central HP <5.4 tons | AC PRO.com | HRCU-A-CB (Split System: Heat Pump with Remote Outdoor Unit-Air-Source) | AUD36W/A1-D(U) | ADP |  | HE32924+AEFE4B* | 0 | 22600 | 15.2 | 8.3 | 22400 | 21200 | 94.64% | 1.76 | 0 | 10.5 |  |  |  |  | R-410A | 1.8833 | Residential & Commercial | USHP | Ducted CEE Tier 1
211243832 | Central HP <5.4 tons | KEEPRITE | HRCU-A-CB (Split System: Heat Pump with Remote Outdoor Unit-Air-Source) | DLCURAH24ABK |  |  | EN(A,D)4X24L14** | *80ES(N,L)0701412A* | 23800 | 16 | 8.5 | 26800 | 23200 | 86.57% | 1.92 | 0 | 10 |  |  |  |  | R-410A | 1.9833 | Residential & Commercial | USHP | Ducted CEE Tier 1
211244252 | Central HP <5.4 tons | KEEPRITE | HRCU-A-CB (Split System: Heat Pump with Remote Outdoor Unit-Air-Source) | DLCURAH24ABK |  |  | EN(A,D)4X24L17** | OMV098J12* | 23400 | 16 | 8.5 | 26600 | 24000 | 90.23% | 1.98 | 0 | 10 |  |  |  |  | R-410A | 1.95 | Residential & Commercial | USHP | Ducted CEE Tier 1
211244520 | Central HP <5.4 tons | KEEPRITE | HRCU-A-CB (Split System: Heat Pump with Remote Outdoor Unit-Air-Source) | DLCURAH24ABK |  |  | EN(A,D)4X30L17** | *80VSL0451716A* | 24200 | 16 | 8.1 | 26400 | 22800 | 86.36% | 1.88 | 0 | 10.5 |  |  |  |  | R-410A | 2.0167 | Residential & Commercial | USHP | Ducted CEE Tier 1
211243714 | Central HP <5.4 tons | KEEPRITE | HRCU-A-CB (Split System: Heat Pump with Remote Outdoor Unit-Air-Source) | DLCURAH24ABK |  |  | EN(A,D)4X24L14** | *96VSN0401410A* | 23400 | 15.5 | 8.5 | 26600 | 24000 | 90.23% | 1.96 | 0 | 10 |  |  |  |  | R-410A | 1.95 | Residential & Commercial | USHP | Ducted CEE Tier 1
211243767 | Central HP <5.4 tons | KEEPRITE | HRCU-A-CB (Split System: Heat Pump with Remote Outdoor Unit-Air-Source) | DLCURAH24ABK |  |  | EN(A,D)4X24L14** | *96VTN0401410A* | 23400 | 15.5 | 8.5 | 26600 | 24000 | 90.23% | 1.96 | 0 | 10 |  |  |  |  | R-410A | 1.95 | Residential & Commercial | USHP | Ducted CEE Tier 1
212979192 | Central HP <5.4 tons | BRYANT HEATING AND COOLING SYSTEMS | HRCU-A-CB (Split System: Heat Pump with Remote Outdoor Unit-Air-Source) | 38MURAQ24AB3* |  |  | CAP**3721AL* | 8(0,1)*SB48070M17*** | 24200 | 17.5 | 8.5 | 25200 | 21600 | 85.71% | 1.82 | 0 | 10.5 |  |  |  |  | R-410A | 2.0167 | Residential & Commercial | USHP | Ducted CEE Tier 1
215295615 | Central HP <5.4 tons | AIRQUEST | HRCU-A-CB (Split System: Heat Pump with Remote Outdoor Unit-Air-Source) | DLCURAH36ABK | ADP |  | H,GE80936 | *96VTN1002120B* | 36000 | 16 | 8.5 | 36200 | 34400 | 95.03% | 2.04 | 0 | 10 |  |  |  |  | R-410A | 3 | Residential & Commercial | USHP | Ducted CEE Tier 1
215295626 | Central HP <5.4 tons | AIRQUEST | HRCU-A-CB (Split System: Heat Pump with Remote Outdoor Unit-Air-Source) | DLCURAH36ABK | ADP |  | HE32936 | *96VTN1002122A* | 35000 | 16 | 8.1 | 36800 | 34800 | 94.57% | 1.82 | 0 | 10 |  |  |  |  | R-410A | 2.9167 | Residential & Commercial | USHP | Ducted CEE Tier 1
215295640 | Central HP <5.4 tons | AIRQUEST | HRCU-A-CB (Split System: Heat Pump with Remote Outdoor Unit-Air-Source) | DLCURAH36ABK | ADP |  | HE36936 | *96VTN1002122A* | 35800 | 16 | 8.5 | 36200 | 34200 | 94.48% | 2.06 | 0 | 10 |  |  |  |  | R-410A | 2.9833 | Residential & Commercial | USHP | Ducted CEE Tier 1
215295649 | Central HP <5.4 tons | AIRQUEST | HRCU-A-CB (Split System: Heat Pump with Remote Outdoor Unit-Air-Source) | DLCURAH36ABK | ADP |  | H,GE9J936 | *96VTN1002122A* | 35400 | 16 | 8.1 | 36800 | 34600 | 94.02% | 1.88 | 0 | 10 |  |  |  |  | R-410A | 2.95 | Residential & Commercial | USHP | Ducted CEE Tier 1
215295665 | Central HP <5.4 tons | AIRQUEST | HRCU-A-CB (Split System: Heat Pump with Remote Outdoor Unit-Air-Source) | DLCURAH36ABK | ADP |  | H,GG33936 | *96VTN1002122B* | 35200 | 16 | 8.1 | 36800 | 34600 | 94.02% | 1.88 | 0 | 10 |  |  |  |  | R-410A | 2.9333 | Residential & Commercial | USHP | Ducted CEE Tier 1
215295690 | Central HP <5.4 tons | AIRQUEST | HRCU-A-CB (Split System: Heat Pump with Remote Outdoor Unit-Air-Source) | DLCURAH36ABK | ADP |  | HG9J936 | *96VTN1002122B* | 35400 | 16 | 8.1 | 36800 | 34600 | 94.02% | 1.88 | 0 | 10 |  |  |  |  | R-410A | 2.95 | Residential & Commercial | USHP | Ducted CEE Tier 1
213312712 | Central HP <5.4 tons | PAYNE HEATING AND COOLING | HRCU-A-CB (Split System: Heat Pump with Remote Outdoor Unit-Air-Source) | 38MURAQ36AB3* | ADP |  | V36H175P139+CBPE4B* | 0 | 36200 | 16 | 8.1 | 36800 | 34400 | 93.48% | 2 | 0 | 9.5 |  |  |  |  | R-410A | 3.0167 | Residential & Commercial | USHP
211225705 | Central HP <5.4 tons | CARRIER | HRCU-A-CB (Split System: Heat Pump with Remote Outdoor Unit-Air-Source) | 38MURAQ36AB3* |  |  | CAP**3717AL* | 58TP*A045V14**12 | 36000 | 15.2 | 8.1 | 38500 | 35000 | 90.91% | 2.02 | 0 | 9.5 |  |  |  |  | R-410A | 3 | Residential & Commercial | USHP
211225823 | Central HP <5.4 tons | CARRIER | HRCU-A-CB (Split System: Heat Pump with Remote Outdoor Unit-Air-Source) | 38MURAQ36AB3* |  |  | CAP**4224AL* | 58S(B,C)*A090E21**16 | 35800 | 16 | 8.1 | 39500 | 35000 | 88.61% | 1.9 | 0 | 10 |  |  |  |  | R-410A | 2.9833 | Residential & Commercial | USHP | Ducted CEE Tier 1
211225846 | Central HP <5.4 tons | CARRIER | HRCU-A-CB (Split System: Heat Pump with Remote Outdoor Unit-Air-Source) | 38MURAQ36AB3* |  |  | CAP**4224AL* | 59SC5B100E21**20 | 36000 | 15.5 | 8.1 | 39500 | 35200 | 89.11% | 1.92 | 0 | 10 |  |  |  |  | R-410A | 3 | Residential & Commercial | USHP | Ducted CEE Tier 1
211225862 | Central HP <5.4 tons | CARRIER | HRCU-A-CB (Split System: Heat Pump with Remote Outdoor Unit-Air-Source) | 38MURAQ36AB3* |  |  | CAP**4224AL* | OVMAAB060154 | 36200 | 16 | 8.1 | 39500 | 35200 | 89.11% | 1.92 | 0 | 10 |  |  |  |  | R-410A | 3.0167 | Residential & Commercial | USHP | Ducted CEE Tier 1
211225889 | Central HP <5.4 tons | CARRIER | HRCU-A-CB (Split System: Heat Pump with Remote Outdoor Unit-Air-Source) | 38MURAQ36AB3* |  |  | CAP**4321AL* | 59SC2D060E17**14 | 36400 | 16 | 8.5 | 38500 | 34800 | 90.39% | 2.08 | 0 | 10 |  |  |  |  | R-410A | 3.0333 | Residential & Commercial | USHP | Ducted CEE Tier 1
211225898 | Central HP <5.4 tons | CARRIER | HRCU-A-CB (Split System: Heat Pump with Remote Outdoor Unit-Air-Source) | 38MURAQ36AB3* |  |  | CAP**4321AL* | 59SP6A080V17**16 | 36800 | 15.5 | 8.5 | 38500 | 35000 | 90.91% | 2.1 | 0 | 10 |  |  |  |  | R-410A | 3.0667 | Residential & Commercial | USHP | Ducted CEE Tier 1
214651035 | Central HP <5.4 tons | FRASER-JOHNSTON | HRCU-A-CB (Split System: Heat Pump with Remote Outdoor Unit-Air-Source) | HH860E2S11 |  |  | CTU60D5XHS1+TXV | Z9ES120D20SMPS1 | 53500 | 19 | 8.5 | 53500 | 38500 | 71.96% | 2 | 0 | 11.7 |  |  |  |  | R-454B | 4.4583 | Residential & Commercial | USHP | Ducted CEE Tier 1
214719961 | Central HP <5.4 tons | LUXAIRE | HRCU-A-CB (Split System: Heat Pump with Remote Outdoor Unit-Air-Source) | HH860E2S11 |  |  | CTU60C5XGS1+TXV | TPLC100C20MP13 | 44500 | 18 | 9 | 45000 | 33800 | 75.11% | 2 | 0 | 11 |  |  |  |  | R-454B | 3.7083 | Residential & Commercial | USHP | Ducted CEE Tier 1
213796564 | Central HP <5.4 tons | PAYNE HEATING AND COOLING | HRCU-A-CB (Split System: Heat Pump with Remote Outdoor Unit-Air-Source) | 38MURAQ18AB3* | ADP |  | V,C36H***P039+CBPE3A* | 0 | 17500 | 15.5 | 8.7 | 17000 | 19400 | 114.1% | 2.32 | 0 | 10.5 |  |  |  |  | R-410A | 1.4583 | Residential & Commercial | USHP | Ducted CEE Tier 1
213781934 | Central HP <5.4 tons | TEMPSTAR | HRCU-A-CB (Split System: Heat Pump with Remote Outdoor Unit-Air-Source) | TVH837GKA2* |  |  | EHD4X42AAL+WALLCON | *80CTL0902120B* | 32400 | 16.5 | 8.1 | 32800 | 24600 | 75% | 1.94 | 0 | 11 |  |  |  |  | R-410A | 2.7 | Residential & Commercial | USHP | Ducted CEE Tier 1
214609059 | Central HP <5.4 tons | LUXAIRE | HRCU-A-CB (Split System: Heat Pump with Remote Outdoor Unit-Air-Source) | HH860E2S11 |  |  | CTF60C5CGS1 | Z9ES100C16SMPS1 | 45500 | 18 | 9 | 46500 | 34200 | 73.55% | 2 | 0 | 11 |  |  |  |  | R-454B | 3.7917 | Residential & Commercial | USHP | Ducted CEE Tier 1
215424268 | Central HP <5.4 tons | LUXAIRE | HRCU-A-CB (Split System: Heat Pump with Remote Outdoor Unit-Air-Source) | HH860E2S11 | ADP |  | H,YE48*60+TXV-BLEED | TM8E100C20MP11 | 53500 | 18 | 8.5 | 53000 | 39500 | 74.53% | 2 | 0 | 11 |  |  |  |  | R-454B | 4.4583 | Residential & Commercial | USHP | Ducted CEE Tier 1
215424286 | Central HP <5.4 tons | LUXAIRE | HRCU-A-CB (Split System: Heat Pump with Remote Outdoor Unit-Air-Source) | HH860E2S11 | ADP |  | H,YE48*60+TXV-BLEED | TM8Y100C16MP11 | 44000 | 18 | 8.5 | 42000 | 33000 | 78.57% | 2 | 0 | 11.7 |  |  |  |  | R-454B | 3.6667 | Residential & Commercial | USHP | Ducted CEE Tier 1
215424304 | Central HP <5.4 tons | LUXAIRE | HRCU-A-CB (Split System: Heat Pump with Remote Outdoor Unit-Air-Source) | HH860E2S11 | ADP |  | H,YE48*60+TXV-BLEED | TM9V100C16MP12 | 43500 | 18 | 8.5 | 42000 | 32800 | 78.1% | 2 | 0 | 11.7 |  |  |  |  | R-454B | 3.625 | Residential & Commercial | USHP | Ducted CEE Tier 1
215424309 | Central HP <5.4 tons | LUXAIRE | HRCU-A-CB (Split System: Heat Pump with Remote Outdoor Unit-Air-Source) | HH860E2S11 | ADP |  | H,YE36*60+TXV-BLEED | TM9Y080C16MP11 | 43500 | 16 | 8.4 | 42500 | 33400 | 78.59% | 1.98 | 0 | 10.5 |  |  |  |  | R-454B | 3.625 | Residential & Commercial | USHP | Ducted CEE Tier 1
215424325 | Central HP <5.4 tons | LUXAIRE | HRCU-A-CB (Split System: Heat Pump with Remote Outdoor Unit-Air-Source) | HH860E2S11 | ADP |  | H,YE36*60+TXV-BLEED | Z8ES120C16SMPS1 | 43500 | 17 | 8.4 | 42000 | 32600 | 77.62% | 1.98 | 0 | 11.7 |  |  |  |  | R-454B | 3.625 | Residential & Commercial | USHP | Ducted CEE Tier 1
215295699 | Central HP <5.4 tons | AIRQUEST | HRCU-A-CB (Split System: Heat Pump with Remote Outdoor Unit-Air-Source) | DLCURAH36ABK | ADP |  | HG82936 | *96VTN1002122B* | 36000 | 17 | 8.1 | 36800 | 34400 | 93.48% | 2 | 0 | 10.5 |  |  |  |  | R-410A | 3 | Residential & Commercial | USHP | Ducted CEE Tier 1
215295708 | Central HP <5.4 tons | AIRQUEST | HRCU-A-CB (Split System: Heat Pump with Remote Outdoor Unit-Air-Source) | DLCURAH36ABK | ADP |  | H,GG33936 | *96VTN1202422A* | 35400 | 16 | 8.1 | 36800 | 34600 | 94.02% | 1.88 | 0 | 10 |  |  |  |  | R-410A | 2.95 | Residential & Commercial | USHP | Ducted CEE Tier 1
215295715 | Central HP <5.4 tons | AIRQUEST | HRCU-A-CB (Split System: Heat Pump with Remote Outdoor Unit-Air-Source) | DLCURAH36ABK | ADP |  | HE34936 | *96VTN1202422A* | 35600 | 16 | 8.1 | 36800 | 34600 | 94.02% | 1.88 | 0 | 10 |  |  |  |  | R-410A | 2.9667 | Residential & Commercial | USHP | Ducted CEE Tier 1
215295742 | Central HP <5.4 tons | AIRQUEST | HRCU-A-CB (Split System: Heat Pump with Remote Outdoor Unit-Air-Source) | DLCURAH36ABK | ADP |  | H,GG32936 | *96VTN1202422B* | 33600 | 16 | 8.5 | 36200 | 34200 | 94.48% | 2.02 | 0 | 9.5 |  |  |  |  | R-410A | 2.8 | Residential & Commercial | USHP
215295751 | Central HP <5.4 tons | AIRQUEST | HRCU-A-CB (Split System: Heat Pump with Remote Outdoor Unit-Air-Source) | DLCURAH36ABK | ADP |  | HG34936 | *96VTN1202422B* | 34600 | 16 | 8.5 | 36200 | 34200 | 94.48% | 2.02 | 0 | 9.5 |  |  |  |  | R-410A | 2.8833 | Residential & Commercial | USHP
212980487 | Central HP <5.4 tons | BRYANT HEATING AND COOLING SYSTEMS | HRCU-A-CB (Split System: Heat Pump with Remote Outdoor Unit-Air-Source) | 38MURAQ36AB3* |  |  | CAP**4824AL* | 8(0,1)*SB60090M21*** | 36000 | 16.5 | 8.5 | 37800 | 34600 | 91.53% | 2.04 | 0 | 10 |  |  |  |  | R-410A | 3 | Residential & Commercial | USHP | Ducted CEE Tier 1
211243798 | Central HP <5.4 tons | KEEPRITE | HRCU-A-CB (Split System: Heat Pump with Remote Outdoor Unit-Air-Source) | DLCURAH24ABK |  |  | EN(A,D)4X24L14** | *80ES(N,L)0451412A* | 24200 | 15.5 | 8.5 | 27200 | 22600 | 83.09% | 1.86 | 0 | 10 |  |  |  |  | R-410A | 2.0167 | Residential & Commercial | USHP | Ducted CEE Tier 1
213311147 | Central HP <5.4 tons | PAYNE HEATING AND COOLING | HRCU-A-CB (Split System: Heat Pump with Remote Outdoor Unit-Air-Source) | 38MURAQ24AB3* | ADP |  | PL36H175P159+CBPE4B* | 0 | 24200 | 18 | 9 | 25000 | 22600 | 90.4% | 1.92 | 0 | 10.5 |  |  |  |  | R-410A | 2.0167 | Residential & Commercial | USHP | Ducted CEE Tier 1
213160417 | Central HP <5.4 tons | BRYANT HEATING AND COOLING SYSTEMS | HRCU-A-CB (Split System: Heat Pump with Remote Outdoor Unit-Air-Source) | 38MURAQ24AB3* | ADP |  | V,C36H175P149 | 926TB36040V17*** | 23400 | 16 | 8.5 | 24200 | 23200 | 95.87% | 1.94 | 0 | 10 |  |  |  |  | R-410A | 1.95 | Residential & Commercial | USHP | Ducted CEE Tier 1
211243363 | Central HP <5.4 tons | KEEPRITE | HRCU-A-CB (Split System: Heat Pump with Remote Outdoor Unit-Air-Source) | DLCURAH24ABK |  |  | EA*4X37L21A* | *80VSL0902120A* | 24600 | 17 | 8.5 | 25400 | 21200 | 83.46% | 1.78 | 0 | 10.5 |  |  |  |  | R-410A | 2.05 | Residential & Commercial | USHP | Ducted CEE Tier 1
211242779 | Central HP <5.4 tons | KEEPRITE | HRCU-A-CB (Split System: Heat Pump with Remote Outdoor Unit-Air-Source) | DLCURAH24ABK |  |  | EA*4X37L17A* | *96VSN0601714A* | 24600 | 16.5 | 8.5 | 25600 | 21600 | 84.38% | 1.8 | 0 | 10 |  |  |  |  | R-410A | 2.05 | Residential & Commercial | USHP | Ducted CEE Tier 1
211225923 | Central HP <5.4 tons | CARRIER | HRCU-A-CB (Split System: Heat Pump with Remote Outdoor Unit-Air-Source) | 38MURAQ36AB3* |  |  | CAP**4821AL* | 58SP*A045V17**16 | 35600 | 15.5 | 8.1 | 38500 | 34800 | 90.39% | 2.04 | 0 | 9.5 |  |  |  |  | R-410A | 2.9667 | Residential & Commercial | USHP
211225928 | Central HP <5.4 tons | CARRIER | HRCU-A-CB (Split System: Heat Pump with Remote Outdoor Unit-Air-Source) | 38MURAQ36AB3* |  |  | CAP**4821AL* | 58SU*A060E17**16 | 36600 | 16 | 8.5 | 38500 | 34800 | 90.39% | 2.08 | 0 | 10 |  |  |  |  | R-410A | 3.05 | Residential & Commercial | USHP | Ducted CEE Tier 1
211225946 | Central HP <5.4 tons | CARRIER | HRCU-A-CB (Split System: Heat Pump with Remote Outdoor Unit-Air-Source) | 38MURAQ36AB3* |  |  | CAP**4821AL* | 59SC5B100E21**20 | 36400 | 15.5 | 8.5 | 38500 | 34800 | 90.39% | 2.08 | 0 | 10 |  |  |  |  | R-410A | 3.0333 | Residential & Commercial | USHP | Ducted CEE Tier 1
211226003 | Central HP <5.4 tons | CARRIER | HRCU-A-CB (Split System: Heat Pump with Remote Outdoor Unit-Air-Source) | 38MURAQ36AB3* |  |  | CAP**4824AL* | 59TP6B100V21**22 | 36000 | 16.5 | 8.5 | 37800 | 34600 | 91.53% | 2.06 | 0 | 10 |  |  |  |  | R-410A | 3 | Residential & Commercial | USHP | Ducted CEE Tier 1
211226039 | Central HP <5.4 tons | CARRIER | HRCU-A-CB (Split System: Heat Pump with Remote Outdoor Unit-Air-Source) | 38MURAQ36AB3* |  |  | CNPV*4821AL* | 58SP*A045V17**16 | 35800 | 15.5 | 8.1 | 38500 | 35000 | 90.91% | 2 | 0 | 10 |  |  |  |  | R-410A | 2.9833 | Residential & Commercial | USHP | Ducted CEE Tier 1
211226087 | Central HP <5.4 tons | CARRIER | HRCU-A-CB (Split System: Heat Pump with Remote Outdoor Unit-Air-Source) | 38MURAQ36AB3* |  |  | CNPV*4824AL* | 58S(B,C)*A110E24**20 | 36000 | 16.5 | 8.1 | 38500 | 34800 | 90.39% | 2.02 | 0 | 10.5 |  |  |  |  | R-410A | 3 | Residential & Commercial | USHP | Ducted CEE Tier 1
211226096 | Central HP <5.4 tons | CARRIER | HRCU-A-CB (Split System: Heat Pump with Remote Outdoor Unit-Air-Source) | 38MURAQ36AB3* |  |  | CNPV*4824AL* | 58TP*A110V21**22 | 37000 | 16 | 8.1 | 39500 | 35000 | 88.61% | 2.06 | 0 | 10.5 |  |  |  |  | R-410A | 3.0833 | Residential & Commercial | USHP | Ducted CEE Tier 1
212520201 | Central HP <5.4 tons | CARRIER | HRCU-A-CB (Split System: Heat Pump with Remote Outdoor Unit-Air-Source) | 38MURAQ24AB3* | ADP |  | H,PG32936 | 58S(B,C)*A045E14**12 | 24400 | 16 | 8.5 | 25000 | 22200 | 88.8% | 1.84 | 0 | 10 |  |  |  |  | R-410A | 2.0333 | Residential & Commercial | USHP | Ducted CEE Tier 1
212520203 | Central HP <5.4 tons | CARRIER | HRCU-A-CB (Split System: Heat Pump with Remote Outdoor Unit-Air-Source) | 38MURAQ24AB3* | ADP |  | H,PG9J936 | 58S(B,C)*A045E14**12 | 24600 | 16 | 8.1 | 25000 | 22000 | 88% | 1.84 | 0 | 10.5 |  |  |  |  | R-410A | 2.05 | Residential & Commercial | USHP | Ducted CEE Tier 1
212520226 | Central HP <5.4 tons | CARRIER | HRCU-A-CB (Split System: Heat Pump with Remote Outdoor Unit-Air-Source) | 38MURAQ24AB3* | ADP |  | H,PG34936 | 58S(B,C)*A090E17**14 | 24800 | 17 | 8.5 | 24800 | 21600 | 87.1% | 1.84 | 0 | 10 |  |  |  |  | R-410A | 2.0667 | Residential & Commercial | USHP | Ducted CEE Tier 1
212520228 | Central HP <5.4 tons | CARRIER | HRCU-A-CB (Split System: Heat Pump with Remote Outdoor Unit-Air-Source) | 38MURAQ24AB3* | ADP |  | H,PG24936 | 58S(B,C)*A090E21**20 | 24200 | 17 | 8.5 | 25000 | 21600 | 86.4% | 1.82 | 0 | 9.5 |  |  |  |  | R-410A | 2.0167 | Residential & Commercial | USHP
212520237 | Central HP <5.4 tons | CARRIER | HRCU-A-CB (Split System: Heat Pump with Remote Outdoor Unit-Air-Source) | 38MURAQ24AB3* | ADP |  | H,PG32936 | 58SP*A045V14**12 | 24000 | 16 | 8.5 | 25400 | 23400 | 92.13% | 1.96 | 0 | 10 |  |  |  |  | R-410A | 2 | Residential & Commercial | USHP | Ducted CEE Tier 1
212520262 | Central HP <5.4 tons | CARRIER | HRCU-A-CB (Split System: Heat Pump with Remote Outdoor Unit-Air-Source) | 38MURAQ24AB3* | ADP |  | H,PG34936 | 58SU*A060E17**16 | 25000 | 17 | 8.5 | 25000 | 21400 | 85.6% | 1.82 | 0 | 10.5 |  |  |  |  | R-410A | 2.0833 | Residential & Commercial | USHP | Ducted CEE Tier 1
207573702 | Central HP <5.4 tons | DAY & NIGHT | HRCU-A-CB (Split System: Heat Pump with Remote Outdoor Unit-Air-Source) | CVH848GKA2* | ADP |  | FG84960 | *80CTL0902120A* | 45500 | 17 | 8.5 | 43500 | 34400 | 79.08% | 2 | 10.5 | 10 |  |  |  |  | R-410A | 3.7917 | Residential & Commercial | USHP | Ducted CEE Tier 1
207573732 | Central HP <5.4 tons | DAY & NIGHT | HRCU-A-CB (Split System: Heat Pump with Remote Outdoor Unit-Air-Source) | CVH848GKA2* | ADP |  | FG86960 | *95CSU1002122A* | 45500 | 17 | 8.1 | 44000 | 31400 | 71.36% | 2.24 | 10.5 | 10.5 |  |  |  |  | R-410A | 3.7917 | Residential & Commercial | USHP | Ducted CEE Tier 1
207573749 | Central HP <5.4 tons | DAY & NIGHT | HRCU-A-CB (Split System: Heat Pump with Remote Outdoor Unit-Air-Source) | CVH848GKA2* | ADP |  | FG84960 | *96CTN1002122A* | 45500 | 17 | 8.5 | 43500 | 34400 | 79.08% | 2 | 10.5 | 10 |  |  |  |  | R-410A | 3.7917 | Residential & Commercial | USHP | Ducted CEE Tier 1
215424336 | Central HP <5.4 tons | LUXAIRE | HRCU-A-CB (Split System: Heat Pump with Remote Outdoor Unit-Air-Source) | HH860E2S11 | ADP |  | H,YE48*60+TXV-BLEED | Z9ES100C16SMPS1 | 45500 | 18 | 8.5 | 45000 | 33800 | 75.11% | 2 | 0 | 11.7 |  |  |  |  | R-454B | 3.7917 | Residential & Commercial | USHP | Ducted CEE Tier 1
214650725 | Central HP <5.4 tons | FRASER-JOHNSTON | HRCU-A-CB (Split System: Heat Pump with Remote Outdoor Unit-Air-Source) | HH860E2S11 |  |  | CTU60D5XHS1+TXV | TM9E120D20MP12 | 53500 | 19 | 8.5 | 54500 | 39500 | 72.48% | 2 | 0 | 11 |  |  |  |  | R-454B | 4.4583 | Residential & Commercial | USHP | Ducted CEE Tier 1
215424713 | Central HP <5.4 tons | LUXAIRE | HRCU-A-CB (Split System: Heat Pump with Remote Outdoor Unit-Air-Source) | HH824E2S11 | ADP |  | H,YE7J*36+TXV-BLEED | TM8V080B12MP12 | 22400 | 17 | 8.8 | 21400 | 17700 | 82.71% | 1.96 | 0 | 10.5 |  |  |  |  | R-454B | 1.8667 | Residential & Commercial | USHP | Ducted CEE Tier 1
215424718 | Central HP <5.4 tons | LUXAIRE | HRCU-A-CB (Split System: Heat Pump with Remote Outdoor Unit-Air-Source) | HH824E2S11 | ADP |  | H,YE7J*36+TXV-BLEED | TM9E060B12MP12 | 23000 | 16 | 9 | 21400 | 17900 | 83.64% | 2 | 0 | 11.7 |  |  |  |  | R-454B | 1.9167 | Residential & Commercial | USHP | Ducted CEE Tier 1
215683096 | Central HP <5.4 tons | AIRQUEST | HRCU-A-CB (Split System: Heat Pump with Remote Outdoor Unit-Air-Source) | H5H0V60*K*AAA* |  |  | EVD5X60M24A*+WALLCON | *97CTN1002122A* | 56500 | 18.5 | 9 | 63000 | 44500 | 70.63% | 2.08 | 0 | 9 |  |  |  |  | R-454B | 4.7083 | Residential & Commercial | USHP
215295765 | Central HP <5.4 tons | AIRQUEST | HRCU-A-CB (Split System: Heat Pump with Remote Outdoor Unit-Air-Source) | DLCURAH36ABK | ADP |  | H,GE7J936 | *96VTN1202422B* | 34000 | 16 | 8.5 | 36200 | 34200 | 94.48% | 2.02 | 0 | 9.5 |  |  |  |  | R-410A | 2.8333 | Residential & Commercial | USHP
211242615 | Central HP <5.4 tons | KEEPRITE | HRCU-A-CB (Split System: Heat Pump with Remote Outdoor Unit-Air-Source) | DLCURAH24ABK |  |  | EA*4X36L21A* | *80ES(N,L)1102120A* | 25200 | 16.5 | 8.5 | 26800 | 21800 | 81.34% | 1.8 | 0 | 10 |  |  |  |  | R-410A | 2.1 | Residential & Commercial | USHP | Ducted CEE Tier 1
211242463 | Central HP <5.4 tons | KEEPRITE | HRCU-A-CB (Split System: Heat Pump with Remote Outdoor Unit-Air-Source) | DLCURAH24ABK |  |  | EA*4X36L21A* | *96VTN0401712A* | 23400 | 16 | 8.5 | 25800 | 23600 | 91.47% | 1.94 | 0 | 10 |  |  |  |  | R-410A | 1.95 | Residential & Commercial | USHP | Ducted CEE Tier 1
214594980 | Central HP <5.4 tons | LUXAIRE | HRCU-A-CB (Split System: Heat Pump with Remote Outdoor Unit-Air-Source) | HH836E2S11 |  |  | CTM48C5CFS1 | Z8ES080C20SMPS1 | 34200 | 19 | 9 | 32000 | 25400 | 79.38% | 2 | 0 | 11 |  |  |  |  | R-454B | 2.85 | Residential & Commercial | USHP | Ducted CEE Tier 1
216508742 | Central HP <5.4 tons | LUXAIRE | HRCU-A-CB (Split System: Heat Pump with Remote Outdoor Unit-Air-Source) | HH836E2S11 |  |  | CTF30A5ADS1 | TM8Y060A12MP11 | 32600 | 18 | 8.5 | 30600 | 25200 | 82.35% | 2 | 0 | 11 |  |  |  |  | R-454B | 2.7167 | Residential & Commercial | USHP | Ducted CEE Tier 1
215682526 | Central HP <5.4 tons | AIRQUEST | HRCU-A-CB (Split System: Heat Pump with Remote Outdoor Unit-Air-Source) | H5H0V48*K*AAA* |  |  | EVD5X61M24A*+WALLCON | *80CSU0802120B* | 49000 | 19 | 9 | 50000 | 36400 | 72.8% | 2.12 | 0 | 10.5 |  |  |  |  | R-454B | 4.0833 | Residential & Commercial | USHP | Ducted CEE Tier 1
213311144 | Central HP <5.4 tons | PAYNE HEATING AND COOLING | HRCU-A-CB (Split System: Heat Pump with Remote Outdoor Unit-Air-Source) | 38MURAQ24AB3* | ADP |  | C36A***L139+CBPE3A* | 0 | 23800 | 18 | 8.75 | 25000 | 22600 | 90.4% | 1.88 | 0 | 10 |  |  |  |  | R-410A | 1.9833 | Residential & Commercial | USHP | Ducted CEE Tier 1
212520208 | Central HP <5.4 tons | CARRIER | HRCU-A-CB (Split System: Heat Pump with Remote Outdoor Unit-Air-Source) | 38MURAQ24AB3* | ADP |  | H,PG24936 | 58S(B,C)*A070E14**12 | 23800 | 17 | 8.5 | 24600 | 22000 | 89.43% | 1.86 | 0 | 9.5 |  |  |  |  | R-410A | 1.9833 | Residential & Commercial | USHP
212520210 | Central HP <5.4 tons | CARRIER | HRCU-A-CB (Split System: Heat Pump with Remote Outdoor Unit-Air-Source) | 38MURAQ24AB3* | ADP |  | H,PG34936 | 58S(B,C)*A070E14**12 | 24400 | 17 | 8.5 | 24600 | 22000 | 89.43% | 1.86 | 0 | 10 |  |  |  |  | R-410A | 2.0333 | Residential & Commercial | USHP | Ducted CEE Tier 1
212520219 | Central HP <5.4 tons | CARRIER | HRCU-A-CB (Split System: Heat Pump with Remote Outdoor Unit-Air-Source) | 38MURAQ24AB3* | ADP |  | H,PG9J936 | 58S(B,C)*A070E17**16 | 24800 | 16 | 8.1 | 25200 | 21800 | 86.51% | 1.82 | 0 | 10.5 |  |  |  |  | R-410A | 2.0667 | Residential & Commercial | USHP | Ducted CEE Tier 1
212520253 | Central HP <5.4 tons | CARRIER | HRCU-A-CB (Split System: Heat Pump with Remote Outdoor Unit-Air-Source) | 38MURAQ24AB3* | ADP |  | H,PG32936 | 58SP*A090V21**20 | 23600 | 17 | 8.5 | 24400 | 22400 | 91.8% | 1.88 | 0 | 9.5 |  |  |  |  | R-410A | 1.9667 | Residential & Commercial | USHP
212520276 | Central HP <5.4 tons | CARRIER | HRCU-A-CB (Split System: Heat Pump with Remote Outdoor Unit-Air-Source) | 38MURAQ24AB3* | ADP |  | H,PG24936 | 58TP*A070V17**16 | 23600 | 17 | 8.1 | 24600 | 22600 | 91.87% | 1.9 | 0 | 10 |  |  |  |  | R-410A | 1.9667 | Residential & Commercial | USHP | Ducted CEE Tier 1
211226130 | Central HP <5.4 tons | CARRIER | HRCU-A-CB (Split System: Heat Pump with Remote Outdoor Unit-Air-Source) | 38MURAQ36AB3* |  |  | FX4DN(B,F)049L | 0 | 36800 | 16 | 8.5 | 38500 | 34600 | 89.87% | 2.08 | 0 | 10 |  |  |  |  | R-410A | 3.0667 | Residential & Commercial | USHP | Ducted CEE Tier 1
211226137 | Central HP <5.4 tons | CARRIER | HRCU-A-CB (Split System: Heat Pump with Remote Outdoor Unit-Air-Source) | 38MURAQ36AB3* |  |  | CAP**4321AL* | 59SC2D100E21**22 | 37400 | 15.2 | 8.5 | 39000 | 35000 | 89.74% | 2.16 | 0 | 10 |  |  |  |  | R-410A | 3.1167 | Residential & Commercial | USHP | Ducted CEE Tier 1
215681466 | Central HP <5.4 tons | AIRQUEST | HRCU-A-CB (Split System: Heat Pump with Remote Outdoor Unit-Air-Source) | H5H0V48*K*AAA* |  |  | EA*5X61M21A*+WALLCON | *80CSU0802120B* | 46000 | 18 | 9 | 47500 | 33400 | 70.32% | 2.08 | 0 | 10 |  |  |  |  | R-454B | 3.8333 | Residential & Commercial | USHP | Ducted CEE Tier 1
215681866 | Central HP <5.4 tons | AIRQUEST | HRCU-A-CB (Split System: Heat Pump with Remote Outdoor Unit-Air-Source) | H5H0V48*K*AAA* |  |  | EVM5X49M21A*+WALLCON | *97CTN0801716A* | 47500 | 18.5 | 9 | 50000 | 37200 | 74.4% | 1.98 | 0 | 10 |  |  |  |  | R-454B | 3.9583 | Residential & Commercial | USHP | Ducted CEE Tier 1
212979462 | Central HP <5.4 tons | BRYANT HEATING AND COOLING SYSTEMS | HRCU-A-CB (Split System: Heat Pump with Remote Outdoor Unit-Air-Source) | 38MURAQ30AB3* |  |  | CAP**4321AL* | 8(0,1)*SB48070M21*** | 30400 | 15.2 | 8.1 | 33400 | 26400 | 79.04% | 1.84 | 0 | 9 |  |  |  |  | R-410A | 2.5333 | Residential & Commercial | USHP
210472973 | Central HP <5.4 tons | CARRIER | HRCU-A-CB (Split System: Heat Pump with Remote Outdoor Unit-Air-Source) | 25VNA825A*032* |  |  | CAP**4221AL*+UI | 59MN7B060C21**20 | 23600 | 16 | 8.1 | 21400 | 16700 | 78.04% | 1.94 | 0 | 11 |  |  |  |  | R-410A | 1.9667 | Residential & Commercial | USHP | Ducted CEE Tier 1
215853303 | Central HP <5.4 tons | COLEMAN | HRCU-A-CB (Split System: Heat Pump with Remote Outdoor Unit-Air-Source) | HH824E2S11 |  |  | CTM30B5ACS1+JMET08BS2N1 | 0 | 23000 | 18 | 9.5 | 23000 | 18100 | 78.7% | 2 | 0 | 12 |  |  |  |  | R-454B | 1.9167 | Residential & Commercial | USHP | Ducted CEE Tier 1
212509258 | Central HP <5.4 tons | PAYNE HEATING AND COOLING | HRCU-A-CB (Split System: Heat Pump with Remote Outdoor Unit-Air-Source) | 38MURAQ18AB3* | ADP |  | H,PG7J936 | PG95ESUA36040B** | 17500 | 16 | 8.5 | 16900 | 18700 | 110.7% | 2.3 | 0 | 10.5 |  |  |  |  | R-410A | 1.4583 | Residential & Commercial | USHP | Ducted CEE Tier 1
214075515 | Central HP <5.4 tons | RHEEM | HRCU-A-CB (Split System: Heat Pump with Remote Outdoor Unit-Air-Source) | RD17AZ24AJ3N |  |  | RCFZ2417MTANM | R98MV0603A17UPS | 22600 | 18 | 9.5 | 22600 | 16900 | 74.78% | 2 | 0 | 11.2 |  |  |  |  | R-410A | 1.8833 | Residential & Commercial | USHP | Ducted CEE Tier 1
213796565 | Central HP <5.4 tons | PAYNE HEATING AND COOLING | HRCU-A-CB (Split System: Heat Pump with Remote Outdoor Unit-Air-Source) | 38MURAQ18AB3* | ADP |  | V,C36H***P429+CBPE3A* | 0 | 17800 | 15.5 | 9 | 17100 | 19400 | 113.5% | 2.4 | 0 | 10.5 |  |  |  |  | R-410A | 1.4833 | Residential & Commercial | USHP | Ducted CEE Tier 1
214075565 | Central HP <5.4 tons | RHEEM | HRCU-A-CB (Split System: Heat Pump with Remote Outdoor Unit-Air-Source) | RD17AZ24AJ3N |  |  | RCFZ2417MTANM | R921V0403A17M4S | 22600 | 17 | 9.5 | 22600 | 16900 | 74.78% | 2 | 0 | 11.2 |  |  |  |  | R-410A | 1.8833 | Residential & Commercial | USHP | Ducted CEE Tier 1
213782284 | Central HP <5.4 tons | TEMPSTAR | HRCU-A-CB (Split System: Heat Pump with Remote Outdoor Unit-Air-Source) | TVH837GKA2* |  |  | EHD4X60AAL+WALLCON | *95CSU0601716B* | 32800 | 16.5 | 8.1 | 32200 | 25000 | 77.64% | 1.96 | 0 | 11 |  |  |  |  | R-410A | 2.7333 | Residential & Commercial | USHP | Ducted CEE Tier 1
212509260 | Central HP <5.4 tons | PAYNE HEATING AND COOLING | HRCU-A-CB (Split System: Heat Pump with Remote Outdoor Unit-Air-Source) | 38MURAQ18AB3* | ADP |  | H,PG7J936 | PG96VTAA30040A** | 17200 | 16 | 8.5 | 16700 | 18800 | 112.6% | 2.3 | 0 | 10 |  |  |  |  | R-410A | 1.4333 | Residential & Commercial | USHP | Ducted CEE Tier 1
214609186 | Central HP <5.4 tons | LUXAIRE | HRCU-A-CB (Split System: Heat Pump with Remote Outdoor Unit-Air-Source) | HH824E2S11 |  |  | CTF36B5ADS1 | Z9ES080B12SMPS1 | 23000 | 18 | 9.5 | 23000 | 18600 | 80.87% | 2 | 0 | 12 |  |  |  |  | R-454B | 1.9167 | Residential & Commercial | USHP | Ducted CEE Tier 1
213372371 | Central HP <5.4 tons | RHEEM | HRCU-A-CB (Split System: Heat Pump with Remote Outdoor Unit-Air-Source) | RP18AZ24AJVC |  |  | RCFZ2421HEAAM | R951V0403A17UHU | 22800 | 20 | 8.5 | 22800 | 26200 | 114.9% | 2.1 | 0 | 12.5 |  |  |  |  | R-410A | 1.9 | Residential & Commercial | USHP | Ducted CEE Tier 1
212520217 | Central HP <5.4 tons | CARRIER | HRCU-A-CB (Split System: Heat Pump with Remote Outdoor Unit-Air-Source) | 38MURAQ24AB3* | ADP |  | H,PG32936 | 58S(B,C)*A070E17**16 | 24600 | 16 | 8.1 | 25200 | 21800 | 86.51% | 1.82 | 0 | 10.5 |  |  |  |  | R-410A | 2.05 | Residential & Commercial | USHP | Ducted CEE Tier 1
212520260 | Central HP <5.4 tons | CARRIER | HRCU-A-CB (Split System: Heat Pump with Remote Outdoor Unit-Air-Source) | 38MURAQ24AB3* | ADP |  | H,PG24936 | 58SU*A060E17**16 | 24400 | 17 | 8.5 | 25000 | 21400 | 85.6% | 1.82 | 0 | 10 |  |  |  |  | R-410A | 2.0333 | Residential & Commercial | USHP | Ducted CEE Tier 1
212979726 | Central HP <5.4 tons | BRYANT HEATING AND COOLING SYSTEMS | HRCU-A-CB (Split System: Heat Pump with Remote Outdoor Unit-Air-Source) | 38MURAQ30AB3* |  |  | CAP**4221AL* | 8(0,1)*SB42090M17*** | 30000 | 15.2 | 8.1 | 34200 | 27600 | 80.7% | 1.8 | 0 | 9 |  |  |  |  | R-410A | 2.5 | Residential & Commercial | USHP
212980923 | Central HP <5.4 tons | BRYANT HEATING AND COOLING SYSTEMS | HRCU-A-CB (Split System: Heat Pump with Remote Outdoor Unit-Air-Source) | 38MURAQ30AB3* |  |  | CAP**4221AL* | 8(0,1)*SB60110M21*** | 30400 | 15.2 | 8.1 | 34400 | 27400 | 79.65% | 1.82 | 0 | 9 |  |  |  |  | R-410A | 2.5333 | Residential & Commercial | USHP
215294599 | Central HP <5.4 tons | AIRQUEST | HRCU-A-CB (Split System: Heat Pump with Remote Outdoor Unit-Air-Source) | DLCURAH36ABK | ADP |  | H,GE35936 | *92MSN0601412A* | 35400 | 15.2 | 8.5 | 36800 | 34800 | 94.57% | 2 | 0 | 9.5 |  |  |  |  | R-410A | 2.95 | Residential & Commercial | USHP
212520269 | Central HP <5.4 tons | CARRIER | HRCU-A-CB (Split System: Heat Pump with Remote Outdoor Unit-Air-Source) | 38MURAQ24AB3* | ADP |  | H,PG32936 | 58TP*A045V14**12 | 24000 | 16 | 8.5 | 25200 | 23600 | 93.65% | 1.98 | 0 | 10 |  |  |  |  | R-410A | 2 | Residential & Commercial | USHP | Ducted CEE Tier 1
212520278 | Central HP <5.4 tons | CARRIER | HRCU-A-CB (Split System: Heat Pump with Remote Outdoor Unit-Air-Source) | 38MURAQ24AB3* | ADP |  | H,PG34936 | 58TP*A070V17**16 | 24200 | 17 | 8.1 | 24600 | 22600 | 91.87% | 1.9 | 0 | 10.5 |  |  |  |  | R-410A | 2.0167 | Residential & Commercial | USHP | Ducted CEE Tier 1
213311187 | Central HP <5.4 tons | PAYNE HEATING AND COOLING | HRCU-A-CB (Split System: Heat Pump with Remote Outdoor Unit-Air-Source) | 38MURAQ36AB3* | ADP |  | V36H175P159+CBPE4B* | 0 | 37000 | 16 | 8.1 | 36800 | 34400 | 93.48% | 2 | 0 | 10 |  |  |  |  | R-410A | 3.0833 | Residential & Commercial | USHP | Ducted CEE Tier 1
212520478 | Central HP <5.4 tons | CARRIER | HRCU-A-CB (Split System: Heat Pump with Remote Outdoor Unit-Air-Source) | 38MURAQ36AB3* | ADP |  | H,PG32936 | 58SP*A070V21**20 | 34200 | 16 | 8.1 | 36800 | 28000 | 76.09% | 1.8 | 0 | 9.5 |  |  |  |  | R-410A | 2.85 | Residential & Commercial | USHP
208699676 | Central HP <5.4 tons | CARRIER | HRCU-A-CB (Split System: Heat Pump with Remote Outdoor Unit-Air-Source) | 25VNA436A*031* | ADP |  | H,PG34936 | 59MN7B060C21**20 | 33000 | 19 | 9 | 33400 | 25400 | 76.05% | 2.02 | 12.2 | 11.7 |  |  |  |  | R-410A | 2.75 | Residential & Commercial | USHP | Ducted CEE Tier 1
215291858 | Central HP <5.4 tons | AIRQUEST | HRCU-A-CB (Split System: Heat Pump with Remote Outdoor Unit-Air-Source) | DLCURAH24ABK | ADP |  | H,GG31930 | *92MSN0401712A* | 22600 | 15.2 | 8.5 | 24800 | 23600 | 95.16% | 1.96 | 0 | 9.5 |  |  |  |  | R-410A | 1.8833 | Residential & Commercial | USHP
215291876 | Central HP <5.4 tons | AIRQUEST | HRCU-A-CB (Split System: Heat Pump with Remote Outdoor Unit-Air-Source) | DLCURAH24ABK | ADP |  | HG34936 | *92MSN0401712A* | 23600 | 16 | 8.5 | 24800 | 23600 | 95.16% | 1.96 | 0 | 10 |  |  |  |  | R-410A | 1.9667 | Residential & Commercial | USHP | Ducted CEE Tier 1
214397524 | Central HP <5.4 tons | LUXAIRE | HRCU-A-CB (Split System: Heat Pump with Remote Outdoor Unit-Air-Source) | HH824E2S11 |  |  | CTF36B5ADS1+JMET12BS2N1 | 0 | 23000 | 19 | 9.5 | 23000 | 18100 | 78.7% | 2 | 0 | 12 |  |  |  |  | R-454B | 1.9167 | Residential & Commercial | USHP | Ducted CEE Tier 1
212609308 | Central HP <5.4 tons | RHEEM | HRCU-A-CB (Split System: Heat Pump with Remote Outdoor Unit-Air-Source) | RP18AZ24AJVC |  |  | RCFZ2421HEAAM | R802V1005A21UHS | 22800 | 20 | 8.5 | 22800 | 26000 | 114% | 2.1 | 0 | 12.5 |  |  |  |  | R-410A | 1.9 | Residential & Commercial | USHP | Ducted CEE Tier 1
214719992 | Central HP <5.4 tons | LUXAIRE | HRCU-A-CB (Split System: Heat Pump with Remote Outdoor Unit-Air-Source) | HH836E2S11 |  |  | CTU48C5XFS1+TXV | TM8E100C20MP11 | 34400 | 17 | 8.5 | 32600 | 25800 | 79.14% | 2 | 0 | 11 |  |  |  |  | R-454B | 2.8667 | Residential & Commercial | USHP | Ducted CEE Tier 1
214719874 | Central HP <5.4 tons | LUXAIRE | HRCU-A-CB (Split System: Heat Pump with Remote Outdoor Unit-Air-Source) | HH836E2S11 |  |  | CTU48C5XFS1+TXV | TM9E100C20MP12 | 34400 | 17 | 9 | 32400 | 25800 | 79.63% | 2 | 0 | 11 |  |  |  |  | R-454B | 2.8667 | Residential & Commercial | USHP | Ducted CEE Tier 1
212520213 | Central HP <5.4 tons | CARRIER | HRCU-A-CB (Split System: Heat Pump with Remote Outdoor Unit-Air-Source) | 38MURAQ24AB3* | ADP |  | H,PG32936 | 58S(B,C)*A070E17**12 | 24000 | 16 | 8.5 | 25400 | 23200 | 91.34% | 1.94 | 0 | 10 |  |  |  |  | R-410A | 2 | Residential & Commercial | USHP | Ducted CEE Tier 1
212520214 | Central HP <5.4 tons | CARRIER | HRCU-A-CB (Split System: Heat Pump with Remote Outdoor Unit-Air-Source) | 38MURAQ24AB3* | ADP |  | H,PG34936 | 58S(B,C)*A070E17**12 | 23200 | 17 | 8.5 | 24000 | 23200 | 96.67% | 1.98 | 0 | 10 |  |  |  |  | R-410A | 1.9333 | Residential & Commercial | USHP | Ducted CEE Tier 1
215291926 | Central HP <5.4 tons | AIRQUEST | HRCU-A-CB (Split System: Heat Pump with Remote Outdoor Unit-Air-Source) | DLCURAH24ABK | ADP |  | HE33936 | *92MSN0601412A* | 23600 | 17 | 8.5 | 24800 | 23400 | 94.35% | 1.98 | 0 | 10.5 |  |  |  |  | R-410A | 1.9667 | Residential & Commercial | USHP | Ducted CEE Tier 1
215291961 | Central HP <5.4 tons | AIRQUEST | HRCU-A-CB (Split System: Heat Pump with Remote Outdoor Unit-Air-Source) | DLCURAH24ABK | ADP |  | H,GG31924 | *92MSN0601714A* | 23000 | 17 | 8.5 | 25200 | 26000 | 103.2% | 2.24 | 0 | 9.5 |  |  |  |  | R-410A | 1.9167 | Residential & Commercial | USHP
211719781 | Central HP <5.4 tons | COLEMAN | HRCU-A-CB (Split System: Heat Pump with Remote Outdoor Unit-Air-Source) | HMH72B341 |  |  | XAUB30CXXN1+TXV | CPLC080B12MP13 | 32400 | 17 | 8.1 | 33600 | 23600 | 70.24% | 2 | 0 | 9.5 |  |  |  |  | R-410A | 2.7 | Residential & Commercial | USHP
211719796 | Central HP <5.4 tons | COLEMAN | HRCU-A-CB (Split System: Heat Pump with Remote Outdoor Unit-Air-Source) | HMH72B341 |  |  | XAUB30CXXN1+TXV | CPLC060A12MP13 | 32800 | 17.5 | 8.1 | 33400 | 23400 | 70.06% | 2.02 | 0 | 9.5 |  |  |  |  | R-410A | 2.7333 | Residential & Commercial | USHP
213147627 | Central HP <5.4 tons | PAYNE HEATING AND COOLING | HRCU-A-CB (Split System: Heat Pump with Remote Outdoor Unit-Air-Source) | 38MURAQ36AB3* | ADP |  | V,C36H175P139+AEFE4B* | 0 | 36200 | 16 | 8.1 | 36800 | 34400 | 93.48% | 2 | 0 | 9.5 |  |  |  |  | R-410A | 3.0167 | Residential & Commercial | USHP
215424213 | Central HP <5.4 tons | LUXAIRE | HRCU-A-CB (Split System: Heat Pump with Remote Outdoor Unit-Air-Source) | HH836E2S11 | ADP |  | H,YE9J*36+TXV-BLEED | TM8E100C16MP11 | 32400 | 18 | 8.5 | 29400 | 25000 | 85.03% | 2 | 0 | 10.5 |  |  |  |  | R-454B | 2.7 | Residential & Commercial | USHP | Ducted CEE Tier 1
214075479 | Central HP <5.4 tons | RHEEM | HRCU-A-CB (Split System: Heat Pump with Remote Outdoor Unit-Air-Source) | RD17AZ24AJ3N |  |  | RCFZ2417MTANM | R801V1004A17UH | 22600 | 17 | 9.5 | 22600 | 16800 | 74.34% | 2.1 | 0 | 11.2 |  |  |  |  | R-410A | 1.8833 | Residential & Commercial | USHP | Ducted CEE Tier 1
214584591 | Central HP <5.4 tons | COLEMAN | HRCU-A-CB (Split System: Heat Pump with Remote Outdoor Unit-Air-Source) | HH836E2S11 |  |  | CTF36B5CDS1 | Z8ES080B12SMPS1 | 33200 | 18 | 8.5 | 30400 | 24800 | 81.58% | 2 | 0 | 11.7 |  |  |  |  | R-454B | 2.7667 | Residential & Commercial | USHP | Ducted CEE Tier 1
215424252 | Central HP <5.4 tons | LUXAIRE | HRCU-A-CB (Split System: Heat Pump with Remote Outdoor Unit-Air-Source) | HH836E2S11 | ADP |  | H,YE9J*36+TXV-BLEED | Z9ES100C16SMPS1 | 34800 | 17 | 8.1 | 31000 | 24200 | 78.06% | 2 | 0 | 10.5 |  |  |  |  | R-454B | 2.9 | Residential & Commercial | USHP | Ducted CEE Tier 1
215424209 | Central HP <5.4 tons | LUXAIRE | HRCU-A-CB (Split System: Heat Pump with Remote Outdoor Unit-Air-Source) | HH836E2S11 | ADP |  | H,YE9J*36+TXV-BLEED | TM8E080B12MP11 | 33200 | 17 | 8.5 | 29800 | 25000 | 83.89% | 2 | 0 | 11 |  |  |  |  | R-454B | 2.7667 | Residential & Commercial | USHP | Ducted CEE Tier 1
214609171 | Central HP <5.4 tons | LUXAIRE | HRCU-A-CB (Split System: Heat Pump with Remote Outdoor Unit-Air-Source) | HH860E2S11 |  |  | CTF60D5CGS1 | Z9ES120D20SMPS1 | 46000 | 18 | 9 | 47000 | 34200 | 72.77% | 2 | 0 | 11.7 |  |  |  |  | R-454B | 3.8333 | Residential & Commercial | USHP | Ducted CEE Tier 1
215424255 | Central HP <5.4 tons | LUXAIRE | HRCU-A-CB (Split System: Heat Pump with Remote Outdoor Unit-Air-Source) | HH860E2S11 | ADP |  | H,YE36*60+TXV-BLEED | LP9C100C16MP13 | 43000 | 17 | 8.4 | 42000 | 32800 | 78.1% | 1.98 | 0 | 11.5 |  |  |  |  | R-454B | 3.5833 | Residential & Commercial | USHP | Ducted CEE Tier 1
216737690 | Central HP <5.4 tons | TEMPSTAR | HRCU-A-CB (Split System: Heat Pump with Remote Outdoor Unit-Air-Source) | D5CUHAH24AAK |  |  | ESH5X30M12A* | *96VSN1202422B* | 22800 | 15.5 | 8.5 | 21200 | 19000 | 89.62% | 1.96 | 0 | 10.5 |  |  |  |  | R-454B | 1.9 | Residential & Commercial | USHP | Ducted CEE Tier 1
215291962 | Central HP <5.4 tons | AIRQUEST | HRCU-A-CB (Split System: Heat Pump with Remote Outdoor Unit-Air-Source) | DLCURAH24ABK | ADP |  | H,GG31930 | *92MSN0601714A* | 23000 | 17 | 8.5 | 25200 | 26000 | 103.2% | 2.24 | 0 | 9.5 |  |  |  |  | R-410A | 1.9167 | Residential & Commercial | USHP
215291977 | Central HP <5.4 tons | AIRQUEST | HRCU-A-CB (Split System: Heat Pump with Remote Outdoor Unit-Air-Source) | DLCURAH24ABK | ADP |  | H,GE33936 | *92MSN0601714A* | 23400 | 17 | 8.5 | 25200 | 26000 | 103.2% | 2.24 | 0 | 10 |  |  |  |  | R-410A | 1.95 | Residential & Commercial | USHP | Ducted CEE Tier 1
212384675 | Central HP <5.4 tons | BRYANT HEATING AND COOLING SYSTEMS | HRCU-A-CB (Split System: Heat Pump with Remote Outdoor Unit-Air-Source) | 38MURAQ36AB3* |  |  | CNPV*4221AL* | 912SD60080E21*** | 36400 | 15.5 | 8.1 | 39500 | 35200 | 89.11% | 1.92 | 0 | 10 |  |  |  |  | R-410A | 3.0333 | Residential & Commercial | USHP | Ducted CEE Tier 1
214066542 | Central HP <5.4 tons | RHEEM | HRCU-A-CB (Split System: Heat Pump with Remote Outdoor Unit-Air-Source) | RD17AZ36AJ3N |  |  | RCFZ3621MTANM | R801V0755A21UHN | 34200 | 18 | 8.1 | 34200 | 29400 | 85.96% | 2 | 0 | 11.7 |  |  |  |  | R-410A | 2.85 | Residential & Commercial | USHP | Ducted CEE Tier 1
212609365 | Central HP <5.4 tons | RHEEM | HRCU-A-CB (Split System: Heat Pump with Remote Outdoor Unit-Air-Source) | RP18AZ36AJVC |  |  | RCFZ6021SEAAM | R802V0755A21UHS | 34200 | 19 | 8.5 | 34200 | 43000 | 125.7% | 2.2 | 0 | 12.5 |  |  |  |  | R-410A | 2.85 | Residential & Commercial | USHP | Ducted CEE Tier 1
213297914 | Central HP <5.4 tons | LUXAIRE | HRCU-A-CB (Split System: Heat Pump with Remote Outdoor Unit-Air-Source) | HMH72B341 |  |  | XAFC30CXXN1+TXV | Z8ET100C16LMPS1 | 33400 | 18 | 8.5 | 33000 | 23400 | 70.91% | 2.06 | 0 | 9.5 |  |  |  |  | R-410A | 2.7833 | Residential & Commercial | USHP
213298029 | Central HP <5.4 tons | LUXAIRE | HRCU-A-CB (Split System: Heat Pump with Remote Outdoor Unit-Air-Source) | HMH72B341 |  |  | XAFC36DBCN1 | Z8ES080C16SMPS1 | 34000 | 18 | 8.5 | 33400 | 24200 | 72.46% | 2.14 | 0 | 10 |  |  |  |  | R-410A | 2.8333 | Residential & Commercial | USHP | Ducted CEE Tier 1
215424708 | Central HP <5.4 tons | LUXAIRE | HRCU-A-CB (Split System: Heat Pump with Remote Outdoor Unit-Air-Source) | HH824E2S11 | ADP |  | H,YE7J*36+TXV-BLEED | LP9C080B12MP13 | 22400 | 17 | 8.8 | 21400 | 17300 | 80.84% | 1.96 | 0 | 11.5 |  |  |  |  | R-454B | 1.8667 | Residential & Commercial | USHP | Ducted CEE Tier 1
214584556 | Central HP <5.4 tons | COLEMAN | HRCU-A-CB (Split System: Heat Pump with Remote Outdoor Unit-Air-Source) | HH836E2S11 |  |  | CTF36C5CDS1 | Z8ES100C16SMPS1 | 34400 | 18 | 8.5 | 31800 | 26000 | 81.76% | 2 | 0 | 11.7 |  |  |  |  | R-454B | 2.8667 | Residential & Commercial | USHP | Ducted CEE Tier 1
215682246 | Central HP <5.4 tons | AIRQUEST | HRCU-A-CB (Split System: Heat Pump with Remote Outdoor Unit-Air-Source) | H5H0V48*K*AAA* |  |  | EVD5X49M24A*+WALLCON | *80CSU0802120B* | 48000 | 19 | 9 | 50000 | 36200 | 72.4% | 2.12 | 0 | 10 |  |  |  |  | R-454B | 4 | Residential & Commercial | USHP | Ducted CEE Tier 1
215682496 | Central HP <5.4 tons | AIRQUEST | HRCU-A-CB (Split System: Heat Pump with Remote Outdoor Unit-Air-Source) | H5H0V48*K*AAA* |  |  | EVD5X61M21A*+WALLCON | *97CTN0802120A* | 48500 | 19 | 9 | 50000 | 36800 | 73.6% | 2 | 0 | 10.5 |  |  |  |  | R-454B | 4.0417 | Residential & Commercial | USHP | Ducted CEE Tier 1
215682546 | Central HP <5.4 tons | AIRQUEST | HRCU-A-CB (Split System: Heat Pump with Remote Outdoor Unit-Air-Source) | H5H0V48*K*AAA* |  |  | EVD5X61M24A*+WALLCON | *97CTN0802120A* | 48500 | 19 | 9.5 | 50000 | 36800 | 73.6% | 2.1 | 0 | 10.5 |  |  |  |  | R-454B | 4.0417 | Residential & Commercial | USHP | Ducted CEE Tier 1
214609069 | Central HP <5.4 tons | LUXAIRE | HRCU-A-CB (Split System: Heat Pump with Remote Outdoor Unit-Air-Source) | HH824E2S11 |  |  | CTF30B5ACS1 | Z9ES060B12SMPS1 | 23000 | 17 | 9.5 | 23000 | 19100 | 83.04% | 2 | 0 | 11.7 |  |  |  |  | R-454B | 1.9167 | Residential & Commercial | USHP | Ducted CEE Tier 1
208699674 | Central HP <5.4 tons | CARRIER | HRCU-A-CB (Split System: Heat Pump with Remote Outdoor Unit-Air-Source) | 25VNA436A*031* | ADP |  | H,PG34936 | 59MN7B060C17**14 | 32600 | 19 | 9 | 34000 | 25800 | 75.88% | 2 | 11.7 | 11.5 |  |  |  |  | R-410A | 2.7167 | Residential & Commercial | USHP | Ducted CEE Tier 1
215853344 | Central HP <5.4 tons | COLEMAN | HRCU-A-CB (Split System: Heat Pump with Remote Outdoor Unit-Air-Source) | HH836E2S11 |  |  | CTF36B5CDS1 | TL9E060B12UH11 | 33000 | 18 | 8.5 | 30800 | 25200 | 81.82% | 2 | 0 | 11 |  |  |  |  | R-454B | 2.75 | Residential & Commercial | USHP | Ducted CEE Tier 1
215853346 | Central HP <5.4 tons | COLEMAN | HRCU-A-CB (Split System: Heat Pump with Remote Outdoor Unit-Air-Source) | HH836E2S11 |  |  | CTU48C5XFS1+JME12C2SN1+TXV | 0 | 34000 | 19 | 9 | 31400 | 25200 | 80.25% | 2 | 0 | 11.7 |  |  |  |  | R-454B | 2.8333 | Residential & Commercial | USHP | Ducted CEE Tier 1
214609176 | Central HP <5.4 tons | LUXAIRE | HRCU-A-CB (Split System: Heat Pump with Remote Outdoor Unit-Air-Source) | HH836E2S11 |  |  | CTM48C5CFS1 | Z9ES080C16SMPS1 | 34400 | 19 | 9 | 32600 | 25800 | 79.14% | 2 | 0 | 11 |  |  |  |  | R-454B | 2.8667 | Residential & Commercial | USHP | Ducted CEE Tier 1
208699605 | Central HP <5.4 tons | CARRIER | HRCU-A-CB (Split System: Heat Pump with Remote Outdoor Unit-Air-Source) | 25VNA848A*031* | ADP |  | H,PG1K948 | 58TN*A110C21**20 | 45000 | 17 | 8.1 | 44000 | 31600 | 71.82% | 2.26 | 10.5 | 9.5 |  |  |  |  | R-410A | 3.75 | Residential & Commercial | USHP
213297879 | Central HP <5.4 tons | LUXAIRE | HRCU-A-CB (Split System: Heat Pump with Remote Outdoor Unit-Air-Source) | HMH72B341 |  |  | XAFC36DBCN1 | Z9ES080C16SMPS1 | 33400 | 17 | 8.5 | 32000 | 22400 | 70% | 1.8 | 0 | 10 |  |  |  |  | R-410A | 2.7833 | Residential & Commercial | USHP | Ducted CEE Tier 1
215291993 | Central HP <5.4 tons | AIRQUEST | HRCU-A-CB (Split System: Heat Pump with Remote Outdoor Unit-Air-Source) | DLCURAH24ABK | ADP |  | HG7J936 | *92MSN0601714A* | 23400 | 17 | 8.5 | 25200 | 26000 | 103.2% | 2.24 | 0 | 10 |  |  |  |  | R-410A | 1.95 | Residential & Commercial | USHP | Ducted CEE Tier 1
215291994 | Central HP <5.4 tons | AIRQUEST | HRCU-A-CB (Split System: Heat Pump with Remote Outdoor Unit-Air-Source) | DLCURAH24ABK | ADP |  | H,GE7J924 | *92MSN0601714A* | 23400 | 17 | 8.5 | 25200 | 26000 | 103.2% | 2.24 | 0 | 10 |  |  |  |  | R-410A | 1.95 | Residential & Commercial | USHP | Ducted CEE Tier 1
215291995 | Central HP <5.4 tons | AIRQUEST | HRCU-A-CB (Split System: Heat Pump with Remote Outdoor Unit-Air-Source) | DLCURAH24ABK | ADP |  | H,GE7J936 | *92MSN0601714A* | 23400 | 17 | 8.5 | 25200 | 26000 | 103.2% | 2.24 | 0 | 10 |  |  |  |  | R-410A | 1.95 | Residential & Commercial | USHP | Ducted CEE Tier 1
215292009 | Central HP <5.4 tons | AIRQUEST | HRCU-A-CB (Split System: Heat Pump with Remote Outdoor Unit-Air-Source) | DLCURAH24ABK | ADP |  | H,GE22936 | *92MSN0801716A* | 22000 | 17 | 8.45 | 24600 | 24200 | 98.37% | 2.04 | 0 | 9.5 |  |  |  |  | R-410A | 1.8333 | Residential & Commercial | USHP
215681376 | Central HP <5.4 tons | AIRQUEST | HRCU-A-CB (Split System: Heat Pump with Remote Outdoor Unit-Air-Source) | H5H0V48*K*AAA* |  |  | EA*5X60M24A*+WALLCON | *96CTN0802120B* | 45000 | 18 | 9 | 47500 | 33600 | 70.74% | 2.06 | 0 | 10 |  |  |  |  | R-454B | 3.75 | Residential & Commercial | USHP | Ducted CEE Tier 1
215681396 | Central HP <5.4 tons | AIRQUEST | HRCU-A-CB (Split System: Heat Pump with Remote Outdoor Unit-Air-Source) | H5H0V48*K*AAA* |  |  | EA*5X60M24A*+WALLCON | *80CSU1002120B* | 45000 | 17.5 | 9 | 47500 | 33600 | 70.74% | 2.06 | 0 | 9.5 |  |  |  |  | R-454B | 3.75 | Residential & Commercial | USHP
215681426 | Central HP <5.4 tons | AIRQUEST | HRCU-A-CB (Split System: Heat Pump with Remote Outdoor Unit-Air-Source) | H5H0V48*K*AAA* |  |  | EA*5X60M24A*+WALLCON | *97CTN1202422A* | 45000 | 18 | 9 | 47500 | 33600 | 70.74% | 2.06 | 0 | 10 |  |  |  |  | R-454B | 3.75 | Residential & Commercial | USHP | Ducted CEE Tier 1
215293482 | Central HP <5.4 tons | AIRQUEST | HRCU-A-CB (Split System: Heat Pump with Remote Outdoor Unit-Air-Source) | DLCURAH30ABK | ADP |  | H,GG48936 | *92MSN0601714A* | 29800 | 15.2 | 8.1 | 31800 | 26000 | 81.76% | 1.84 | 0 | 8.5 |  |  |  |  | R-410A | 2.4833 | Residential & Commercial | USHP
212980230 | Central HP <5.4 tons | KEEPRITE | HRCU-A-CB (Split System: Heat Pump with Remote Outdoor Unit-Air-Source) | DLCURAH30ABK |  |  | EA*4X43L21A* | *80MS(N,L)0902116A* | 30600 | 15.2 | 8.1 | 33400 | 26400 | 79.04% | 1.86 | 0 | 9 |  |  |  |  | R-410A | 2.55 | Residential & Commercial | USHP
211712454 | Central HP <5.4 tons | KEEPRITE | HRCU-A-CB (Split System: Heat Pump with Remote Outdoor Unit-Air-Source) | DLCURAH30ABK |  |  | EA*4X42L21A* | *80ES(N,L)0702116A* | 29600 | 15.2 | 8.1 | 33600 | 27400 | 81.55% | 1.78 | 0 | 9 |  |  |  |  | R-410A | 2.4667 | Residential & Commercial | USHP
215683186 | Central HP <5.4 tons | AIRQUEST | HRCU-A-CB (Split System: Heat Pump with Remote Outdoor Unit-Air-Source) | H5H0V60*K*AAA* |  |  | EVD5X61M24A*+WALLCON | *96CTN0802120B* | 57500 | 18.5 | 9 | 64000 | 45000 | 70.31% | 2.08 | 0 | 9 |  |  |  |  | R-454B | 4.7917 | Residential & Commercial | USHP
215424231 | Central HP <5.4 tons | LUXAIRE | HRCU-A-CB (Split System: Heat Pump with Remote Outdoor Unit-Air-Source) | HH836E2S11 | ADP |  | H,YE9J*36+TXV-BLEED | TM9V060B12MP12 | 32600 | 16 | 8.5 | 29000 | 24800 | 85.52% | 2 | 0 | 11 |  |  |  |  | R-454B | 2.7167 | Residential & Commercial | USHP | Ducted CEE Tier 1
215424232 | Central HP <5.4 tons | LUXAIRE | HRCU-A-CB (Split System: Heat Pump with Remote Outdoor Unit-Air-Source) | HH836E2S11 | ADP |  | H,YE9J*36+TXV-BLEED | TM9V080B12MP12 | 33000 | 17 | 8.5 | 29200 | 24800 | 84.93% | 2 | 0 | 11 |  |  |  |  | R-454B | 2.75 | Residential & Commercial | USHP | Ducted CEE Tier 1
215424246 | Central HP <5.4 tons | LUXAIRE | HRCU-A-CB (Split System: Heat Pump with Remote Outdoor Unit-Air-Source) | HH836E2S11 | ADP |  | H,YE9J*36+TXV-BLEED | Z8ES100C20SMPS1 | 34200 | 18 | 8.5 | 30200 | 25000 | 82.78% | 2 | 0 | 11 |  |  |  |  | R-454B | 2.85 | Residential & Commercial | USHP | Ducted CEE Tier 1
215424247 | Central HP <5.4 tons | LUXAIRE | HRCU-A-CB (Split System: Heat Pump with Remote Outdoor Unit-Air-Source) | HH836E2S11 | ADP |  | H,YE9J*36+TXV-BLEED | Z8ES120C16SMPS1 | 33200 | 18 | 8.5 | 29600 | 24800 | 83.78% | 2 | 0 | 11.5 |  |  |  |  | R-454B | 2.7667 | Residential & Commercial | USHP | Ducted CEE Tier 1
209448122 | Central HP <5.4 tons | CARRIER | HRCU-A-CB (Split System: Heat Pump with Remote Outdoor Unit-Air-Source) | 25VNA448A*031* | ADP |  | H,PG3K960 | 59MN7B100C21**22 | 44000 | 21 | 9.5 | 44500 | 36000 | 80.9% | 2.28 | 12 | 12 |  |  |  |  | R-410A | 3.6667 | Residential & Commercial | USHP | Ducted CEE Tier 1
215677376 | Central HP <5.4 tons | AIRQUEST | HRCU-A-CB (Split System: Heat Pump with Remote Outdoor Unit-Air-Source) | H5H0V60*K*AAA* |  |  | EVD5X60M21A*+WALLCON | *95CSU0802120B* | 56500 | 18 | 9 | 64000 | 45000 | 70.31% | 2.08 | 0 | 9 |  |  |  |  | R-454B | 4.7083 | Residential & Commercial | USHP
213297994 | Central HP <5.4 tons | LUXAIRE | HRCU-A-CB (Split System: Heat Pump with Remote Outdoor Unit-Air-Source) | HMH72B341 |  |  | XAHB36DBCN1 | Z8ES100B12LMPS1 | 33400 | 17.5 | 8.1 | 32800 | 23200 | 70.73% | 2.02 | 0 | 9.5 |  |  |  |  | R-410A | 2.7833 | Residential & Commercial | USHP
213298014 | Central HP <5.4 tons | LUXAIRE | HRCU-A-CB (Split System: Heat Pump with Remote Outdoor Unit-Air-Source) | HMH72B341 |  |  | XAHC36DBCN1 | Z8ES080C20LMPS1 | 34000 | 17.5 | 8.1 | 33400 | 23600 | 70.66% | 2.08 | 0 | 9.5 |  |  |  |  | R-410A | 2.8333 | Residential & Commercial | USHP
215293498 | Central HP <5.4 tons | AIRQUEST | HRCU-A-CB (Split System: Heat Pump with Remote Outdoor Unit-Air-Source) | DLCURAH30ABK | ADP |  | H,GG81936 | *92MSN0601714A* | 29400 | 15.2 | 8.1 | 31800 | 26000 | 81.76% | 1.84 | 0 | 8.5 |  |  |  |  | R-410A | 2.45 | Residential & Commercial | USHP
215293499 | Central HP <5.4 tons | AIRQUEST | HRCU-A-CB (Split System: Heat Pump with Remote Outdoor Unit-Air-Source) | DLCURAH30ABK | ADP |  | HG81936 | *92MSN0601714A* | 29400 | 15.2 | 8.1 | 31800 | 26000 | 81.76% | 1.84 | 0 | 8.5 |  |  |  |  | R-410A | 2.45 | Residential & Commercial | USHP
212520500 | Central HP <5.4 tons | CARRIER | HRCU-A-CB (Split System: Heat Pump with Remote Outdoor Unit-Air-Source) | 38MURAQ36AB3* | ADP |  | H,PG9J936 | 58SU*A060E17**16 | 36000 | 15.2 | 8.1 | 36800 | 28000 | 76.09% | 1.8 | 0 | 9.5 |  |  |  |  | R-410A | 3 | Residential & Commercial | USHP
215293513 | Central HP <5.4 tons | AIRQUEST | HRCU-A-CB (Split System: Heat Pump with Remote Outdoor Unit-Air-Source) | DLCURAH30ABK | ADP |  | H,GE32936 | *92MSN0801716A* | 29000 | 15.2 | 8.1 | 32400 | 27600 | 85.19% | 1.78 | 0 | 8.5 |  |  |  |  | R-410A | 2.4167 | Residential & Commercial | USHP
215293530 | Central HP <5.4 tons | AIRQUEST | HRCU-A-CB (Split System: Heat Pump with Remote Outdoor Unit-Air-Source) | DLCURAH30ABK | ADP |  | H,GG37936 | *92MSN0801716A* | 30000 | 15.2 | 8.1 | 32400 | 26800 | 82.72% | 1.82 | 0 | 9 |  |  |  |  | R-410A | 2.5 | Residential & Commercial | USHP
215292025 | Central HP <5.4 tons | AIRQUEST | HRCU-A-CB (Split System: Heat Pump with Remote Outdoor Unit-Air-Source) | DLCURAH24ABK | ADP |  | H,GE32936 | *92MSN0801716A* | 23200 | 17 | 9 | 25200 | 26400 | 104.8% | 2.3 | 0 | 10 |  |  |  |  | R-410A | 1.9333 | Residential & Commercial | USHP | Ducted CEE Tier 1
215292044 | Central HP <5.4 tons | AIRQUEST | HRCU-A-CB (Split System: Heat Pump with Remote Outdoor Unit-Air-Source) | DLCURAH24ABK | ADP |  | HG7J924 | *92MSN0801716A* | 23200 | 17 | 9 | 25200 | 26400 | 104.8% | 2.3 | 0 | 10 |  |  |  |  | R-410A | 1.9333 | Residential & Commercial | USHP | Ducted CEE Tier 1
215293531 | Central HP <5.4 tons | AIRQUEST | HRCU-A-CB (Split System: Heat Pump with Remote Outdoor Unit-Air-Source) | DLCURAH30ABK | ADP |  | H,GG48936 | *92MSN0801716A* | 30000 | 15.2 | 8.1 | 32400 | 26800 | 82.72% | 1.82 | 0 | 9 |  |  |  |  | R-410A | 2.5 | Residential & Commercial | USHP
215293532 | Central HP <5.4 tons | AIRQUEST | HRCU-A-CB (Split System: Heat Pump with Remote Outdoor Unit-Air-Source) | DLCURAH30ABK | ADP |  | HG48936 | *92MSN0801716A* | 30000 | 15.2 | 8.1 | 32400 | 26800 | 82.72% | 1.82 | 0 | 9 |  |  |  |  | R-410A | 2.5 | Residential & Commercial | USHP
215292078 | Central HP <5.4 tons | AIRQUEST | HRCU-A-CB (Split System: Heat Pump with Remote Outdoor Unit-Air-Source) | DLCURAH24ABK | ADP |  | HE32936 | *92MSN0802120A* | 22800 | 17 | 8.5 | 24400 | 23600 | 96.72% | 2.02 | 0 | 9.5 |  |  |  |  | R-410A | 1.9 | Residential & Commercial | USHP
215292094 | Central HP <5.4 tons | AIRQUEST | HRCU-A-CB (Split System: Heat Pump with Remote Outdoor Unit-Air-Source) | DLCURAH24ABK | ADP |  | H,GE30924 | *92MSN0802120A* | 22200 | 17 | 8.5 | 24400 | 23600 | 96.72% | 2.02 | 0 | 9.5 |  |  |  |  | R-410A | 1.85 | Residential & Commercial | USHP
213355909 | Central HP <5.4 tons | COLEMAN | HRCU-A-CB (Split System: Heat Pump with Remote Outdoor Unit-Air-Source) | HMH72B341 | ADP |  | H,YG9J936+AEFE4B* | 0 | 34000 | 18 | 8.7 | 31600 | 22800 | 72.15% | 2.1 | 0 | 10.5 |  |  |  |  | R-410A | 2.8333 | Residential & Commercial | USHP | Ducted CEE Tier 1
211719709 | Central HP <5.4 tons | COLEMAN | HRCU-A-CB (Split System: Heat Pump with Remote Outdoor Unit-Air-Source) | HMH72B341 |  |  | XAFC36DBCN1 | CPLC080B12MP13 | 33800 | 17 | 8.1 | 34000 | 24200 | 71.18% | 2.04 | 0 | 9.5 |  |  |  |  | R-410A | 2.8167 | Residential & Commercial | USHP
212407318 | Central HP <5.4 tons | BRYANT HEATING AND COOLING SYSTEMS | HRCU-A-CB (Split System: Heat Pump with Remote Outdoor Unit-Air-Source) | 284ANV036*0**B* | ADP |  | C36A***L159 | 88*TA36070C14*** | 33400 | 19 | 9 | 33800 | 25800 | 76.33% | 2 | 0 | 12 |  |  |  |  | R-410A | 2.7833 | Residential & Commercial | USHP | Ducted CEE Tier 1
212407366 | Central HP <5.4 tons | BRYANT HEATING AND COOLING SYSTEMS | HRCU-A-CB (Split System: Heat Pump with Remote Outdoor Unit-Air-Source) | 284ANV036*0**B* | ADP |  | C36A***C809 | 88*TA36070C14*** | 33400 | 19 | 9 | 33800 | 25800 | 76.33% | 2 | 0 | 12 |  |  |  |  | R-410A | 2.7833 | Residential & Commercial | USHP | Ducted CEE Tier 1
214584681 | Central HP <5.4 tons | COLEMAN | HRCU-A-CB (Split System: Heat Pump with Remote Outdoor Unit-Air-Source) | HH860E2S11 |  |  | CTM60C5CGS1 | Z8ES120C16SMPS1 | 44000 | 18 | 9 | 44000 | 33000 | 75% | 2 | 0 | 12 |  |  |  |  | R-454B | 3.6667 | Residential & Commercial | USHP | Ducted CEE Tier 1
214649776 | Central HP <5.4 tons | FRASER-JOHNSTON | HRCU-A-CB (Split System: Heat Pump with Remote Outdoor Unit-Air-Source) | HH860E2S11 |  |  | CTU60D5XGS1+TXV | TM9V120D20MP12 | 44000 | 18 | 9 | 44500 | 33400 | 75.06% | 2 | 0 | 11.7 |  |  |  |  | R-454B | 3.6667 | Residential & Commercial | USHP | Ducted CEE Tier 1
212978562 | Central HP <5.4 tons | KEEPRITE | HRCU-A-CB (Split System: Heat Pump with Remote Outdoor Unit-Air-Source) | DLCURAH30ABK |  |  | EA*4X43L21A* | *80MS(N,L)0701712A* | 30600 | 15.2 | 8.1 | 33400 | 26400 | 79.04% | 1.86 | 0 | 9 |  |  |  |  | R-410A | 2.55 | Residential & Commercial | USHP
212520371 | Central HP <5.4 tons | CARRIER | HRCU-A-CB (Split System: Heat Pump with Remote Outdoor Unit-Air-Source) | 38MURAQ30AB3* | ADP |  | H,PG9J936 | 58SP*A110V24**22 | 30000 | 15.2 | 8.1 | 32200 | 26800 | 83.23% | 1.8 | 0 | 9 |  |  |  |  | R-410A | 2.5 | Residential & Commercial | USHP
215681446 | Central HP <5.4 tons | AIRQUEST | HRCU-A-CB (Split System: Heat Pump with Remote Outdoor Unit-Air-Source) | H5H0V48*K*AAA* |  |  | EA*5X61M21A*+WALLCON | *80CSU0401712B* | 46000 | 18 | 9 | 47500 | 33600 | 70.74% | 2.06 | 0 | 9.5 |  |  |  |  | R-454B | 3.8333 | Residential & Commercial | USHP
215293596 | Central HP <5.4 tons | AIRQUEST | HRCU-A-CB (Split System: Heat Pump with Remote Outdoor Unit-Air-Source) | DLCURAH30ABK | ADP |  | H,GG81936 | *92MSN0802120A* | 30200 | 15.2 | 8.1 | 32600 | 27000 | 82.82% | 1.8 | 0 | 9 |  |  |  |  | R-410A | 2.5167 | Residential & Commercial | USHP
215293597 | Central HP <5.4 tons | AIRQUEST | HRCU-A-CB (Split System: Heat Pump with Remote Outdoor Unit-Air-Source) | DLCURAH30ABK | ADP |  | HG81936 | *92MSN0802120A* | 30200 | 15.2 | 8.1 | 32600 | 27000 | 82.82% | 1.8 | 0 | 9 |  |  |  |  | R-410A | 2.5167 | Residential & Commercial | USHP
215293613 | Central HP <5.4 tons | AIRQUEST | HRCU-A-CB (Split System: Heat Pump with Remote Outdoor Unit-Air-Source) | DLCURAH30ABK | ADP |  | HG33936 | *92MSN1002120A* | 30000 | 15.2 | 8.1 | 32800 | 27600 | 84.15% | 1.78 | 0 | 9 |  |  |  |  | R-410A | 2.5 | Residential & Commercial | USHP
215293632 | Central HP <5.4 tons | AIRQUEST | HRCU-A-CB (Split System: Heat Pump with Remote Outdoor Unit-Air-Source) | DLCURAH30ABK | ADP |  | HE7J936 | *92MSN1002120A* | 29800 | 15.2 | 8.1 | 32800 | 27600 | 84.15% | 1.78 | 0 | 9 |  |  |  |  | R-410A | 2.4833 | Residential & Commercial | USHP
215682046 | Central HP <5.4 tons | AIRQUEST | HRCU-A-CB (Split System: Heat Pump with Remote Outdoor Unit-Air-Source) | H5H0V48*K*AAA* |  |  | EVM5X61M24A*+WALLCON | *80CSU0802120B* | 49000 | 19 | 9 | 50000 | 36400 | 72.8% | 2.12 | 0 | 10.5 |  |  |  |  | R-454B | 4.0833 | Residential & Commercial | USHP | Ducted CEE Tier 1
215682096 | Central HP <5.4 tons | AIRQUEST | HRCU-A-CB (Split System: Heat Pump with Remote Outdoor Unit-Air-Source) | H5H0V48*K*AAA* |  |  | EVD5X48M21A*+WALLCON | *96CTN0802120B* | 47000 | 18.5 | 9 | 50000 | 36600 | 73.2% | 1.98 | 0 | 10 |  |  |  |  | R-454B | 3.9167 | Residential & Commercial | USHP | Ducted CEE Tier 1
215292110 | Central HP <5.4 tons | AIRQUEST | HRCU-A-CB (Split System: Heat Pump with Remote Outdoor Unit-Air-Source) | DLCURAH24ABK | ADP |  | HG80936 | *92MSN0802120A* | 23400 | 17 | 8.5 | 24600 | 24400 | 99.19% | 2.08 | 0 | 10.5 |  |  |  |  | R-410A | 1.95 | Residential & Commercial | USHP | Ducted CEE Tier 1
215292195 | Central HP <5.4 tons | AIRQUEST | HRCU-A-CB (Split System: Heat Pump with Remote Outdoor Unit-Air-Source) | DLCURAH24ABK | ADP |  | H,GG36936 | *96MSN0261410A* | 23400 | 16 | 8.5 | 25400 | 25800 | 101.6% | 2.2 | 0 | 10 |  |  |  |  | R-410A | 1.95 | Residential & Commercial | USHP | Ducted CEE Tier 1
215292196 | Central HP <5.4 tons | AIRQUEST | HRCU-A-CB (Split System: Heat Pump with Remote Outdoor Unit-Air-Source) | DLCURAH24ABK | ADP |  | H,GG37936 | *96MSN0261410A* | 23800 | 16 | 8.5 | 23600 | 21800 | 92.37% | 1.84 | 0 | 10 |  |  |  |  | R-410A | 1.9833 | Residential & Commercial | USHP | Ducted CEE Tier 1
215292210 | Central HP <5.4 tons | AIRQUEST | HRCU-A-CB (Split System: Heat Pump with Remote Outdoor Unit-Air-Source) | DLCURAH24ABK | ADP |  | H,GE9J936 | *96MSN0261410A* | 23400 | 16 | 8.5 | 24600 | 24000 | 97.56% | 2.02 | 0 | 10 |  |  |  |  | R-410A | 1.95 | Residential & Commercial | USHP | Ducted CEE Tier 1
215292211 | Central HP <5.4 tons | AIRQUEST | HRCU-A-CB (Split System: Heat Pump with Remote Outdoor Unit-Air-Source) | DLCURAH24ABK | ADP |  | H,GG1K936 | *96MSN0261410A* | 23400 | 16 | 8.5 | 25400 | 25800 | 101.6% | 2.2 | 0 | 10 |  |  |  |  | R-410A | 1.95 | Residential & Commercial | USHP | Ducted CEE Tier 1
214075415 | Central HP <5.4 tons | RHEEM | HRCU-A-CB (Split System: Heat Pump with Remote Outdoor Unit-Air-Source) | RD17AZ24AJ3N |  |  | RCFZ2417MTANM | R802V0754A17UHN | 22600 | 18 | 9.5 | 22600 | 16800 | 74.34% | 2.1 | 0 | 11.2 |  |  |  |  | R-410A | 1.8833 | Residential & Commercial | USHP | Ducted CEE Tier 1
214075429 | Central HP <5.4 tons | RHEEM | HRCU-A-CB (Split System: Heat Pump with Remote Outdoor Unit-Air-Source) | RD17AZ24AJ3N |  |  | RCFZ2417MTANM | R802V0754A17UHS | 22600 | 18 | 9.5 | 22600 | 16800 | 74.34% | 2.1 | 0 | 11.2 |  |  |  |  | R-410A | 1.8833 | Residential & Commercial | USHP | Ducted CEE Tier 1
214075440 | Central HP <5.4 tons | RHEEM | HRCU-A-CB (Split System: Heat Pump with Remote Outdoor Unit-Air-Source) | RD17AZ24AJ3N |  |  | RCFZ2417MTANM | R802VA075317Z | 22600 | 18 | 9.5 | 22600 | 16800 | 74.34% | 2.1 | 0 | 11.2 |  |  |  |  | R-410A | 1.8833 | Residential & Commercial | USHP | Ducted CEE Tier 1
214810396 | Central HP <5.4 tons | RHEEM | HRCU-A-CB (Split System: Heat Pump with Remote Outdoor Unit-Air-Source) | RD17AZ24AJ3N | ADP |  | H,RE7J924 | R951V0403A17UHU | 21400 | 17 | 8.1 | 20800 | 16700 | 80.29% | 2 | 0 | 9.5 |  |  |  |  | R-410A | 1.7833 | Residential & Commercial | USHP
214810401 | Central HP <5.4 tons | RHEEM | HRCU-A-CB (Split System: Heat Pump with Remote Outdoor Unit-Air-Source) | RD17AZ24AJ3N | ADP |  | H,RE7J924 | R962V0603A17M4S | 21600 | 17 | 8.1 | 21000 | 16600 | 79.05% | 2 | 0 | 9.5 |  |  |  |  | R-410A | 1.8 | Residential & Commercial | USHP
214810405 | Central HP <5.4 tons | RHEEM | HRCU-A-CB (Split System: Heat Pump with Remote Outdoor Unit-Air-Source) | RD17AZ24AJ3N | ADP |  | H,RE7J924 | R98MV0603A17UPS | 21600 | 18 | 8.1 | 21000 | 16500 | 78.57% | 2 | 0 | 9.5 |  |  |  |  | R-410A | 1.8 | Residential & Commercial | USHP
215292226 | Central HP <5.4 tons | AIRQUEST | HRCU-A-CB (Split System: Heat Pump with Remote Outdoor Unit-Air-Source) | DLCURAH24ABK | ADP |  | HE31924 | *96MSN0401410A* | 22600 | 16 | 8.5 | 25400 | 24800 | 97.64% | 2.1 | 0 | 9.5 |  |  |  |  | R-410A | 1.8833 | Residential & Commercial | USHP
215292245 | Central HP <5.4 tons | AIRQUEST | HRCU-A-CB (Split System: Heat Pump with Remote Outdoor Unit-Air-Source) | DLCURAH24ABK | ADP |  | H,GE35936 | *96MSN0401410A* | 23600 | 16 | 8.5 | 24600 | 23600 | 95.93% | 1.98 | 0 | 10 |  |  |  |  | R-410A | 1.9667 | Residential & Commercial | USHP | Ducted CEE Tier 1
215292246 | Central HP <5.4 tons | AIRQUEST | HRCU-A-CB (Split System: Heat Pump with Remote Outdoor Unit-Air-Source) | DLCURAH24ABK | ADP |  | HE35936 | *96MSN0401410A* | 23600 | 16 | 8.5 | 24600 | 23600 | 95.93% | 1.98 | 0 | 10 |  |  |  |  | R-410A | 1.9667 | Residential & Commercial | USHP | Ducted CEE Tier 1
215292259 | Central HP <5.4 tons | AIRQUEST | HRCU-A-CB (Split System: Heat Pump with Remote Outdoor Unit-Air-Source) | DLCURAH24ABK | ADP |  | HE8J936 | *96MSN0401410A* | 23400 | 16 | 8.5 | 24600 | 23600 | 95.93% | 1.98 | 0 | 10 |  |  |  |  | R-410A | 1.95 | Residential & Commercial | USHP | Ducted CEE Tier 1
215292276 | Central HP <5.4 tons | AIRQUEST | HRCU-A-CB (Split System: Heat Pump with Remote Outdoor Unit-Air-Source) | DLCURAH24ABK | ADP |  | H,GE31924 | *96MSN0401712A* | 22800 | 15.2 | 8.5 | 25600 | 24400 | 95.31% | 2.04 | 0 | 9.5 |  |  |  |  | R-410A | 1.9 | Residential & Commercial | USHP
215292279 | Central HP <5.4 tons | AIRQUEST | HRCU-A-CB (Split System: Heat Pump with Remote Outdoor Unit-Air-Source) | DLCURAH24ABK | ADP |  | HE31930 | *96MSN0401712A* | 22800 | 15.2 | 8.5 | 25600 | 24400 | 95.31% | 2.04 | 0 | 9.5 |  |  |  |  | R-410A | 1.9 | Residential & Commercial | USHP
215292294 | Central HP <5.4 tons | AIRQUEST | HRCU-A-CB (Split System: Heat Pump with Remote Outdoor Unit-Air-Source) | DLCURAH24ABK | ADP |  | HE34936 | *96MSN0401712A* | 23200 | 16 | 8.5 | 24600 | 23800 | 96.75% | 2 | 0 | 9.5 |  |  |  |  | R-410A | 1.9333 | Residential & Commercial | USHP
215292344 | Central HP <5.4 tons | AIRQUEST | HRCU-A-CB (Split System: Heat Pump with Remote Outdoor Unit-Air-Source) | DLCURAH24ABK | ADP |  | HG34936 | *96MSN0601412A* | 23600 | 16 | 8.5 | 24600 | 23400 | 95.12% | 1.98 | 0 | 10 |  |  |  |  | R-410A | 1.9667 | Residential & Commercial | USHP | Ducted CEE Tier 1
215678366 | Central HP <5.4 tons | AIRQUEST | HRCU-A-CB (Split System: Heat Pump with Remote Outdoor Unit-Air-Source) | H5H0V24*K*AAA* |  |  | EA*5X37M17A*+WALLCON | *97CTN0601716A* | 23600 | 16.5 | 9 | 23600 | 16600 | 70.34% | 1.98 | 0 | 10 |  |  |  |  | R-454B | 1.9667 | Residential & Commercial | USHP | Ducted CEE Tier 1
215678416 | Central HP <5.4 tons | AIRQUEST | HRCU-A-CB (Split System: Heat Pump with Remote Outdoor Unit-Air-Source) | H5H0V24*K*AAA* |  |  | EA*5X37M21A*+WALLCON | *97CTN0801716A* | 24000 | 17 | 9 | 23400 | 16400 | 70.09% | 2 | 0 | 10.5 |  |  |  |  | R-454B | 2 | Residential & Commercial | USHP | Ducted CEE Tier 1
212520342 | Central HP <5.4 tons | CARRIER | HRCU-A-CB (Split System: Heat Pump with Remote Outdoor Unit-Air-Source) | 38MURAQ30AB3* | ADP |  | H,PG34936 | 58S(B,C)*A155E24**20 | 29600 | 15.2 | 8.1 | 32200 | 26800 | 83.23% | 1.78 | 0 | 9 |  |  |  |  | R-410A | 2.4667 | Residential & Commercial | USHP
212520369 | Central HP <5.4 tons | CARRIER | HRCU-A-CB (Split System: Heat Pump with Remote Outdoor Unit-Air-Source) | 38MURAQ30AB3* | ADP |  | H,PG32936 | 58SP*A110V24**22 | 29000 | 15.2 | 8.1 | 32200 | 26800 | 83.23% | 1.8 | 0 | 8.5 |  |  |  |  | R-410A | 2.4167 | Residential & Commercial | USHP
215292379 | Central HP <5.4 tons | AIRQUEST | HRCU-A-CB (Split System: Heat Pump with Remote Outdoor Unit-Air-Source) | DLCURAH24ABK | ADP |  | HG31930 | *96MSN0601716A* | 23200 | 16 | 9.5 | 25000 | 24400 | 97.6% | 2.04 | 0 | 9.5 |  |  |  |  | R-410A | 1.9333 | Residential & Commercial | USHP
215293633 | Central HP <5.4 tons | AIRQUEST | HRCU-A-CB (Split System: Heat Pump with Remote Outdoor Unit-Air-Source) | DLCURAH30ABK | ADP |  | HG8J936 | *92MSN1002120A* | 30000 | 15.2 | 8.1 | 32600 | 27000 | 82.82% | 1.8 | 0 | 9 |  |  |  |  | R-410A | 2.5 | Residential & Commercial | USHP
215293663 | Central HP <5.4 tons | AIRQUEST | HRCU-A-CB (Split System: Heat Pump with Remote Outdoor Unit-Air-Source) | DLCURAH30ABK | ADP |  | H,GE33936 | *92MSN1202420A* | 29600 | 15.2 | 8.1 | 32600 | 27200 | 83.44% | 1.8 | 0 | 8.5 |  |  |  |  | R-410A | 2.4667 | Residential & Commercial | USHP
215293680 | Central HP <5.4 tons | AIRQUEST | HRCU-A-CB (Split System: Heat Pump with Remote Outdoor Unit-Air-Source) | DLCURAH30ABK | ADP |  | H,GE7J936 | *92MSN1202420A* | 29400 | 15.2 | 8.1 | 32600 | 27200 | 83.44% | 1.8 | 0 | 8.5 |  |  |  |  | R-410A | 2.45 | Residential & Commercial | USHP
215293982 | Central HP <5.4 tons | AIRQUEST | HRCU-A-CB (Split System: Heat Pump with Remote Outdoor Unit-Air-Source) | DLCURAH30ABK | ADP |  | HE34936 | *96MSN1202422A* | 29800 | 15.2 | 8.1 | 32600 | 27200 | 83.44% | 1.8 | 0 | 9 |  |  |  |  | R-410A | 2.4833 | Residential & Commercial | USHP
215292412 | Central HP <5.4 tons | AIRQUEST | HRCU-A-CB (Split System: Heat Pump with Remote Outdoor Unit-Air-Source) | DLCURAH24ABK | ADP |  | HE7J936 | *96MSN0601716A* | 23000 | 17 | 9 | 24200 | 23200 | 95.87% | 1.96 | 0 | 9.5 |  |  |  |  | R-410A | 1.9167 | Residential & Commercial | USHP
215292530 | Central HP <5.4 tons | AIRQUEST | HRCU-A-CB (Split System: Heat Pump with Remote Outdoor Unit-Air-Source) | DLCURAH24ABK | ADP |  | H,GE23936 | *96VTN0401410A* | 23000 | 15.2 | 8.5 | 25000 | 23600 | 94.4% | 1.96 | 0 | 9.5 |  |  |  |  | R-410A | 1.9167 | Residential & Commercial | USHP
215292561 | Central HP <5.4 tons | AIRQUEST | HRCU-A-CB (Split System: Heat Pump with Remote Outdoor Unit-Air-Source) | DLCURAH24ABK | ADP |  | HE30924 | *96VTN0401410A* | 22800 | 15.2 | 8.5 | 25200 | 24400 | 96.83% | 2.04 | 0 | 9.5 |  |  |  |  | R-410A | 1.9 | Residential & Commercial | USHP
214719894 | Central HP <5.4 tons | LUXAIRE | HRCU-A-CB (Split System: Heat Pump with Remote Outdoor Unit-Air-Source) | HH836E2S11 |  |  | CTU48C5XFS1+TXV | TM9V080C16MP12 | 33200 | 18 | 9 | 31600 | 25400 | 80.38% | 2 | 0 | 11 |  |  |  |  | R-454B | 2.7667 | Residential & Commercial | USHP | Ducted CEE Tier 1
215681546 | Central HP <5.4 tons | AIRQUEST | HRCU-A-CB (Split System: Heat Pump with Remote Outdoor Unit-Air-Source) | H5H0V48*K*AAA* |  |  | EA*5X61M24A*+WALLCON | *97CTN0802120A* | 46000 | 18 | 9 | 48000 | 33800 | 70.42% | 2.08 | 0 | 10 |  |  |  |  | R-454B | 3.8333 | Residential & Commercial | USHP | Ducted CEE Tier 1
215681596 | Central HP <5.4 tons | AIRQUEST | HRCU-A-CB (Split System: Heat Pump with Remote Outdoor Unit-Air-Source) | H5H0V48*K*AAA* |  |  | ESH5X48M12A*+WALLCON | *80CSU0601716B* | 45000 | 16 | 8.5 | 49000 | 34400 | 70.2% | 2.04 | 0 | 9 |  |  |  |  | R-454B | 3.75 | Residential & Commercial | USHP
212609341 | Central HP <5.4 tons | RHEEM | HRCU-A-CB (Split System: Heat Pump with Remote Outdoor Unit-Air-Source) | RP18AZ24AJVC |  |  | RCFZ2421HEAAM | R802V0754A17DZ | 22800 | 20 | 8.5 | 22800 | 26000 | 114% | 2.1 | 0 | 12.5 |  |  |  |  | R-410A | 1.9 | Residential & Commercial | USHP | Ducted CEE Tier 1
211244384 | Central HP <5.4 tons | KEEPRITE | HRCU-A-CB (Split System: Heat Pump with Remote Outdoor Unit-Air-Source) | DLCURAH24ABK |  |  | EN(A,D)4X30L14** | *92ESN0601412A* | 23400 | 16.5 | 8.1 | 25800 | 24200 | 93.8% | 2.02 | 0 | 10 |  |  |  |  | R-410A | 1.95 | Residential & Commercial | USHP | Ducted CEE Tier 1
215292562 | Central HP <5.4 tons | AIRQUEST | HRCU-A-CB (Split System: Heat Pump with Remote Outdoor Unit-Air-Source) | DLCURAH24ABK | ADP |  | HG7J924 | *96VTN0401410A* | 22800 | 16 | 8.5 | 24200 | 23800 | 98.35% | 2.02 | 0 | 9.5 |  |  |  |  | R-410A | 1.9 | Residential & Commercial | USHP
215292563 | Central HP <5.4 tons | AIRQUEST | HRCU-A-CB (Split System: Heat Pump with Remote Outdoor Unit-Air-Source) | DLCURAH24ABK | ADP |  | H,GE7J924 | *96VTN0401410A* | 22800 | 16 | 8.5 | 24000 | 23400 | 97.5% | 1.96 | 0 | 9.5 |  |  |  |  | R-410A | 1.9 | Residential & Commercial | USHP
215292577 | Central HP <5.4 tons | AIRQUEST | HRCU-A-CB (Split System: Heat Pump with Remote Outdoor Unit-Air-Source) | DLCURAH24ABK | ADP |  | H,GE23936 | *96VTN0401410B* | 22600 | 16 | 8.5 | 25400 | 26800 | 105.5% | 2.3 | 0 | 9 |  |  |  |  | R-410A | 1.8833 | Residential & Commercial | USHP
215424204 | Central HP <5.4 tons | LUXAIRE | HRCU-A-CB (Split System: Heat Pump with Remote Outdoor Unit-Air-Source) | HH836E2S11 | ADP |  | H,YE9J*36+TXV-BLEED | LP9C060B12MP13 | 32600 | 16 | 8.5 | 29000 | 24800 | 85.52% | 2 | 0 | 11 |  |  |  |  | R-454B | 2.7167 | Residential & Commercial | USHP | Ducted CEE Tier 1
214807782 | Central HP <5.4 tons | LUXAIRE | HRCU-A-CB (Split System: Heat Pump with Remote Outdoor Unit-Air-Source) | HH836E2S11 |  |  | CTU48C5XFS1+JMVT17CC2N1+TXV | 0 | 34400 | 19 | 9 | 32000 | 25200 | 78.75% | 2 | 0 | 11.7 |  |  |  |  | R-454B | 2.8667 | Residential & Commercial | USHP | Ducted CEE Tier 1
215681496 | Central HP <5.4 tons | AIRQUEST | HRCU-A-CB (Split System: Heat Pump with Remote Outdoor Unit-Air-Source) | H5H0V48*K*AAA* |  |  | EA*5X61M21A*+WALLCON | *97CTN0802120A* | 46000 | 18 | 9 | 48000 | 33800 | 70.42% | 2.08 | 0 | 10 |  |  |  |  | R-454B | 3.8333 | Residential & Commercial | USHP | Ducted CEE Tier 1
215679356 | Central HP <5.4 tons | AIRQUEST | HRCU-A-CB (Split System: Heat Pump with Remote Outdoor Unit-Air-Source) | H5H0V36*K*AAA* |  |  | EA*5X42M21A*+WALLCON | *80CSU0401712B* | 33200 | 17.5 | 8.5 | 35800 | 25600 | 71.51% | 1.86 | 0 | 9.5 |  |  |  |  | R-454B | 2.7667 | Residential & Commercial | USHP
215679456 | Central HP <5.4 tons | AIRQUEST | HRCU-A-CB (Split System: Heat Pump with Remote Outdoor Unit-Air-Source) | H5H0V36*K*AAA* |  |  | EA*5X43M21A*+WALLCON | *97CTN0801716A* | 34200 | 17.5 | 9 | 35400 | 25400 | 71.75% | 1.88 | 0 | 9.5 |  |  |  |  | R-454B | 2.85 | Residential & Commercial | USHP
215292578 | Central HP <5.4 tons | AIRQUEST | HRCU-A-CB (Split System: Heat Pump with Remote Outdoor Unit-Air-Source) | DLCURAH24ABK | ADP |  | H,GG24936 | *96VTN0401410B* | 23000 | 16 | 8.5 | 25400 | 26800 | 105.5% | 2.3 | 0 | 9.5 |  |  |  |  | R-410A | 1.9167 | Residential & Commercial | USHP
215292597 | Central HP <5.4 tons | AIRQUEST | HRCU-A-CB (Split System: Heat Pump with Remote Outdoor Unit-Air-Source) | DLCURAH24ABK | ADP |  | HE33936 | *96VTN0401410B* | 23200 | 16 | 8.5 | 24800 | 24400 | 98.39% | 2.06 | 0 | 10 |  |  |  |  | R-410A | 1.9333 | Residential & Commercial | USHP | Ducted CEE Tier 1
215292628 | Central HP <5.4 tons | AIRQUEST | HRCU-A-CB (Split System: Heat Pump with Remote Outdoor Unit-Air-Source) | DLCURAH24ABK | ADP |  | H,GE22936 | *96VTN0401712A* | 22200 | 15.2 | 8.5 | 24800 | 25600 | 103.2% | 2.18 | 0 | 9 |  |  |  |  | R-410A | 1.85 | Residential & Commercial | USHP
215292630 | Central HP <5.4 tons | AIRQUEST | HRCU-A-CB (Split System: Heat Pump with Remote Outdoor Unit-Air-Source) | DLCURAH24ABK | ADP |  | H,GG24936 | *96VTN0401712A* | 22800 | 16 | 8.5 | 24200 | 23200 | 95.87% | 1.96 | 0 | 9.5 |  |  |  |  | R-410A | 1.9 | Residential & Commercial | USHP
215294216 | Central HP <5.4 tons | AIRQUEST | HRCU-A-CB (Split System: Heat Pump with Remote Outdoor Unit-Air-Source) | DLCURAH30ABK | ADP |  | H,GE36936 | *96VTN0802120A* | 29600 | 15.2 | 8.1 | 32000 | 27000 | 84.38% | 1.78 | 0 | 9 |  |  |  |  | R-410A | 2.4667 | Residential & Commercial | USHP
215294234 | Central HP <5.4 tons | AIRQUEST | HRCU-A-CB (Split System: Heat Pump with Remote Outdoor Unit-Air-Source) | DLCURAH30ABK | ADP |  | H,GE80936 | *96VTN0802120A* | 29600 | 15.2 | 8.1 | 32000 | 27000 | 84.38% | 1.78 | 0 | 9 |  |  |  |  | R-410A | 2.4667 | Residential & Commercial | USHP
215294235 | Central HP <5.4 tons | AIRQUEST | HRCU-A-CB (Split System: Heat Pump with Remote Outdoor Unit-Air-Source) | DLCURAH30ABK | ADP |  | H,GG81936 | *96VTN0802120A* | 29600 | 15.2 | 8.1 | 32000 | 27000 | 84.38% | 1.78 | 0 | 9 |  |  |  |  | R-410A | 2.4667 | Residential & Commercial | USHP
215681966 | Central HP <5.4 tons | AIRQUEST | HRCU-A-CB (Split System: Heat Pump with Remote Outdoor Unit-Air-Source) | H5H0V48*K*AAA* |  |  | EVM5X60M21A*+WALLCON | *97CTN1002122A* | 48000 | 19 | 9 | 50000 | 36800 | 73.6% | 2 | 0 | 10.5 |  |  |  |  | R-454B | 4 | Residential & Commercial | USHP | Ducted CEE Tier 1
215682336 | Central HP <5.4 tons | AIRQUEST | HRCU-A-CB (Split System: Heat Pump with Remote Outdoor Unit-Air-Source) | H5H0V48*K*AAA* |  |  | EVD5X60M21A*+WALLCON | *80CSU1002120B* | 48000 | 18.5 | 9 | 50000 | 36600 | 73.2% | 2 | 0 | 10 |  |  |  |  | R-454B | 4 | Residential & Commercial | USHP | Ducted CEE Tier 1
214584611 | Central HP <5.4 tons | COLEMAN | HRCU-A-CB (Split System: Heat Pump with Remote Outdoor Unit-Air-Source) | HH860E2S11 |  |  | CTF60C5CGS1 | Z8ES080C16SMPS1 | 44500 | 18 | 9 | 44500 | 33400 | 75.06% | 2 | 0 | 12 |  |  |  |  | R-454B | 3.7083 | Residential & Commercial | USHP | Ducted CEE Tier 1
214584666 | Central HP <5.4 tons | COLEMAN | HRCU-A-CB (Split System: Heat Pump with Remote Outdoor Unit-Air-Source) | HH860E2S11 |  |  | CTF60C5CHS1 | Z8ES100C20SMPS1 | 53500 | 19 | 9 | 53500 | 38000 | 71.03% | 2 | 0 | 12 |  |  |  |  | R-454B | 4.4583 | Residential & Commercial | USHP | Ducted CEE Tier 1
214075279 | Central HP <5.4 tons | RHEEM | HRCU-A-CB (Split System: Heat Pump with Remote Outdoor Unit-Air-Source) | RD17AZ60AJ3N |  |  | RCFZ6024STANM | R802V1505A24UHN | 55500 | 18 | 8.1 | 53500 | 49000 | 91.59% | 1.75 | 0 | 10 |  |  |  |  | R-410A | 4.625 | Residential & Commercial | USHP | Ducted CEE Tier 1
214075413 | Central HP <5.4 tons | RHEEM | HRCU-A-CB (Split System: Heat Pump with Remote Outdoor Unit-Air-Source) | RD17AZ24AJ3N |  |  | RCFZ2417MTANM | R951V0603A17M4S | 22600 | 17 | 9.5 | 22600 | 17000 | 75.22% | 2 | 0 | 10 |  |  |  |  | R-410A | 1.8833 | Residential & Commercial | USHP | Ducted CEE Tier 1
212520335 | Central HP <5.4 tons | CARRIER | HRCU-A-CB (Split System: Heat Pump with Remote Outdoor Unit-Air-Source) | 38MURAQ30AB3* | ADP |  | H,PG9J936 | 58S(B,C)*A110E24**20 | 30000 | 15.2 | 8.1 | 32200 | 26800 | 83.23% | 1.8 | 0 | 9 |  |  |  |  | R-410A | 2.5 | Residential & Commercial | USHP
214075295 | Central HP <5.4 tons | RHEEM | HRCU-A-CB (Split System: Heat Pump with Remote Outdoor Unit-Air-Source) | RD17AZ60AJ3N |  |  | RCFZ6024STANM | R802V1005A21UHN | 55500 | 18 | 8.1 | 53500 | 49000 | 91.59% | 1.75 | 0 | 10 |  |  |  |  | R-410A | 4.625 | Residential & Commercial | USHP | Ducted CEE Tier 1
214075370 | Central HP <5.4 tons | RHEEM | HRCU-A-CB (Split System: Heat Pump with Remote Outdoor Unit-Air-Source) | RD17AZ60AJ3N |  |  | RCFZ6024STANM | R98MV1155A24UPS | 55000 | 18 | 8.1 | 54000 | 49500 | 91.67% | 1.75 | 0 | 10 |  |  |  |  | R-410A | 4.5833 | Residential & Commercial | USHP | Ducted CEE Tier 1
215424280 | Central HP <5.4 tons | LUXAIRE | HRCU-A-CB (Split System: Heat Pump with Remote Outdoor Unit-Air-Source) | HH860E2S11 | ADP |  | H,YE48*60+TXV-BLEED | TM8V100C20MP12 | 44000 | 18 | 8.5 | 42500 | 33200 | 78.12% | 2 | 0 | 11.7 |  |  |  |  | R-454B | 3.6667 | Residential & Commercial | USHP | Ducted CEE Tier 1
215424282 | Central HP <5.4 tons | LUXAIRE | HRCU-A-CB (Split System: Heat Pump with Remote Outdoor Unit-Air-Source) | HH860E2S11 | ADP |  | H,YE48*60+TXV-BLEED | TM8V120C20MP12 | 44000 | 18 | 8.5 | 42500 | 33200 | 78.12% | 2 | 0 | 11.7 |  |  |  |  | R-454B | 3.6667 | Residential & Commercial | USHP | Ducted CEE Tier 1
215424296 | Central HP <5.4 tons | LUXAIRE | HRCU-A-CB (Split System: Heat Pump with Remote Outdoor Unit-Air-Source) | HH860E2S11 | ADP |  | H,YE48*60+TXV-BLEED | TM9E100C16MP12 | 44500 | 18 | 8.5 | 44000 | 34000 | 77.27% | 2 | 0 | 11 |  |  |  |  | R-454B | 3.7083 | Residential & Commercial | USHP | Ducted CEE Tier 1
213298019 | Central HP <5.4 tons | LUXAIRE | HRCU-A-CB (Split System: Heat Pump with Remote Outdoor Unit-Air-Source) | HMH72B341 |  |  | XAFC36DXXN1+TXV | Z8ES080C16SMPS1 | 34000 | 18 | 8.5 | 33400 | 24200 | 72.46% | 2.14 | 0 | 10 |  |  |  |  | R-410A | 2.8333 | Residential & Commercial | USHP | Ducted CEE Tier 1
211719711 | Central HP <5.4 tons | COLEMAN | HRCU-A-CB (Split System: Heat Pump with Remote Outdoor Unit-Air-Source) | HMH72B341 |  |  | XAFC36DXXN1+TXV | CPLC080B12MP13 | 33800 | 17 | 8.1 | 34000 | 24200 | 71.18% | 2.04 | 0 | 9.5 |  |  |  |  | R-410A | 2.8167 | Residential & Commercial | USHP
212520157 | Central HP <5.4 tons | CARRIER | HRCU-A-CB (Split System: Heat Pump with Remote Outdoor Unit-Air-Source) | 38MURAQ18AB3* | ADP |  | H,PG32936 | 58S(B,C)*A070E14**12 | 17100 | 16 | 8.5 | 16800 | 18400 | 109.5% | 2.26 | 0 | 10.5 |  |  |  |  | R-410A | 1.425 | Residential & Commercial | USHP | Ducted CEE Tier 1
212520190 | Central HP <5.4 tons | CARRIER | HRCU-A-CB (Split System: Heat Pump with Remote Outdoor Unit-Air-Source) | 38MURAQ18AB3* | ADP |  | H,PG34936 | 58TP*A070V14**12 | 17700 | 16 | 8.5 | 16900 | 18400 | 108.9% | 2.26 | 0 | 11 |  |  |  |  | R-410A | 1.475 | Residential & Commercial | USHP | Ducted CEE Tier 1
215294267 | Central HP <5.4 tons | AIRQUEST | HRCU-A-CB (Split System: Heat Pump with Remote Outdoor Unit-Air-Source) | DLCURAH30ABK | ADP |  | H,GG37936 | *96VTN0802120B* | 29400 | 15.2 | 8.5 | 31800 | 26000 | 81.76% | 1.86 | 0 | 8.5 |  |  |  |  | R-410A | 2.45 | Residential & Commercial | USHP
215294349 | Central HP <5.4 tons | AIRQUEST | HRCU-A-CB (Split System: Heat Pump with Remote Outdoor Unit-Air-Source) | DLCURAH30ABK | ADP |  | HE32936 | *96VTN1002120B* | 29400 | 15.2 | 8.5 | 32600 | 27200 | 83.44% | 1.8 | 0 | 8.5 |  |  |  |  | R-410A | 2.45 | Residential & Commercial | USHP
215294351 | Central HP <5.4 tons | AIRQUEST | HRCU-A-CB (Split System: Heat Pump with Remote Outdoor Unit-Air-Source) | DLCURAH30ABK | ADP |  | HG33936 | *96VTN1002120B* | 29800 | 15.2 | 8.5 | 32600 | 27200 | 83.44% | 1.8 | 0 | 8.5 |  |  |  |  | R-410A | 2.4833 | Residential & Commercial | USHP
215292644 | Central HP <5.4 tons | AIRQUEST | HRCU-A-CB (Split System: Heat Pump with Remote Outdoor Unit-Air-Source) | DLCURAH24ABK | ADP |  | HE32936 | *96VTN0401712A* | 22600 | 16 | 8.5 | 24200 | 23800 | 98.35% | 2 | 0 | 9.5 |  |  |  |  | R-410A | 1.8833 | Residential & Commercial | USHP
215292646 | Central HP <5.4 tons | AIRQUEST | HRCU-A-CB (Split System: Heat Pump with Remote Outdoor Unit-Air-Source) | DLCURAH24ABK | ADP |  | HG33936 | *96VTN0401712A* | 23000 | 16 | 8.5 | 24200 | 23800 | 98.35% | 2 | 0 | 10 |  |  |  |  | R-410A | 1.9167 | Residential & Commercial | USHP | Ducted CEE Tier 1
215292678 | Central HP <5.4 tons | AIRQUEST | HRCU-A-CB (Split System: Heat Pump with Remote Outdoor Unit-Air-Source) | DLCURAH24ABK | ADP |  | H,GE24936 | *96VTN0401712B* | 23400 | 16 | 8.5 | 25400 | 25800 | 101.6% | 2.18 | 0 | 9.5 |  |  |  |  | R-410A | 1.95 | Residential & Commercial | USHP
215292697 | Central HP <5.4 tons | AIRQUEST | HRCU-A-CB (Split System: Heat Pump with Remote Outdoor Unit-Air-Source) | DLCURAH24ABK | ADP |  | H,GG34936 | *96VTN0401712B* | 23200 | 16 | 8.5 | 24600 | 23800 | 96.75% | 2 | 0 | 10 |  |  |  |  | R-410A | 1.9333 | Residential & Commercial | USHP | Ducted CEE Tier 1
215294415 | Central HP <5.4 tons | AIRQUEST | HRCU-A-CB (Split System: Heat Pump with Remote Outdoor Unit-Air-Source) | DLCURAH30ABK | ADP |  | H,GG48936 | *96VTN1002122A* | 30000 | 15.2 | 8.1 | 32400 | 26800 | 82.72% | 1.8 | 0 | 9 |  |  |  |  | R-410A | 2.5 | Residential & Commercial | USHP
212520381 | Central HP <5.4 tons | CARRIER | HRCU-A-CB (Split System: Heat Pump with Remote Outdoor Unit-Air-Source) | 38MURAQ30AB3* | ADP |  | H,PG32936 | 58SU*A080E21**20 | 29000 | 15.2 | 8.1 | 32200 | 27200 | 84.47% | 1.76 | 0 | 8.5 |  |  |  |  | R-410A | 2.4167 | Residential & Commercial | USHP
215292711 | Central HP <5.4 tons | AIRQUEST | HRCU-A-CB (Split System: Heat Pump with Remote Outdoor Unit-Air-Source) | DLCURAH24ABK | ADP |  | HG7J936 | *96VTN0401712B* | 23400 | 16 | 8.5 | 25400 | 25800 | 101.6% | 2.18 | 0 | 9.5 |  |  |  |  | R-410A | 1.95 | Residential & Commercial | USHP
215292712 | Central HP <5.4 tons | AIRQUEST | HRCU-A-CB (Split System: Heat Pump with Remote Outdoor Unit-Air-Source) | DLCURAH24ABK | ADP |  | H,GE7J924 | *96VTN0401712B* | 23400 | 16 | 8.5 | 25400 | 25800 | 101.6% | 2.18 | 0 | 9.5 |  |  |  |  | R-410A | 1.95 | Residential & Commercial | USHP
214719982 | Central HP <5.4 tons | LUXAIRE | HRCU-A-CB (Split System: Heat Pump with Remote Outdoor Unit-Air-Source) | HH860E2S11 |  |  | CTU60C5XGS1+TXV | TM9E100C20MP12 | 44500 | 17 | 9 | 45000 | 33800 | 75.11% | 2 | 0 | 11.7 |  |  |  |  | R-454B | 3.7083 | Residential & Commercial | USHP | Ducted CEE Tier 1
212609412 | Central HP <5.4 tons | RHEEM | HRCU-A-CB (Split System: Heat Pump with Remote Outdoor Unit-Air-Source) | RP18AZ60AJVC |  |  | RCFZ6021SEAAM | R802V0755A21UHN | 52500 | 18 | 8.1 | 52500 | 50500 | 96.19% | 1.9 | 0 | 10 |  |  |  |  | R-410A | 4.375 | Residential & Commercial | USHP | Ducted CEE Tier 1
212520177 | Central HP <5.4 tons | CARRIER | HRCU-A-CB (Split System: Heat Pump with Remote Outdoor Unit-Air-Source) | 38MURAQ18AB3* | ADP |  | H,PG32936 | 58SU*A040E17**12 | 18400 | 16 | 9 | 17600 | 18300 | 104% | 2.26 | 0 | 11 |  |  |  |  | R-410A | 1.5333 | Residential & Commercial | USHP | Ducted CEE Tier 1
215292727 | Central HP <5.4 tons | AIRQUEST | HRCU-A-CB (Split System: Heat Pump with Remote Outdoor Unit-Air-Source) | DLCURAH24ABK | ADP |  | H,GE22936 | *96VTN0601412A* | 22400 | 16 | 8.5 | 24800 | 25200 | 101.6% | 2.14 | 0 | 9.5 |  |  |  |  | R-410A | 1.8667 | Residential & Commercial | USHP
215292728 | Central HP <5.4 tons | AIRQUEST | HRCU-A-CB (Split System: Heat Pump with Remote Outdoor Unit-Air-Source) | DLCURAH24ABK | ADP |  | H,GE23936 | *96VTN0601412A* | 22800 | 16 | 8.5 | 24800 | 24200 | 97.58% | 2.04 | 0 | 9.5 |  |  |  |  | R-410A | 1.9 | Residential & Commercial | USHP
215292744 | Central HP <5.4 tons | AIRQUEST | HRCU-A-CB (Split System: Heat Pump with Remote Outdoor Unit-Air-Source) | DLCURAH24ABK | ADP |  | H,GG33936 | *96VTN0601412A* | 23200 | 16 | 8.5 | 24800 | 25200 | 101.6% | 2.14 | 0 | 10 |  |  |  |  | R-410A | 1.9333 | Residential & Commercial | USHP | Ducted CEE Tier 1
215292747 | Central HP <5.4 tons | AIRQUEST | HRCU-A-CB (Split System: Heat Pump with Remote Outdoor Unit-Air-Source) | DLCURAH24ABK | ADP |  | HE33936 | *96VTN0601412A* | 23200 | 16 | 8.5 | 24800 | 25200 | 101.6% | 2.14 | 0 | 10 |  |  |  |  | R-410A | 1.9333 | Residential & Commercial | USHP | Ducted CEE Tier 1
215292777 | Central HP <5.4 tons | AIRQUEST | HRCU-A-CB (Split System: Heat Pump with Remote Outdoor Unit-Air-Source) | DLCURAH24ABK | ADP |  | H,GE24936 | *96VTN0601412B* | 23000 | 17 | 8.5 | 24600 | 23600 | 95.93% | 2 | 0 | 9.5 |  |  |  |  | R-410A | 1.9167 | Residential & Commercial | USHP
215292796 | Central HP <5.4 tons | AIRQUEST | HRCU-A-CB (Split System: Heat Pump with Remote Outdoor Unit-Air-Source) | DLCURAH24ABK | ADP |  | H,GG34936 | *96VTN0601412B* | 23400 | 17 | 8.5 | 24600 | 23600 | 95.93% | 2 | 0 | 10 |  |  |  |  | R-410A | 1.95 | Residential & Commercial | USHP | Ducted CEE Tier 1
215292861 | Central HP <5.4 tons | AIRQUEST | HRCU-A-CB (Split System: Heat Pump with Remote Outdoor Unit-Air-Source) | DLCURAH24ABK | ADP |  | H,GE7J936 | *96VTN0601714A* | 23600 | 16 | 8.5 | 25200 | 24000 | 95.24% | 2.02 | 0 | 10 |  |  |  |  | R-410A | 1.9667 | Residential & Commercial | USHP | Ducted CEE Tier 1
212520310 | Central HP <5.4 tons | CARRIER | HRCU-A-CB (Split System: Heat Pump with Remote Outdoor Unit-Air-Source) | 38MURAQ30AB3* | ADP |  | H,PG34936 | 58S(B,C)*A070E21**16 | 29400 | 15.2 | 8.1 | 32000 | 27000 | 84.38% | 1.78 | 0 | 9 |  |  |  |  | R-410A | 2.45 | Residential & Commercial | USHP
212520403 | Central HP <5.4 tons | CARRIER | HRCU-A-CB (Split System: Heat Pump with Remote Outdoor Unit-Air-Source) | 38MURAQ30AB3* | ADP |  | H,PG9J936 | 58TP*A090V17**16 | 29000 | 15.2 | 8.1 | 32000 | 26600 | 83.12% | 1.8 | 0 | 8.5 |  |  |  |  | R-410A | 2.4167 | Residential & Commercial | USHP
211243918 | Central HP <5.4 tons | KEEPRITE | HRCU-A-CB (Split System: Heat Pump with Remote Outdoor Unit-Air-Source) | DLCURAH24ABK |  |  | EN(A,D)4X24L17** | *80ES(N,L)0701716A* | 24400 | 15.5 | 8.5 | 27400 | 22400 | 81.75% | 1.84 | 0 | 10 |  |  |  |  | R-410A | 2.0333 | Residential & Commercial | USHP | Ducted CEE Tier 1
214849364 | Central HP <5.4 tons | RHEEM | HRCU-A-CB (Split System: Heat Pump with Remote Outdoor Unit-Air-Source) | RD17AZ24AJ3N | ADP |  | H,RE7J936 | R802V0754A17UHS | 21600 | 17 | 9.5 | 21000 | 16400 | 78.1% | 2.1 | 0 | 10.5 |  |  |  |  | R-410A | 1.8 | Residential & Commercial | USHP | Ducted CEE Tier 1
214810399 | Central HP <5.4 tons | RHEEM | HRCU-A-CB (Split System: Heat Pump with Remote Outdoor Unit-Air-Source) | RD17AZ24AJ3N | ADP |  | H,RE7J924 | R951V0703A17M4S | 21600 | 17 | 8.1 | 21000 | 16500 | 78.57% | 2 | 0 | 9.5 |  |  |  |  | R-410A | 1.8 | Residential & Commercial | USHP
211240798 | Central HP <5.4 tons | KEEPRITE | HRCU-A-CB (Split System: Heat Pump with Remote Outdoor Unit-Air-Source) | DLCURAH24ABK |  |  | EA*4X24L17A* | OMV112K14A | 23800 | 15.5 | 8.5 | 27000 | 24000 | 88.89% | 1.96 | 0 | 10 |  |  |  |  | R-410A | 1.9833 | Residential & Commercial | USHP | Ducted CEE Tier 1
211240985 | Central HP <5.4 tons | KEEPRITE | HRCU-A-CB (Split System: Heat Pump with Remote Outdoor Unit-Air-Source) | DLCURAH24ABK |  |  | EA*4X25L17A* | *80VTL0701716A* | 24800 | 17 | 8.5 | 25400 | 21200 | 83.46% | 1.78 | 0 | 10.5 |  |  |  |  | R-410A | 2.0667 | Residential & Commercial | USHP | Ducted CEE Tier 1
214651015 | Central HP <5.4 tons | FRASER-JOHNSTON | HRCU-A-CB (Split System: Heat Pump with Remote Outdoor Unit-Air-Source) | HH824E2S11 |  |  | CTU36B5XDS1+TXV | TP9C080B12MP13 | 23000 | 18 | 9.5 | 23000 | 18400 | 80% | 2 | 0 | 12 |  |  |  |  | R-454B | 1.9167 | Residential & Commercial | USHP | Ducted CEE Tier 1
214849368 | Central HP <5.4 tons | RHEEM | HRCU-A-CB (Split System: Heat Pump with Remote Outdoor Unit-Air-Source) | RD17AZ24AJ3N | ADP |  | H,RE32936 | R802V1004A17UHS | 21400 | 16 | 9.5 | 21000 | 16400 | 78.1% | 2.1 | 0 | 10.5 |  |  |  |  | R-410A | 1.7833 | Residential & Commercial | USHP | Ducted CEE Tier 1
214075485 | Central HP <5.4 tons | RHEEM | HRCU-A-CB (Split System: Heat Pump with Remote Outdoor Unit-Air-Source) | RD17AZ24AJ3N |  |  | RCFZ2417MTANM | R921V0603A17M4S | 22600 | 17 | 9.5 | 22600 | 17000 | 75.22% | 2 | 0 | 10 |  |  |  |  | R-410A | 1.8833 | Residential & Commercial | USHP | Ducted CEE Tier 1
212498597 | Central HP <5.4 tons | BRYANT HEATING AND COOLING SYSTEMS | HRCU-A-CB (Split System: Heat Pump with Remote Outdoor Unit-Air-Source) | 38MURAQ18AB3* | ADP |  | CE2403C+TXV | 0 | 17700 | 17 | 8.7 | 17000 | 19400 | 114.1% | 2.32 | 0 | 11 |  |  |  |  | R-410A | 1.475 | Residential & Commercial | USHP | Ducted CEE Tier 1
212520188 | Central HP <5.4 tons | CARRIER | HRCU-A-CB (Split System: Heat Pump with Remote Outdoor Unit-Air-Source) | 38MURAQ18AB3* | ADP |  | H,PG24936 | 58TP*A070V14**12 | 17700 | 16 | 8.5 | 16900 | 18400 | 108.9% | 2.26 | 0 | 11 |  |  |  |  | R-410A | 1.475 | Residential & Commercial | USHP | Ducted CEE Tier 1
212520189 | Central HP <5.4 tons | CARRIER | HRCU-A-CB (Split System: Heat Pump with Remote Outdoor Unit-Air-Source) | 38MURAQ18AB3* | ADP |  | H,PG32936 | 58TP*A070V14**12 | 17400 | 16 | 8.5 | 16900 | 19000 | 112.4% | 2.34 | 0 | 10.5 |  |  |  |  | R-410A | 1.45 | Residential & Commercial | USHP | Ducted CEE Tier 1
215292862 | Central HP <5.4 tons | AIRQUEST | HRCU-A-CB (Split System: Heat Pump with Remote Outdoor Unit-Air-Source) | DLCURAH24ABK | ADP |  | HE7J936 | *96VTN0601714A* | 23600 | 16 | 8.5 | 25200 | 24000 | 95.24% | 2.02 | 0 | 10 |  |  |  |  | R-410A | 1.9667 | Residential & Commercial | USHP | Ducted CEE Tier 1
215292863 | Central HP <5.4 tons | AIRQUEST | HRCU-A-CB (Split System: Heat Pump with Remote Outdoor Unit-Air-Source) | DLCURAH24ABK | ADP |  | HG8J936 | *96VTN0601714A* | 24000 | 16 | 8.5 | 24400 | 22400 | 91.8% | 1.88 | 0 | 10 |  |  |  |  | R-410A | 2 | Residential & Commercial | USHP | Ducted CEE Tier 1
215292880 | Central HP <5.4 tons | AIRQUEST | HRCU-A-CB (Split System: Heat Pump with Remote Outdoor Unit-Air-Source) | DLCURAH24ABK | ADP |  | H,GE31924 | *96VTN0601716B* | 23000 | 16 | 9 | 24400 | 22800 | 93.44% | 1.92 | 0 | 10 |  |  |  |  | R-410A | 1.9167 | Residential & Commercial | USHP | Ducted CEE Tier 1
215292881 | Central HP <5.4 tons | AIRQUEST | HRCU-A-CB (Split System: Heat Pump with Remote Outdoor Unit-Air-Source) | DLCURAH24ABK | ADP |  | H,GE31930 | *96VTN0601716B* | 23000 | 16 | 9 | 24400 | 22800 | 93.44% | 1.92 | 0 | 10 |  |  |  |  | R-410A | 1.9167 | Residential & Commercial | USHP | Ducted CEE Tier 1
215292895 | Central HP <5.4 tons | AIRQUEST | HRCU-A-CB (Split System: Heat Pump with Remote Outdoor Unit-Air-Source) | DLCURAH24ABK | ADP |  | H,GG34936 | *96VTN0601716B* | 24000 | 16 | 9 | 24400 | 22800 | 93.44% | 1.92 | 0 | 10.5 |  |  |  |  | R-410A | 2 | Residential & Commercial | USHP | Ducted CEE Tier 1
215292896 | Central HP <5.4 tons | AIRQUEST | HRCU-A-CB (Split System: Heat Pump with Remote Outdoor Unit-Air-Source) | DLCURAH24ABK | ADP |  | HG34936 | *96VTN0601716B* | 24000 | 16 | 9 | 24400 | 22800 | 93.44% | 1.92 | 0 | 10.5 |  |  |  |  | R-410A | 2 | Residential & Commercial | USHP | Ducted CEE Tier 1
215292930 | Central HP <5.4 tons | AIRQUEST | HRCU-A-CB (Split System: Heat Pump with Remote Outdoor Unit-Air-Source) | DLCURAH24ABK | ADP |  | H,GG31930 | *96VTN0801716A* | 23600 | 16 | 8.5 | 25200 | 23600 | 93.65% | 1.98 | 0 | 10 |  |  |  |  | R-410A | 1.9667 | Residential & Commercial | USHP | Ducted CEE Tier 1
215679756 | Central HP <5.4 tons | AIRQUEST | HRCU-A-CB (Split System: Heat Pump with Remote Outdoor Unit-Air-Source) | H5H0V36*K*AAA* |  |  | ESH5X36M12A*+WALLCON | *97CTN0802120A* | 33600 | 16 | 8.5 | 35800 | 25400 | 70.95% | 1.76 | 0 | 9.5 |  |  |  |  | R-454B | 2.8 | Residential & Commercial | USHP
211240251 | Central HP <5.4 tons | KEEPRITE | HRCU-A-CB (Split System: Heat Pump with Remote Outdoor Unit-Air-Source) | DLCURAH24ABK |  |  | EA*4X24L14A* | *96VSN0601412A* | 23200 | 16 | 8.5 | 26400 | 25600 | 96.97% | 2.14 | 0 | 10 |  |  |  |  | R-410A | 1.9333 | Residential & Commercial | USHP | Ducted CEE Tier 1
211241591 | Central HP <5.4 tons | KEEPRITE | HRCU-A-CB (Split System: Heat Pump with Remote Outdoor Unit-Air-Source) | DLCURAH24ABK |  |  | EA*4X30L17A* | *95ESN0601412A* | 24400 | 15.5 | 8.5 | 26600 | 22800 | 85.71% | 1.86 | 0 | 10 |  |  |  |  | R-410A | 2.0333 | Residential & Commercial | USHP | Ducted CEE Tier 1
211241757 | Central HP <5.4 tons | KEEPRITE | HRCU-A-CB (Split System: Heat Pump with Remote Outdoor Unit-Air-Source) | DLCURAH24ABK |  |  | EA*4X30L17A* | *92ESN0401712A* | 23600 | 15.5 | 8.5 | 26200 | 23600 | 90.08% | 1.94 | 0 | 10 |  |  |  |  | R-410A | 1.9667 | Residential & Commercial | USHP | Ducted CEE Tier 1
211242216 | Central HP <5.4 tons | KEEPRITE | HRCU-A-CB (Split System: Heat Pump with Remote Outdoor Unit-Air-Source) | DLCURAH24ABK |  |  | EA*4X36L17A* | *80ESU0601716A | 25000 | 16.5 | 8.5 | 26600 | 21800 | 81.95% | 1.82 | 0 | 10 |  |  |  |  | R-410A | 2.0833 | Residential & Commercial | USHP | Ducted CEE Tier 1
212407317 | Central HP <5.4 tons | BRYANT HEATING AND COOLING SYSTEMS | HRCU-A-CB (Split System: Heat Pump with Remote Outdoor Unit-Air-Source) | 284ANV036*0**B* | ADP |  | C36A***L149 | 88*TA36070C14*** | 33400 | 19 | 9 | 33800 | 25800 | 76.33% | 2 | 0 | 11.7 |  |  |  |  | R-410A | 2.7833 | Residential & Commercial | USHP | Ducted CEE Tier 1
212407324 | Central HP <5.4 tons | BRYANT HEATING AND COOLING SYSTEMS | HRCU-A-CB (Split System: Heat Pump with Remote Outdoor Unit-Air-Source) | 284ANV036*0**B* | ADP |  | C36A***C189 | 88*TA36070C14*** | 33400 | 19 | 9 | 33800 | 25800 | 76.33% | 2 | 0 | 12 |  |  |  |  | R-410A | 2.7833 | Residential & Commercial | USHP | Ducted CEE Tier 1
214075272 | Central HP <5.4 tons | RHEEM | HRCU-A-CB (Split System: Heat Pump with Remote Outdoor Unit-Air-Source) | RD17AZ60AJ3N |  |  | RCFZ6024STANM | R801V1255A24DZ | 55500 | 18 | 8.1 | 53500 | 49000 | 91.59% | 1.75 | 0 | 10 |  |  |  |  | R-410A | 4.625 | Residential & Commercial | USHP | Ducted CEE Tier 1
214075288 | Central HP <5.4 tons | RHEEM | HRCU-A-CB (Split System: Heat Pump with Remote Outdoor Unit-Air-Source) | RD17AZ60AJ3N |  |  | RCFZ6024STANM | R802V1255A24UHN | 55500 | 18 | 8.1 | 53500 | 49000 | 91.59% | 1.75 | 0 | 10 |  |  |  |  | R-410A | 4.625 | Residential & Commercial | USHP | Ducted CEE Tier 1
213311126 | Central HP <5.4 tons | PAYNE HEATING AND COOLING | HRCU-A-CB (Split System: Heat Pump with Remote Outdoor Unit-Air-Source) | 38MURAQ18AB3* | ADP |  | PL36H***P449+CBPE3A* | 0 | 17800 | 15.5 | 9 | 17100 | 19400 | 113.5% | 2.4 | 0 | 10.5 |  |  |  |  | R-410A | 1.4833 | Residential & Commercial | USHP | Ducted CEE Tier 1
212520183 | Central HP <5.4 tons | CARRIER | HRCU-A-CB (Split System: Heat Pump with Remote Outdoor Unit-Air-Source) | 38MURAQ18AB3* | ADP |  | H,PG9J936 | 58SU*A060E17**16 | 18700 | 16 | 8.5 | 17600 | 17800 | 101.1% | 2.2 | 0 | 11 |  |  |  |  | R-410A | 1.5583 | Residential & Commercial | USHP | Ducted CEE Tier 1
213163983 | Central HP <5.4 tons | RHEEM | HRCU-A-CB (Split System: Heat Pump with Remote Outdoor Unit-Air-Source) | RP18AZ24AJVC |  |  | RCFZ2421HEAAM | R962V0705A21M4S | 22800 | 20 | 8.5 | 22800 | 26000 | 114% | 2.1 | 0 | 12.5 |  |  |  |  | R-410A | 1.9 | Residential & Commercial | USHP | Ducted CEE Tier 1
215679906 | Central HP <5.4 tons | AIRQUEST | HRCU-A-CB (Split System: Heat Pump with Remote Outdoor Unit-Air-Source) | H5H0V36*K*AAA* |  |  | ESH5X48M12A*+WALLCON | *97CTN0802120A* | 34200 | 16 | 8.5 | 35400 | 25200 | 71.19% | 1.88 | 0 | 9.5 |  |  |  |  | R-454B | 2.85 | Residential & Commercial | USHP
215682846 | Central HP <5.4 tons | AIRQUEST | HRCU-A-CB (Split System: Heat Pump with Remote Outdoor Unit-Air-Source) | H5H0V60*K*AAA* |  |  | EVM5X60M21A*+WALLCON | *97CTN0802120A* | 56500 | 18 | 9 | 64000 | 45000 | 70.31% | 2.06 | 0 | 9 |  |  |  |  | R-454B | 4.7083 | Residential & Commercial | USHP
215681626 | Central HP <5.4 tons | AIRQUEST | HRCU-A-CB (Split System: Heat Pump with Remote Outdoor Unit-Air-Source) | H5H0V48*K*AAA* |  |  | ESH5X48M12A*+WALLCON | *97CTN0801716A* | 44500 | 16 | 8.5 | 49500 | 34800 | 70.3% | 1.92 | 0 | 9 |  |  |  |  | R-454B | 3.7083 | Residential & Commercial | USHP
215678136 | Central HP <5.4 tons | AIRQUEST | HRCU-A-CB (Split System: Heat Pump with Remote Outdoor Unit-Air-Source) | H5H0V60*K*AAA* |  |  | ESH5X60M12A*+WALLCON | *97CMN0802120B* | 55500 | 17 | 8.5 | 60000 | 42000 | 70% | 1.9 | 0 | 8.5 |  |  |  |  | R-454B | 4.625 | Residential & Commercial | USHP
215681696 | Central HP <5.4 tons | AIRQUEST | HRCU-A-CB (Split System: Heat Pump with Remote Outdoor Unit-Air-Source) | H5H0V48*K*AAA* |  |  | ESH5X60M12A*+WALLCON | *80CSU0802120B* | 45500 | 17 | 8.5 | 48000 | 33600 | 70% | 2.06 | 0 | 9.5 |  |  |  |  | R-454B | 3.7917 | Residential & Commercial | USHP
211242743 | Central HP <5.4 tons | KEEPRITE | HRCU-A-CB (Split System: Heat Pump with Remote Outdoor Unit-Air-Source) | DLCURAH24ABK |  |  | EA*4X36L21A* | OMV112K14A | 24200 | 16.5 | 8.5 | 26200 | 22600 | 86.26% | 1.86 | 0 | 10 |  |  |  |  | R-410A | 2.0167 | Residential & Commercial | USHP | Ducted CEE Tier 1
211242752 | Central HP <5.4 tons | KEEPRITE | HRCU-A-CB (Split System: Heat Pump with Remote Outdoor Unit-Air-Source) | DLCURAH24ABK |  |  | EA*4X36L21A* | OLV112A16A | 24400 | 16 | 8.5 | 26400 | 22200 | 84.09% | 1.84 | 0 | 10 |  |  |  |  | R-410A | 2.0333 | Residential & Commercial | USHP | Ducted CEE Tier 1
211244011 | Central HP <5.4 tons | KEEPRITE | HRCU-A-CB (Split System: Heat Pump with Remote Outdoor Unit-Air-Source) | DLCURAH24ABK |  |  | EN(A,D)4X24L17** | *96VTN0801716A* | 23800 | 16 | 8.5 | 26800 | 23400 | 87.31% | 1.92 | 0 | 10 |  |  |  |  | R-410A | 1.9833 | Residential & Commercial | USHP | Ducted CEE Tier 1
210470440 | Central HP <5.4 tons | CARRIER | HRCU-A-CB (Split System: Heat Pump with Remote Outdoor Unit-Air-Source) | 25VNA837A*031* |  |  | CAP**6121AL*+UI | 58TN*A090C21**20 | 33200 | 18 | 8.5 | 32000 | 25000 | 78.12% | 2 | 0 | 11.7 |  |  |  |  | R-410A | 2.7667 | Residential & Commercial | USHP | Ducted CEE Tier 1
216790847 | Central HP <5.4 tons | RHEEM | HRCU-A-CB (Split System: Heat Pump with Remote Outdoor Unit-Air-Source) | RD17AZ24AJ3N | ADP |  | H,RG8J936 | R98MV0703A17UPS | 22000 | 16 | 9.5 | 21000 | 16500 | 78.57% | 2 | 0 | 11 |  |  |  |  | R-410A | 1.8333 | Residential & Commercial | USHP | Ducted CEE Tier 1
214849336 | Central HP <5.4 tons | RHEEM | HRCU-A-CB (Split System: Heat Pump with Remote Outdoor Unit-Air-Source) | RD17AZ24AJ3N | ADP |  | H,RE31930 | R801V0754A17UHS | 21200 | 17 | 9.45 | 21000 | 16400 | 78.1% | 2.1 | 0 | 10.5 |  |  |  |  | R-410A | 1.7667 | Residential & Commercial | USHP | Ducted CEE Tier 1
214849352 | Central HP <5.4 tons | RHEEM | HRCU-A-CB (Split System: Heat Pump with Remote Outdoor Unit-Air-Source) | RD17AZ24AJ3N | ADP |  | H,RE7J936 | R802V0503A14UHS | 21600 | 16 | 9.5 | 21000 | 16500 | 78.57% | 2 | 0 | 10.5 |  |  |  |  | R-410A | 1.8 | Residential & Commercial | USHP | Ducted CEE Tier 1
215682366 | Central HP <5.4 tons | AIRQUEST | HRCU-A-CB (Split System: Heat Pump with Remote Outdoor Unit-Air-Source) | H5H0V48*K*AAA* |  |  | EVD5X60M21A*+WALLCON | *97CTN1002122A* | 48000 | 19 | 9 | 50000 | 36600 | 73.2% | 2 | 0 | 10.5 |  |  |  |  | R-454B | 4 | Residential & Commercial | USHP | Ducted CEE Tier 1
215682566 | Central HP <5.4 tons | AIRQUEST | HRCU-A-CB (Split System: Heat Pump with Remote Outdoor Unit-Air-Source) | H5H0V48*K*AAA* |  |  | EVD5X61M24A*+WALLCON | *97CTN1202422A* | 48500 | 19.5 | 9.5 | 50000 | 36600 | 73.2% | 2.12 | 0 | 10.5 |  |  |  |  | R-454B | 4.0417 | Residential & Commercial | USHP | Ducted CEE Tier 1
212520333 | Central HP <5.4 tons | CARRIER | HRCU-A-CB (Split System: Heat Pump with Remote Outdoor Unit-Air-Source) | 38MURAQ30AB3* | ADP |  | H,PG32936 | 58S(B,C)*A110E24**20 | 29000 | 15.2 | 8.1 | 32200 | 26800 | 83.23% | 1.8 | 0 | 8.5 |  |  |  |  | R-410A | 2.4167 | Residential & Commercial | USHP
213781954 | Central HP <5.4 tons | TEMPSTAR | HRCU-A-CB (Split System: Heat Pump with Remote Outdoor Unit-Air-Source) | TVH837GKA2* |  |  | EHD4X42AAL+WALLCON | *80CTL1352422B* | 32600 | 16.5 | 8.1 | 33000 | 24600 | 74.55% | 1.96 | 0 | 11 |  |  |  |  | R-410A | 2.7167 | Residential & Commercial | USHP | Ducted CEE Tier 1
215424256 | Central HP <5.4 tons | LUXAIRE | HRCU-A-CB (Split System: Heat Pump with Remote Outdoor Unit-Air-Source) | HH860E2S11 | ADP |  | H,YE48*60+TXV-BLEED | LP9C100C16MP13 | 43500 | 18 | 8.5 | 42000 | 32800 | 78.1% | 2 | 0 | 11.7 |  |  |  |  | R-454B | 3.625 | Residential & Commercial | USHP | Ducted CEE Tier 1
215682916 | Central HP <5.4 tons | AIRQUEST | HRCU-A-CB (Split System: Heat Pump with Remote Outdoor Unit-Air-Source) | H5H0V60*K*AAA* |  |  | EVM5X60M24A*+WALLCON | *97CTN1202422A* | 56500 | 18.5 | 9 | 63000 | 44500 | 70.63% | 2.1 | 0 | 9 |  |  |  |  | R-454B | 4.7083 | Residential & Commercial | USHP
215292948 | Central HP <5.4 tons | AIRQUEST | HRCU-A-CB (Split System: Heat Pump with Remote Outdoor Unit-Air-Source) | DLCURAH24ABK | ADP |  | H,GE34936 | *96VTN0801716A* | 24200 | 16 | 8.1 | 24600 | 22600 | 91.87% | 1.9 | 0 | 10.5 |  |  |  |  | R-410A | 2.0167 | Residential & Commercial | USHP | Ducted CEE Tier 1
215292996 | Central HP <5.4 tons | AIRQUEST | HRCU-A-CB (Split System: Heat Pump with Remote Outdoor Unit-Air-Source) | DLCURAH24ABK | ADP |  | H,GE34936 | *96VTN0801716B* | 23400 | 17 | 8.5 | 24600 | 23600 | 95.93% | 2 | 0 | 10 |  |  |  |  | R-410A | 1.95 | Residential & Commercial | USHP | Ducted CEE Tier 1
215293028 | Central HP <5.4 tons | AIRQUEST | HRCU-A-CB (Split System: Heat Pump with Remote Outdoor Unit-Air-Source) | DLCURAH24ABK | ADP |  | H,GG31924 | *96VTN0802120A* | 22600 | 16 | 8.1 | 24200 | 23400 | 96.69% | 1.98 | 0 | 10 |  |  |  |  | R-410A | 1.8833 | Residential & Commercial | USHP | Ducted CEE Tier 1
215293062 | Central HP <5.4 tons | AIRQUEST | HRCU-A-CB (Split System: Heat Pump with Remote Outdoor Unit-Air-Source) | DLCURAH24ABK | ADP |  | H,GE8J936 | *96VTN0802120A* | 23400 | 17 | 8.1 | 24200 | 23400 | 96.69% | 1.98 | 0 | 10.5 |  |  |  |  | R-410A | 1.95 | Residential & Commercial | USHP | Ducted CEE Tier 1
216684951 | Central HP <5.4 tons | MAINLINE | HRCU-A-CB (Split System: Heat Pump with Remote Outdoor Unit-Air-Source) | MLP19AY36AJVC |  |  | TCFY3621MEAAM | ML98MV0855A21UP | 34200 | 21 | 10 | 34200 | 29400 | 85.96% | 2 | 0 | 12 |  |  |  |  | R-454B | 2.85 | Residential & Commercial | USHP | Ducted CEE Tier 1
212520191 | Central HP <5.4 tons | CARRIER | HRCU-A-CB (Split System: Heat Pump with Remote Outdoor Unit-Air-Source) | 38MURAQ18AB3* | ADP |  | H,PG9J936 | 58TP*A070V14**12 | 17700 | 16 | 8.5 | 16900 | 18400 | 108.9% | 2.26 | 0 | 11 |  |  |  |  | R-410A | 1.475 | Residential & Commercial | USHP | Ducted CEE Tier 1
214771876 | Central HP <5.4 tons | LUXAIRE | HRCU-A-C (Split System: Heat Pump with Remote Outdoor Unit with No Indoor Fan --Air Source) | HH824E2S11 | ADP |  | H,YG1K*36+TXV+TD | 0 | 23000 | 15.2 | 8.5 | 21400 | 17000 | 79.44% | 2 | 0 | 11 |  |  |  |  | R-454B | 1.9167 | Residential & Commercial | USHP | Ducted CEE Tier 1
214837918 | Central HP <5.4 tons | MIDEA | HRCU-A-CB (Split System: Heat Pump with Remote Outdoor Unit-Air-Source) | MOVB-36HDN1-M20G | ADP |  | CE3005C+TXV | 0 | 23200 | 15.2 | 8.8 | 22400 | 16500 | 73.66% | 1.96 | 0 | 12 |  |  |  |  | R-410A | 1.9333 | Residential & Commercial | USHP | Ducted CEE Tier 1
216013297 | Central HP <5.4 tons | COLEMAN | HRCU-A-CB (Split System: Heat Pump with Remote Outdoor Unit-Air-Source) | HH824E2S11 |  |  | CTM36B5ADS1+JMET08BS2N1 | 0 | 23000 | 18 | 9 | 23000 | 17800 | 77.39% | 2 | 0 | 12 |  |  |  |  | R-454B | 1.9167 | Residential & Commercial | USHP | Ducted CEE Tier 1
215683006 | Central HP <5.4 tons | AIRQUEST | HRCU-A-CB (Split System: Heat Pump with Remote Outdoor Unit-Air-Source) | H5H0V60*K*AAA* |  |  | EVD5X60M21A*+WALLCON | *80CSU0601716B* | 56000 | 18.5 | 8.5 | 60000 | 43000 | 71.67% | 2.12 | 0 | 9.5 |  |  |  |  | R-454B | 4.6667 | Residential & Commercial | USHP
211241417 | Central HP <5.4 tons | KEEPRITE | HRCU-A-CB (Split System: Heat Pump with Remote Outdoor Unit-Air-Source) | DLCURAH24ABK |  |  | EA*4X30L17A* | *96VSN0401712A* | 23200 | 16 | 8.5 | 25800 | 24200 | 93.8% | 2 | 0 | 9.5 |  |  |  |  | R-410A | 1.9333 | Residential & Commercial | USHP
211241017 | Central HP <5.4 tons | KEEPRITE | HRCU-A-CB (Split System: Heat Pump with Remote Outdoor Unit-Air-Source) | DLCURAH24ABK |  |  | EA*4X25L17A* | *95ESN0601412A* | 25000 | 16 | 8.5 | 26000 | 21000 | 80.77% | 1.76 | 0 | 10 |  |  |  |  | R-410A | 2.0833 | Residential & Commercial | USHP | Ducted CEE Tier 1
212520167 | Central HP <5.4 tons | CARRIER | HRCU-A-CB (Split System: Heat Pump with Remote Outdoor Unit-Air-Source) | 38MURAQ18AB3* | ADP |  | H,PG9J936 | 58SP*A045V14**12 | 17800 | 16 | 8.5 | 16800 | 18100 | 107.7% | 2.22 | 0 | 10.5 |  |  |  |  | R-410A | 1.4833 | Residential & Commercial | USHP | Ducted CEE Tier 1
212520176 | Central HP <5.4 tons | CARRIER | HRCU-A-CB (Split System: Heat Pump with Remote Outdoor Unit-Air-Source) | 38MURAQ18AB3* | ADP |  | H,PG24936 | 58SU*A040E17**12 | 18400 | 16 | 9 | 17600 | 18300 | 104% | 2.26 | 0 | 11 |  |  |  |  | R-410A | 1.5333 | Residential & Commercial | USHP | Ducted CEE Tier 1
212520178 | Central HP <5.4 tons | CARRIER | HRCU-A-CB (Split System: Heat Pump with Remote Outdoor Unit-Air-Source) | 38MURAQ18AB3* | ADP |  | H,PG34936 | 58SU*A040E17**12 | 18600 | 16 | 9 | 17400 | 17800 | 102.3% | 2.22 | 0 | 11 |  |  |  |  | R-410A | 1.55 | Residential & Commercial | USHP | Ducted CEE Tier 1
215293064 | Central HP <5.4 tons | AIRQUEST | HRCU-A-CB (Split System: Heat Pump with Remote Outdoor Unit-Air-Source) | DLCURAH24ABK | ADP |  | H,GG9J936 | *96VTN0802120A* | 23600 | 17 | 8.1 | 24200 | 23400 | 96.69% | 1.98 | 0 | 10.5 |  |  |  |  | R-410A | 1.9667 | Residential & Commercial | USHP | Ducted CEE Tier 1
215293065 | Central HP <5.4 tons | AIRQUEST | HRCU-A-CB (Split System: Heat Pump with Remote Outdoor Unit-Air-Source) | DLCURAH24ABK | ADP |  | H,GE9J936 | *96VTN0802120A* | 23600 | 17 | 8.1 | 24200 | 23400 | 96.69% | 1.98 | 0 | 10.5 |  |  |  |  | R-410A | 1.9667 | Residential & Commercial | USHP | Ducted CEE Tier 1
212407314 | Central HP <5.4 tons | BRYANT HEATING AND COOLING SYSTEMS | HRCU-A-CB (Split System: Heat Pump with Remote Outdoor Unit-Air-Source) | 284ANV036*0**B* | ADP |  | C36A***C059 | 88*TA36070C14*** | 31600 | 19 | 9 | 33800 | 25800 | 76.33% | 2 | 0 | 11 |  |  |  |  | R-410A | 2.6333 | Residential & Commercial | USHP | Ducted CEE Tier 1
215682876 | Central HP <5.4 tons | AIRQUEST | HRCU-A-CB (Split System: Heat Pump with Remote Outdoor Unit-Air-Source) | H5H0V60*K*AAA* |  |  | EVM5X60M24A*+WALLCON | *80CSU0802120B* | 57000 | 18 | 9 | 62500 | 44000 | 70.4% | 2.1 | 0 | 9.5 |  |  |  |  | R-454B | 4.75 | Residential & Commercial | USHP
210470308 | Central HP <5.4 tons | CARRIER | HRCU-A-CB (Split System: Heat Pump with Remote Outdoor Unit-Air-Source) | 25VNA837A*031* |  |  | CAP**6024AL*+UI | 59MN7B100C21**22 | 32800 | 17.5 | 8.5 | 31800 | 24800 | 77.99% | 2 | 0 | 11.7 |  |  |  |  | R-410A | 2.7333 | Residential & Commercial | USHP | Ducted CEE Tier 1
212520187 | Central HP <5.4 tons | CARRIER | HRCU-A-CB (Split System: Heat Pump with Remote Outdoor Unit-Air-Source) | 38MURAQ18AB3* | ADP |  | H,PG9J936 | 58TP*A045V14**12 | 17600 | 16 | 8.5 | 16900 | 18400 | 108.9% | 2.26 | 0 | 11 |  |  |  |  | R-410A | 1.4667 | Residential & Commercial | USHP | Ducted CEE Tier 1
210597141 | Central HP <5.4 tons | KEEPRITE | HRCU-A-CB (Split System: Heat Pump with Remote Outdoor Unit-Air-Source) | CVH825GKA2* |  |  | END4X42L17**+WALLCON | *80CTL0901716A* | 24000 | 17 | 8.1 | 21400 | 16600 | 77.57% | 2 | 0 | 11.5 |  |  |  |  | R-410A | 2 | Residential & Commercial | USHP | Ducted CEE Tier 1
214243038 | Central HP <5.4 tons | AIRQUEST | HRCU-A-CB (Split System: Heat Pump with Remote Outdoor Unit-Air-Source) | HVH825GKA2* |  |  | EN(A,D,W)4X42L21**+WALLCON | *97CMN1002122B* | 23800 | 16.5 | 8.1 | 21400 | 16600 | 77.57% | 1.96 | 0 | 11 |  |  |  |  | R-410A | 1.9833 | Residential & Commercial | USHP | Ducted CEE Tier 1
215853479 | Central HP <5.4 tons | FRASER-JOHNSTON | HRCU-A-CB (Split System: Heat Pump with Remote Outdoor Unit-Air-Source) | HH860E2S11 |  |  | JHE60C5CH2SS1 | 0 | 54000 | 19 | 9 | 53500 | 38500 | 71.96% | 2 | 0 | 11.7 |  |  |  |  | R-454B | 4.5 | Residential & Commercial | USHP | Ducted CEE Tier 1
212520341 | Central HP <5.4 tons | CARRIER | HRCU-A-CB (Split System: Heat Pump with Remote Outdoor Unit-Air-Source) | 38MURAQ30AB3* | ADP |  | H,PG32936 | 58S(B,C)*A155E24**20 | 28800 | 15.2 | 8.1 | 32200 | 26800 | 83.23% | 1.78 | 0 | 8.5 |  |  |  |  | R-410A | 2.4 | Residential & Commercial | USHP
212520375 | Central HP <5.4 tons | CARRIER | HRCU-A-CB (Split System: Heat Pump with Remote Outdoor Unit-Air-Source) | 38MURAQ30AB3* | ADP |  | H,PG9J936 | 58SU*A040E17**12 | 30400 | 15.2 | 8.1 | 32600 | 26600 | 81.6% | 1.8 | 0 | 9 |  |  |  |  | R-410A | 2.5333 | Residential & Commercial | USHP
213781294 | Central HP <5.4 tons | TEMPSTAR | HRCU-A-CB (Split System: Heat Pump with Remote Outdoor Unit-Air-Source) | TVH837GKA2* |  |  | EA*4X48L21A*+WALLCON | *80CTL0701716B* | 32200 | 17 | 8.1 | 32600 | 25000 | 76.69% | 1.96 | 0 | 11 |  |  |  |  | R-410A | 2.6833 | Residential & Commercial | USHP | Ducted CEE Tier 1
213781364 | Central HP <5.4 tons | TEMPSTAR | HRCU-A-CB (Split System: Heat Pump with Remote Outdoor Unit-Air-Source) | TVH837GKA2* |  |  | EA*4X48L21A*+WALLCON | *97CMN1002122B* | 32400 | 17 | 8.1 | 32600 | 24800 | 76.07% | 1.98 | 0 | 11 |  |  |  |  | R-410A | 2.7 | Residential & Commercial | USHP | Ducted CEE Tier 1
212609315 | Central HP <5.4 tons | RHEEM | HRCU-A-CB (Split System: Heat Pump with Remote Outdoor Unit-Air-Source) | RP18AZ24AJVC |  |  | RCFZ2421HEAAM | R802V1004A17UHN | 22800 | 20 | 8.5 | 22800 | 26000 | 114% | 2.1 | 0 | 12.5 |  |  |  |  | R-410A | 1.9 | Residential & Commercial | USHP | Ducted CEE Tier 1
215853302 | Central HP <5.4 tons | COLEMAN | HRCU-A-CB (Split System: Heat Pump with Remote Outdoor Unit-Air-Source) | HH824E2S11 |  |  | CTM30B5ACS1+JMET12BS2N1 | 0 | 23000 | 18 | 9.5 | 23000 | 18400 | 80% | 2 | 0 | 12 |  |  |  |  | R-454B | 1.9167 | Residential & Commercial | USHP | Ducted CEE Tier 1
215853463 | Central HP <5.4 tons | COLEMAN | HRCU-A-CB (Split System: Heat Pump with Remote Outdoor Unit-Air-Source) | HH860E2S11 |  |  | CTM60D5CJS1 | TM8E130D20MP11 | 53500 | 18 | 9 | 55500 | 39500 | 71.17% | 2 | 0 | 11 |  |  |  |  | R-454B | 4.4583 | Residential & Commercial | USHP | Ducted CEE Tier 1
215853461 | Central HP <5.4 tons | COLEMAN | HRCU-A-CB (Split System: Heat Pump with Remote Outdoor Unit-Air-Source) | HH860E2S11 |  |  | CTM60D5CJS1 | TM9V120D20MP12 | 53500 | 19 | 9 | 55500 | 40000 | 72.07% | 2 | 0 | 11 |  |  |  |  | R-454B | 4.4583 | Residential & Commercial | USHP | Ducted CEE Tier 1
212407316 | Central HP <5.4 tons | BRYANT HEATING AND COOLING SYSTEMS | HRCU-A-CB (Split System: Heat Pump with Remote Outdoor Unit-Air-Source) | 284ANV036*0**B* | ADP |  | C36A***C139 | 88*TA36070C14*** | 32600 | 19 | 9 | 33800 | 25800 | 76.33% | 2 | 0 | 11.7 |  |  |  |  | R-410A | 2.7167 | Residential & Commercial | USHP | Ducted CEE Tier 1
211241790 | Central HP <5.4 tons | KEEPRITE | HRCU-A-CB (Split System: Heat Pump with Remote Outdoor Unit-Air-Source) | DLCURAH24ABK |  |  | EA*4X30L17A* | OMV098J12* | 23600 | 16.5 | 8.5 | 26000 | 23800 | 91.54% | 1.98 | 0 | 10 |  |  |  |  | R-410A | 1.9667 | Residential & Commercial | USHP | Ducted CEE Tier 1
211241817 | Central HP <5.4 tons | KEEPRITE | HRCU-A-CB (Split System: Heat Pump with Remote Outdoor Unit-Air-Source) | DLCURAH24ABK |  |  | EA*4X36L17A* | *80VSL0451412A* | 23400 | 16.5 | 8.5 | 25600 | 23600 | 92.19% | 1.96 | 0 | 10 |  |  |  |  | R-410A | 1.95 | Residential & Commercial | USHP | Ducted CEE Tier 1
211241633 | Central HP <5.4 tons | KEEPRITE | HRCU-A-CB (Split System: Heat Pump with Remote Outdoor Unit-Air-Source) | DLCURAH24ABK |  |  | EA*4X30L17A* | *96VTN0601714A* | 23800 | 16.5 | 8.5 | 26200 | 23400 | 89.31% | 1.92 | 0 | 10 |  |  |  |  | R-410A | 1.9833 | Residential & Commercial | USHP | Ducted CEE Tier 1
211241399 | Central HP <5.4 tons | KEEPRITE | HRCU-A-CB (Split System: Heat Pump with Remote Outdoor Unit-Air-Source) | DLCURAH24ABK |  |  | EA*4X30L17A* | *96VSN0601714A* | 23400 | 16.5 | 8.5 | 25800 | 24200 | 93.8% | 2.02 | 0 | 10 |  |  |  |  | R-410A | 1.95 | Residential & Commercial | USHP | Ducted CEE Tier 1
211241081 | Central HP <5.4 tons | KEEPRITE | HRCU-A-CB (Split System: Heat Pump with Remote Outdoor Unit-Air-Source) | DLCURAH24ABK |  |  | EA*4X25L17A* | *80ES(N,L)0451712A* | 24800 | 17 | 8.5 | 25600 | 21200 | 82.81% | 1.78 | 0 | 10.5 |  |  |  |  | R-410A | 2.0667 | Residential & Commercial | USHP | Ducted CEE Tier 1
215681746 | Central HP <5.4 tons | AIRQUEST | HRCU-A-CB (Split System: Heat Pump with Remote Outdoor Unit-Air-Source) | H5H0V48*K*AAA* |  |  | ESH5X60M12A*+WALLCON | *97CTN1202422A* | 45500 | 16.5 | 8.5 | 48000 | 33800 | 70.42% | 2.08 | 0 | 9.5 |  |  |  |  | R-454B | 3.7917 | Residential & Commercial | USHP
215681996 | Central HP <5.4 tons | AIRQUEST | HRCU-A-CB (Split System: Heat Pump with Remote Outdoor Unit-Air-Source) | H5H0V48*K*AAA* |  |  | EVM5X60M24A*+WALLCON | *80CSU1002120B* | 48000 | 18.5 | 9 | 50000 | 36600 | 73.2% | 2 | 0 | 10 |  |  |  |  | R-454B | 4 | Residential & Commercial | USHP | Ducted CEE Tier 1
215682396 | Central HP <5.4 tons | AIRQUEST | HRCU-A-CB (Split System: Heat Pump with Remote Outdoor Unit-Air-Source) | H5H0V48*K*AAA* |  |  | EVD5X60M24A*+WALLCON | *80CSU1002120B* | 48000 | 18.5 | 9 | 50000 | 36600 | 73.2% | 2 | 0 | 10 |  |  |  |  | R-454B | 4 | Residential & Commercial | USHP | Ducted CEE Tier 1
211222608 | Central HP <5.4 tons | KEEPRITE | HRCU-A-CB (Split System: Heat Pump with Remote Outdoor Unit-Air-Source) | DLCURAH30ABK |  |  | EA*4X37L21A* | *92ESN0802120A* | 31200 | 15.2 | 8.5 | 33400 | 26000 | 77.84% | 1.88 | 0 | 9 |  |  |  |  | R-410A | 2.6 | Residential & Commercial | USHP
214810392 | Central HP <5.4 tons | RHEEM | HRCU-A-CB (Split System: Heat Pump with Remote Outdoor Unit-Air-Source) | RD17AZ24AJ3N | ADP |  | H,RE7J924 | R921V0403A17M4S | 21600 | 17 | 8.1 | 21000 | 16500 | 78.57% | 2 | 0 | 9.5 |  |  |  |  | R-410A | 1.8 | Residential & Commercial | USHP
216682103 | Central HP <5.4 tons | TEMPSTAR | HRCU-A-CB (Split System: Heat Pump with Remote Outdoor Unit-Air-Source) | DLCURAH30ABK |  |  | EA*4X42L24A* | *97VTN1002120A* | 30200 | 15.2 | 9 | 34000 | 27200 | 80% | 1.75 | 0 | 9 |  |  |  |  | R-410A | 2.5167 | Residential & Commercial | USHP
211242127 | Central HP <5.4 tons | KEEPRITE | HRCU-A-CB (Split System: Heat Pump with Remote Outdoor Unit-Air-Source) | DLCURAH24ABK |  |  | EA*4X36L17A* | *92ESN0601412A* | 23600 | 17 | 8.5 | 25600 | 23600 | 92.19% | 1.96 | 0 | 10 |  |  |  |  | R-410A | 1.9667 | Residential & Commercial | USHP | Ducted CEE Tier 1
211241844 | Central HP <5.4 tons | KEEPRITE | HRCU-A-CB (Split System: Heat Pump with Remote Outdoor Unit-Air-Source) | DLCURAH24ABK |  |  | EA*4X36L17A* | *96VSN0401410A* | 23400 | 16 | 8.5 | 25600 | 23800 | 92.97% | 1.96 | 0 | 10 |  |  |  |  | R-410A | 1.95 | Residential & Commercial | USHP | Ducted CEE Tier 1
212407362 | Central HP <5.4 tons | BRYANT HEATING AND COOLING SYSTEMS | HRCU-A-CB (Split System: Heat Pump with Remote Outdoor Unit-Air-Source) | 284ANV036*0**B* | ADP |  | C36A***L729 | 88*TA36070C14*** | 33400 | 19 | 9 | 33800 | 25800 | 76.33% | 2 | 0 | 12 |  |  |  |  | R-410A | 2.7833 | Residential & Commercial | USHP | Ducted CEE Tier 1
212407364 | Central HP <5.4 tons | BRYANT HEATING AND COOLING SYSTEMS | HRCU-A-CB (Split System: Heat Pump with Remote Outdoor Unit-Air-Source) | 284ANV036*0**B* | ADP |  | C36A***L739 | 88*TA36070C14*** | 33400 | 19 | 9 | 33800 | 25800 | 76.33% | 2 | 0 | 12 |  |  |  |  | R-410A | 2.7833 | Residential & Commercial | USHP | Ducted CEE Tier 1
215681936 | Central HP <5.4 tons | AIRQUEST | HRCU-A-CB (Split System: Heat Pump with Remote Outdoor Unit-Air-Source) | H5H0V48*K*AAA* |  |  | EVM5X60M21A*+WALLCON | *80CSU1002120B* | 48000 | 18.5 | 9 | 50000 | 36600 | 73.2% | 2 | 0 | 10 |  |  |  |  | R-454B | 4 | Residential & Commercial | USHP | Ducted CEE Tier 1
215682006 | Central HP <5.4 tons | AIRQUEST | HRCU-A-CB (Split System: Heat Pump with Remote Outdoor Unit-Air-Source) | H5H0V48*K*AAA* |  |  | EVM5X60M24A*+WALLCON | *97CTN0802120A* | 48000 | 19 | 9 | 50000 | 36600 | 73.2% | 2 | 0 | 10 |  |  |  |  | R-454B | 4 | Residential & Commercial | USHP | Ducted CEE Tier 1
216438281 | Central HP <5.4 tons | RHEEM | HRCU-A-CB (Split System: Heat Pump with Remote Outdoor Unit-Air-Source) | RD17AZ48AJ3N | ADP |  | H,RE48948+AEFE5* | 0 | 43000 | 17 | 8.1 | 43500 | 39500 | 90.8% | 2.1 | 0 | 11 |  |  |  |  | R-410A | 3.5833 | Residential & Commercial | USHP | Ducted CEE Tier 1
215682836 | Central HP <5.4 tons | AIRQUEST | HRCU-A-CB (Split System: Heat Pump with Remote Outdoor Unit-Air-Source) | H5H0V60*K*AAA* |  |  | EVM5X60M21A*+WALLCON | *80CSU1002120B* | 57000 | 18 | 9 | 63500 | 44500 | 70.08% | 2.08 | 0 | 9 |  |  |  |  | R-454B | 4.75 | Residential & Commercial | USHP
211244095 | Central HP <5.4 tons | KEEPRITE | HRCU-A-CB (Split System: Heat Pump with Remote Outdoor Unit-Air-Source) | DLCURAH24ABK |  |  | EN(A,D)4X24L17** | *96VTN0601714A* | 23400 | 16 | 8.5 | 26600 | 23800 | 89.47% | 1.96 | 0 | 10 |  |  |  |  | R-410A | 1.95 | Residential & Commercial | USHP | Ducted CEE Tier 1
211244129 | Central HP <5.4 tons | KEEPRITE | HRCU-A-CB (Split System: Heat Pump with Remote Outdoor Unit-Air-Source) | DLCURAH24ABK |  |  | EN(A,D)4X24L17** | *80ES(N,L)0701712A* | 23800 | 16 | 8.5 | 27000 | 23200 | 85.93% | 1.9 | 0 | 10 |  |  |  |  | R-410A | 1.9833 | Residential & Commercial | USHP | Ducted CEE Tier 1
211243336 | Central HP <5.4 tons | KEEPRITE | HRCU-A-CB (Split System: Heat Pump with Remote Outdoor Unit-Air-Source) | DLCURAH24ABK |  |  | EA*4X37L21A* | *80VSL0451716A* | 24800 | 16.5 | 8.5 | 25600 | 21000 | 82.03% | 1.76 | 0 | 10.5 |  |  |  |  | R-410A | 2.0667 | Residential & Commercial | USHP | Ducted CEE Tier 1
213781644 | Central HP <5.4 tons | TEMPSTAR | HRCU-A-CB (Split System: Heat Pump with Remote Outdoor Unit-Air-Source) | TVH837GKA2* |  |  | EA*4X61L21A*+WALLCON | *96CTN0801714B* | 33000 | 17 | 8.1 | 32000 | 25000 | 78.12% | 1.96 | 0 | 11 |  |  |  |  | R-410A | 2.75 | Residential & Commercial | USHP | Ducted CEE Tier 1
213781674 | Central HP <5.4 tons | TEMPSTAR | HRCU-A-CB (Split System: Heat Pump with Remote Outdoor Unit-Air-Source) | TVH837GKA2* |  |  | EA*4X61L24A*+WALLCON | *80CTL1102120B* | 33200 | 17.5 | 8.5 | 32000 | 24800 | 77.5% | 2 | 0 | 11.5 |  |  |  |  | R-410A | 2.7667 | Residential & Commercial | USHP | Ducted CEE Tier 1
212609330 | Central HP <5.4 tons | RHEEM | HRCU-A-CB (Split System: Heat Pump with Remote Outdoor Unit-Air-Source) | RP18AZ24AJVC |  |  | RCFZ2421HEAAM | R802V0754A17UHS | 22800 | 19 | 8.5 | 22800 | 26000 | 114% | 2.1 | 0 | 12.5 |  |  |  |  | R-410A | 1.9 | Residential & Commercial | USHP | Ducted CEE Tier 1
216013299 | Central HP <5.4 tons | FRASER-JOHNSTON | HRCU-A-CB (Split System: Heat Pump with Remote Outdoor Unit-Air-Source) | HH824E2S11 |  |  | CTM36B5ADS1+JMET08BS2N1 | 0 | 23000 | 18 | 9 | 23000 | 17800 | 77.39% | 2 | 0 | 12 |  |  |  |  | R-454B | 1.9167 | Residential & Commercial | USHP | Ducted CEE Tier 1
211243965 | Central HP <5.4 tons | KEEPRITE | HRCU-A-CB (Split System: Heat Pump with Remote Outdoor Unit-Air-Source) | DLCURAH24ABK |  |  | EN(A,D)4X24L17** | *95ESU0601716A* | 23800 | 16.5 | 8.5 | 26800 | 23400 | 87.31% | 1.92 | 0 | 10 |  |  |  |  | R-410A | 1.9833 | Residential & Commercial | USHP | Ducted CEE Tier 1
213781184 | Central HP <5.4 tons | TEMPSTAR | HRCU-A-CB (Split System: Heat Pump with Remote Outdoor Unit-Air-Source) | TVH837GKA2* |  |  | EA*4X43L21A*+WALLCON | *80CTL0901716B* | 33000 | 17 | 8.5 | 32800 | 25000 | 76.22% | 1.98 | 0 | 11 |  |  |  |  | R-410A | 2.75 | Residential & Commercial | USHP | Ducted CEE Tier 1
213782184 | Central HP <5.4 tons | TEMPSTAR | HRCU-A-CB (Split System: Heat Pump with Remote Outdoor Unit-Air-Source) | TVH837GKA2* |  |  | EHD4X48AAL+WALLCON | *96CTN0801714B* | 32600 | 16.5 | 8.1 | 33000 | 25000 | 75.76% | 1.94 | 0 | 11 |  |  |  |  | R-410A | 2.7167 | Residential & Commercial | USHP | Ducted CEE Tier 1
215681676 | Central HP <5.4 tons | AIRQUEST | HRCU-A-CB (Split System: Heat Pump with Remote Outdoor Unit-Air-Source) | H5H0V48*K*AAA* |  |  | ESH5X60M12A*+WALLCON | *80CSU0401712B* | 45500 | 16.5 | 8.5 | 48000 | 33800 | 70.42% | 2.08 | 0 | 9.5 |  |  |  |  | R-454B | 3.7917 | Residential & Commercial | USHP
215681826 | Central HP <5.4 tons | AIRQUEST | HRCU-A-CB (Split System: Heat Pump with Remote Outdoor Unit-Air-Source) | H5H0V48*K*AAA* |  |  | EVM5X49M21A*+WALLCON | *80CSU0401712B* | 48000 | 18.5 | 9 | 50000 | 36600 | 73.2% | 2 | 0 | 10 |  |  |  |  | R-454B | 4 | Residential & Commercial | USHP | Ducted CEE Tier 1
210470517 | Central HP <5.4 tons | CARRIER | HRCU-A-CB (Split System: Heat Pump with Remote Outdoor Unit-Air-Source) | 25VNA837A*031* |  |  | CAP**6124AL*+UI | 59CU5A080C21**20 | 33200 | 18 | 8.5 | 32000 | 24800 | 77.5% | 2 | 0 | 11.5 |  |  |  |  | R-410A | 2.7667 | Residential & Commercial | USHP | Ducted CEE Tier 1
211240747 | Central HP <5.4 tons | KEEPRITE | HRCU-A-CB (Split System: Heat Pump with Remote Outdoor Unit-Air-Source) | DLCURAH24ABK |  |  | EA*4X24L17A* | *92ESN0401712A* | 23400 | 15.5 | 8.5 | 26800 | 24800 | 92.54% | 2.04 | 0 | 9.5 |  |  |  |  | R-410A | 1.95 | Residential & Commercial | USHP
214075442 | Central HP <5.4 tons | RHEEM | HRCU-A-CB (Split System: Heat Pump with Remote Outdoor Unit-Air-Source) | RD17AZ24AJ3N |  |  | RCFZ2417MTANM | R98MV0703A17UPS | 22600 | 17 | 9.5 | 22600 | 16900 | 74.78% | 2 | 0 | 11.2 |  |  |  |  | R-410A | 1.8833 | Residential & Commercial | USHP | Ducted CEE Tier 1
214075475 | Central HP <5.4 tons | RHEEM | HRCU-A-CB (Split System: Heat Pump with Remote Outdoor Unit-Air-Source) | RD17AZ24AJ3N |  |  | RCFZ2417MTANM | R97MV0603A17DHS | 22600 | 18 | 9.5 | 22600 | 16900 | 74.78% | 2 | 0 | 11.2 |  |  |  |  | R-410A | 1.8833 | Residential & Commercial | USHP | Ducted CEE Tier 1
214075476 | Central HP <5.4 tons | RHEEM | HRCU-A-CB (Split System: Heat Pump with Remote Outdoor Unit-Air-Source) | RD17AZ24AJ3N |  |  | RCFZ2417MTANM | R951V0703A17M4S | 22600 | 17 | 9.5 | 22600 | 16900 | 74.78% | 2 | 0 | 11.2 |  |  |  |  | R-410A | 1.8833 | Residential & Commercial | USHP | Ducted CEE Tier 1
214075542 | Central HP <5.4 tons | RHEEM | HRCU-A-CB (Split System: Heat Pump with Remote Outdoor Unit-Air-Source) | RD17AZ24AJ3N |  |  | RCFZ2417MTANM | R962V0603A17M4S | 22600 | 17 | 9.5 | 22600 | 17000 | 75.22% | 2 | 0 | 10 |  |  |  |  | R-410A | 1.8833 | Residential & Commercial | USHP | Ducted CEE Tier 1
215682996 | Central HP <5.4 tons | AIRQUEST | HRCU-A-CB (Split System: Heat Pump with Remote Outdoor Unit-Air-Source) | H5H0V60*K*AAA* |  |  | EVD5X60M21A*+WALLCON | *80CSU0401712B* | 56000 | 18 | 8.5 | 60500 | 43500 | 71.9% | 2.12 | 0 | 9.5 |  |  |  |  | R-454B | 4.6667 | Residential & Commercial | USHP
215682196 | Central HP <5.4 tons | AIRQUEST | HRCU-A-CB (Split System: Heat Pump with Remote Outdoor Unit-Air-Source) | H5H0V48*K*AAA* |  |  | EVD5X48M24A*+WALLCON | *80CSU1002120B* | 47000 | 18 | 9 | 50000 | 36400 | 72.8% | 2 | 0 | 9.5 |  |  |  |  | R-454B | 3.9167 | Residential & Commercial | USHP
215682296 | Central HP <5.4 tons | AIRQUEST | HRCU-A-CB (Split System: Heat Pump with Remote Outdoor Unit-Air-Source) | H5H0V48*K*AAA* |  |  | EVD5X60M21A*+WALLCON | *96CTN0802120B* | 48000 | 19 | 9 | 50000 | 36800 | 73.6% | 2 | 0 | 10 |  |  |  |  | R-454B | 4 | Residential & Commercial | USHP | Ducted CEE Tier 1
215682816 | Central HP <5.4 tons | AIRQUEST | HRCU-A-CB (Split System: Heat Pump with Remote Outdoor Unit-Air-Source) | H5H0V60*K*AAA* |  |  | EVM5X60M21A*+WALLCON | *80CSU0601716B* | 56000 | 18 | 8.5 | 60000 | 43000 | 71.67% | 2.12 | 0 | 9.5 |  |  |  |  | R-454B | 4.6667 | Residential & Commercial | USHP
215682796 | Central HP <5.4 tons | AIRQUEST | HRCU-A-CB (Split System: Heat Pump with Remote Outdoor Unit-Air-Source) | H5H0V60*K*AAA* |  |  | EVM5X60M21A*+WALLCON | *96CTN0802120B* | 56500 | 18 | 9 | 64000 | 45000 | 70.31% | 2.06 | 0 | 9 |  |  |  |  | R-454B | 4.7083 | Residential & Commercial | USHP
215682596 | Central HP <5.4 tons | AIRQUEST | HRCU-A-CB (Split System: Heat Pump with Remote Outdoor Unit-Air-Source) | H5H0V60*K*AAA* |  |  | EA*5X60M24A*+WALLCON | *80CSU1002120B* | 55000 | 18 | 8.5 | 59000 | 41500 | 70.34% | 2.02 | 0 | 9 |  |  |  |  | R-454B | 4.5833 | Residential & Commercial | USHP
212520166 | Central HP <5.4 tons | CARRIER | HRCU-A-CB (Split System: Heat Pump with Remote Outdoor Unit-Air-Source) | 38MURAQ18AB3* | ADP |  | H,PG34936 | 58SP*A045V14**12 | 17700 | 16 | 8.5 | 17000 | 18700 | 110% | 2.3 | 0 | 10.5 |  |  |  |  | R-410A | 1.475 | Residential & Commercial | USHP | Ducted CEE Tier 1
215293081 | Central HP <5.4 tons | AIRQUEST | HRCU-A-CB (Split System: Heat Pump with Remote Outdoor Unit-Air-Source) | DLCURAH24ABK | ADP |  | HE31930 | *96VTN0802120B* | 22800 | 16 | 8.5 | 24800 | 23600 | 95.16% | 1.98 | 0 | 10 |  |  |  |  | R-410A | 1.9 | Residential & Commercial | USHP | Ducted CEE Tier 1
215293095 | Central HP <5.4 tons | AIRQUEST | HRCU-A-CB (Split System: Heat Pump with Remote Outdoor Unit-Air-Source) | DLCURAH24ABK | ADP |  | H,GE34936 | *96VTN0802120B* | 23800 | 17 | 8.5 | 24800 | 23600 | 95.16% | 1.98 | 0 | 10.5 |  |  |  |  | R-410A | 1.9833 | Residential & Commercial | USHP | Ducted CEE Tier 1
215293112 | Central HP <5.4 tons | AIRQUEST | HRCU-A-CB (Split System: Heat Pump with Remote Outdoor Unit-Air-Source) | DLCURAH24ABK | ADP |  | H,GE8J936 | *96VTN0802120B* | 23600 | 17 | 8.5 | 24800 | 23600 | 95.16% | 1.98 | 0 | 10.5 |  |  |  |  | R-410A | 1.9667 | Residential & Commercial | USHP | Ducted CEE Tier 1
215293131 | Central HP <5.4 tons | AIRQUEST | HRCU-A-CB (Split System: Heat Pump with Remote Outdoor Unit-Air-Source) | DLCURAH24ABK | ADP |  | HE31924 | *96VTN1002120A* | 22800 | 16 | 8.1 | 24400 | 23000 | 94.26% | 1.94 | 0 | 10 |  |  |  |  | R-410A | 1.9 | Residential & Commercial | USHP | Ducted CEE Tier 1
215293162 | Central HP <5.4 tons | AIRQUEST | HRCU-A-CB (Split System: Heat Pump with Remote Outdoor Unit-Air-Source) | DLCURAH24ABK | ADP |  | HE8J936 | *96VTN1002120A* | 23800 | 17 | 8.5 | 24400 | 22400 | 91.8% | 1.9 | 0 | 10 |  |  |  |  | R-410A | 1.9833 | Residential & Commercial | USHP | Ducted CEE Tier 1
214720032 | Central HP <5.4 tons | LUXAIRE | HRCU-A-CB (Split System: Heat Pump with Remote Outdoor Unit-Air-Source) | HH860E2S11 |  |  | CTU60C5XGS1+TXV | TM9V080C16MP12 | 43500 | 17 | 9 | 44000 | 33600 | 76.36% | 2 | 0 | 11 |  |  |  |  | R-454B | 3.625 | Residential & Commercial | USHP | Ducted CEE Tier 1
215293230 | Central HP <5.4 tons | AIRQUEST | HRCU-A-CB (Split System: Heat Pump with Remote Outdoor Unit-Air-Source) | DLCURAH24ABK | ADP |  | HE31924 | *96VTN1002122A* | 22600 | 16 | 8.1 | 24200 | 23400 | 96.69% | 1.98 | 0 | 10 |  |  |  |  | R-410A | 1.8833 | Residential & Commercial | USHP | Ducted CEE Tier 1
215293246 | Central HP <5.4 tons | AIRQUEST | HRCU-A-CB (Split System: Heat Pump with Remote Outdoor Unit-Air-Source) | DLCURAH24ABK | ADP |  | HE34936 | *96VTN1002122A* | 23600 | 17 | 8.1 | 24200 | 23400 | 96.69% | 1.98 | 0 | 10.5 |  |  |  |  | R-410A | 1.9667 | Residential & Commercial | USHP | Ducted CEE Tier 1
215293248 | Central HP <5.4 tons | AIRQUEST | HRCU-A-CB (Split System: Heat Pump with Remote Outdoor Unit-Air-Source) | DLCURAH24ABK | ADP |  | H,GE35936 | *96VTN1002122A* | 23600 | 17 | 8.1 | 24200 | 23400 | 96.69% | 1.98 | 0 | 10.5 |  |  |  |  | R-410A | 1.9667 | Residential & Commercial | USHP | Ducted CEE Tier 1
215293262 | Central HP <5.4 tons | AIRQUEST | HRCU-A-CB (Split System: Heat Pump with Remote Outdoor Unit-Air-Source) | DLCURAH24ABK | ADP |  | H,GG9J936 | *96VTN1002122A* | 23600 | 17 | 8.1 | 24200 | 23400 | 96.69% | 1.98 | 0 | 10.5 |  |  |  |  | R-410A | 1.9667 | Residential & Commercial | USHP | Ducted CEE Tier 1
215293264 | Central HP <5.4 tons | AIRQUEST | HRCU-A-CB (Split System: Heat Pump with Remote Outdoor Unit-Air-Source) | DLCURAH24ABK | ADP |  | H,GG1K936 | *96VTN1002122A* | 23600 | 17 | 8.1 | 24200 | 23400 | 96.69% | 1.98 | 0 | 10.5 |  |  |  |  | R-410A | 1.9667 | Residential & Commercial | USHP | Ducted CEE Tier 1
215293298 | Central HP <5.4 tons | AIRQUEST | HRCU-A-CB (Split System: Heat Pump with Remote Outdoor Unit-Air-Source) | DLCURAH24ABK | ADP |  | HE35936 | *96VTN1002122B* | 23800 | 17 | 8.5 | 24800 | 23400 | 94.35% | 1.98 | 0 | 10.5 |  |  |  |  | R-410A | 1.9833 | Residential & Commercial | USHP | Ducted CEE Tier 1
210470919 | Central HP <5.4 tons | CARRIER | HRCU-A-CB (Split System: Heat Pump with Remote Outdoor Unit-Air-Source) | 25VNA837A*031* |  |  | CNPV*6024AL*+UI | 58TN*A135C24**22 | 32800 | 18 | 8.1 | 32200 | 24600 | 76.4% | 1.98 | 0 | 12 |  |  |  |  | R-410A | 2.7333 | Residential & Commercial | USHP | Ducted CEE Tier 1
210470275 | Central HP <5.4 tons | CARRIER | HRCU-A-CB (Split System: Heat Pump with Remote Outdoor Unit-Air-Source) | 25VNA837A*031* |  |  | CAP**6024AL*+UI | 58TN*A135C24**22 | 32800 | 18 | 8.5 | 31800 | 24800 | 77.99% | 2 | 0 | 12 |  |  |  |  | R-410A | 2.7333 | Residential & Commercial | USHP | Ducted CEE Tier 1
210470341 | Central HP <5.4 tons | CARRIER | HRCU-A-CB (Split System: Heat Pump with Remote Outdoor Unit-Air-Source) | 25VNA837A*031* |  |  | CAP**6024AL*+UI | 59TN6B100C21**22 | 32800 | 17.5 | 8.5 | 31800 | 24800 | 77.99% | 2 | 0 | 11.7 |  |  |  |  | R-410A | 2.7333 | Residential & Commercial | USHP | Ducted CEE Tier 1
210470809 | Central HP <5.4 tons | CARRIER | HRCU-A-CB (Split System: Heat Pump with Remote Outdoor Unit-Air-Source) | 25VNA837A*031* |  |  | CNPV*4821AL*+UI | 58CU*A060C17**16 | 32400 | 17 | 8.1 | 33000 | 24800 | 75.15% | 1.94 | 0 | 11.7 |  |  |  |  | R-410A | 2.7 | Residential & Commercial | USHP | Ducted CEE Tier 1
211206990 | Central HP <5.4 tons | FRASER-JOHNSTON | HRCU-A-CB (Split System: Heat Pump with Remote Outdoor Unit-Air-Source) | HL20B4821 |  |  | XAMC48HE3N1+CC | TMLV100C16MP12 | 43500 | 19 | 9 | 44500 | 36200 | 81.35% | 2.14 | 0 | 12 |  |  |  |  | R-410A | 3.625 | Residential & Commercial | USHP | Ducted CEE Tier 1
215293313 | Central HP <5.4 tons | AIRQUEST | HRCU-A-CB (Split System: Heat Pump with Remote Outdoor Unit-Air-Source) | DLCURAH24ABK | ADP |  | HG9J936 | *96VTN1002122B* | 23800 | 17 | 8.5 | 24800 | 23400 | 94.35% | 1.98 | 0 | 10.5 |  |  |  |  | R-410A | 1.9833 | Residential & Commercial | USHP | Ducted CEE Tier 1
215294616 | Central HP <5.4 tons | AIRQUEST | HRCU-A-CB (Split System: Heat Pump with Remote Outdoor Unit-Air-Source) | DLCURAH36ABK | ADP |  | H,GG1K936 | *92MSN0601412A* | 35400 | 15.2 | 8.1 | 36800 | 34800 | 94.57% | 1.94 | 0 | 10 |  |  |  |  | R-410A | 2.95 | Residential & Commercial | USHP | Ducted CEE Tier 1
215294617 | Central HP <5.4 tons | AIRQUEST | HRCU-A-CB (Split System: Heat Pump with Remote Outdoor Unit-Air-Source) | DLCURAH36ABK | ADP |  | H,GE1K936 | *92MSN0601412A* | 35400 | 15.2 | 8.1 | 36800 | 34800 | 94.57% | 1.94 | 0 | 10 |  |  |  |  | R-410A | 2.95 | Residential & Commercial | USHP | Ducted CEE Tier 1
215682646 | Central HP <5.4 tons | AIRQUEST | HRCU-A-CB (Split System: Heat Pump with Remote Outdoor Unit-Air-Source) | H5H0V60*K*AAA* |  |  | EA*5X61M21A*+WALLCON | *80CSU0601716B* | 55500 | 18 | 8.5 | 58500 | 41000 | 70.09% | 2.04 | 0 | 9 |  |  |  |  | R-454B | 4.625 | Residential & Commercial | USHP
210596736 | Central HP <5.4 tons | KEEPRITE | HRCU-A-CB (Split System: Heat Pump with Remote Outdoor Unit-Air-Source) | CVH825GKA2* |  |  | EA*4X42L24A*+WALLCON | *96CTN1202422A* | 23800 | 17 | 8.1 | 21400 | 16600 | 77.57% | 1.96 | 0 | 11 |  |  |  |  | R-410A | 1.9833 | Residential & Commercial | USHP | Ducted CEE Tier 1
210596802 | Central HP <5.4 tons | KEEPRITE | HRCU-A-CB (Split System: Heat Pump with Remote Outdoor Unit-Air-Source) | CVH825GKA2* |  |  | EA*4X43L21A*+WALLCON | *97CMN0801714A* | 24400 | 16.5 | 8.1 | 21200 | 16700 | 78.77% | 2.02 | 0 | 11 |  |  |  |  | R-410A | 2.0333 | Residential & Commercial | USHP | Ducted CEE Tier 1
210596820 | Central HP <5.4 tons | KEEPRITE | HRCU-A-CB (Split System: Heat Pump with Remote Outdoor Unit-Air-Source) | CVH825GKA2* |  |  | EA*4X48L21A*+WALLCON | *80CTL0701716A* | 24000 | 17 | 8.1 | 21000 | 16600 | 79.05% | 2.02 | 0 | 11 |  |  |  |  | R-410A | 2 | Residential & Commercial | USHP | Ducted CEE Tier 1
210596868 | Central HP <5.4 tons | KEEPRITE | HRCU-A-CB (Split System: Heat Pump with Remote Outdoor Unit-Air-Source) | CVH825GKA2* |  |  | EA*4X48L24A*+WALLCON | *96CTN1002122A* | 24200 | 16.5 | 8.1 | 21000 | 16500 | 78.57% | 2.02 | 0 | 11 |  |  |  |  | R-410A | 2.0167 | Residential & Commercial | USHP | Ducted CEE Tier 1
210596967 | Central HP <5.4 tons | KEEPRITE | HRCU-A-CB (Split System: Heat Pump with Remote Outdoor Unit-Air-Source) | CVH825GKA2* |  |  | EHD4X48AAL+WALLCON | *95CSU0601716A* | 24200 | 16 | 8.1 | 21400 | 16700 | 78.04% | 2 | 0 | 10.5 |  |  |  |  | R-410A | 2.0167 | Residential & Commercial | USHP | Ducted CEE Tier 1
210596985 | Central HP <5.4 tons | KEEPRITE | HRCU-A-CB (Split System: Heat Pump with Remote Outdoor Unit-Air-Source) | CVH825GKA2* |  |  | EHD4X48AAL+WALLCON | *96CTN1202422A* | 24200 | 16.5 | 8.1 | 21200 | 16600 | 78.3% | 2.02 | 0 | 11 |  |  |  |  | R-410A | 2.0167 | Residential & Commercial | USHP | Ducted CEE Tier 1
215424257 | Central HP <5.4 tons | LUXAIRE | HRCU-A-CB (Split System: Heat Pump with Remote Outdoor Unit-Air-Source) | HH860E2S11 | ADP |  | H,YE36*60+TXV-BLEED | LP9C100C20MP13 | 50500 | 18 | 8.3 | 51500 | 38000 | 73.79% | 1.96 | 0 | 10.5 |  |  |  |  | R-454B | 4.2083 | Residential & Commercial | USHP | Ducted CEE Tier 1
215424289 | Central HP <5.4 tons | LUXAIRE | HRCU-A-CB (Split System: Heat Pump with Remote Outdoor Unit-Air-Source) | HH860E2S11 | ADP |  | H,YE36*60+TXV-BLEED | TM8Y120C20MP11 | 52000 | 18 | 8.3 | 53000 | 39500 | 74.53% | 1.96 | 0 | 10.5 |  |  |  |  | R-454B | 4.3333 | Residential & Commercial | USHP | Ducted CEE Tier 1
215424339 | Central HP <5.4 tons | LUXAIRE | HRCU-A-CB (Split System: Heat Pump with Remote Outdoor Unit-Air-Source) | HH860E2S11 | ADP |  | H,YE36*60+TXV-BLEED | Z9ES120D20SMPS1 | 46000 | 17 | 8.4 | 45000 | 33800 | 75.11% | 1.98 | 0 | 11.5 |  |  |  |  | R-454B | 3.8333 | Residential & Commercial | USHP | Ducted CEE Tier 1
215294619 | Central HP <5.4 tons | AIRQUEST | HRCU-A-CB (Split System: Heat Pump with Remote Outdoor Unit-Air-Source) | DLCURAH36ABK | ADP |  | HG80936 | *92MSN0601412A* | 36000 | 15.2 | 8.5 | 36800 | 34800 | 94.57% | 2 | 0 | 10 |  |  |  |  | R-410A | 3 | Residential & Commercial | USHP | Ducted CEE Tier 1
215294634 | Central HP <5.4 tons | AIRQUEST | HRCU-A-CB (Split System: Heat Pump with Remote Outdoor Unit-Air-Source) | DLCURAH36ABK | ADP |  | H,GE33936 | *92MSN0601714A* | 35000 | 16 | 8.1 | 36800 | 34800 | 94.57% | 1.82 | 0 | 9.5 |  |  |  |  | R-410A | 2.9167 | Residential & Commercial | USHP
215294666 | Central HP <5.4 tons | AIRQUEST | HRCU-A-CB (Split System: Heat Pump with Remote Outdoor Unit-Air-Source) | DLCURAH36ABK | ADP |  | HG82936 | *92MSN0601714A* | 35600 | 16 | 8.5 | 36200 | 34400 | 95.03% | 2.02 | 0 | 10 |  |  |  |  | R-410A | 2.9667 | Residential & Commercial | USHP | Ducted CEE Tier 1
215294685 | Central HP <5.4 tons | AIRQUEST | HRCU-A-CB (Split System: Heat Pump with Remote Outdoor Unit-Air-Source) | DLCURAH36ABK | ADP |  | H,GE35936 | *92MSN0801716A* | 35400 | 16 | 8.1 | 36800 | 34600 | 94.02% | 1.88 | 0 | 10 |  |  |  |  | R-410A | 2.95 | Residential & Commercial | USHP | Ducted CEE Tier 1
215294701 | Central HP <5.4 tons | AIRQUEST | HRCU-A-CB (Split System: Heat Pump with Remote Outdoor Unit-Air-Source) | DLCURAH36ABK | ADP |  | H,GG9J936 | *92MSN0801716A* | 35400 | 16 | 8.1 | 36800 | 34600 | 94.02% | 1.88 | 0 | 10 |  |  |  |  | R-410A | 2.95 | Residential & Commercial | USHP | Ducted CEE Tier 1
215294716 | Central HP <5.4 tons | AIRQUEST | HRCU-A-CB (Split System: Heat Pump with Remote Outdoor Unit-Air-Source) | DLCURAH36ABK | ADP |  | HG81936 | *92MSN0801716A* | 35800 | 16 | 8.5 | 36200 | 34200 | 94.48% | 2.02 | 0 | 10 |  |  |  |  | R-410A | 2.9833 | Residential & Commercial | USHP | Ducted CEE Tier 1
215294783 | Central HP <5.4 tons | AIRQUEST | HRCU-A-CB (Split System: Heat Pump with Remote Outdoor Unit-Air-Source) | DLCURAH36ABK | ADP |  | HG81936 | *92MSN0802120A* | 35800 | 16 | 8.5 | 36200 | 34200 | 94.48% | 2.02 | 0 | 10 |  |  |  |  | R-410A | 2.9833 | Residential & Commercial | USHP | Ducted CEE Tier 1
215294786 | Central HP <5.4 tons | AIRQUEST | HRCU-A-CB (Split System: Heat Pump with Remote Outdoor Unit-Air-Source) | DLCURAH36ABK | ADP |  | H,GE23936 | *92MSN1002120A* | 33400 | 16 | 8.1 | 36800 | 34800 | 94.57% | 1.82 | 0 | 9 |  |  |  |  | R-410A | 2.7833 | Residential & Commercial | USHP
215294816 | Central HP <5.4 tons | AIRQUEST | HRCU-A-CB (Split System: Heat Pump with Remote Outdoor Unit-Air-Source) | DLCURAH36ABK | ADP |  | HE8J936 | *92MSN1002120A* | 35400 | 16 | 8.1 | 36800 | 34600 | 94.02% | 1.88 | 0 | 10 |  |  |  |  | R-410A | 2.95 | Residential & Commercial | USHP | Ducted CEE Tier 1
215294818 | Central HP <5.4 tons | AIRQUEST | HRCU-A-CB (Split System: Heat Pump with Remote Outdoor Unit-Air-Source) | DLCURAH36ABK | ADP |  | HG9J936 | *92MSN1002120A* | 35400 | 16 | 8.1 | 36800 | 34600 | 94.02% | 1.88 | 0 | 10 |  |  |  |  | R-410A | 2.95 | Residential & Commercial | USHP | Ducted CEE Tier 1
215294835 | Central HP <5.4 tons | AIRQUEST | HRCU-A-CB (Split System: Heat Pump with Remote Outdoor Unit-Air-Source) | DLCURAH36ABK | ADP |  | HE32936 | *92MSN1002122A* | 34200 | 16 | 8.5 | 36200 | 34200 | 94.48% | 2.04 | 0 | 9.5 |  |  |  |  | R-410A | 2.85 | Residential & Commercial | USHP
215294967 | Central HP <5.4 tons | AIRQUEST | HRCU-A-CB (Split System: Heat Pump with Remote Outdoor Unit-Air-Source) | DLCURAH36ABK | ADP |  | H,GE33936 | *96MSN0601716A* | 35000 | 15.2 | 8.5 | 36800 | 34800 | 94.57% | 1.88 | 0 | 9.5 |  |  |  |  | R-410A | 2.9167 | Residential & Commercial | USHP
215294986 | Central HP <5.4 tons | AIRQUEST | HRCU-A-CB (Split System: Heat Pump with Remote Outdoor Unit-Air-Source) | DLCURAH36ABK | ADP |  | HG8J936 | *96MSN0601716A* | 35200 | 15.2 | 8.5 | 36800 | 34800 | 94.57% | 1.88 | 0 | 9.5 |  |  |  |  | R-410A | 2.9333 | Residential & Commercial | USHP
215294987 | Central HP <5.4 tons | AIRQUEST | HRCU-A-CB (Split System: Heat Pump with Remote Outdoor Unit-Air-Source) | DLCURAH36ABK | ADP |  | H,GE8J936 | *96MSN0601716A* | 35200 | 15.2 | 8.5 | 36800 | 34800 | 94.57% | 1.88 | 0 | 9.5 |  |  |  |  | R-410A | 2.9333 | Residential & Commercial | USHP
215295001 | Central HP <5.4 tons | AIRQUEST | HRCU-A-CB (Split System: Heat Pump with Remote Outdoor Unit-Air-Source) | DLCURAH36ABK | ADP |  | H,GE23936 | *96MSN0801716A* | 33600 | 15.2 | 8.1 | 37400 | 35000 | 93.58% | 1.84 | 0 | 9 |  |  |  |  | R-410A | 2.8 | Residential & Commercial | USHP
215295017 | Central HP <5.4 tons | AIRQUEST | HRCU-A-CB (Split System: Heat Pump with Remote Outdoor Unit-Air-Source) | DLCURAH36ABK | ADP |  | HG35936 | *96MSN0801716A* | 34600 | 16 | 8.1 | 36800 | 34600 | 94.02% | 1.98 | 0 | 9.5 |  |  |  |  | R-410A | 2.8833 | Residential & Commercial | USHP
215295036 | Central HP <5.4 tons | AIRQUEST | HRCU-A-CB (Split System: Heat Pump with Remote Outdoor Unit-Air-Source) | DLCURAH36ABK | ADP |  | H,GE1K936 | *96MSN0801716A* | 34800 | 16 | 8.1 | 36800 | 34600 | 94.02% | 1.98 | 0 | 9.5 |  |  |  |  | R-410A | 2.9 | Residential & Commercial | USHP
215295052 | Central HP <5.4 tons | AIRQUEST | HRCU-A-CB (Split System: Heat Pump with Remote Outdoor Unit-Air-Source) | DLCURAH36ABK | ADP |  | HG33936 | *96MSN0802120A* | 35400 | 16 | 8.1 | 36800 | 34800 | 94.57% | 1.9 | 0 | 10 |  |  |  |  | R-410A | 2.95 | Residential & Commercial | USHP | Ducted CEE Tier 1
216738241 | Central HP <5.4 tons | TEMPSTAR | HRCU-A-CB (Split System: Heat Pump with Remote Outdoor Unit-Air-Source) | D5CUHAH24AAK |  |  | ESH5X36M12A* | *80MSU1002120A* | 22800 | 16 | 8.1 | 21000 | 18600 | 88.57% | 1.85 | 0 | 11 |  |  |  |  | R-454B | 1.9 | Residential & Commercial | USHP | Ducted CEE Tier 1
216738742 | Central HP <5.4 tons | TEMPSTAR | HRCU-A-CB (Split System: Heat Pump with Remote Outdoor Unit-Air-Source) | D5CUHAH24AAK |  |  | ESH5X36M12A* | *95MSU1002122A* | 23400 | 16 | 8.5 | 21200 | 18800 | 88.68% | 1.94 | 0 | 11 |  |  |  |  | R-454B | 1.95 | Residential & Commercial | USHP | Ducted CEE Tier 1
215295118 | Central HP <5.4 tons | AIRQUEST | HRCU-A-CB (Split System: Heat Pump with Remote Outdoor Unit-Air-Source) | DLCURAH36ABK | ADP |  | H,GG9J936 | *96MSN1002120A* | 35400 | 16 | 8.1 | 36800 | 34600 | 94.02% | 1.88 | 0 | 10 |  |  |  |  | R-410A | 2.95 | Residential & Commercial | USHP | Ducted CEE Tier 1
215295134 | Central HP <5.4 tons | AIRQUEST | HRCU-A-CB (Split System: Heat Pump with Remote Outdoor Unit-Air-Source) | DLCURAH36ABK | ADP |  | HG32936 | *96MSN1002122A* | 34600 | 16 | 8.5 | 36800 | 34600 | 94.02% | 1.88 | 0 | 9.5 |  |  |  |  | R-410A | 2.8833 | Residential & Commercial | USHP
215295135 | Central HP <5.4 tons | AIRQUEST | HRCU-A-CB (Split System: Heat Pump with Remote Outdoor Unit-Air-Source) | DLCURAH36ABK | ADP |  | H,GE32936 | *96MSN1002122A* | 34600 | 16 | 8.5 | 36800 | 34600 | 94.02% | 1.88 | 0 | 9.5 |  |  |  |  | R-410A | 2.8833 | Residential & Commercial | USHP
215295154 | Central HP <5.4 tons | AIRQUEST | HRCU-A-CB (Split System: Heat Pump with Remote Outdoor Unit-Air-Source) | DLCURAH36ABK | ADP |  | HG48936 | *96MSN1002122A* | 35800 | 16 | 8.5 | 36200 | 34200 | 94.48% | 2.06 | 0 | 10 |  |  |  |  | R-410A | 2.9833 | Residential & Commercial | USHP | Ducted CEE Tier 1
215682696 | Central HP <5.4 tons | AIRQUEST | HRCU-A-CB (Split System: Heat Pump with Remote Outdoor Unit-Air-Source) | H5H0V60*K*AAA* |  |  | EA*5X61M24A*+WALLCON | *97CTN1002122A* | 56000 | 18.5 | 9 | 60000 | 42000 | 70% | 2.02 | 0 | 9 |  |  |  |  | R-454B | 4.6667 | Residential & Commercial | USHP
215295171 | Central HP <5.4 tons | AIRQUEST | HRCU-A-CB (Split System: Heat Pump with Remote Outdoor Unit-Air-Source) | DLCURAH36ABK | ADP |  | HG82936 | *96MSN1002122A* | 35800 | 16 | 8.5 | 36200 | 34200 | 94.48% | 2.06 | 0 | 10 |  |  |  |  | R-410A | 2.9833 | Residential & Commercial | USHP | Ducted CEE Tier 1
215295184 | Central HP <5.4 tons | AIRQUEST | HRCU-A-CB (Split System: Heat Pump with Remote Outdoor Unit-Air-Source) | DLCURAH36ABK | ADP |  | H,GG34936 | *96MSN1202422A* | 35200 | 16 | 8.1 | 36800 | 34600 | 94.02% | 1.88 | 0 | 10 |  |  |  |  | R-410A | 2.9333 | Residential & Commercial | USHP | Ducted CEE Tier 1
215295187 | Central HP <5.4 tons | AIRQUEST | HRCU-A-CB (Split System: Heat Pump with Remote Outdoor Unit-Air-Source) | DLCURAH36ABK | ADP |  | HE34936 | *96MSN1202422A* | 35200 | 16 | 8.1 | 36800 | 34600 | 94.02% | 1.88 | 0 | 10 |  |  |  |  | R-410A | 2.9333 | Residential & Commercial | USHP | Ducted CEE Tier 1
215295202 | Central HP <5.4 tons | AIRQUEST | HRCU-A-CB (Split System: Heat Pump with Remote Outdoor Unit-Air-Source) | DLCURAH36ABK | ADP |  | H,GE8J936 | *96MSN1202422A* | 35200 | 16 | 8.1 | 36800 | 34600 | 94.02% | 1.88 | 0 | 10 |  |  |  |  | R-410A | 2.9333 | Residential & Commercial | USHP | Ducted CEE Tier 1
215295217 | Central HP <5.4 tons | AIRQUEST | HRCU-A-CB (Split System: Heat Pump with Remote Outdoor Unit-Air-Source) | DLCURAH36ABK | ADP |  | H,GG24936 | *96MSN1402422A* | 33000 | 16 | 8.45 | 36200 | 34200 | 94.48% | 2 | 0 | 9 |  |  |  |  | R-410A | 2.75 | Residential & Commercial | USHP
215295220 | Central HP <5.4 tons | AIRQUEST | HRCU-A-CB (Split System: Heat Pump with Remote Outdoor Unit-Air-Source) | DLCURAH36ABK | ADP |  | HG32936 | *96MSN1402422A* | 33600 | 16 | 8.5 | 36200 | 34200 | 94.48% | 2.02 | 0 | 9.5 |  |  |  |  | R-410A | 2.8 | Residential & Commercial | USHP
215295234 | Central HP <5.4 tons | AIRQUEST | HRCU-A-CB (Split System: Heat Pump with Remote Outdoor Unit-Air-Source) | DLCURAH36ABK | ADP |  | HE35936 | *96MSN1402422A* | 35000 | 16 | 8.5 | 36200 | 34200 | 94.48% | 2.02 | 0 | 9.5 |  |  |  |  | R-410A | 2.9167 | Residential & Commercial | USHP
215295388 | Central HP <5.4 tons | AIRQUEST | HRCU-A-CB (Split System: Heat Pump with Remote Outdoor Unit-Air-Source) | DLCURAH36ABK | ADP |  | H,GG34936 | *96VTN0801716A* | 35200 | 15.2 | 8.1 | 36800 | 34600 | 94.02% | 1.86 | 0 | 9.5 |  |  |  |  | R-410A | 2.9333 | Residential & Commercial | USHP
215295435 | Central HP <5.4 tons | AIRQUEST | HRCU-A-CB (Split System: Heat Pump with Remote Outdoor Unit-Air-Source) | DLCURAH36ABK | ADP |  | H,GE36936 | *96VTN0801716B* | 35200 | 16 | 8.1 | 36200 | 34400 | 95.03% | 2 | 0 | 10 |  |  |  |  | R-410A | 2.9333 | Residential & Commercial | USHP | Ducted CEE Tier 1
215295436 | Central HP <5.4 tons | AIRQUEST | HRCU-A-CB (Split System: Heat Pump with Remote Outdoor Unit-Air-Source) | DLCURAH36ABK | ADP |  | HE36936 | *96VTN0801716B* | 35200 | 16 | 8.1 | 36200 | 34400 | 95.03% | 2 | 0 | 10 |  |  |  |  | R-410A | 2.9333 | Residential & Commercial | USHP | Ducted CEE Tier 1
215295454 | Central HP <5.4 tons | AIRQUEST | HRCU-A-CB (Split System: Heat Pump with Remote Outdoor Unit-Air-Source) | DLCURAH36ABK | ADP |  | H,GG81936 | *96VTN0801716B* | 35400 | 16 | 8.1 | 36800 | 34600 | 94.02% | 1.98 | 0 | 10 |  |  |  |  | R-410A | 2.95 | Residential & Commercial | USHP | Ducted CEE Tier 1
214720115 | Central HP <5.4 tons | LUXAIRE | HRCU-A-CB (Split System: Heat Pump with Remote Outdoor Unit-Air-Source) | HH860E2S11 |  |  | CTU60C5XGS1+TXV | TMLE100C20MP11 | 44500 | 17 | 9 | 45000 | 33800 | 75.11% | 2 | 0 | 11.7 |  |  |  |  | R-454B | 3.7083 | Residential & Commercial | USHP | Ducted CEE Tier 1
214777078 | Central HP <5.4 tons | LUXAIRE | HRCU-A-CB (Split System: Heat Pump with Remote Outdoor Unit-Air-Source) | HMH72B361 |  |  | XAFC36DBCN1 | Z9ES080C16SMPS1 | 36000 | 17 | 8.5 | 36000 | 25200 | 70% | 2.06 | 0 | 8.5 |  |  |  |  | R-410A | 3 | Residential & Commercial | USHP
215682086 | Central HP <5.4 tons | AIRQUEST | HRCU-A-CB (Split System: Heat Pump with Remote Outdoor Unit-Air-Source) | H5H0V48*K*AAA* |  |  | EVM5X61M24A*+WALLCON | *97CTN1202422A* | 48500 | 19.5 | 9.5 | 50000 | 36600 | 73.2% | 2.12 | 0 | 10.5 |  |  |  |  | R-454B | 4.0417 | Residential & Commercial | USHP | Ducted CEE Tier 1
215682106 | Central HP <5.4 tons | AIRQUEST | HRCU-A-CB (Split System: Heat Pump with Remote Outdoor Unit-Air-Source) | H5H0V48*K*AAA* |  |  | EVD5X48M21A*+WALLCON | *80CSU0401712B* | 47000 | 18 | 9 | 50000 | 36400 | 72.8% | 2.02 | 0 | 9.5 |  |  |  |  | R-454B | 3.9167 | Residential & Commercial | USHP
213160947 | Central HP <5.4 tons | DAY & NIGHT | HRCU-A-CB (Split System: Heat Pump with Remote Outdoor Unit-Air-Source) | DLCURAH36ABK | ADP |  | PL36H175P789+AEFE4B* | 0 | 37000 | 16 | 8.1 | 36800 | 34400 | 93.48% | 2 | 0 | 10 |  |  |  |  | R-410A | 3.0833 | Residential & Commercial | USHP | Ducted CEE Tier 1
212383129 | Central HP <5.4 tons | KEEPRITE | HRCU-A-CB (Split System: Heat Pump with Remote Outdoor Unit-Air-Source) | DLCURAH36ABK |  |  | EA*4X36L21A* | *96VSN1002120A* | 35200 | 16 | 8.1 | 39000 | 35200 | 90.26% | 1.82 | 0 | 9.5 |  |  |  |  | R-410A | 2.9333 | Residential & Commercial | USHP
212383214 | Central HP <5.4 tons | KEEPRITE | HRCU-A-CB (Split System: Heat Pump with Remote Outdoor Unit-Air-Source) | DLCURAH36ABK |  |  | EA*4X36L21A* | *95ESU1002120A* | 35400 | 16 | 8.1 | 39500 | 35200 | 89.11% | 1.82 | 0 | 9.5 |  |  |  |  | R-410A | 2.95 | Residential & Commercial | USHP
213160946 | Central HP <5.4 tons | DAY & NIGHT | HRCU-A-CB (Split System: Heat Pump with Remote Outdoor Unit-Air-Source) | DLCURAH36ABK | ADP |  | V,G36H175P159+AEFE4B* | 0 | 36000 | 16 | 8.1 | 38000 | 35000 | 92.11% | 1.82 | 0 | 10 |  |  |  |  | R-410A | 3 | Residential & Commercial | USHP | Ducted CEE Tier 1
214719975 | Central HP <5.4 tons | LUXAIRE | HRCU-A-CB (Split System: Heat Pump with Remote Outdoor Unit-Air-Source) | HH860E2S11 |  |  | CTU60C5XGS1+TXV | LPLC120C20MP13 | 44500 | 18 | 9 | 45000 | 33800 | 75.11% | 2 | 0 | 11 |  |  |  |  | R-454B | 3.7083 | Residential & Commercial | USHP | Ducted CEE Tier 1
215430657 | Central HP <5.4 tons | LUXAIRE | HRCU-A-CB (Split System: Heat Pump with Remote Outdoor Unit-Air-Source) | HH860E2S11 | ADP |  | H,YG48(1,2)60+TXV | TM9V080C16MP12 | 43500 | 18 | 8.5 | 42000 | 33000 | 78.57% | 2 | 0 | 11 |  |  |  |  | R-454B | 3.625 | Residential & Commercial | USHP | Ducted CEE Tier 1
215430674 | Central HP <5.4 tons | LUXAIRE | HRCU-A-CB (Split System: Heat Pump with Remote Outdoor Unit-Air-Source) | HH860E2S11 | ADP |  | H,YG48(1,2)60+TXV | Z8ES080C20SMPS1 | 44000 | 18 | 8.5 | 42500 | 33000 | 77.65% | 2 | 0 | 12 |  |  |  |  | R-454B | 3.6667 | Residential & Commercial | USHP | Ducted CEE Tier 1
212383407 | Central HP <5.4 tons | KEEPRITE | HRCU-A-CB (Split System: Heat Pump with Remote Outdoor Unit-Air-Source) | DLCURAH36ABK |  |  | EA*4X37L21A* | *80ES(N,L)0701716A* | 36600 | 15.5 | 8.5 | 39000 | 34800 | 89.23% | 2.1 | 0 | 10 |  |  |  |  | R-410A | 3.05 | Residential & Commercial | USHP | Ducted CEE Tier 1
216891725 | Central HP <5.4 tons | RHEEM | HRCU-A-CB (Split System: Heat Pump with Remote Outdoor Unit-Air-Source) | RD18AY36AJVC |  |  | RCFY3617STANM | R951V0603A17UH | 31200 | 18 | 8.5 | 31200 | 28000 | 89.74% | 1.9 | 0 | 11.7 |  |  |  |  | R-454B | 2.6 | Residential & Commercial | USHP | Ducted CEE Tier 1
216891830 | Central HP <5.4 tons | RHEEM | HRCU-A-CB (Split System: Heat Pump with Remote Outdoor Unit-Air-Source) | RD18AY36AJVC |  |  | RCFY3624MTANM | R801V1005A21UHU | 32600 | 19 | 10 | 32600 | 27800 | 85.28% | 2.1 | 0 | 12 |  |  |  |  | R-454B | 2.7167 | Residential & Commercial | USHP | Ducted CEE Tier 1
216891666 | Central HP <5.4 tons | RHEEM | HRCU-A-CB (Split System: Heat Pump with Remote Outdoor Unit-Air-Source) | RD18AY36AJVC |  |  | RCFY3617STANM | R98MV0703A17UP | 31200 | 19 | 8.5 | 31200 | 27800 | 89.1% | 1.9 | 0 | 12 |  |  |  |  | R-454B | 2.6 | Residential & Commercial | USHP | Ducted CEE Tier 1
216681803 | Central HP <5.4 tons | TEMPSTAR | HRCU-A-CB (Split System: Heat Pump with Remote Outdoor Unit-Air-Source) | DLCURAH36ABK |  |  | EA*4X43L21A* | *97VTN1002120A* | 36200 | 16.5 | 9 | 38000 | 34400 | 90.53% | 1.96 | 0 | 10 |  |  |  |  | R-410A | 3.0167 | Residential & Commercial | USHP | Ducted CEE Tier 1
216681851 | Central HP <5.4 tons | TEMPSTAR | HRCU-A-CB (Split System: Heat Pump with Remote Outdoor Unit-Air-Source) | DLCURAH36ABK |  |  | EHD4X42AAL | *97VTN1002120A* | 36000 | 16 | 8.5 | 38500 | 34400 | 89.35% | 1.8 | 0 | 10 |  |  |  |  | R-410A | 3 | Residential & Commercial | USHP | Ducted CEE Tier 1
212974933 | Central HP <5.4 tons | KEEPRITE | HRCU-A-CB (Split System: Heat Pump with Remote Outdoor Unit-Air-Source) | DLCURAH24ABK |  |  | EA*4X24L17A* | *96VTN0401410B* | 23000 | 16 | 8.5 | 27000 | 27000 | 100% | 2.28 | 0 | 9.5 |  |  |  |  | R-410A | 1.9167 | Residential & Commercial | USHP
212974097 | Central HP <5.4 tons | DAY & NIGHT | HRCU-A-CB (Split System: Heat Pump with Remote Outdoor Unit-Air-Source) | DLCURAH24ABK |  |  | EA*4X36L21A* | *96VSN0802120B* | 24000 | 17 | 8.5 | 26400 | 23400 | 88.64% | 1.94 | 0 | 10 |  |  |  |  | R-410A | 2 | Residential & Commercial | USHP | Ducted CEE Tier 1
215681836 | Central HP <5.4 tons | AIRQUEST | HRCU-A-CB (Split System: Heat Pump with Remote Outdoor Unit-Air-Source) | H5H0V48*K*AAA* |  |  | EVM5X49M21A*+WALLCON | *80CSU0601716B* | 48000 | 18.5 | 9 | 50000 | 36800 | 73.6% | 2 | 0 | 10 |  |  |  |  | R-454B | 4 | Residential & Commercial | USHP | Ducted CEE Tier 1
215682156 | Central HP <5.4 tons | AIRQUEST | HRCU-A-CB (Split System: Heat Pump with Remote Outdoor Unit-Air-Source) | H5H0V48*K*AAA* |  |  | EVD5X48M21A*+WALLCON | *97CTN0802120A* | 47000 | 18.5 | 9 | 50000 | 36600 | 73.2% | 1.98 | 0 | 10 |  |  |  |  | R-454B | 3.9167 | Residential & Commercial | USHP | Ducted CEE Tier 1
215682186 | Central HP <5.4 tons | AIRQUEST | HRCU-A-CB (Split System: Heat Pump with Remote Outdoor Unit-Air-Source) | H5H0V48*K*AAA* |  |  | EVD5X48M24A*+WALLCON | *80CSU0802120B* | 47500 | 18.5 | 9 | 50000 | 36000 | 72% | 2.02 | 0 | 10 |  |  |  |  | R-454B | 3.9583 | Residential & Commercial | USHP | Ducted CEE Tier 1
215682206 | Central HP <5.4 tons | AIRQUEST | HRCU-A-CB (Split System: Heat Pump with Remote Outdoor Unit-Air-Source) | H5H0V48*K*AAA* |  |  | EVD5X48M24A*+WALLCON | *97CTN0802120A* | 47000 | 18.5 | 9 | 50000 | 36400 | 72.8% | 2 | 0 | 10 |  |  |  |  | R-454B | 3.9167 | Residential & Commercial | USHP | Ducted CEE Tier 1
215682236 | Central HP <5.4 tons | AIRQUEST | HRCU-A-CB (Split System: Heat Pump with Remote Outdoor Unit-Air-Source) | H5H0V48*K*AAA* |  |  | EVD5X49M24A*+WALLCON | *96CTN0802120B* | 48000 | 19 | 9 | 50000 | 36600 | 73.2% | 2 | 0 | 10 |  |  |  |  | R-454B | 4 | Residential & Commercial | USHP | Ducted CEE Tier 1
212974931 | Central HP <5.4 tons | DAY & NIGHT | HRCU-A-CB (Split System: Heat Pump with Remote Outdoor Unit-Air-Source) | DLCURAH24ABK |  |  | EA*4X24L17A* | *96VTN0401410B* | 23000 | 16 | 8.5 | 27000 | 27000 | 100% | 2.28 | 0 | 9.5 |  |  |  |  | R-410A | 1.9167 | Residential & Commercial | USHP
212974983 | Central HP <5.4 tons | DAY & NIGHT | HRCU-A-CB (Split System: Heat Pump with Remote Outdoor Unit-Air-Source) | DLCURAH24ABK |  |  | EA*4X36L17A* | *96VTN0401410B* | 23400 | 16 | 8.5 | 26200 | 24200 | 92.37% | 2 | 0 | 10 |  |  |  |  | R-410A | 1.95 | Residential & Commercial | USHP | Ducted CEE Tier 1
216891264 | Central HP <5.4 tons | RHEEM | HRCU-A-CB (Split System: Heat Pump with Remote Outdoor Unit-Air-Source) | RD18AY36AJVC |  |  | RCFY3621MTANM | R801V0754A17DZ | 32400 | 19 | 10 | 32400 | 28000 | 86.42% | 2.1 | 0 | 12 |  |  |  |  | R-454B | 2.7 | Residential & Commercial | USHP | Ducted CEE Tier 1
216891271 | Central HP <5.4 tons | RHEEM | HRCU-A-CB (Split System: Heat Pump with Remote Outdoor Unit-Air-Source) | RD18AY36AJVC |  |  | RCFY3621MTANM | R802V0755A21DZ | 32600 | 19 | 10 | 32600 | 27800 | 85.28% | 2.1 | 0 | 12 |  |  |  |  | R-454B | 2.7167 | Residential & Commercial | USHP | Ducted CEE Tier 1
216891355 | Central HP <5.4 tons | RHEEM | HRCU-A-CB (Split System: Heat Pump with Remote Outdoor Unit-Air-Source) | RD18AY36AJVC |  |  | RCFY3621MTANM | R802V0754A17DZ | 32400 | 19 | 10 | 32400 | 28000 | 86.42% | 2.1 | 0 | 12 |  |  |  |  | R-454B | 2.7 | Residential & Commercial | USHP | Ducted CEE Tier 1
216819048 | Central HP <5.4 tons | RHEEM | HRCU-A-CB (Split System: Heat Pump with Remote Outdoor Unit-Air-Source) | RD18AY24AJVC |  |  | RCFY2417MTANM | R802V0503A14UH | 21000 | 18 | 8.1 | 20800 | 17000 | 81.73% | 1.9 | 0 | 10 |  |  |  |  | R-454B | 1.75 | Residential & Commercial | USHP | Ducted CEE Tier 1
211010196 | Central HP <5.4 tons | FRASER-JOHNSTON | HRCU-A-CB (Split System: Heat Pump with Remote Outdoor Unit-Air-Source) | HL20B2421 |  |  | JHVVB24DE1C2N1+CC | 0 | 23000 | 19 | 8.5 | 22400 | 19600 | 87.5% | 1.9 | 0 | 12.4 |  |  |  |  | R-410A | 1.9167 | Residential & Commercial | USHP | Ducted CEE Tier 1
212383119 | Central HP <5.4 tons | KEEPRITE | HRCU-A-CB (Split System: Heat Pump with Remote Outdoor Unit-Air-Source) | DLCURAH36ABK |  |  | EA*4X36L21A* | *96VSN0802120A* | 35400 | 16 | 8.1 | 39500 | 35200 | 89.11% | 1.82 | 0 | 9.5 |  |  |  |  | R-410A | 2.95 | Residential & Commercial | USHP
212383453 | Central HP <5.4 tons | KEEPRITE | HRCU-A-CB (Split System: Heat Pump with Remote Outdoor Unit-Air-Source) | DLCURAH36ABK |  |  | EA*4X42L21A* | OLV112A16A | 35400 | 15.2 | 8.1 | 39500 | 35200 | 89.11% | 1.88 | 0 | 9.5 |  |  |  |  | R-410A | 2.95 | Residential & Commercial | USHP
214584676 | Central HP <5.4 tons | COLEMAN | HRCU-A-CB (Split System: Heat Pump with Remote Outdoor Unit-Air-Source) | HH836E2S11 |  |  | CTF36C5CDS1 | Z8ES080C16SMPS1 | 34000 | 18 | 8.5 | 31200 | 25400 | 81.41% | 2 | 0 | 11.7 |  |  |  |  | R-454B | 2.8333 | Residential & Commercial | USHP | Ducted CEE Tier 1
210720629 | Central HP <5.4 tons | CARRIER | HRCU-A-CB (Split System: Heat Pump with Remote Outdoor Unit-Air-Source) | 25VNA436A*031* |  |  | CAP**3717AL*+UI | 59MN7B080C17**14 | 33800 | 18.5 | 9.5 | 35600 | 26200 | 73.6% | 2 | 0 | 11.7 |  |  |  |  | R-410A | 2.8167 | Residential & Commercial | USHP | Ducted CEE Tier 1
215430676 | Central HP <5.4 tons | LUXAIRE | HRCU-A-CB (Split System: Heat Pump with Remote Outdoor Unit-Air-Source) | HH860E2S11 | ADP |  | H,YG48(1,2)60+TXV | Z8ES100C16SMPS1 | 44000 | 18 | 8.5 | 42000 | 32800 | 78.1% | 2 | 0 | 12 |  |  |  |  | R-454B | 3.6667 | Residential & Commercial | USHP | Ducted CEE Tier 1
214649771 | Central HP <5.4 tons | FRASER-JOHNSTON | HRCU-A-CB (Split System: Heat Pump with Remote Outdoor Unit-Air-Source) | HH824E2S11 |  |  | CTU30B5XCS1+TXV | TMLE100B12MP11 | 23000 | 17 | 9.5 | 23000 | 18400 | 80% | 2 | 0 | 12 |  |  |  |  | R-454B | 1.9167 | Residential & Commercial | USHP | Ducted CEE Tier 1
214841722 | Central HP <5.4 tons | AC PRO.com | HRCU-A-CB (Split System: Heat Pump with Remote Outdoor Unit-Air-Source) | AUD36W/A1-D(U) | ADP |  | F,PE*BB8937 | 0 | 31600 | 15.2 | 8.35 | 32400 | 23600 | 72.84% | 1.78 | 0 | 9 |  |  |  |  | R-410A | 2.6333 | Residential & Commercial | USHP
207454819 | Central HP <5.4 tons | LENNOX | HRCU-A-CB (Split System: Heat Pump with Remote Outdoor Unit-Air-Source) | SL25XPV-024-230A** | ADP |  | LH35/36F9 | SL280UH090V48B* | 22400 | 22 | 9.3 | 20000 | 20000 | 100% | 1.84 | 14 | 14.5 |  |  |  |  | R-410A | 1.8667 | Residential & Commercial | USHP | Ducted CEE Tier 1
207454828 | Central HP <5.4 tons | LENNOX | HRCU-A-CB (Split System: Heat Pump with Remote Outdoor Unit-Air-Source) | SL25XPV-024-230A** | ADP |  | L*23/37Z9 | SL280UH090V48B* | 22800 | 22 | 9.6 | 19800 | 19500 | 98.48% | 1.98 | 14 | 15 |  |  |  |  | R-410A | 1.9 | Residential & Commercial | USHP | Ducted CEE Tier 1
213146612 | Central HP <5.4 tons | PAYNE HEATING AND COOLING | HRCU-A-CB (Split System: Heat Pump with Remote Outdoor Unit-Air-Source) | 38MURAQ24AB3* | ADP |  | PL36H175P149+AEFE4B* | 0 | 24200 | 18 | 8.9 | 25000 | 22600 | 90.4% | 1.9 | 0 | 10.5 |  |  |  |  | R-410A | 2.0167 | Residential & Commercial | USHP | Ducted CEE Tier 1
213796574 | Central HP <5.4 tons | PAYNE HEATING AND COOLING | HRCU-A-CB (Split System: Heat Pump with Remote Outdoor Unit-Air-Source) | 38MURAQ24AB3* | ADP |  | V,C36H***P429+CBPE3A* | 0 | 23600 | 16 | 8.7 | 24800 | 22600 | 91.13% | 1.86 | 0 | 10 |  |  |  |  | R-410A | 1.9667 | Residential & Commercial | USHP | Ducted CEE Tier 1
215430653 | Central HP <5.4 tons | LUXAIRE | HRCU-A-CB (Split System: Heat Pump with Remote Outdoor Unit-Air-Source) | HH860E2S11 | ADP |  | H,YG48(1,2)60+TXV | TM9E100C20MP12 | 53500 | 18 | 8.5 | 53000 | 39500 | 74.53% | 2 | 0 | 11 |  |  |  |  | R-454B | 4.4583 | Residential & Commercial | USHP | Ducted CEE Tier 1
211244415 | Central HP <5.4 tons | DAY & NIGHT | HRCU-A-CB (Split System: Heat Pump with Remote Outdoor Unit-Air-Source) | DLCURAH24ABK |  |  | EN(A,D)4X30L17** | *80VSL0451412A* | 23400 | 16.5 | 8.1 | 25800 | 24200 | 93.8% | 2 | 0 | 10 |  |  |  |  | R-410A | 1.95 | Residential & Commercial | USHP | Ducted CEE Tier 1
211244279 | Central HP <5.4 tons | KEEPRITE | HRCU-A-CB (Split System: Heat Pump with Remote Outdoor Unit-Air-Source) | DLCURAH24ABK |  |  | EN(A,D)4X30L14** | *80VSL0451412A* | 24000 | 16 | 8.1 | 26400 | 23000 | 87.12% | 1.88 | 0 | 10 |  |  |  |  | R-410A | 2 | Residential & Commercial | USHP | Ducted CEE Tier 1
211243861 | Central HP <5.4 tons | KEEPRITE | HRCU-A-CB (Split System: Heat Pump with Remote Outdoor Unit-Air-Source) | DLCURAH24ABK |  |  | EN(A,D)4X24L17** | *96VSN0601714A* | 23600 | 16 | 8.5 | 26800 | 23400 | 87.31% | 1.92 | 0 | 10 |  |  |  |  | R-410A | 1.9667 | Residential & Commercial | USHP | Ducted CEE Tier 1
211243888 | Central HP <5.4 tons | KEEPRITE | HRCU-A-CB (Split System: Heat Pump with Remote Outdoor Unit-Air-Source) | DLCURAH24ABK |  |  | EN(A,D)4X24L17** | *96VSN0601412A* | 23200 | 16 | 8.5 | 26400 | 24600 | 93.18% | 2.04 | 0 | 10 |  |  |  |  | R-410A | 1.9333 | Residential & Commercial | USHP | Ducted CEE Tier 1
213088504 | Central HP <5.4 tons | TEMPSTAR | HRCU-A-CB (Split System: Heat Pump with Remote Outdoor Unit-Air-Source) | DLCURAH36ABK | ADP |  | H,RG80936+AEFE4B* | 0 | 37000 | 16 | 8.1 | 36800 | 34400 | 93.48% | 2 | 0 | 10 |  |  |  |  | R-410A | 3.0833 | Residential & Commercial | USHP | Ducted CEE Tier 1
213249276 | Central HP <5.4 tons | KEEPRITE | HRCU-A-CB (Split System: Heat Pump with Remote Outdoor Unit-Air-Source) | DLCURAH24ABK |  |  | FEVA0024**+NAVA43601CK | 0 | 24200 | 17 | 9 | 25800 | 22200 | 86.05% | 1.84 | 0 | 10 |  |  |  |  | R-410A | 2.0167 | Residential & Commercial | USHP | Ducted CEE Tier 1
213886004 | Central HP <5.4 tons | AC PRO.com | HRCU-A-CB (Split System: Heat Pump with Remote Outdoor Unit-Air-Source) | AUD60W/A1-D(U) | ADP |  | HE86960+AEFE5* | 0 | 47000 | 15.2 | 8.5 | 46000 | 33200 | 72.17% | 1.8 | 0 | 10 |  |  |  |  | R-410A | 3.9167 | Residential & Commercial | USHP | Ducted CEE Tier 1
212969733 | Central HP <5.4 tons | KEEPRITE | HRCU-A-CB (Split System: Heat Pump with Remote Outdoor Unit-Air-Source) | DLCURAH24ABK |  |  | EA*4X24L14A* | *80VSL0451412B* | 23200 | 17 | 9.5 | 26800 | 27200 | 101.5% | 2.32 | 0 | 10 |  |  |  |  | R-410A | 1.9333 | Residential & Commercial | USHP | Ducted CEE Tier 1
215681956 | Central HP <5.4 tons | AIRQUEST | HRCU-A-CB (Split System: Heat Pump with Remote Outdoor Unit-Air-Source) | H5H0V48*K*AAA* |  |  | EVM5X60M21A*+WALLCON | *97CTN0802120A* | 48000 | 19 | 9 | 50000 | 36800 | 73.6% | 2 | 0 | 10 |  |  |  |  | R-454B | 4 | Residential & Commercial | USHP | Ducted CEE Tier 1
214720202 | Central HP <5.4 tons | LUXAIRE | HRCU-A-CB (Split System: Heat Pump with Remote Outdoor Unit-Air-Source) | HH860E2S11 |  |  | CTU60C5XGS1+TXV | TP9C100C20MP13 | 44000 | 18 | 9 | 45000 | 33800 | 75.11% | 2 | 0 | 11 |  |  |  |  | R-454B | 3.6667 | Residential & Commercial | USHP | Ducted CEE Tier 1
214719968 | Central HP <5.4 tons | LUXAIRE | HRCU-A-CB (Split System: Heat Pump with Remote Outdoor Unit-Air-Source) | HH860E2S11 |  |  | CTU60C5XGS1+TXV | TPLC120C20MP13 | 44500 | 18 | 9 | 45000 | 33800 | 75.11% | 2 | 0 | 11 |  |  |  |  | R-454B | 3.7083 | Residential & Commercial | USHP | Ducted CEE Tier 1
215853358 | Central HP <5.4 tons | COLEMAN | HRCU-A-CB (Split System: Heat Pump with Remote Outdoor Unit-Air-Source) | HH836E2S11 |  |  | CTM36B5CDS1 | Z9ES080B12SMPS1 | 33400 | 18 | 8.5 | 31200 | 25600 | 82.05% | 2 | 0 | 11 |  |  |  |  | R-454B | 2.7833 | Residential & Commercial | USHP | Ducted CEE Tier 1
215853359 | Central HP <5.4 tons | COLEMAN | HRCU-A-CB (Split System: Heat Pump with Remote Outdoor Unit-Air-Source) | HH836E2S11 |  |  | CTU36B5XDS1+TXV | Z9ES080B12SMPS1 | 33600 | 18 | 8.5 | 31400 | 25600 | 81.53% | 2 | 0 | 11 |  |  |  |  | R-454B | 2.8 | Residential & Commercial | USHP | Ducted CEE Tier 1
211242525 | Central HP <5.4 tons | KEEPRITE | HRCU-A-CB (Split System: Heat Pump with Remote Outdoor Unit-Air-Source) | DLCURAH24ABK |  |  | EA*4X36L21A* | *96VTN0802120A* | 23800 | 17 | 8.5 | 25800 | 23200 | 89.92% | 1.94 | 0 | 10 |  |  |  |  | R-410A | 1.9833 | Residential & Commercial | USHP | Ducted CEE Tier 1
211394941 | Central HP <5.4 tons | COLEMAN | HRCU-A-CB (Split System: Heat Pump with Remote Outdoor Unit-Air-Source) | HMH72B341 |  |  | XAUC48FXXN1+TXV | TM9V100C16MP12 | 33800 | 16.5 | 8.5 | 32400 | 23800 | 73.46% | 2.08 | 0 | 9.5 |  |  |  |  | R-410A | 2.8167 | Residential & Commercial | USHP
211394970 | Central HP <5.4 tons | COLEMAN | HRCU-A-CB (Split System: Heat Pump with Remote Outdoor Unit-Air-Source) | HMH72B341 |  |  | XAUC48FXXN1+TXV | TP9C100C16MP13 | 33800 | 16.5 | 8.5 | 32400 | 23800 | 73.46% | 2.08 | 0 | 9.5 |  |  |  |  | R-410A | 2.8167 | Residential & Commercial | USHP
211395902 | Central HP <5.4 tons | COLEMAN | HRCU-A-CB (Split System: Heat Pump with Remote Outdoor Unit-Air-Source) | HMH72B341 |  |  | XAUC48FXXN1+TXV | TP9C060B12MP13 | 33000 | 16.5 | 8.1 | 32400 | 24000 | 74.07% | 2.04 | 0 | 9 |  |  |  |  | R-410A | 2.75 | Residential & Commercial | USHP
212969983 | Central HP <5.4 tons | KEEPRITE | HRCU-A-CB (Split System: Heat Pump with Remote Outdoor Unit-Air-Source) | DLCURAH18ABK |  |  | EA*4X24L17A* | *80VSL0701716B* | 17300 | 16 | 8.5 | 18200 | 19400 | 106.6% | 2.34 | 0 | 10.5 |  |  |  |  | R-410A | 1.4417 | Residential & Commercial | USHP | Ducted CEE Tier 1
213372385 | Central HP <5.4 tons | RHEEM | HRCU-A-CB (Split System: Heat Pump with Remote Outdoor Unit-Air-Source) | RP18AZ36AJVC |  |  | RCFZ3621MEAAM | R951V0403A17UHU | 34200 | 19 | 8.5 | 34200 | 43000 | 125.7% | 2.2 | 0 | 12.5 |  |  |  |  | R-410A | 2.85 | Residential & Commercial | USHP | Ducted CEE Tier 1
210472841 | Central HP <5.4 tons | CARRIER | HRCU-A-CB (Split System: Heat Pump with Remote Outdoor Unit-Air-Source) | 25VNA825A*032* |  |  | CAP**4221AL*+UI | 58CU*A040C17**12 | 23800 | 17 | 8.1 | 21400 | 16600 | 77.57% | 1.96 | 0 | 11 |  |  |  |  | R-410A | 1.9833 | Residential & Commercial | USHP | Ducted CEE Tier 1
210472984 | Central HP <5.4 tons | CARRIER | HRCU-A-CB (Split System: Heat Pump with Remote Outdoor Unit-Air-Source) | 25VNA825A*032* |  |  | CAP**4224AL*+UI | 59CU5A080C21**20 | 23800 | 17 | 8.1 | 21400 | 16600 | 77.57% | 1.96 | 0 | 11 |  |  |  |  | R-410A | 1.9833 | Residential & Commercial | USHP | Ducted CEE Tier 1
210473050 | Central HP <5.4 tons | CARRIER | HRCU-A-CB (Split System: Heat Pump with Remote Outdoor Unit-Air-Source) | 25VNA825A*032* |  |  | CAP**4224AL*+UI | 59MN7B120C24**22 | 23800 | 16.5 | 8.1 | 21400 | 16700 | 78.04% | 1.96 | 0 | 11 |  |  |  |  | R-410A | 1.9833 | Residential & Commercial | USHP | Ducted CEE Tier 1
215682406 | Central HP <5.4 tons | AIRQUEST | HRCU-A-CB (Split System: Heat Pump with Remote Outdoor Unit-Air-Source) | H5H0V48*K*AAA* |  |  | EVD5X60M24A*+WALLCON | *97CTN0802120A* | 48000 | 19 | 9 | 50000 | 36600 | 73.2% | 2 | 0 | 10 |  |  |  |  | R-454B | 4 | Residential & Commercial | USHP | Ducted CEE Tier 1
211240549 | Central HP <5.4 tons | KEEPRITE | HRCU-A-CB (Split System: Heat Pump with Remote Outdoor Unit-Air-Source) | DLCURAH24ABK |  |  | EA*4X24L17A* | *80VTL0701716A* | 23800 | 16.5 | 8.5 | 26800 | 24000 | 89.55% | 2 | 0 | 10 |  |  |  |  | R-410A | 1.9833 | Residential & Commercial | USHP | Ducted CEE Tier 1
211240681 | Central HP <5.4 tons | KEEPRITE | HRCU-A-CB (Split System: Heat Pump with Remote Outdoor Unit-Air-Source) | DLCURAH24ABK |  |  | EA*4X24L17A* | *92ESN0601412A* | 23200 | 16.5 | 8.5 | 26400 | 25800 | 97.73% | 2.18 | 0 | 10 |  |  |  |  | R-410A | 1.9333 | Residential & Commercial | USHP | Ducted CEE Tier 1
211395229 | Central HP <5.4 tons | COLEMAN | HRCU-A-CB (Split System: Heat Pump with Remote Outdoor Unit-Air-Source) | HMH72B341 |  |  | XAFD48FBCN1 | TM9V080C16MP12 | 33400 | 16.5 | 8.5 | 32400 | 23600 | 72.84% | 2.06 | 0 | 9.5 |  |  |  |  | R-410A | 2.7833 | Residential & Commercial | USHP
211395761 | Central HP <5.4 tons | COLEMAN | HRCU-A-CB (Split System: Heat Pump with Remote Outdoor Unit-Air-Source) | HMH72B341 |  |  | XAHC48FBCN1 | TM9V060B12MP12 | 32400 | 16 | 8.1 | 32000 | 23400 | 73.12% | 2 | 0 | 9 |  |  |  |  | R-410A | 2.7 | Residential & Commercial | USHP
211395804 | Central HP <5.4 tons | COLEMAN | HRCU-A-CB (Split System: Heat Pump with Remote Outdoor Unit-Air-Source) | HMH72B341 |  |  | XAFC48FXXN1+TXV | TM9V060B12MP12 | 33000 | 16.5 | 8.1 | 32400 | 24000 | 74.07% | 2.04 | 0 | 9 |  |  |  |  | R-410A | 2.75 | Residential & Commercial | USHP
211396372 | Central HP <5.4 tons | COLEMAN | HRCU-A-CB (Split System: Heat Pump with Remote Outdoor Unit-Air-Source) | HMH72B341 |  |  | XAFC48FBCN1 | TM9E060B12MP12 | 33200 | 16.5 | 8.1 | 32600 | 24000 | 73.62% | 2.02 | 0 | 9 |  |  |  |  | R-410A | 2.7667 | Residential & Commercial | USHP
211222528 | Central HP <5.4 tons | KEEPRITE | HRCU-A-CB (Split System: Heat Pump with Remote Outdoor Unit-Air-Source) | DLCURAH30ABK |  |  | EA*4X37L21A* | *80ESU0401712A* | 31000 | 15.2 | 8.1 | 33400 | 26000 | 77.84% | 1.86 | 0 | 9 |  |  |  |  | R-410A | 2.5833 | Residential & Commercial | USHP
211222712 | Central HP <5.4 tons | KEEPRITE | HRCU-A-CB (Split System: Heat Pump with Remote Outdoor Unit-Air-Source) | DLCURAH30ABK |  |  | EA*4X37L21A* | *96VTN1002122A* | 30600 | 15.2 | 8.1 | 33000 | 26200 | 79.39% | 1.84 | 0 | 9 |  |  |  |  | R-410A | 2.55 | Residential & Commercial | USHP
211243384 | Central HP <5.4 tons | KEEPRITE | HRCU-A-CB (Split System: Heat Pump with Remote Outdoor Unit-Air-Source) | DLCURAH24ABK |  |  | EA*4X37L21A* | *80ESU0401712A* | 24600 | 17.5 | 8.5 | 25200 | 21000 | 83.33% | 1.78 | 0 | 10.5 |  |  |  |  | R-410A | 2.05 | Residential & Commercial | USHP | Ducted CEE Tier 1
211243170 | Central HP <5.4 tons | KEEPRITE | HRCU-A-CB (Split System: Heat Pump with Remote Outdoor Unit-Air-Source) | DLCURAH24ABK |  |  | EA*4X37L17A* | OMV098J12* | 24200 | 16.5 | 8.5 | 25400 | 21800 | 85.83% | 1.82 | 0 | 10 |  |  |  |  | R-410A | 2.0167 | Residential & Commercial | USHP | Ducted CEE Tier 1
211240919 | Central HP <5.4 tons | KEEPRITE | HRCU-A-CB (Split System: Heat Pump with Remote Outdoor Unit-Air-Source) | DLCURAH24ABK |  |  | EA*4X25L17A* | *80VSL0701716A* | 24400 | 17 | 8.5 | 25400 | 21400 | 84.25% | 1.8 | 0 | 10 |  |  |  |  | R-410A | 2.0333 | Residential & Commercial | USHP | Ducted CEE Tier 1
210720645 | Central HP <5.4 tons | CARRIER | HRCU-A-CB (Split System: Heat Pump with Remote Outdoor Unit-Air-Source) | 25VNA436A*031* |  |  | CAP**6024AL*+UI | 59CU5A100C21**22 | 34400 | 20 | 9 | 34400 | 25000 | 72.67% | 2.02 | 0 | 12.5 |  |  |  |  | R-410A | 2.8667 | Residential & Commercial | USHP | Ducted CEE Tier 1
214719921 | Central HP <5.4 tons | LUXAIRE | HRCU-A-CB (Split System: Heat Pump with Remote Outdoor Unit-Air-Source) | HH836E2S11 |  |  | CTU48C5XFS1+TXV | Z9ES080C20SMPS1 | 34200 | 18 | 9 | 32000 | 25600 | 80% | 2 | 0 | 11 |  |  |  |  | R-454B | 2.85 | Residential & Commercial | USHP | Ducted CEE Tier 1
210720679 | Central HP <5.4 tons | CARRIER | HRCU-A-CB (Split System: Heat Pump with Remote Outdoor Unit-Air-Source) | 25VNA436A*031* |  |  | CNPV*4824AL*+UI | 59CU5A080C21**20 | 33800 | 19.5 | 9 | 35000 | 26000 | 74.29% | 2.04 | 0 | 12.5 |  |  |  |  | R-410A | 2.8167 | Residential & Commercial | USHP | Ducted CEE Tier 1
214651082 | Central HP <5.4 tons | FRASER-JOHNSTON | HRCU-A-CB (Split System: Heat Pump with Remote Outdoor Unit-Air-Source) | HH860E2S11 |  |  | CTU60D5XHS1+TXV | TM8E130D20MP11 | 54000 | 19 | 8.5 | 55000 | 38500 | 70% | 2 | 0 | 11.7 |  |  |  |  | R-454B | 4.5 | Residential & Commercial | USHP | Ducted CEE Tier 1
215424275 | Central HP <5.4 tons | LUXAIRE | HRCU-A-CB (Split System: Heat Pump with Remote Outdoor Unit-Air-Source) | HH860E2S11 | ADP |  | H,YE36*60+TXV-BLEED | TM8V080C16MP12 | 43000 | 17 | 8.4 | 42000 | 32800 | 78.1% | 1.98 | 0 | 11.5 |  |  |  |  | R-454B | 3.5833 | Residential & Commercial | USHP | Ducted CEE Tier 1
215424284 | Central HP <5.4 tons | LUXAIRE | HRCU-A-CB (Split System: Heat Pump with Remote Outdoor Unit-Air-Source) | HH860E2S11 | ADP |  | H,YE48*60+TXV-BLEED | TM8Y080C16MP11 | 44000 | 18 | 8.5 | 42000 | 33000 | 78.57% | 2 | 0 | 11.7 |  |  |  |  | R-454B | 3.6667 | Residential & Commercial | USHP | Ducted CEE Tier 1
215424293 | Central HP <5.4 tons | LUXAIRE | HRCU-A-CB (Split System: Heat Pump with Remote Outdoor Unit-Air-Source) | HH860E2S11 | ADP |  | H,YE36*60+TXV-BLEED | TM9E080C20MP12 | 52000 | 18 | 8.3 | 53000 | 39500 | 74.53% | 1.96 | 0 | 10.5 |  |  |  |  | R-454B | 4.3333 | Residential & Commercial | USHP | Ducted CEE Tier 1
215424295 | Central HP <5.4 tons | LUXAIRE | HRCU-A-CB (Split System: Heat Pump with Remote Outdoor Unit-Air-Source) | HH860E2S11 | ADP |  | H,YE36*60+TXV-BLEED | TM9E100C16MP12 | 44000 | 17 | 8.4 | 44000 | 34000 | 77.27% | 1.98 | 0 | 10.5 |  |  |  |  | R-454B | 3.6667 | Residential & Commercial | USHP | Ducted CEE Tier 1
215424300 | Central HP <5.4 tons | LUXAIRE | HRCU-A-CB (Split System: Heat Pump with Remote Outdoor Unit-Air-Source) | HH860E2S11 | ADP |  | H,YE48*60+TXV-BLEED | TM9E120D20MP12 | 53000 | 18 | 8.5 | 52500 | 39000 | 74.29% | 2 | 0 | 11 |  |  |  |  | R-454B | 4.4167 | Residential & Commercial | USHP | Ducted CEE Tier 1
215424311 | Central HP <5.4 tons | LUXAIRE | HRCU-A-CB (Split System: Heat Pump with Remote Outdoor Unit-Air-Source) | HH860E2S11 | ADP |  | H,YE36*60+TXV-BLEED | TM9Y100C16MP11 | 43500 | 16 | 8.4 | 42500 | 33400 | 78.59% | 1.98 | 0 | 10.5 |  |  |  |  | R-454B | 3.625 | Residential & Commercial | USHP | Ducted CEE Tier 1
215424318 | Central HP <5.4 tons | LUXAIRE | HRCU-A-CB (Split System: Heat Pump with Remote Outdoor Unit-Air-Source) | HH860E2S11 | ADP |  | H,YE48*60+TXV-BLEED | Z8ES080C16SMPS1 | 44500 | 18 | 8.5 | 42500 | 33000 | 77.65% | 2 | 0 | 12 |  |  |  |  | R-454B | 3.7083 | Residential & Commercial | USHP | Ducted CEE Tier 1
211241105 | Central HP <5.4 tons | KEEPRITE | HRCU-A-CB (Split System: Heat Pump with Remote Outdoor Unit-Air-Source) | DLCURAH24ABK |  |  | EA*4X25L17A* | *80ES(N,L)0901714A* | 25200 | 17 | 8.5 | 25800 | 20800 | 80.62% | 1.76 | 0 | 10.5 |  |  |  |  | R-410A | 2.1 | Residential & Commercial | USHP | Ducted CEE Tier 1
211240789 | Central HP <5.4 tons | KEEPRITE | HRCU-A-CB (Split System: Heat Pump with Remote Outdoor Unit-Air-Source) | DLCURAH24ABK |  |  | EA*4X24L17A* | OLV098A12* | 23000 | 16 | 8.5 | 26400 | 26000 | 98.48% | 2.18 | 0 | 9.5 |  |  |  |  | R-410A | 1.9167 | Residential & Commercial | USHP
211396813 | Central HP <5.4 tons | COLEMAN | HRCU-A-CB (Split System: Heat Pump with Remote Outdoor Unit-Air-Source) | HMH72B341 |  |  | XAHC48FBCN1 | TM8Y080C16MP11 | 33600 | 17 | 8.1 | 32600 | 24000 | 73.62% | 2.04 | 0 | 9 |  |  |  |  | R-410A | 2.8 | Residential & Commercial | USHP
211397056 | Central HP <5.4 tons | COLEMAN | HRCU-A-CB (Split System: Heat Pump with Remote Outdoor Unit-Air-Source) | HMH72B341 |  |  | XAHC48FXXN1+TXV | TM8V100C20MP12 | 33800 | 16.5 | 8.5 | 32400 | 23800 | 73.46% | 2.06 | 0 | 9 |  |  |  |  | R-410A | 2.8167 | Residential & Commercial | USHP
215424720 | Central HP <5.4 tons | LUXAIRE | HRCU-A-CB (Split System: Heat Pump with Remote Outdoor Unit-Air-Source) | HH824E2S11 | ADP |  | H,YE7J*36+TXV-BLEED | TM9V040A10MP12 | 22400 | 16 | 8.8 | 21400 | 17100 | 79.91% | 1.96 | 0 | 10.5 |  |  |  |  | R-454B | 1.8667 | Residential & Commercial | USHP | Ducted CEE Tier 1
215424729 | Central HP <5.4 tons | LUXAIRE | HRCU-A-CB (Split System: Heat Pump with Remote Outdoor Unit-Air-Source) | HH824E2S11 | ADP |  | H,YE7J*36+TXV-BLEED | Z8ET060A12LMPS1 | 22400 | 18 | 8.8 | 21400 | 17300 | 80.84% | 1.96 | 0 | 11.5 |  |  |  |  | R-454B | 1.8667 | Residential & Commercial | USHP | Ducted CEE Tier 1
215424320 | Central HP <5.4 tons | LUXAIRE | HRCU-A-CB (Split System: Heat Pump with Remote Outdoor Unit-Air-Source) | HH860E2S11 | ADP |  | H,YE48*60+TXV-BLEED | Z8ES080C20SMPS1 | 44000 | 18 | 8.5 | 42500 | 33000 | 77.65% | 2 | 0 | 12 |  |  |  |  | R-454B | 3.6667 | Residential & Commercial | USHP | Ducted CEE Tier 1
215424329 | Central HP <5.4 tons | LUXAIRE | HRCU-A-CB (Split System: Heat Pump with Remote Outdoor Unit-Air-Source) | HH860E2S11 | ADP |  | H,YE36*60+TXV-BLEED | Z8ES130D20SMPS1 | 52500 | 18 | 8.3 | 52500 | 39000 | 74.29% | 1.96 | 0 | 11 |  |  |  |  | R-454B | 4.375 | Residential & Commercial | USHP | Ducted CEE Tier 1
210473300 | Central HP <5.4 tons | KEEPRITE | HRCU-A-CB (Split System: Heat Pump with Remote Outdoor Unit-Air-Source) | CVH825GKA3* |  |  | EA*4X48L21A*+WALLCON | *80CSU0401712A* | 24200 | 17 | 8.1 | 21000 | 16500 | 78.57% | 2.02 | 0 | 11 |  |  |  |  | R-410A | 2.0167 | Residential & Commercial | USHP | Ducted CEE Tier 1
210471155 | Central HP <5.4 tons | CARRIER | HRCU-A-CB (Split System: Heat Pump with Remote Outdoor Unit-Air-Source) | 25VNA837A*031* |  |  | CSPH*6012AL*+UI | 58CU*A100C21**20 | 32800 | 16.5 | 8.1 | 32200 | 24800 | 77.02% | 1.98 | 0 | 11 |  |  |  |  | R-410A | 2.7333 | Residential & Commercial | USHP | Ducted CEE Tier 1
208699666 | Central HP <5.4 tons | CARRIER | HRCU-A-CB (Split System: Heat Pump with Remote Outdoor Unit-Air-Source) | 25VNA436A*031* | ADP |  | H,PG34936 | 58TN*A090C17**16 | 33200 | 20 | 9 | 33200 | 25200 | 75.9% | 2.04 | 12.5 | 12 |  |  |  |  | R-410A | 2.7667 | Residential & Commercial | USHP | Ducted CEE Tier 1
210597532 | Central HP <5.4 tons | KEEPRITE | HRCU-A-CB (Split System: Heat Pump with Remote Outdoor Unit-Air-Source) | CVH837GKA** |  |  | EHD4X60AAL+WALLCON | *96CTN0801714A* | 32800 | 16.5 | 8.1 | 32600 | 25200 | 77.3% | 1.98 | 0 | 11 |  |  |  |  | R-410A | 2.7333 | Residential & Commercial | USHP | Ducted CEE Tier 1
210597598 | Central HP <5.4 tons | KEEPRITE | HRCU-A-CB (Split System: Heat Pump with Remote Outdoor Unit-Air-Source) | CVH837GKA** |  |  | EN(A,D,W)4X48L21**+WALLCON | *80CSU0401712A* | 32400 | 17.5 | 8.1 | 33000 | 24800 | 75.15% | 1.94 | 0 | 11.7 |  |  |  |  | R-410A | 2.7 | Residential & Commercial | USHP | Ducted CEE Tier 1
214849359 | Central HP <5.4 tons | RHEEM | HRCU-A-CB (Split System: Heat Pump with Remote Outdoor Unit-Air-Source) | RD17AZ24AJ3N | ADP |  | H,RE31(1,2)30+TXV | R802V0754A17UHS | 21200 | 17 | 9.45 | 21000 | 16400 | 78.1% | 2.1 | 0 | 10.5 |  |  |  |  | R-410A | 1.7667 | Residential & Commercial | USHP | Ducted CEE Tier 1
214849361 | Central HP <5.4 tons | RHEEM | HRCU-A-CB (Split System: Heat Pump with Remote Outdoor Unit-Air-Source) | RD17AZ24AJ3N | ADP |  | H,RE32(1,2)36+TXV | R802V0754A17UHS | 21400 | 17 | 9.5 | 21000 | 16400 | 78.1% | 2.1 | 0 | 10.5 |  |  |  |  | R-410A | 1.7833 | Residential & Commercial | USHP | Ducted CEE Tier 1
214849370 | Central HP <5.4 tons | RHEEM | HRCU-A-CB (Split System: Heat Pump with Remote Outdoor Unit-Air-Source) | RD17AZ24AJ3N | ADP |  | H,RE7J936 | R802V1004A17UHS | 21600 | 16 | 9.5 | 21000 | 16400 | 78.1% | 2.1 | 0 | 10.5 |  |  |  |  | R-410A | 1.8 | Residential & Commercial | USHP | Ducted CEE Tier 1
214810351 | Central HP <5.4 tons | RHEEM | HRCU-A-CB (Split System: Heat Pump with Remote Outdoor Unit-Air-Source) | RD17AZ36AJ3N | ADP |  | H,RE9J936 | R921V0603A17M4S | 32200 | 17 | 8.1 | 32600 | 29400 | 90.18% | 1.9 | 0 | 9.5 |  |  |  |  | R-410A | 2.6833 | Residential & Commercial | USHP
213362758 | Central HP <5.4 tons | COLEMAN | HRCU-A-CB (Split System: Heat Pump with Remote Outdoor Unit-Air-Source) | HMH72B341 | ADP |  | H,YG9J936 | TM9E080B12MP12 | 34000 | 17 | 8.1 | 32200 | 23600 | 73.29% | 2.06 | 0 | 10 |  |  |  |  | R-410A | 2.8333 | Residential & Commercial | USHP | Ducted CEE Tier 1
214849337 | Central HP <5.4 tons | RHEEM | HRCU-A-CB (Split System: Heat Pump with Remote Outdoor Unit-Air-Source) | RD17AZ24AJ3N | ADP |  | H,RE32(1,2)36+TXV | R801V0754A17UHS | 21400 | 17 | 9.5 | 21000 | 16400 | 78.1% | 2.1 | 0 | 10.5 |  |  |  |  | R-410A | 1.7833 | Residential & Commercial | USHP | Ducted CEE Tier 1
212384460 | Central HP <5.4 tons | KEEPRITE | HRCU-A-CB (Split System: Heat Pump with Remote Outdoor Unit-Air-Source) | DLCURAH36ABK |  |  | EN(A,D,W)4X42L21** | *95ESN1002122A* | 36600 | 15.2 | 8.1 | 40000 | 35200 | 88% | 1.92 | 0 | 10 |  |  |  |  | R-410A | 3.05 | Residential & Commercial | USHP | Ducted CEE Tier 1
214719693 | Central HP <5.4 tons | LUXAIRE | HRCU-A-CB (Split System: Heat Pump with Remote Outdoor Unit-Air-Source) | HH836E2S11 |  |  | CTU36B5XDS1+TXV | TM9Y080B12MP11 | 33400 | 18 | 8.5 | 31400 | 25600 | 81.53% | 2 | 0 | 11 |  |  |  |  | R-454B | 2.7833 | Residential & Commercial | USHP | Ducted CEE Tier 1
214719911 | Central HP <5.4 tons | LUXAIRE | HRCU-A-CB (Split System: Heat Pump with Remote Outdoor Unit-Air-Source) | HH836E2S11 |  |  | CTU48C5XFS1+TXV | TM8Y120C20MP11 | 34400 | 19 | 9 | 32600 | 25800 | 79.14% | 2 | 0 | 11 |  |  |  |  | R-454B | 2.8667 | Residential & Commercial | USHP | Ducted CEE Tier 1
212608492 | Central HP <5.4 tons | DAY & NIGHT | HRCU-A-CB (Split System: Heat Pump with Remote Outdoor Unit-Air-Source) | DLCURAH18ABK | ADP |  | F,PE*G33925 | 0 | 17800 | 17 | 9 | 17100 | 19400 | 113.5% | 2.4 | 0 | 11 |  |  |  |  | R-410A | 1.4833 | Residential & Commercial | USHP | Ducted CEE Tier 1
215853363 | Central HP <5.4 tons | COLEMAN | HRCU-A-CB (Split System: Heat Pump with Remote Outdoor Unit-Air-Source) | HH836E2S11 |  |  | CTU36B5XDS1+TXV | Z9ES060B12SMPS1 | 33200 | 17 | 8.5 | 31000 | 25400 | 81.94% | 2 | 0 | 11 |  |  |  |  | R-454B | 2.7667 | Residential & Commercial | USHP | Ducted CEE Tier 1
215678346 | Central HP <5.4 tons | AIRQUEST | HRCU-A-CB (Split System: Heat Pump with Remote Outdoor Unit-Air-Source) | H5H0V24*K*AAA* |  |  | EA*5X37M17A*+WALLCON | *80CSU0401712B* | 23800 | 17 | 9 | 23400 | 16400 | 70.09% | 2 | 0 | 10 |  |  |  |  | R-454B | 1.9833 | Residential & Commercial | USHP | Ducted CEE Tier 1
215678426 | Central HP <5.4 tons | AIRQUEST | HRCU-A-CB (Split System: Heat Pump with Remote Outdoor Unit-Air-Source) | H5H0V24*K*AAA* |  |  | EA*5X37M21A*+WALLCON | *97CTN1002122A* | 24000 | 17.5 | 9 | 23200 | 16300 | 70.26% | 2.02 | 0 | 10.5 |  |  |  |  | R-454B | 2 | Residential & Commercial | USHP | Ducted CEE Tier 1
215424249 | Central HP <5.4 tons | LUXAIRE | HRCU-A-CB (Split System: Heat Pump with Remote Outdoor Unit-Air-Source) | HH836E2S11 | ADP |  | H,YE9J*36+TXV-BLEED | Z8ET080B12LMPS1 | 32800 | 18 | 8.5 | 28400 | 24400 | 85.92% | 2 | 0 | 11.7 |  |  |  |  | R-454B | 2.7333 | Residential & Commercial | USHP | Ducted CEE Tier 1
215424248 | Central HP <5.4 tons | LUXAIRE | HRCU-A-CB (Split System: Heat Pump with Remote Outdoor Unit-Air-Source) | HH836E2S11 | ADP |  | H,YE9J*36+TXV-BLEED | Z8ES120C20SMPS1 | 34000 | 18 | 8.5 | 30000 | 25000 | 83.33% | 2 | 0 | 11 |  |  |  |  | R-454B | 2.8333 | Residential & Commercial | USHP | Ducted CEE Tier 1
213355911 | Central HP <5.4 tons | COLEMAN | HRCU-A-CB (Split System: Heat Pump with Remote Outdoor Unit-Air-Source) | HMH72B341 | ADP |  | H,YG81936+AEFE3A* | 0 | 34000 | 18 | 8.7 | 31600 | 22800 | 72.15% | 2.1 | 0 | 10.5 |  |  |  |  | R-410A | 2.8333 | Residential & Commercial | USHP | Ducted CEE Tier 1
212520373 | Central HP <5.4 tons | CARRIER | HRCU-A-CB (Split System: Heat Pump with Remote Outdoor Unit-Air-Source) | 38MURAQ30AB3* | ADP |  | H,PG32936 | 58SU*A040E17**12 | 29600 | 15.2 | 8.1 | 32600 | 26600 | 81.6% | 1.8 | 0 | 8.5 |  |  |  |  | R-410A | 2.4667 | Residential & Commercial | USHP
214810397 | Central HP <5.4 tons | RHEEM | HRCU-A-CB (Split System: Heat Pump with Remote Outdoor Unit-Air-Source) | RD17AZ24AJ3N | ADP |  | H,RE7J924 | R951V0603A17M4S | 21600 | 17 | 8.1 | 21000 | 16600 | 79.05% | 2 | 0 | 9.5 |  |  |  |  | R-410A | 1.8 | Residential & Commercial | USHP
215683106 | Central HP <5.4 tons | AIRQUEST | HRCU-A-CB (Split System: Heat Pump with Remote Outdoor Unit-Air-Source) | H5H0V60*K*AAA* |  |  | EVD5X60M24A*+WALLCON | *97CTN1202422A* | 56500 | 18.5 | 9 | 63000 | 44500 | 70.63% | 2.1 | 0 | 9 |  |  |  |  | R-454B | 4.7083 | Residential & Commercial | USHP
212509281 | Central HP <5.4 tons | PAYNE HEATING AND COOLING | HRCU-A-CB (Split System: Heat Pump with Remote Outdoor Unit-Air-Source) | 38MURAQ24AB3* | ADP |  | H,PG81936 | PG96VTAA30040A** | 23400 | 16 | 8.5 | 24000 | 23400 | 97.5% | 1.96 | 0 | 10 |  |  |  |  | R-410A | 1.95 | Residential & Commercial | USHP | Ducted CEE Tier 1
215289581 | Central HP <5.4 tons | AIRQUEST | HRCU-A-CB (Split System: Heat Pump with Remote Outdoor Unit-Air-Source) | DLCURAH18ABK | ADP |  | H,GE34936 | *92MSN0401712A* | 17200 | 15.2 | 8.1 | 16700 | 18900 | 113.2% | 2.3 | 0 | 10.5 |  |  |  |  | R-410A | 1.4333 | Residential & Commercial | USHP | Ducted CEE Tier 1
214849402 | Central HP <5.4 tons | RHEEM | HRCU-A-CB (Split System: Heat Pump with Remote Outdoor Unit-Air-Source) | RD17AZ36AJ3N | ADP |  | H,RE9J936 | R801V0754A17UHS | 32200 | 17 | 8.1 | 32600 | 29000 | 88.96% | 2 | 0 | 9.5 |  |  |  |  | R-410A | 2.6833 | Residential & Commercial | USHP
214849409 | Central HP <5.4 tons | RHEEM | HRCU-A-CB (Split System: Heat Pump with Remote Outdoor Unit-Air-Source) | RD17AZ36AJ3N | ADP |  | H,RE9J(1,2)36+TXV | R801V0755A21DZ | 32200 | 16 | 8.1 | 32600 | 29000 | 88.96% | 2 | 0 | 11 |  |  |  |  | R-410A | 2.6833 | Residential & Commercial | USHP | Ducted CEE Tier 1
215295487 | Central HP <5.4 tons | AIRQUEST | HRCU-A-CB (Split System: Heat Pump with Remote Outdoor Unit-Air-Source) | DLCURAH36ABK | ADP |  | H,GE9J936 | *96VTN0802120A* | 35000 | 16 | 8.1 | 36800 | 34600 | 94.02% | 1.86 | 0 | 9.5 |  |  |  |  | R-410A | 2.9167 | Residential & Commercial | USHP
212520383 | Central HP <5.4 tons | CARRIER | HRCU-A-CB (Split System: Heat Pump with Remote Outdoor Unit-Air-Source) | 38MURAQ30AB3* | ADP |  | H,PG9J936 | 58SU*A080E21**20 | 29800 | 15.2 | 8.1 | 32200 | 26800 | 83.23% | 1.78 | 0 | 9 |  |  |  |  | R-410A | 2.4833 | Residential & Commercial | USHP
214849360 | Central HP <5.4 tons | RHEEM | HRCU-A-CB (Split System: Heat Pump with Remote Outdoor Unit-Air-Source) | RD17AZ24AJ3N | ADP |  | H,RE31930 | R802V0754A17UHS | 21200 | 17 | 9.45 | 21000 | 16400 | 78.1% | 2.1 | 0 | 10.5 |  |  |  |  | R-410A | 1.7667 | Residential & Commercial | USHP | Ducted CEE Tier 1
215853362 | Central HP <5.4 tons | COLEMAN | HRCU-A-CB (Split System: Heat Pump with Remote Outdoor Unit-Air-Source) | HH836E2S11 |  |  | CTF36C5CDS1 | Z9ES080C16SMPS1 | 33400 | 18 | 8.5 | 30600 | 25000 | 81.7% | 2 | 0 | 11.7 |  |  |  |  | R-454B | 2.7833 | Residential & Commercial | USHP | Ducted CEE Tier 1
213362784 | Central HP <5.4 tons | COLEMAN | HRCU-A-CB (Split System: Heat Pump with Remote Outdoor Unit-Air-Source) | HMH72B341 | ADP |  | H,YG9J936 | TPLC080B12MP13 | 32400 | 17 | 8.1 | 32400 | 23400 | 72.22% | 2 | 0 | 9.5 |  |  |  |  | R-410A | 2.7 | Residential & Commercial | USHP
212552616 | Central HP <5.4 tons | DAY & NIGHT | HRCU-A-CB (Split System: Heat Pump with Remote Outdoor Unit-Air-Source) | CVH848GKA** | ADP |  | FG84948 | *80CTL0902120A* | 46000 | 17 | 8.5 | 44000 | 34600 | 78.64% | 2 | 0 | 10 |  |  |  |  | R-410A | 3.8333 | Residential & Commercial | USHP | Ducted CEE Tier 1
214720012 | Central HP <5.4 tons | LUXAIRE | HRCU-A-CB (Split System: Heat Pump with Remote Outdoor Unit-Air-Source) | HH836E2S11 |  |  | CTU48C5XFS1+TXV | Z9ES100C16SMPS1 | 35000 | 18 | 9 | 32600 | 25800 | 79.14% | 2 | 0 | 11 |  |  |  |  | R-454B | 2.9167 | Residential & Commercial | USHP | Ducted CEE Tier 1
214720007 | Central HP <5.4 tons | LUXAIRE | HRCU-A-CB (Split System: Heat Pump with Remote Outdoor Unit-Air-Source) | HH836E2S11 |  |  | CTU48C5XFS1+TXV | TMLE080C20MP11 | 34600 | 17 | 8.5 | 32800 | 25800 | 78.66% | 2 | 0 | 11 |  |  |  |  | R-454B | 2.8833 | Residential & Commercial | USHP | Ducted CEE Tier 1
214719678 | Central HP <5.4 tons | LUXAIRE | HRCU-A-CB (Split System: Heat Pump with Remote Outdoor Unit-Air-Source) | HH836E2S11 |  |  | CTU36B5XDS1+TXV | TM8Y080B12MP11 | 33400 | 18 | 8.5 | 31200 | 25600 | 82.05% | 2 | 0 | 11 |  |  |  |  | R-454B | 2.7833 | Residential & Commercial | USHP | Ducted CEE Tier 1
212407355 | Central HP <5.4 tons | BRYANT HEATING AND COOLING SYSTEMS | HRCU-A-CB (Split System: Heat Pump with Remote Outdoor Unit-Air-Source) | 284ANV036*0**B* | ADP |  | C36A***C169 | 88*TA36070C14*** | 33400 | 19 | 9 | 33800 | 25800 | 76.33% | 2 | 0 | 12 |  |  |  |  | R-410A | 2.7833 | Residential & Commercial | USHP | Ducted CEE Tier 1
212407356 | Central HP <5.4 tons | BRYANT HEATING AND COOLING SYSTEMS | HRCU-A-CB (Split System: Heat Pump with Remote Outdoor Unit-Air-Source) | 284ANV036*0**B* | ADP |  | C36A***L749 | 88*TA36070C14*** | 33400 | 19 | 9 | 33800 | 25800 | 76.33% | 2 | 0 | 12 |  |  |  |  | R-410A | 2.7833 | Residential & Commercial | USHP | Ducted CEE Tier 1
214719977 | Central HP <5.4 tons | LUXAIRE | HRCU-A-CB (Split System: Heat Pump with Remote Outdoor Unit-Air-Source) | HH860E2S11 |  |  | CTU60C5XGS1+TXV | TM9E100C16MP12 | 44500 | 18 | 9 | 46000 | 34400 | 74.78% | 2 | 0 | 11 |  |  |  |  | R-454B | 3.7083 | Residential & Commercial | USHP | Ducted CEE Tier 1
214720110 | Central HP <5.4 tons | LUXAIRE | HRCU-A-CB (Split System: Heat Pump with Remote Outdoor Unit-Air-Source) | HH860E2S11 |  |  | CTU60C5XGS1+TXV | TM8E100C20MP11 | 44500 | 17 | 9 | 45000 | 33800 | 75.11% | 2 | 0 | 11.7 |  |  |  |  | R-454B | 3.7083 | Residential & Commercial | USHP | Ducted CEE Tier 1
215424205 | Central HP <5.4 tons | LUXAIRE | HRCU-A-CB (Split System: Heat Pump with Remote Outdoor Unit-Air-Source) | HH836E2S11 | ADP |  | H,YE9J*36+TXV-BLEED | LP9C080B12MP13 | 33000 | 17 | 8.5 | 29200 | 24800 | 84.93% | 2 | 0 | 11 |  |  |  |  | R-454B | 2.75 | Residential & Commercial | USHP | Ducted CEE Tier 1
215424223 | Central HP <5.4 tons | LUXAIRE | HRCU-A-CB (Split System: Heat Pump with Remote Outdoor Unit-Air-Source) | HH836E2S11 | ADP |  | H,YE9J*36+TXV-BLEED | TM8Y100C20MP11 | 33800 | 18 | 8.5 | 30600 | 25400 | 83.01% | 2 | 0 | 10.5 |  |  |  |  | R-454B | 2.8167 | Residential & Commercial | USHP | Ducted CEE Tier 1
213160948 | Central HP <5.4 tons | DAY & NIGHT | HRCU-A-CB (Split System: Heat Pump with Remote Outdoor Unit-Air-Source) | DLCURAH36ABK | ADP |  | V,G36H***P449+AEFE3A* | 0 | 36000 | 16 | 8.1 | 38000 | 35000 | 92.11% | 1.82 | 0 | 10 |  |  |  |  | R-410A | 3 | Residential & Commercial | USHP | Ducted CEE Tier 1
213311151 | Central HP <5.4 tons | PAYNE HEATING AND COOLING | HRCU-A-CB (Split System: Heat Pump with Remote Outdoor Unit-Air-Source) | 38MURAQ24AB3* | ADP |  | V36H***P219+CBPE3A* | 0 | 24000 | 18 | 8.9 | 25000 | 22600 | 90.4% | 1.9 | 0 | 10.5 |  |  |  |  | R-410A | 2 | Residential & Commercial | USHP | Ducted CEE Tier 1
216790844 | Central HP <5.4 tons | RHEEM | HRCU-A-CB (Split System: Heat Pump with Remote Outdoor Unit-Air-Source) | RD17AZ24AJ3N | ADP |  | H,RG8J936 | R962V0403A17M4S | 22000 | 16 | 9.5 | 21000 | 16500 | 78.57% | 2 | 0 | 11 |  |  |  |  | R-410A | 1.8333 | Residential & Commercial | USHP | Ducted CEE Tier 1
211240669 | Central HP <5.4 tons | KEEPRITE | HRCU-A-CB (Split System: Heat Pump with Remote Outdoor Unit-Air-Source) | DLCURAH24ABK |  |  | EA*4X24L17A* | *80ES(N,L)0901714A* | 24200 | 16.5 | 8.5 | 27000 | 23400 | 86.67% | 1.94 | 0 | 10 |  |  |  |  | R-410A | 2.0167 | Residential & Commercial | USHP | Ducted CEE Tier 1
213356183 | Central HP <5.4 tons | COLEMAN | HRCU-A-CB (Split System: Heat Pump with Remote Outdoor Unit-Air-Source) | HMH72B341 | ADP |  | A36VDA+TXV+AEFE4B* | 0 | 34000 | 18 | 8.7 | 31600 | 22800 | 72.15% | 2.1 | 0 | 10.5 |  |  |  |  | R-410A | 2.8333 | Residential & Commercial | USHP | Ducted CEE Tier 1
213356185 | Central HP <5.4 tons | COLEMAN | HRCU-A-CB (Split System: Heat Pump with Remote Outdoor Unit-Air-Source) | HMH72B341 | ADP |  | H,YG81936+AEFE4B* | 0 | 34000 | 18 | 8.7 | 31600 | 22800 | 72.15% | 2.1 | 0 | 10.5 |  |  |  |  | R-410A | 2.8333 | Residential & Commercial | USHP | Ducted CEE Tier 1
213362803 | Central HP <5.4 tons | COLEMAN | HRCU-A-CB (Split System: Heat Pump with Remote Outdoor Unit-Air-Source) | HMH72B341 | ADP |  | H,YG81936 | Z9ET040A10SMPS1 | 34000 | 18 | 8.1 | 31800 | 23400 | 73.58% | 2.04 | 0 | 9.5 |  |  |  |  | R-410A | 2.8333 | Residential & Commercial | USHP
213885998 | Central HP <5.4 tons | AC PRO.com | HRCU-A-CB (Split System: Heat Pump with Remote Outdoor Unit-Air-Source) | AUD36W/A1-D(U) | ADP |  | PL36H175P149+AEFE4B* | 0 | 33200 | 15.5 | 8.9 | 33400 | 27600 | 82.63% | 1.78 | 0 | 9.8 |  |  |  |  | R-410A | 2.7667 | Residential & Commercial | USHP
210597003 | Central HP <5.4 tons | KEEPRITE | HRCU-A-CB (Split System: Heat Pump with Remote Outdoor Unit-Air-Source) | CVH825GKA2* |  |  | EN(A,D)4X48L24**+WALLCON | *80CSU1002120A* | 24000 | 16.5 | 8.1 | 21400 | 16600 | 77.57% | 2 | 0 | 11 |  |  |  |  | R-410A | 2 | Residential & Commercial | USHP | Ducted CEE Tier 1
210597120 | Central HP <5.4 tons | KEEPRITE | HRCU-A-CB (Split System: Heat Pump with Remote Outdoor Unit-Air-Source) | CVH825GKA2* |  |  | EN(A,D,W)4X48L21**+WALLCON | *97CMN0801714A* | 24000 | 16.5 | 8.1 | 21400 | 16700 | 78.04% | 2 | 0 | 11 |  |  |  |  | R-410A | 2 | Residential & Commercial | USHP | Ducted CEE Tier 1
211206940 | Central HP <5.4 tons | FRASER-JOHNSTON | HRCU-A-CB (Split System: Heat Pump with Remote Outdoor Unit-Air-Source) | HL20B4821 |  |  | XAMC48HE3N1+CC | TM9V080C16MP12 | 43500 | 18 | 8.5 | 45500 | 36800 | 80.88% | 2.14 | 0 | 11 |  |  |  |  | R-410A | 3.625 | Residential & Commercial | USHP | Ducted CEE Tier 1
211206957 | Central HP <5.4 tons | FRASER-JOHNSTON | HRCU-A-CB (Split System: Heat Pump with Remote Outdoor Unit-Air-Source) | HL20B4821 |  |  | XAMC48HE3N1+CC | TM8V100C20MP12 | 43500 | 19 | 9 | 44500 | 36200 | 81.35% | 2.14 | 0 | 12 |  |  |  |  | R-410A | 3.625 | Residential & Commercial | USHP | Ducted CEE Tier 1
215291867 | Central HP <5.4 tons | AIRQUEST | HRCU-A-CB (Split System: Heat Pump with Remote Outdoor Unit-Air-Source) | DLCURAH24ABK | ADP |  | HG32936 | *92MSN0401712A* | 23000 | 16 | 8.5 | 24800 | 23600 | 95.16% | 1.96 | 0 | 9.5 |  |  |  |  | R-410A | 1.9167 | Residential & Commercial | USHP
211240261 | Central HP <5.4 tons | KEEPRITE | HRCU-A-CB (Split System: Heat Pump with Remote Outdoor Unit-Air-Source) | DLCURAH24ABK |  |  | EA*4X24L14A* | *80VTL0451412A* | 23800 | 16.5 | 8.5 | 26800 | 24000 | 89.55% | 1.98 | 0 | 10 |  |  |  |  | R-410A | 1.9833 | Residential & Commercial | USHP | Ducted CEE Tier 1
213160932 | Central HP <5.4 tons | DAY & NIGHT | HRCU-A-CB (Split System: Heat Pump with Remote Outdoor Unit-Air-Source) | DLCURAH24ABK | ADP |  | PL36H175P069+AEFE4B* | 0 | 24200 | 18 | 8.75 | 25000 | 22600 | 90.4% | 1.88 | 0 | 10.5 |  |  |  |  | R-410A | 2.0167 | Residential & Commercial | USHP | Ducted CEE Tier 1
211244139 | Central HP <5.4 tons | DAY & NIGHT | HRCU-A-CB (Split System: Heat Pump with Remote Outdoor Unit-Air-Source) | DLCURAH24ABK |  |  | EN(A,D)4X24L17** | *80ES(N,L)0901714A* | 24000 | 16 | 8.5 | 27000 | 23000 | 85.19% | 1.9 | 0 | 10 |  |  |  |  | R-410A | 2 | Residential & Commercial | USHP | Ducted CEE Tier 1
211244339 | Central HP <5.4 tons | DAY & NIGHT | HRCU-A-CB (Split System: Heat Pump with Remote Outdoor Unit-Air-Source) | DLCURAH24ABK |  |  | EN(A,D)4X30L14** | *96VTN0401410A* | 23600 | 15.5 | 8.1 | 26200 | 23600 | 90.08% | 1.92 | 0 | 10 |  |  |  |  | R-410A | 1.9667 | Residential & Commercial | USHP | Ducted CEE Tier 1
212520380 | Central HP <5.4 tons | CARRIER | HRCU-A-CB (Split System: Heat Pump with Remote Outdoor Unit-Air-Source) | 38MURAQ30AB3* | ADP |  | H,PG24936 | 58SU*A080E21**20 | 28800 | 15.2 | 8.1 | 32200 | 27200 | 84.47% | 1.76 | 0 | 8.5 |  |  |  |  | R-410A | 2.4 | Residential & Commercial | USHP
212520382 | Central HP <5.4 tons | CARRIER | HRCU-A-CB (Split System: Heat Pump with Remote Outdoor Unit-Air-Source) | 38MURAQ30AB3* | ADP |  | H,PG34936 | 58SU*A080E21**20 | 29600 | 15.2 | 8.1 | 32200 | 26800 | 83.23% | 1.78 | 0 | 9 |  |  |  |  | R-410A | 2.4667 | Residential & Commercial | USHP
215682866 | Central HP <5.4 tons | AIRQUEST | HRCU-A-CB (Split System: Heat Pump with Remote Outdoor Unit-Air-Source) | H5H0V60*K*AAA* |  |  | EVM5X60M24A*+WALLCON | *96CTN0802120B* | 56500 | 18 | 9 | 63500 | 44500 | 70.08% | 2.08 | 0 | 9 |  |  |  |  | R-454B | 4.7083 | Residential & Commercial | USHP
212520334 | Central HP <5.4 tons | CARRIER | HRCU-A-CB (Split System: Heat Pump with Remote Outdoor Unit-Air-Source) | 38MURAQ30AB3* | ADP |  | H,PG34936 | 58S(B,C)*A110E24**20 | 29800 | 15.2 | 8.1 | 32200 | 26800 | 83.23% | 1.8 | 0 | 9 |  |  |  |  | R-410A | 2.4833 | Residential & Commercial | USHP
215853357 | Central HP <5.4 tons | COLEMAN | HRCU-A-CB (Split System: Heat Pump with Remote Outdoor Unit-Air-Source) | HH836E2S11 |  |  | CTM36C5CDS1+JMVT16CC2N1 | 0 | 34400 | 19 | 9 | 31600 | 25800 | 81.65% | 2 | 0 | 11.7 |  |  |  |  | R-454B | 2.8667 | Residential & Commercial | USHP | Ducted CEE Tier 1
214719966 | Central HP <5.4 tons | LUXAIRE | HRCU-A-CB (Split System: Heat Pump with Remote Outdoor Unit-Air-Source) | HH836E2S11 |  |  | CTU48C5XFS1+TXV | LP9C100C16MP13 | 33200 | 18 | 9 | 31200 | 25200 | 80.77% | 2 | 0 | 11 |  |  |  |  | R-454B | 2.7667 | Residential & Commercial | USHP | Ducted CEE Tier 1
212609382 | Central HP <5.4 tons | RHEEM | HRCU-A-CB (Split System: Heat Pump with Remote Outdoor Unit-Air-Source) | RP18AZ48AJVC |  |  | RCFZ6021SEAAM | R802V1004A17UHS | 44500 | 19 | 8.1 | 43500 | 45000 | 103.4% | 2 | 0 | 10 |  |  |  |  | R-410A | 3.7083 | Residential & Commercial | USHP | Ducted CEE Tier 1
214810355 | Central HP <5.4 tons | RHEEM | HRCU-A-CB (Split System: Heat Pump with Remote Outdoor Unit-Air-Source) | RD17AZ36AJ3N | ADP |  | H,RE9J936 | R921V1005A21M4S | 32200 | 16 | 8.1 | 32600 | 29200 | 89.57% | 1.9 | 0 | 9.5 |  |  |  |  | R-410A | 2.6833 | Residential & Commercial | USHP
214810373 | Central HP <5.4 tons | RHEEM | HRCU-A-CB (Split System: Heat Pump with Remote Outdoor Unit-Air-Source) | RD17AZ36AJ3N | ADP |  | H,RE9J936 | R98MV0603A17UPS | 32200 | 17 | 8.1 | 32600 | 29400 | 90.18% | 1.9 | 0 | 9.5 |  |  |  |  | R-410A | 2.6833 | Residential & Commercial | USHP
215681846 | Central HP <5.4 tons | AIRQUEST | HRCU-A-CB (Split System: Heat Pump with Remote Outdoor Unit-Air-Source) | H5H0V48*K*AAA* |  |  | EVM5X49M21A*+WALLCON | *80CSU0802120B* | 48500 | 19 | 9 | 50000 | 36400 | 72.8% | 2.12 | 0 | 10 |  |  |  |  | R-454B | 4.0417 | Residential & Commercial | USHP | Ducted CEE Tier 1
215681896 | Central HP <5.4 tons | AIRQUEST | HRCU-A-CB (Split System: Heat Pump with Remote Outdoor Unit-Air-Source) | H5H0V48*K*AAA* |  |  | EVM5X60M21A*+WALLCON | *96CTN0802120B* | 48000 | 19 | 9 | 50000 | 36800 | 73.6% | 2 | 0 | 10 |  |  |  |  | R-454B | 4 | Residential & Commercial | USHP | Ducted CEE Tier 1
214810357 | Central HP <5.4 tons | RHEEM | HRCU-A-CB (Split System: Heat Pump with Remote Outdoor Unit-Air-Source) | RD17AZ36AJ3N | ADP |  | H,RE9J936 | R951V0403A17UHU | 32200 | 17 | 8.1 | 32600 | 29400 | 90.18% | 1.9 | 0 | 9.5 |  |  |  |  | R-410A | 2.6833 | Residential & Commercial | USHP
214810358 | Central HP <5.4 tons | RHEEM | HRCU-A-CB (Split System: Heat Pump with Remote Outdoor Unit-Air-Source) | RD17AZ36AJ3N | ADP |  | H,RE9J936 | R951V0603A17M4S | 32200 | 17 | 8.1 | 32600 | 29400 | 90.18% | 1.9 | 0 | 9.5 |  |  |  |  | R-410A | 2.6833 | Residential & Commercial | USHP
214849348 | Central HP <5.4 tons | RHEEM | HRCU-A-CB (Split System: Heat Pump with Remote Outdoor Unit-Air-Source) | RD17AZ24AJ3N | ADP |  | H,RE31930 | R802V0503A14UHS | 21200 | 16 | 9.45 | 21000 | 16500 | 78.57% | 2 | 0 | 10.5 |  |  |  |  | R-410A | 1.7667 | Residential & Commercial | USHP | Ducted CEE Tier 1
214849349 | Central HP <5.4 tons | RHEEM | HRCU-A-CB (Split System: Heat Pump with Remote Outdoor Unit-Air-Source) | RD17AZ24AJ3N | ADP |  | H,RE32(1,2)36+TXV | R802V0503A14UHS | 21400 | 16 | 9.5 | 21000 | 16500 | 78.57% | 2 | 0 | 10.5 |  |  |  |  | R-410A | 1.7833 | Residential & Commercial | USHP | Ducted CEE Tier 1
211397492 | Central HP <5.4 tons | COLEMAN | HRCU-A-CB (Split System: Heat Pump with Remote Outdoor Unit-Air-Source) | HMH72B341 |  |  | XAHC48FBCN1 | TPLC100C16MP13 | 33600 | 16.5 | 8.5 | 32400 | 23800 | 73.46% | 2.06 | 0 | 9 |  |  |  |  | R-410A | 2.8 | Residential & Commercial | USHP
211397549 | Central HP <5.4 tons | COLEMAN | HRCU-A-CB (Split System: Heat Pump with Remote Outdoor Unit-Air-Source) | HMH72B341 |  |  | XAFD48FXXN1+TXV | TMLV100C16MP12 | 34000 | 16.5 | 8.5 | 33000 | 24400 | 73.94% | 2.1 | 0 | 9 |  |  |  |  | R-410A | 2.8333 | Residential & Commercial | USHP
211240703 | Central HP <5.4 tons | KEEPRITE | HRCU-A-CB (Split System: Heat Pump with Remote Outdoor Unit-Air-Source) | DLCURAH24ABK |  |  | EA*4X24L17A* | *92ESN0801716A* | 24000 | 17 | 8.5 | 26800 | 23800 | 88.81% | 1.96 | 0 | 10 |  |  |  |  | R-410A | 2 | Residential & Commercial | USHP | Ducted CEE Tier 1
216682331 | Central HP <5.4 tons | TEMPSTAR | HRCU-A-CB (Split System: Heat Pump with Remote Outdoor Unit-Air-Source) | DLCURAH24ABK |  |  | EHD4X24AAL | *97VTN1002120A* | 23800 | 16 | 9 | 26200 | 23400 | 89.31% | 1.8 | 0 | 10 |  |  |  |  | R-410A | 1.9833 | Residential & Commercial | USHP | Ducted CEE Tier 1
211242298 | Central HP <5.4 tons | KEEPRITE | HRCU-A-CB (Split System: Heat Pump with Remote Outdoor Unit-Air-Source) | DLCURAH24ABK |  |  | EA*4X36L21A* | *96VSN1002120A* | 24000 | 17 | 8.5 | 26000 | 22800 | 87.69% | 1.9 | 0 | 10 |  |  |  |  | R-410A | 2 | Residential & Commercial | USHP | Ducted CEE Tier 1
211241939 | Central HP <5.4 tons | KEEPRITE | HRCU-A-CB (Split System: Heat Pump with Remote Outdoor Unit-Air-Source) | DLCURAH24ABK |  |  | EA*4X36L17A* | *95ESU0601716A* | 24400 | 17 | 8.5 | 26200 | 22400 | 85.5% | 1.86 | 0 | 10 |  |  |  |  | R-410A | 2.0333 | Residential & Commercial | USHP | Ducted CEE Tier 1
214849401 | Central HP <5.4 tons | RHEEM | HRCU-A-CB (Split System: Heat Pump with Remote Outdoor Unit-Air-Source) | RD17AZ36AJ3N | ADP |  | H,RE9J(1,2)36+TXV | R801V0754A17UHS | 32200 | 17 | 8.1 | 32600 | 29000 | 88.96% | 2 | 0 | 9.5 |  |  |  |  | R-410A | 2.6833 | Residential & Commercial | USHP
214849417 | Central HP <5.4 tons | RHEEM | HRCU-A-CB (Split System: Heat Pump with Remote Outdoor Unit-Air-Source) | RD17AZ36AJ3N | ADP |  | H,RE9J(1,2)36+TXV | R801V0755A21UHS | 32200 | 17 | 8.1 | 32600 | 29000 | 88.96% | 2 | 0 | 11 |  |  |  |  | R-410A | 2.6833 | Residential & Commercial | USHP | Ducted CEE Tier 1
214720074 | Central HP <5.4 tons | LUXAIRE | HRCU-A-CB (Split System: Heat Pump with Remote Outdoor Unit-Air-Source) | HH836E2S11 |  |  | CTU48C5XFS1+TXV | TPLC100C16MP13 | 33400 | 18 | 9 | 31600 | 25400 | 80.38% | 2 | 0 | 11 |  |  |  |  | R-454B | 2.7833 | Residential & Commercial | USHP | Ducted CEE Tier 1
214720079 | Central HP <5.4 tons | LUXAIRE | HRCU-A-CB (Split System: Heat Pump with Remote Outdoor Unit-Air-Source) | HH836E2S11 |  |  | CTU48C5XFS1+TXV | LPLC100C16MP13 | 33400 | 18 | 9 | 31600 | 25400 | 80.38% | 2 | 0 | 11 |  |  |  |  | R-454B | 2.7833 | Residential & Commercial | USHP | Ducted CEE Tier 1
215291887 | Central HP <5.4 tons | AIRQUEST | HRCU-A-CB (Split System: Heat Pump with Remote Outdoor Unit-Air-Source) | DLCURAH24ABK | ADP |  | HE30924 | *92MSN0401712A* | 22200 | 15.2 | 8.5 | 25400 | 25200 | 99.21% | 2.12 | 0 | 9.5 |  |  |  |  | R-410A | 1.85 | Residential & Commercial | USHP
215291919 | Central HP <5.4 tons | AIRQUEST | HRCU-A-CB (Split System: Heat Pump with Remote Outdoor Unit-Air-Source) | DLCURAH24ABK | ADP |  | HG32936 | *92MSN0601412A* | 23200 | 17 | 8.5 | 24800 | 23400 | 94.35% | 1.98 | 0 | 10 |  |  |  |  | R-410A | 1.9333 | Residential & Commercial | USHP | Ducted CEE Tier 1
215291920 | Central HP <5.4 tons | AIRQUEST | HRCU-A-CB (Split System: Heat Pump with Remote Outdoor Unit-Air-Source) | DLCURAH24ABK | ADP |  | H,GE32930 | *92MSN0601412A* | 23200 | 17 | 8.5 | 24800 | 23400 | 94.35% | 1.98 | 0 | 10 |  |  |  |  | R-410A | 1.9333 | Residential & Commercial | USHP | Ducted CEE Tier 1
215291933 | Central HP <5.4 tons | AIRQUEST | HRCU-A-CB (Split System: Heat Pump with Remote Outdoor Unit-Air-Source) | DLCURAH24ABK | ADP |  | H,GE35936 | *92MSN0601412A* | 23800 | 17 | 8.5 | 24800 | 23400 | 94.35% | 1.98 | 0 | 10.5 |  |  |  |  | R-410A | 1.9833 | Residential & Commercial | USHP | Ducted CEE Tier 1
215291952 | Central HP <5.4 tons | AIRQUEST | HRCU-A-CB (Split System: Heat Pump with Remote Outdoor Unit-Air-Source) | DLCURAH24ABK | ADP |  | H,GE1K936 | *92MSN0601412A* | 23800 | 17 | 8.5 | 24800 | 23400 | 94.35% | 1.98 | 0 | 10.5 |  |  |  |  | R-410A | 1.9833 | Residential & Commercial | USHP | Ducted CEE Tier 1
215292003 | Central HP <5.4 tons | AIRQUEST | HRCU-A-CB (Split System: Heat Pump with Remote Outdoor Unit-Air-Source) | DLCURAH24ABK | ADP |  | H,GG1K936 | *92MSN0601714A* | 23600 | 17 | 8.5 | 24800 | 24000 | 96.77% | 2.02 | 0 | 10.5 |  |  |  |  | R-410A | 1.9667 | Residential & Commercial | USHP | Ducted CEE Tier 1
215292052 | Central HP <5.4 tons | AIRQUEST | HRCU-A-CB (Split System: Heat Pump with Remote Outdoor Unit-Air-Source) | DLCURAH24ABK | ADP |  | H,GG9J936 | *92MSN0801716A* | 23600 | 17 | 8.5 | 24600 | 24200 | 98.37% | 2.04 | 0 | 10.5 |  |  |  |  | R-410A | 1.9667 | Residential & Commercial | USHP | Ducted CEE Tier 1
215292068 | Central HP <5.4 tons | AIRQUEST | HRCU-A-CB (Split System: Heat Pump with Remote Outdoor Unit-Air-Source) | DLCURAH24ABK | ADP |  | H,GE31924 | *92MSN0802120A* | 22400 | 17 | 8.5 | 24400 | 23600 | 96.72% | 2.02 | 0 | 9.5 |  |  |  |  | R-410A | 1.8667 | Residential & Commercial | USHP
213147608 | Central HP <5.4 tons | PAYNE HEATING AND COOLING | HRCU-A-CB (Split System: Heat Pump with Remote Outdoor Unit-Air-Source) | 38MURAQ24AB3* | ADP |  | V,C36H175P139+AEFE4B* | 0 | 24000 | 18 | 8.85 | 25000 | 22600 | 90.4% | 1.9 | 0 | 10.5 |  |  |  |  | R-410A | 2 | Residential & Commercial | USHP | Ducted CEE Tier 1
212520207 | Central HP <5.4 tons | CARRIER | HRCU-A-CB (Split System: Heat Pump with Remote Outdoor Unit-Air-Source) | 38MURAQ24AB3* | ADP |  | H,PG9J936 | 58S(B,C)*A045E17**12 | 24200 | 17 | 8.5 | 24600 | 22200 | 90.24% | 1.86 | 0 | 10 |  |  |  |  | R-410A | 2.0167 | Residential & Commercial | USHP | Ducted CEE Tier 1
212520224 | Central HP <5.4 tons | CARRIER | HRCU-A-CB (Split System: Heat Pump with Remote Outdoor Unit-Air-Source) | 38MURAQ24AB3* | ADP |  | H,PG24936 | 58S(B,C)*A090E17**14 | 24200 | 17 | 8.5 | 24800 | 21600 | 87.1% | 1.84 | 0 | 9.5 |  |  |  |  | R-410A | 2.0167 | Residential & Commercial | USHP
212520238 | Central HP <5.4 tons | CARRIER | HRCU-A-CB (Split System: Heat Pump with Remote Outdoor Unit-Air-Source) | 38MURAQ24AB3* | ADP |  | H,PG34936 | 58SP*A045V14**12 | 24200 | 16 | 8.5 | 24800 | 22600 | 91.13% | 1.9 | 0 | 10 |  |  |  |  | R-410A | 2.0167 | Residential & Commercial | USHP | Ducted CEE Tier 1
212520255 | Central HP <5.4 tons | CARRIER | HRCU-A-CB (Split System: Heat Pump with Remote Outdoor Unit-Air-Source) | 38MURAQ24AB3* | ADP |  | H,PG9J936 | 58SP*A090V21**20 | 24200 | 17 | 8.5 | 24400 | 22400 | 91.8% | 1.88 | 0 | 10 |  |  |  |  | R-410A | 2.0167 | Residential & Commercial | USHP | Ducted CEE Tier 1
215430598 | Central HP <5.4 tons | LUXAIRE | HRCU-A-CB (Split System: Heat Pump with Remote Outdoor Unit-Air-Source) | HH836E2S11 | ADP |  | H,YG80(1,2)36+TXV | TM9E080C16MP12 | 33800 | 19 | 8.5 | 31000 | 25800 | 83.23% | 2 | 0 | 11 |  |  |  |  | R-454B | 2.8167 | Residential & Commercial | USHP | Ducted CEE Tier 1
212520272 | Central HP <5.4 tons | CARRIER | HRCU-A-CB (Split System: Heat Pump with Remote Outdoor Unit-Air-Source) | 38MURAQ24AB3* | ADP |  | H,PG24936 | 58TP*A070V14**12 | 23800 | 17 | 8.5 | 24600 | 22000 | 89.43% | 1.86 | 0 | 9.5 |  |  |  |  | R-410A | 1.9833 | Residential & Commercial | USHP
214810365 | Central HP <5.4 tons | RHEEM | HRCU-A-CB (Split System: Heat Pump with Remote Outdoor Unit-Air-Source) | RD17AZ36AJ3N | ADP |  | H,RE9J936 | R962V0603A17M4S | 32200 | 17 | 8.1 | 32600 | 29400 | 90.18% | 1.9 | 0 | 9.5 |  |  |  |  | R-410A | 2.6833 | Residential & Commercial | USHP
215430824 | Central HP <5.4 tons | LUXAIRE | HRCU-A-CB (Split System: Heat Pump with Remote Outdoor Unit-Air-Source) | HH824E2S11 | ADP |  | H,YG80(1,2)36+TXV | TM9V080B12MP12 | 23000 | 18 | 9 | 21400 | 17300 | 80.84% | 2 | 0 | 12 |  |  |  |  | R-454B | 1.9167 | Residential & Commercial | USHP | Ducted CEE Tier 1
214771883 | Central HP <5.4 tons | LUXAIRE | HRCU-A-C (Split System: Heat Pump with Remote Outdoor Unit with No Indoor Fan --Air Source) | HH860E2S11 | ADP |  | H,YG84*60+TXV+TD | 0 | 44500 | 15.2 | 8.5 | 44000 | 33800 | 76.82% | 2 | 0 | 11 |  |  |  |  | R-454B | 3.7083 | Residential & Commercial | USHP | Ducted CEE Tier 1
215430655 | Central HP <5.4 tons | LUXAIRE | HRCU-A-CB (Split System: Heat Pump with Remote Outdoor Unit-Air-Source) | HH860E2S11 | ADP |  | H,YG48(1,2)60+TXV | TM9E120D20MP12 | 53000 | 18 | 8.5 | 52500 | 39000 | 74.29% | 2 | 0 | 11 |  |  |  |  | R-454B | 4.4167 | Residential & Commercial | USHP | Ducted CEE Tier 1
214849410 | Central HP <5.4 tons | RHEEM | HRCU-A-CB (Split System: Heat Pump with Remote Outdoor Unit-Air-Source) | RD17AZ36AJ3N | ADP |  | H,RE9J936 | R801V0755A21DZ | 32200 | 16 | 8.1 | 32600 | 29000 | 88.96% | 2 | 0 | 11 |  |  |  |  | R-410A | 2.6833 | Residential & Commercial | USHP | Ducted CEE Tier 1
213362771 | Central HP <5.4 tons | COLEMAN | HRCU-A-CB (Split System: Heat Pump with Remote Outdoor Unit-Air-Source) | HMH72B341 | ADP |  | H,YG81936 | TMLE040A12MP11 | 34000 | 18 | 8.1 | 32000 | 23400 | 73.12% | 2.06 | 0 | 10 |  |  |  |  | R-410A | 2.8333 | Residential & Commercial | USHP | Ducted CEE Tier 1
215682166 | Central HP <5.4 tons | AIRQUEST | HRCU-A-CB (Split System: Heat Pump with Remote Outdoor Unit-Air-Source) | H5H0V48*K*AAA* |  |  | EVD5X48M21A*+WALLCON | *97CTN1002122A* | 47000 | 18.5 | 9 | 50000 | 36400 | 72.8% | 2 | 0 | 10 |  |  |  |  | R-454B | 3.9167 | Residential & Commercial | USHP | Ducted CEE Tier 1
215682416 | Central HP <5.4 tons | AIRQUEST | HRCU-A-CB (Split System: Heat Pump with Remote Outdoor Unit-Air-Source) | H5H0V48*K*AAA* |  |  | EVD5X60M24A*+WALLCON | *97CTN1002122A* | 48000 | 19 | 9 | 50000 | 36600 | 73.2% | 2 | 0 | 10 |  |  |  |  | R-454B | 4 | Residential & Commercial | USHP | Ducted CEE Tier 1
215682436 | Central HP <5.4 tons | AIRQUEST | HRCU-A-CB (Split System: Heat Pump with Remote Outdoor Unit-Air-Source) | H5H0V48*K*AAA* |  |  | EVD5X61M21A*+WALLCON | *96CTN0802120B* | 48500 | 19 | 9 | 50000 | 36800 | 73.6% | 2 | 0 | 10.5 |  |  |  |  | R-454B | 4.0417 | Residential & Commercial | USHP | Ducted CEE Tier 1
215682466 | Central HP <5.4 tons | AIRQUEST | HRCU-A-CB (Split System: Heat Pump with Remote Outdoor Unit-Air-Source) | H5H0V48*K*AAA* |  |  | EVD5X61M21A*+WALLCON | *80CSU0802120B* | 49000 | 19 | 9 | 50000 | 36600 | 73.2% | 2.12 | 0 | 10 |  |  |  |  | R-454B | 4.0833 | Residential & Commercial | USHP | Ducted CEE Tier 1
214849400 | Central HP <5.4 tons | RHEEM | HRCU-A-CB (Split System: Heat Pump with Remote Outdoor Unit-Air-Source) | RD17AZ36AJ3N | ADP |  | H,RE8J936 | R801V0754A17UHS | 31800 | 17 | 8.1 | 32600 | 29000 | 88.96% | 2 | 0 | 9 |  |  |  |  | R-410A | 2.65 | Residential & Commercial | USHP
212520231 | Central HP <5.4 tons | CARRIER | HRCU-A-CB (Split System: Heat Pump with Remote Outdoor Unit-Air-Source) | 38MURAQ24AB3* | ADP |  | H,PG9J936 | 58S(B,C)*A090E21**20 | 24800 | 17 | 8.5 | 25000 | 21600 | 86.4% | 1.82 | 0 | 10 |  |  |  |  | R-410A | 2.0667 | Residential & Commercial | USHP | Ducted CEE Tier 1
212520246 | Central HP <5.4 tons | CARRIER | HRCU-A-CB (Split System: Heat Pump with Remote Outdoor Unit-Air-Source) | 38MURAQ24AB3* | ADP |  | H,PG34936 | 58SP*A070V17**16 | 24000 | 17 | 8.5 | 24400 | 22400 | 91.8% | 1.9 | 0 | 10 |  |  |  |  | R-410A | 2 | Residential & Commercial | USHP | Ducted CEE Tier 1
212520248 | Central HP <5.4 tons | CARRIER | HRCU-A-CB (Split System: Heat Pump with Remote Outdoor Unit-Air-Source) | 38MURAQ24AB3* | ADP |  | H,PG24936 | 58SP*A070V21**20 | 24000 | 16 | 8.1 | 25000 | 22000 | 88% | 1.84 | 0 | 10 |  |  |  |  | R-410A | 2 | Residential & Commercial | USHP | Ducted CEE Tier 1
212520264 | Central HP <5.4 tons | CARRIER | HRCU-A-CB (Split System: Heat Pump with Remote Outdoor Unit-Air-Source) | 38MURAQ24AB3* | ADP |  | H,PG24936 | 58SU*A080E21**20 | 24000 | 17 | 8.5 | 24600 | 21800 | 88.62% | 1.86 | 0 | 10 |  |  |  |  | R-410A | 2 | Residential & Commercial | USHP | Ducted CEE Tier 1
212520279 | Central HP <5.4 tons | CARRIER | HRCU-A-CB (Split System: Heat Pump with Remote Outdoor Unit-Air-Source) | 38MURAQ24AB3* | ADP |  | H,PG9J936 | 58TP*A070V17**16 | 24200 | 17 | 8.1 | 24600 | 22600 | 91.87% | 1.9 | 0 | 10.5 |  |  |  |  | R-410A | 2.0167 | Residential & Commercial | USHP | Ducted CEE Tier 1
213362735 | Central HP <5.4 tons | COLEMAN | HRCU-A-CB (Split System: Heat Pump with Remote Outdoor Unit-Air-Source) | HMH72B341 | ADP |  | H,YG81936 | TL8E060A12UH11 | 34000 | 18 | 8.1 | 32200 | 23400 | 72.67% | 2.06 | 0 | 10 |  |  |  |  | R-410A | 2.8333 | Residential & Commercial | USHP | Ducted CEE Tier 1
213362796 | Central HP <5.4 tons | COLEMAN | HRCU-A-CB (Split System: Heat Pump with Remote Outdoor Unit-Air-Source) | HMH72B341 | ADP |  | H,YG9J936 | Z9ES060A10SMPS1 | 33400 | 18 | 8.1 | 31200 | 22800 | 73.08% | 2.02 | 0 | 9.5 |  |  |  |  | R-410A | 2.7833 | Residential & Commercial | USHP
211241514 | Central HP <5.4 tons | KEEPRITE | HRCU-A-CB (Split System: Heat Pump with Remote Outdoor Unit-Air-Source) | DLCURAH24ABK |  |  | EA*4X30L17A* | *80ESU0401712A* | 24000 | 17 | 8.5 | 26000 | 23200 | 89.23% | 1.94 | 0 | 10 |  |  |  |  | R-410A | 2 | Residential & Commercial | USHP | Ducted CEE Tier 1
211241539 | Central HP <5.4 tons | KEEPRITE | HRCU-A-CB (Split System: Heat Pump with Remote Outdoor Unit-Air-Source) | DLCURAH24ABK |  |  | EA*4X30L17A* | *96VTN0401712A* | 23200 | 16 | 8.5 | 25800 | 24200 | 93.8% | 2 | 0 | 10 |  |  |  |  | R-410A | 1.9333 | Residential & Commercial | USHP | Ducted CEE Tier 1
214849455 | Central HP <5.4 tons | RHEEM | HRCU-A-CB (Split System: Heat Pump with Remote Outdoor Unit-Air-Source) | RD17AZ36AJ3N | ADP |  | H,RE8J(1,2)36+TXV | R802V0754A17UHS | 31800 | 17 | 8.1 | 32600 | 29000 | 88.96% | 2 | 0 | 9 |  |  |  |  | R-410A | 2.65 | Residential & Commercial | USHP
214849456 | Central HP <5.4 tons | RHEEM | HRCU-A-CB (Split System: Heat Pump with Remote Outdoor Unit-Air-Source) | RD17AZ36AJ3N | ADP |  | H,RE8J936 | R802V0754A17UHS | 31800 | 17 | 8.1 | 32600 | 29000 | 88.96% | 2 | 0 | 9 |  |  |  |  | R-410A | 2.65 | Residential & Commercial | USHP
214440904 | Central HP <5.4 tons | RHEEM | HRCU-A-CB (Split System: Heat Pump with Remote Outdoor Unit-Air-Source) | RD17AZ36AJ3N | ADP |  | H,RG47936 | R98MV0603A17UPS | 34200 | 18 | 8.1 | 32600 | 29400 | 90.18% | 1.9 | 0 | 10 |  |  |  |  | R-410A | 2.85 | Residential & Commercial | USHP | Ducted CEE Tier 1
214638693 | Central HP <5.4 tons | RHEEM | HRCU-A-CB (Split System: Heat Pump with Remote Outdoor Unit-Air-Source) | RD17AZ36AJ3N | ADP |  | H,RE8J936 | R962V0603A17M4S | 31800 | 17 | 8.1 | 32600 | 29400 | 90.18% | 1.9 | 0 | 9 |  |  |  |  | R-410A | 2.65 | Residential & Commercial | USHP
216374733 | Central HP <5.4 tons | LUXAIRE | HRCU-A-CB (Split System: Heat Pump with Remote Outdoor Unit-Air-Source) | HH860E2S11 |  |  | CTM60C5CGS1 | Z9ET100C16SMPS1 | 44500 | 19 | 9 | 45500 | 33200 | 72.97% | 2 | 0 | 11 |  |  |  |  | R-454B | 3.7083 | Residential & Commercial | USHP | Ducted CEE Tier 1
212555740 | Central HP <5.4 tons | DAY & NIGHT | HRCU-A-CB (Split System: Heat Pump with Remote Outdoor Unit-Air-Source) | CVH848GKA2* | ADP |  | FG49960 | *80CSU0802120A* | 45500 | 18 | 8.1 | 44000 | 31400 | 71.36% | 2.26 | 0 | 10.5 |  |  |  |  | R-410A | 3.7917 | Residential & Commercial | USHP | Ducted CEE Tier 1
212555742 | Central HP <5.4 tons | DAY & NIGHT | HRCU-A-CB (Split System: Heat Pump with Remote Outdoor Unit-Air-Source) | CVH848GKA2* | ADP |  | FG49960 | *80CTL0902120A* | 45500 | 17 | 8.5 | 43500 | 34400 | 79.08% | 2 | 0 | 10 |  |  |  |  | R-410A | 3.7917 | Residential & Commercial | USHP | Ducted CEE Tier 1
212555756 | Central HP <5.4 tons | DAY & NIGHT | HRCU-A-CB (Split System: Heat Pump with Remote Outdoor Unit-Air-Source) | CVH848GKA2* | ADP |  | FG49960 | *97CMN1002122A* | 45500 | 17 | 8.5 | 43500 | 34400 | 79.08% | 2 | 0 | 10 |  |  |  |  | R-410A | 3.7917 | Residential & Commercial | USHP | Ducted CEE Tier 1
213362740 | Central HP <5.4 tons | COLEMAN | HRCU-A-CB (Split System: Heat Pump with Remote Outdoor Unit-Air-Source) | HMH72B341 | ADP |  | H,YG9J936 | TM8E060A12MP11 | 34000 | 17 | 8.1 | 32200 | 23400 | 72.67% | 2.06 | 0 | 10 |  |  |  |  | R-410A | 2.8333 | Residential & Commercial | USHP | Ducted CEE Tier 1
213362741 | Central HP <5.4 tons | COLEMAN | HRCU-A-CB (Split System: Heat Pump with Remote Outdoor Unit-Air-Source) | HMH72B341 | ADP |  | H,YG81936 | TM8E060A12MP11 | 34000 | 18 | 8.1 | 32200 | 23400 | 72.67% | 2.06 | 0 | 10 |  |  |  |  | R-410A | 2.8333 | Residential & Commercial | USHP | Ducted CEE Tier 1
213362788 | Central HP <5.4 tons | COLEMAN | HRCU-A-CB (Split System: Heat Pump with Remote Outdoor Unit-Air-Source) | HMH72B341 | ADP |  | H,YG9J936 | Z8ES040A12SMPS1 | 34000 | 18 | 8.5 | 31800 | 23800 | 74.84% | 2.1 | 0 | 10 |  |  |  |  | R-410A | 2.8333 | Residential & Commercial | USHP | Ducted CEE Tier 1
212609393 | Central HP <5.4 tons | RHEEM | HRCU-A-CB (Split System: Heat Pump with Remote Outdoor Unit-Air-Source) | RP18AZ48AJVC |  |  | RCFZ6021SEAAM | R802V0755A21UHS | 44500 | 18 | 8.1 | 43500 | 45000 | 103.4% | 2 | 0 | 10 |  |  |  |  | R-410A | 3.7083 | Residential & Commercial | USHP | Ducted CEE Tier 1
213362805 | Central HP <5.4 tons | COLEMAN | HRCU-A-CB (Split System: Heat Pump with Remote Outdoor Unit-Air-Source) | HMH72B341 | ADP |  | H,YG81936 | Z9ET060B12SMPS1 | 34000 | 18 | 8.1 | 31800 | 23600 | 74.21% | 2.06 | 0 | 9.5 |  |  |  |  | R-410A | 2.8333 | Residential & Commercial | USHP
211397951 | Central HP <5.4 tons | COLEMAN | HRCU-A-CB (Split System: Heat Pump with Remote Outdoor Unit-Air-Source) | HMH72B341 |  |  | XAHC48FXXN1+TXV | TPLC080B12MP13 | 32400 | 16 | 8.1 | 32000 | 23600 | 73.75% | 1.98 | 0 | 8.5 |  |  |  |  | R-410A | 2.7 | Residential & Commercial | USHP
213355910 | Central HP <5.4 tons | COLEMAN | HRCU-A-CB (Split System: Heat Pump with Remote Outdoor Unit-Air-Source) | HMH72B341 | ADP |  | H,YG9J936+AEFE3A* | 0 | 33600 | 18 | 8.45 | 32200 | 23400 | 72.67% | 2.1 | 0 | 9.5 |  |  |  |  | R-410A | 2.8 | Residential & Commercial | USHP
212979492 | Central HP <5.4 tons | BRYANT HEATING AND COOLING SYSTEMS | HRCU-A-CB (Split System: Heat Pump with Remote Outdoor Unit-Air-Source) | 38MURAQ24AB3* |  |  | CAP**3621AL* | 8(0,1)*SB48070M21*** | 24000 | 17.5 | 8.5 | 26400 | 23400 | 88.64% | 1.94 | 0 | 10 |  |  |  |  | R-410A | 2 | Residential & Commercial | USHP | Ducted CEE Tier 1
213356135 | Central HP <5.4 tons | BRYANT HEATING AND COOLING SYSTEMS | HRCU-A-CB (Split System: Heat Pump with Remote Outdoor Unit-Air-Source) | 38MURAQ24AB3* | ADP |  | A24VBA+TXV+CBPE3A* | 0 | 23600 | 18 | 8.7 | 24800 | 22600 | 91.13% | 1.86 | 0 | 10 |  |  |  |  | R-410A | 1.9667 | Residential & Commercial | USHP | Ducted CEE Tier 1
212609383 | Central HP <5.4 tons | RHEEM | HRCU-A-CB (Split System: Heat Pump with Remote Outdoor Unit-Air-Source) | RP18AZ48AJVC |  |  | RCFZ6021SEAAM | R802V0504A17UHS | 45000 | 19 | 8.5 | 44000 | 45500 | 103.4% | 1.9 | 0 | 12 |  |  |  |  | R-410A | 3.75 | Residential & Commercial | USHP | Ducted CEE Tier 1
213311189 | Central HP <5.4 tons | PAYNE HEATING AND COOLING | HRCU-A-CB (Split System: Heat Pump with Remote Outdoor Unit-Air-Source) | 38MURAQ36AB3* | ADP |  | C36A***L159+CBPE3A* | 0 | 36000 | 16 | 8.1 | 38000 | 35000 | 92.11% | 1.82 | 0 | 10 |  |  |  |  | R-410A | 3 | Residential & Commercial | USHP | Ducted CEE Tier 1
214719916 | Central HP <5.4 tons | LUXAIRE | HRCU-A-CB (Split System: Heat Pump with Remote Outdoor Unit-Air-Source) | HH836E2S11 |  |  | CTU48C5XFS1+TXV | TM8Y100C20MP11 | 34400 | 19 | 9 | 32600 | 25800 | 79.14% | 2 | 0 | 11 |  |  |  |  | R-454B | 2.8667 | Residential & Commercial | USHP | Ducted CEE Tier 1
214720100 | Central HP <5.4 tons | LUXAIRE | HRCU-A-CB (Split System: Heat Pump with Remote Outdoor Unit-Air-Source) | HH836E2S11 |  |  | CTU48C5XFS1+TXV | TM8Y100C16MP11 | 33200 | 19 | 9 | 31400 | 25000 | 79.62% | 2 | 0 | 11 |  |  |  |  | R-454B | 2.7667 | Residential & Commercial | USHP | Ducted CEE Tier 1
211240197 | Central HP <5.4 tons | CARRIER | HRCU-A-CB (Split System: Heat Pump with Remote Outdoor Unit-Air-Source) | 38MURAQ24AB3* |  |  | CNPV*3621AL* | 59SC2D080E21**20 | 24800 | 16.5 | 8.5 | 26800 | 22200 | 82.84% | 1.84 | 0 | 10.5 |  |  |  |  | R-410A | 2.0667 | Residential & Commercial | USHP | Ducted CEE Tier 1
215289606 | Central HP <5.4 tons | AIRQUEST | HRCU-A-CB (Split System: Heat Pump with Remote Outdoor Unit-Air-Source) | DLCURAH18ABK | ADP |  | H,GG31924 | *92MSN0601412A* | 17100 | 16 | 8.5 | 16900 | 19000 | 112.4% | 2.34 | 0 | 10 |  |  |  |  | R-410A | 1.425 | Residential & Commercial | USHP | Ducted CEE Tier 1
215289608 | Central HP <5.4 tons | AIRQUEST | HRCU-A-CB (Split System: Heat Pump with Remote Outdoor Unit-Air-Source) | DLCURAH18ABK | ADP |  | HG31930 | *92MSN0601412A* | 17100 | 16 | 8.5 | 16900 | 19000 | 112.4% | 2.34 | 0 | 10 |  |  |  |  | R-410A | 1.425 | Residential & Commercial | USHP | Ducted CEE Tier 1
216734411 | Central HP <5.4 tons | AIRQUEST | HRCU-A-CB (Split System: Heat Pump with Remote Outdoor Unit-Air-Source) | D5CUHAH24AAK |  |  | EA*5X36M17A* | *80MS(N,L)0901714A* | 22400 | 16 | 8.1 | 20800 | 18700 | 89.9% | 1.9 | 0 | 11 |  |  |  |  | R-454B | 1.8667 | Residential & Commercial | USHP | Ducted CEE Tier 1
215289617 | Central HP <5.4 tons | AIRQUEST | HRCU-A-CB (Split System: Heat Pump with Remote Outdoor Unit-Air-Source) | DLCURAH18ABK | ADP |  | H,GE32930 | *92MSN0601412A* | 17200 | 16 | 8.5 | 16900 | 19400 | 114.8% | 2.38 | 0 | 10.5 |  |  |  |  | R-410A | 1.4333 | Residential & Commercial | USHP | Ducted CEE Tier 1
215289649 | Central HP <5.4 tons | AIRQUEST | HRCU-A-CB (Split System: Heat Pump with Remote Outdoor Unit-Air-Source) | DLCURAH18ABK | ADP |  | H,GG24936 | *92MSN0601714A* | 17500 | 16 | 8.5 | 16900 | 19000 | 112.4% | 2.34 | 0 | 10.5 |  |  |  |  | R-410A | 1.4583 | Residential & Commercial | USHP | Ducted CEE Tier 1
216734802 | Central HP <5.4 tons | AIRQUEST | HRCU-A-CB (Split System: Heat Pump with Remote Outdoor Unit-Air-Source) | D5CUHAH24AAK |  |  | EA*5X36M17A* | *96VTN0601412B* | 22200 | 16 | 8.1 | 20800 | 18700 | 89.9% | 1.85 | 0 | 10.5 |  |  |  |  | R-454B | 1.85 | Residential & Commercial | USHP | Ducted CEE Tier 1
216735011 | Central HP <5.4 tons | AIRQUEST | HRCU-A-CB (Split System: Heat Pump with Remote Outdoor Unit-Air-Source) | D5CUHAH24AAK |  |  | EA*5X37M17A* | *80MSU0601716A* | 23200 | 17 | 8.5 | 21000 | 18600 | 88.57% | 1.94 | 0 | 11 |  |  |  |  | R-454B | 1.9333 | Residential & Commercial | USHP | Ducted CEE Tier 1
212520242 | Central HP <5.4 tons | CARRIER | HRCU-A-CB (Split System: Heat Pump with Remote Outdoor Unit-Air-Source) | 38MURAQ24AB3* | ADP |  | H,PG34936 | 58SP*A045V17**16 | 23200 | 17 | 8.5 | 24000 | 23200 | 96.67% | 1.96 | 0 | 10 |  |  |  |  | R-410A | 1.9333 | Residential & Commercial | USHP | Ducted CEE Tier 1
212520244 | Central HP <5.4 tons | CARRIER | HRCU-A-CB (Split System: Heat Pump with Remote Outdoor Unit-Air-Source) | 38MURAQ24AB3* | ADP |  | H,PG24936 | 58SP*A070V17**16 | 23400 | 17 | 8.5 | 24400 | 22400 | 91.8% | 1.9 | 0 | 9.5 |  |  |  |  | R-410A | 1.95 | Residential & Commercial | USHP
213356091 | Central HP <5.4 tons | CARRIER | HRCU-A-CB (Split System: Heat Pump with Remote Outdoor Unit-Air-Source) | 38MURAQ24AB3* | ADP |  | A24VBA+TXV+CBPE3A* | 0 | 23600 | 18 | 8.7 | 24800 | 22600 | 91.13% | 1.86 | 0 | 10 |  |  |  |  | R-410A | 1.9667 | Residential & Commercial | USHP | Ducted CEE Tier 1
212552627 | Central HP <5.4 tons | DAY & NIGHT | HRCU-A-CB (Split System: Heat Pump with Remote Outdoor Unit-Air-Source) | CVH848GKA** | ADP |  | FG84948 | *80CTL1102120A* | 46000 | 17 | 8.5 | 44000 | 34600 | 78.64% | 2 | 0 | 10 |  |  |  |  | R-410A | 3.8333 | Residential & Commercial | USHP | Ducted CEE Tier 1
212552628 | Central HP <5.4 tons | DAY & NIGHT | HRCU-A-CB (Split System: Heat Pump with Remote Outdoor Unit-Air-Source) | CVH848GKA** | ADP |  | FG84960 | *80CTL1102120A* | 46000 | 17 | 8.5 | 44000 | 34600 | 78.64% | 2 | 0 | 10 |  |  |  |  | R-410A | 3.8333 | Residential & Commercial | USHP | Ducted CEE Tier 1
212552644 | Central HP <5.4 tons | DAY & NIGHT | HRCU-A-CB (Split System: Heat Pump with Remote Outdoor Unit-Air-Source) | CVH848GKA** | ADP |  | FG84960 | *95CSU0802120A* | 46000 | 17 | 8.5 | 44000 | 34600 | 78.64% | 2 | 0 | 10 |  |  |  |  | R-410A | 3.8333 | Residential & Commercial | USHP | Ducted CEE Tier 1
212552646 | Central HP <5.4 tons | DAY & NIGHT | HRCU-A-CB (Split System: Heat Pump with Remote Outdoor Unit-Air-Source) | CVH848GKA** | ADP |  | PL48H210P299 | *95CSU1002122A* | 46000 | 17 | 8.5 | 44000 | 34400 | 78.18% | 2 | 0 | 10 |  |  |  |  | R-410A | 3.8333 | Residential & Commercial | USHP | Ducted CEE Tier 1
212552680 | Central HP <5.4 tons | DAY & NIGHT | HRCU-A-CB (Split System: Heat Pump with Remote Outdoor Unit-Air-Source) | CVH848GKA** | ADP |  | FG84948 | *97CMN1002122A* | 46000 | 17 | 8.5 | 44000 | 34600 | 78.64% | 2 | 0 | 10 |  |  |  |  | R-410A | 3.8333 | Residential & Commercial | USHP | Ducted CEE Tier 1
214720150 | Central HP <5.4 tons | LUXAIRE | HRCU-A-CB (Split System: Heat Pump with Remote Outdoor Unit-Air-Source) | HH836E2S11 |  |  | CTU48C5XFS1+TXV | TL9E100C20UH11 | 34000 | 18 | 9 | 32000 | 25600 | 80% | 2 | 0 | 11 |  |  |  |  | R-454B | 2.8333 | Residential & Commercial | USHP | Ducted CEE Tier 1
214719899 | Central HP <5.4 tons | LUXAIRE | HRCU-A-CB (Split System: Heat Pump with Remote Outdoor Unit-Air-Source) | HH836E2S11 |  |  | CTU48C5XFS1+TXV | TP9C080C16MP13 | 33200 | 18 | 9 | 31600 | 25400 | 80.38% | 2 | 0 | 11 |  |  |  |  | R-454B | 2.7667 | Residential & Commercial | USHP | Ducted CEE Tier 1
211241862 | Central HP <5.4 tons | KEEPRITE | HRCU-A-CB (Split System: Heat Pump with Remote Outdoor Unit-Air-Source) | DLCURAH24ABK |  |  | EA*4X36L17A* | *96VSN0601412A* | 23600 | 16.5 | 8.5 | 25800 | 23400 | 90.7% | 1.94 | 0 | 10 |  |  |  |  | R-410A | 1.9667 | Residential & Commercial | USHP | Ducted CEE Tier 1
216683024 | Central HP <5.4 tons | TEMPSTAR | HRCU-A-CB (Split System: Heat Pump with Remote Outdoor Unit-Air-Source) | DLCURAH24ABK |  |  | EN(A,D)4X36L21** | *97VTN1002122A* | 23800 | 17 | 9 | 26000 | 23200 | 89.23% | 1.8 | 0 | 10.5 |  |  |  |  | R-410A | 1.9833 | Residential & Commercial | USHP | Ducted CEE Tier 1
211222526 | Central HP <5.4 tons | DAY & NIGHT | HRCU-A-CB (Split System: Heat Pump with Remote Outdoor Unit-Air-Source) | DLCURAH30ABK |  |  | EA*4X37L21A* | *80ESU0401712A* | 31000 | 15.2 | 8.1 | 33400 | 26000 | 77.84% | 1.86 | 0 | 9 |  |  |  |  | R-410A | 2.5833 | Residential & Commercial | USHP
211222710 | Central HP <5.4 tons | DAY & NIGHT | HRCU-A-CB (Split System: Heat Pump with Remote Outdoor Unit-Air-Source) | DLCURAH30ABK |  |  | EA*4X37L21A* | *96VTN1002122A* | 30600 | 15.2 | 8.1 | 33000 | 26200 | 79.39% | 1.84 | 0 | 9 |  |  |  |  | R-410A | 2.55 | Residential & Commercial | USHP
211241192 | Central HP <5.4 tons | DAY & NIGHT | HRCU-A-CB (Split System: Heat Pump with Remote Outdoor Unit-Air-Source) | DLCURAH24ABK |  |  | EA*4X25L17A* | *80ES(N,L)0701412A* | 25000 | 17 | 8.5 | 25600 | 21000 | 82.03% | 1.78 | 0 | 10.5 |  |  |  |  | R-410A | 2.0833 | Residential & Commercial | USHP | Ducted CEE Tier 1
211241259 | Central HP <5.4 tons | DAY & NIGHT | HRCU-A-CB (Split System: Heat Pump with Remote Outdoor Unit-Air-Source) | DLCURAH24ABK |  |  | EA*4X30L14A* | *96VSN0601412A* | 23400 | 16.5 | 8.5 | 25800 | 24200 | 93.8% | 2 | 0 | 10 |  |  |  |  | R-410A | 1.95 | Residential & Commercial | USHP | Ducted CEE Tier 1
214849399 | Central HP <5.4 tons | RHEEM | HRCU-A-CB (Split System: Heat Pump with Remote Outdoor Unit-Air-Source) | RD17AZ36AJ3N | ADP |  | H,RE8J(1,2)36+TXV | R801V0754A17UHS | 31800 | 17 | 8.1 | 32600 | 29000 | 88.96% | 2 | 0 | 9 |  |  |  |  | R-410A | 2.65 | Residential & Commercial | USHP
212383442 | Central HP <5.4 tons | KEEPRITE | HRCU-A-CB (Split System: Heat Pump with Remote Outdoor Unit-Air-Source) | DLCURAH36ABK |  |  | EA*4X37L21A* | *92ESN1002120A* | 37200 | 16 | 8.5 | 39000 | 34800 | 89.23% | 2.12 | 0 | 10 |  |  |  |  | R-410A | 3.1 | Residential & Commercial | USHP | Ducted CEE Tier 1
210473006 | Central HP <5.4 tons | CARRIER | HRCU-A-CB (Split System: Heat Pump with Remote Outdoor Unit-Air-Source) | 25VNA825A*032* |  |  | CAP**4224AL*+UI | 58CU*A100C21**20 | 23800 | 16.5 | 8.1 | 21400 | 16600 | 77.57% | 1.94 | 0 | 10.5 |  |  |  |  | R-410A | 1.9833 | Residential & Commercial | USHP | Ducted CEE Tier 1
212520204 | Central HP <5.4 tons | CARRIER | HRCU-A-CB (Split System: Heat Pump with Remote Outdoor Unit-Air-Source) | 38MURAQ24AB3* | ADP |  | H,PG24936 | 58S(B,C)*A045E17**12 | 23600 | 17 | 8.5 | 24600 | 22200 | 90.24% | 1.86 | 0 | 9.5 |  |  |  |  | R-410A | 1.9667 | Residential & Commercial | USHP
212520271 | Central HP <5.4 tons | CARRIER | HRCU-A-CB (Split System: Heat Pump with Remote Outdoor Unit-Air-Source) | 38MURAQ24AB3* | ADP |  | H,PG9J936 | 58TP*A045V14**12 | 24200 | 16 | 8.1 | 24600 | 22400 | 91.06% | 1.88 | 0 | 10.5 |  |  |  |  | R-410A | 2.0167 | Residential & Commercial | USHP | Ducted CEE Tier 1
212520288 | Central HP <5.4 tons | CARRIER | HRCU-A-CB (Split System: Heat Pump with Remote Outdoor Unit-Air-Source) | 38MURAQ24AB3* | ADP |  | H,PG24936 | 58TP*A110V21**22 | 23200 | 17 | 8.1 | 24400 | 23200 | 95.08% | 1.96 | 0 | 10 |  |  |  |  | R-410A | 1.9333 | Residential & Commercial | USHP | Ducted CEE Tier 1
214810364 | Central HP <5.4 tons | RHEEM | HRCU-A-CB (Split System: Heat Pump with Remote Outdoor Unit-Air-Source) | RD17AZ36AJ3N | ADP |  | H,RE9J936 | R962V0403A17M4S | 32200 | 17 | 8.1 | 32600 | 29200 | 89.57% | 1.9 | 0 | 9.5 |  |  |  |  | R-410A | 2.6833 | Residential & Commercial | USHP
215430816 | Central HP <5.4 tons | LUXAIRE | HRCU-A-CB (Split System: Heat Pump with Remote Outdoor Unit-Air-Source) | HH824E2S11 | ADP |  | H,YG80(1,2)36+TXV | TM9E060A10MP12 | 23000 | 17 | 9 | 21400 | 17700 | 82.71% | 2 | 0 | 11 |  |  |  |  | R-454B | 1.9167 | Residential & Commercial | USHP | Ducted CEE Tier 1
215430832 | Central HP <5.4 tons | LUXAIRE | HRCU-A-CB (Split System: Heat Pump with Remote Outdoor Unit-Air-Source) | HH824E2S11 | ADP |  | H,YG80(1,2)36+TXV | Z8ES060A12SMPS1 | 23000 | 18 | 9 | 21000 | 16900 | 80.48% | 2 | 0 | 12 |  |  |  |  | R-454B | 1.9167 | Residential & Commercial | USHP | Ducted CEE Tier 1
215292103 | Central HP <5.4 tons | AIRQUEST | HRCU-A-CB (Split System: Heat Pump with Remote Outdoor Unit-Air-Source) | DLCURAH24ABK | ADP |  | HE8J936 | *92MSN0802120A* | 23400 | 17 | 8.5 | 24400 | 23600 | 96.72% | 2.02 | 0 | 10 |  |  |  |  | R-410A | 1.95 | Residential & Commercial | USHP | Ducted CEE Tier 1
215292134 | Central HP <5.4 tons | AIRQUEST | HRCU-A-CB (Split System: Heat Pump with Remote Outdoor Unit-Air-Source) | DLCURAH24ABK | ADP |  | HE33936 | *92MSN1002120A* | 23200 | 17 | 8.5 | 24800 | 23800 | 95.97% | 2.02 | 0 | 10 |  |  |  |  | R-410A | 1.9333 | Residential & Commercial | USHP | Ducted CEE Tier 1
215292171 | Central HP <5.4 tons | AIRQUEST | HRCU-A-CB (Split System: Heat Pump with Remote Outdoor Unit-Air-Source) | DLCURAH24ABK | ADP |  | HG31930 | *96MSN0261410A* | 23000 | 16 | 8.5 | 25400 | 25800 | 101.6% | 2.2 | 0 | 9.5 |  |  |  |  | R-410A | 1.9167 | Residential & Commercial | USHP
215292202 | Central HP <5.4 tons | AIRQUEST | HRCU-A-CB (Split System: Heat Pump with Remote Outdoor Unit-Air-Source) | DLCURAH24ABK | ADP |  | H,GE7J924 | *96MSN0261410A* | 23400 | 16 | 8.5 | 25400 | 25800 | 101.6% | 2.2 | 0 | 10 |  |  |  |  | R-410A | 1.95 | Residential & Commercial | USHP | Ducted CEE Tier 1
215292236 | Central HP <5.4 tons | AIRQUEST | HRCU-A-CB (Split System: Heat Pump with Remote Outdoor Unit-Air-Source) | DLCURAH24ABK | ADP |  | HG33936 | *96MSN0401410A* | 23200 | 16 | 8.5 | 24800 | 24200 | 97.58% | 2.04 | 0 | 10 |  |  |  |  | R-410A | 1.9333 | Residential & Commercial | USHP | Ducted CEE Tier 1
215292237 | Central HP <5.4 tons | AIRQUEST | HRCU-A-CB (Split System: Heat Pump with Remote Outdoor Unit-Air-Source) | DLCURAH24ABK | ADP |  | H,GE33936 | *96MSN0401410A* | 23200 | 16 | 8.5 | 24800 | 24200 | 97.58% | 2.04 | 0 | 10 |  |  |  |  | R-410A | 1.9333 | Residential & Commercial | USHP | Ducted CEE Tier 1
215292271 | Central HP <5.4 tons | AIRQUEST | HRCU-A-CB (Split System: Heat Pump with Remote Outdoor Unit-Air-Source) | DLCURAH24ABK | ADP |  | H,GG24936 | *96MSN0401712A* | 22800 | 16 | 8.5 | 24600 | 23800 | 96.75% | 2 | 0 | 9 |  |  |  |  | R-410A | 1.9 | Residential & Commercial | USHP
215292285 | Central HP <5.4 tons | AIRQUEST | HRCU-A-CB (Split System: Heat Pump with Remote Outdoor Unit-Air-Source) | DLCURAH24ABK | ADP |  | H,GE32936 | *96MSN0401712A* | 22600 | 16 | 8.5 | 24800 | 24600 | 99.19% | 2.08 | 0 | 9 |  |  |  |  | R-410A | 1.8833 | Residential & Commercial | USHP
216738760 | Central HP <5.4 tons | TEMPSTAR | HRCU-A-CB (Split System: Heat Pump with Remote Outdoor Unit-Air-Source) | D5CUHAH24AAK |  |  | ESH5X36M12A* | *96CTN0601714B* | 22800 | 16 | 8.1 | 20800 | 18500 | 88.94% | 1.85 | 0 | 10.5 |  |  |  |  | R-454B | 1.9 | Residential & Commercial | USHP | Ducted CEE Tier 1
216738057 | Central HP <5.4 tons | TEMPSTAR | HRCU-A-CB (Split System: Heat Pump with Remote Outdoor Unit-Air-Source) | D5CUHAH24AAK |  |  | ESH5X36M12A* | *80MS(N,L)0702116A* | 22800 | 15.5 | 8.1 | 20800 | 18500 | 88.94% | 1.9 | 0 | 10.5 |  |  |  |  | R-454B | 1.9 | Residential & Commercial | USHP | Ducted CEE Tier 1
215295518 | Central HP <5.4 tons | AIRQUEST | HRCU-A-CB (Split System: Heat Pump with Remote Outdoor Unit-Air-Source) | DLCURAH36ABK | ADP |  | H,GG37936 | *96VTN0802120B* | 36200 | 16 | 8.5 | 36400 | 34400 | 94.51% | 2.04 | 0 | 10 |  |  |  |  | R-410A | 3.0167 | Residential & Commercial | USHP | Ducted CEE Tier 1
211941021 | Central HP <5.4 tons | CARRIER | HRCU-A-CB (Split System: Heat Pump with Remote Outdoor Unit-Air-Source) | 25VNA424A*031* | ADP |  | H,PG34936 | 59TN6B060C17**14 | 23400 | 20 | 10.5 | 25000 | 19500 | 78% | 2.44 | 0 | 13 |  |  |  |  | R-410A | 1.95 | Residential & Commercial | USHP | Ducted CEE Tier 1
214849466 | Central HP <5.4 tons | RHEEM | HRCU-A-CB (Split System: Heat Pump with Remote Outdoor Unit-Air-Source) | RD17AZ36AJ3N | ADP |  | H,RE9J936 | R802V1004A17UHS | 32200 | 17 | 8.1 | 32600 | 29000 | 88.96% | 1.9 | 0 | 9.5 |  |  |  |  | R-410A | 2.6833 | Residential & Commercial | USHP
215430826 | Central HP <5.4 tons | LUXAIRE | HRCU-A-CB (Split System: Heat Pump with Remote Outdoor Unit-Air-Source) | HH824E2S11 | ADP |  | H,YG80(1,2)36+TXV | TM9Y040A10MP11 | 23000 | 17 | 8.45 | 21000 | 16900 | 80.48% | 2 | 0 | 11 |  |  |  |  | R-454B | 1.9167 | Residential & Commercial | USHP | Ducted CEE Tier 1
215289676 | Central HP <5.4 tons | AIRQUEST | HRCU-A-CB (Split System: Heat Pump with Remote Outdoor Unit-Air-Source) | DLCURAH18ABK | ADP |  | H,GG30924 | *92MSN0601714A* | 16700 | 16 | 8.5 | 16900 | 19000 | 112.4% | 2.34 | 0 | 10 |  |  |  |  | R-410A | 1.3917 | Residential & Commercial | USHP | Ducted CEE Tier 1
215289683 | Central HP <5.4 tons | AIRQUEST | HRCU-A-CB (Split System: Heat Pump with Remote Outdoor Unit-Air-Source) | DLCURAH18ABK | ADP |  | HE7J936 | *92MSN0601714A* | 17000 | 16 | 8.1 | 16700 | 18200 | 109% | 2.24 | 0 | 10.5 |  |  |  |  | R-410A | 1.4167 | Residential & Commercial | USHP | Ducted CEE Tier 1
215289708 | Central HP <5.4 tons | AIRQUEST | HRCU-A-CB (Split System: Heat Pump with Remote Outdoor Unit-Air-Source) | DLCURAH18ABK | ADP |  | H,GE32936 | *92MSN0801716A* | 17400 | 16 | 8.5 | 17100 | 18700 | 109.4% | 2.3 | 0 | 10.5 |  |  |  |  | R-410A | 1.45 | Residential & Commercial | USHP | Ducted CEE Tier 1
215289717 | Central HP <5.4 tons | AIRQUEST | HRCU-A-CB (Split System: Heat Pump with Remote Outdoor Unit-Air-Source) | DLCURAH18ABK | ADP |  | HE34936 | *92MSN0801716A* | 17700 | 16 | 8.5 | 17100 | 18700 | 109.4% | 2.3 | 0 | 11 |  |  |  |  | R-410A | 1.475 | Residential & Commercial | USHP | Ducted CEE Tier 1
215289733 | Central HP <5.4 tons | AIRQUEST | HRCU-A-CB (Split System: Heat Pump with Remote Outdoor Unit-Air-Source) | DLCURAH18ABK | ADP |  | HG9J936 | *92MSN0801716A* | 17700 | 16 | 8.5 | 17100 | 18700 | 109.4% | 2.3 | 0 | 11 |  |  |  |  | R-410A | 1.475 | Residential & Commercial | USHP | Ducted CEE Tier 1
215289735 | Central HP <5.4 tons | AIRQUEST | HRCU-A-CB (Split System: Heat Pump with Remote Outdoor Unit-Air-Source) | DLCURAH18ABK | ADP |  | H,GG80936 | *92MSN0801716A* | 17700 | 16 | 8.5 | 17100 | 18700 | 109.4% | 2.3 | 0 | 11 |  |  |  |  | R-410A | 1.475 | Residential & Commercial | USHP | Ducted CEE Tier 1
215289749 | Central HP <5.4 tons | AIRQUEST | HRCU-A-CB (Split System: Heat Pump with Remote Outdoor Unit-Air-Source) | DLCURAH18ABK | ADP |  | H,GG32936 | *96MSN0261410A* | 16900 | 20 | 8.1 | 16700 | 18800 | 112.6% | 2.3 | 0 | 10 |  |  |  |  | R-410A | 1.4083 | Residential & Commercial | USHP | Ducted CEE Tier 1
215289758 | Central HP <5.4 tons | AIRQUEST | HRCU-A-CB (Split System: Heat Pump with Remote Outdoor Unit-Air-Source) | DLCURAH18ABK | ADP |  | HE33936 | *96MSN0261410A* | 17100 | 20 | 8.1 | 16700 | 18800 | 112.6% | 2.3 | 0 | 10 |  |  |  |  | R-410A | 1.425 | Residential & Commercial | USHP | Ducted CEE Tier 1
215289833 | Central HP <5.4 tons | AIRQUEST | HRCU-A-CB (Split System: Heat Pump with Remote Outdoor Unit-Air-Source) | DLCURAH18ABK | ADP |  | HG31930 | *96MSN0401712A* | 16600 | 15.2 | 8.5 | 16700 | 19000 | 113.8% | 2.32 | 0 | 9.5 |  |  |  |  | R-410A | 1.3833 | Residential & Commercial | USHP
215289840 | Central HP <5.4 tons | AIRQUEST | HRCU-A-CB (Split System: Heat Pump with Remote Outdoor Unit-Air-Source) | DLCURAH18ABK | ADP |  | HG32924 | *96MSN0401712A* | 17200 | 15.2 | 8.5 | 17100 | 18800 | 109.9% | 2.3 | 0 | 10 |  |  |  |  | R-410A | 1.4333 | Residential & Commercial | USHP | Ducted CEE Tier 1
215289860 | Central HP <5.4 tons | AIRQUEST | HRCU-A-CB (Split System: Heat Pump with Remote Outdoor Unit-Air-Source) | DLCURAH18ABK | ADP |  | HG7J936 | *96MSN0401712A* | 17200 | 15.2 | 8.5 | 17100 | 18800 | 109.9% | 2.3 | 0 | 10 |  |  |  |  | R-410A | 1.4333 | Residential & Commercial | USHP | Ducted CEE Tier 1
215289885 | Central HP <5.4 tons | AIRQUEST | HRCU-A-CB (Split System: Heat Pump with Remote Outdoor Unit-Air-Source) | DLCURAH18ABK | ADP |  | HG32924 | *96MSN0601412A* | 17400 | 16 | 8.5 | 17000 | 19400 | 114.1% | 2.38 | 0 | 10.5 |  |  |  |  | R-410A | 1.45 | Residential & Commercial | USHP | Ducted CEE Tier 1
215289901 | Central HP <5.4 tons | AIRQUEST | HRCU-A-CB (Split System: Heat Pump with Remote Outdoor Unit-Air-Source) | DLCURAH18ABK | ADP |  | H,GG30924 | *96MSN0601412A* | 16200 | 16 | 8.5 | 16500 | 18300 | 110.9% | 2.26 | 0 | 9.5 |  |  |  |  | R-410A | 1.35 | Residential & Commercial | USHP
215289942 | Central HP <5.4 tons | AIRQUEST | HRCU-A-CB (Split System: Heat Pump with Remote Outdoor Unit-Air-Source) | DLCURAH18ABK | ADP |  | HE34936 | *96MSN0601716A* | 17200 | 16 | 8.5 | 16500 | 19000 | 115.2% | 2.32 | 0 | 10.5 |  |  |  |  | R-410A | 1.4333 | Residential & Commercial | USHP | Ducted CEE Tier 1
214440906 | Central HP <5.4 tons | RHEEM | HRCU-A-CB (Split System: Heat Pump with Remote Outdoor Unit-Air-Source) | RD17AZ36AJ3N | ADP |  | H,RG47936 | R98MV0703A17UPS | 34200 | 18 | 8.1 | 32600 | 29400 | 90.18% | 1.9 | 0 | 10 |  |  |  |  | R-410A | 2.85 | Residential & Commercial | USHP | Ducted CEE Tier 1
215292351 | Central HP <5.4 tons | AIRQUEST | HRCU-A-CB (Split System: Heat Pump with Remote Outdoor Unit-Air-Source) | DLCURAH24ABK | ADP |  | H,GG36936 | *96MSN0601412A* | 23600 | 16 | 8.5 | 24600 | 23800 | 96.75% | 2 | 0 | 10 |  |  |  |  | R-410A | 1.9667 | Residential & Commercial | USHP | Ducted CEE Tier 1
211390025 | Central HP <5.4 tons | FRASER-JOHNSTON | HRCU-A-CB (Split System: Heat Pump with Remote Outdoor Unit-Air-Source) | HMH72B341 |  |  | XAHC36DBCN1 | TMLV100C16MP12 | 34000 | 17 | 8.1 | 34000 | 24600 | 72.35% | 2.08 | 0 | 9.5 |  |  |  |  | R-410A | 2.8333 | Residential & Commercial | USHP
211390910 | Central HP <5.4 tons | FRASER-JOHNSTON | HRCU-A-CB (Split System: Heat Pump with Remote Outdoor Unit-Air-Source) | HMH72B341 |  |  | XAHB36DBCN1 | TM8V060A12MP12 | 33400 | 16.5 | 8.1 | 33600 | 23800 | 70.83% | 2.02 | 0 | 9.5 |  |  |  |  | R-410A | 2.7833 | Residential & Commercial | USHP
215292353 | Central HP <5.4 tons | AIRQUEST | HRCU-A-CB (Split System: Heat Pump with Remote Outdoor Unit-Air-Source) | DLCURAH24ABK | ADP |  | H,GG30924 | *96MSN0601412A* | 22600 | 16 | 8.5 | 25400 | 26000 | 102.4% | 2.22 | 0 | 9.5 |  |  |  |  | R-410A | 1.8833 | Residential & Commercial | USHP
215292385 | Central HP <5.4 tons | AIRQUEST | HRCU-A-CB (Split System: Heat Pump with Remote Outdoor Unit-Air-Source) | DLCURAH24ABK | ADP |  | H,GG32936 | *96MSN0601716A* | 23600 | 16 | 9.5 | 25000 | 24400 | 97.6% | 2.04 | 0 | 10 |  |  |  |  | R-410A | 1.9667 | Residential & Commercial | USHP | Ducted CEE Tier 1
211391044 | Central HP <5.4 tons | FRASER-JOHNSTON | HRCU-A-CB (Split System: Heat Pump with Remote Outdoor Unit-Air-Source) | HMH72B341 |  |  | XAFB36DBCN1 | TM8V060A12MP12 | 34000 | 17.5 | 8.1 | 34000 | 24200 | 71.18% | 2.06 | 0 | 9.5 |  |  |  |  | R-410A | 2.8333 | Residential & Commercial | USHP
211393251 | Central HP <5.4 tons | FRASER-JOHNSTON | HRCU-A-CB (Split System: Heat Pump with Remote Outdoor Unit-Air-Source) | HMH72B341 |  |  | XAFB36DBCN1 | TL9E060B12UH11 | 33400 | 17.5 | 8.1 | 33000 | 23200 | 70.3% | 2.02 | 0 | 10 |  |  |  |  | R-410A | 2.7833 | Residential & Commercial | USHP | Ducted CEE Tier 1
215292421 | Central HP <5.4 tons | AIRQUEST | HRCU-A-CB (Split System: Heat Pump with Remote Outdoor Unit-Air-Source) | DLCURAH24ABK | ADP |  | H,GG80936 | *96MSN0601716A* | 23600 | 17 | 9 | 24200 | 23200 | 95.87% | 1.96 | 0 | 10 |  |  |  |  | R-410A | 1.9667 | Residential & Commercial | USHP | Ducted CEE Tier 1
215430821 | Central HP <5.4 tons | LUXAIRE | HRCU-A-CB (Split System: Heat Pump with Remote Outdoor Unit-Air-Source) | HH824E2S11 | ADP |  | H,YG80(1,2)36+TXV | TM9V040A10MP12 | 23000 | 17 | 9 | 21400 | 17100 | 79.91% | 2 | 0 | 11 |  |  |  |  | R-454B | 1.9167 | Residential & Commercial | USHP | Ducted CEE Tier 1
215854013 | Central HP <5.4 tons | COLEMAN | HRCU-A-CB (Split System: Heat Pump with Remote Outdoor Unit-Air-Source) | HH824E2S11 | ADP |  | V,Y36H175P15*+TXV+AEFE4B* | 0 | 24000 | 19 | 9.5 | 22400 | 16600 | 74.11% | 2.1 | 0 | 12 |  |  |  |  | R-454B | 2 | Residential & Commercial | USHP | Ducted CEE Tier 1
214849366 | Central HP <5.4 tons | RHEEM | HRCU-A-CB (Split System: Heat Pump with Remote Outdoor Unit-Air-Source) | RD17AZ24AJ3N | ADP |  | H,RE31930 | R802V1004A17UHS | 21200 | 16 | 9.45 | 21000 | 16400 | 78.1% | 2.1 | 0 | 10.5 |  |  |  |  | R-410A | 1.7667 | Residential & Commercial | USHP | Ducted CEE Tier 1
212552597 | Central HP <5.4 tons | DAY & NIGHT | HRCU-A-CB (Split System: Heat Pump with Remote Outdoor Unit-Air-Source) | CVH848GKA** | ADP |  | PL48H210P299 | *80CSU0802120A* | 45000 | 18 | 8.5 | 44000 | 34400 | 78.18% | 2 | 0 | 10 |  |  |  |  | R-410A | 3.75 | Residential & Commercial | USHP | Ducted CEE Tier 1
214584701 | Central HP <5.4 tons | COLEMAN | HRCU-A-CB (Split System: Heat Pump with Remote Outdoor Unit-Air-Source) | HH860E2S11 |  |  | CTM60D5CGS1 | Z8ES130D20SMPS1 | 45000 | 18 | 9 | 45000 | 33600 | 74.67% | 2 | 0 | 12 |  |  |  |  | R-454B | 3.75 | Residential & Commercial | USHP | Ducted CEE Tier 1
214584751 | Central HP <5.4 tons | COLEMAN | HRCU-A-CB (Split System: Heat Pump with Remote Outdoor Unit-Air-Source) | HH860E2S11 |  |  | CTF60C5CGS1 | Z8ES080C20SMPS1 | 44000 | 18 | 9 | 44500 | 33400 | 75.06% | 2 | 0 | 12 |  |  |  |  | R-454B | 3.6667 | Residential & Commercial | USHP | Ducted CEE Tier 1
215289949 | Central HP <5.4 tons | AIRQUEST | HRCU-A-CB (Split System: Heat Pump with Remote Outdoor Unit-Air-Source) | DLCURAH18ABK | ADP |  | HG7J924 | *96MSN0601716A* | 16900 | 16 | 8.5 | 16500 | 19000 | 115.2% | 2.32 | 0 | 10 |  |  |  |  | R-410A | 1.4083 | Residential & Commercial | USHP | Ducted CEE Tier 1
215289958 | Central HP <5.4 tons | AIRQUEST | HRCU-A-CB (Split System: Heat Pump with Remote Outdoor Unit-Air-Source) | DLCURAH18ABK | ADP |  | HG9J936 | *96MSN0601716A* | 17200 | 16 | 8.5 | 16500 | 19000 | 115.2% | 2.32 | 0 | 10.5 |  |  |  |  | R-410A | 1.4333 | Residential & Commercial | USHP | Ducted CEE Tier 1
215289969 | Central HP <5.4 tons | AIRQUEST | HRCU-A-CB (Split System: Heat Pump with Remote Outdoor Unit-Air-Source) | DLCURAH18ABK | ADP |  | H,GE31924 | *96MSN0801716A* | 17200 | 16 | 8.5 | 17000 | 19000 | 111.8% | 2.32 | 0 | 10 |  |  |  |  | R-410A | 1.4333 | Residential & Commercial | USHP | Ducted CEE Tier 1
215289974 | Central HP <5.4 tons | AIRQUEST | HRCU-A-CB (Split System: Heat Pump with Remote Outdoor Unit-Air-Source) | DLCURAH18ABK | ADP |  | H,GG32936 | *96MSN0801716A* | 17300 | 16 | 8.5 | 17000 | 18700 | 110% | 2.3 | 0 | 10.5 |  |  |  |  | R-410A | 1.4417 | Residential & Commercial | USHP | Ducted CEE Tier 1
215289976 | Central HP <5.4 tons | AIRQUEST | HRCU-A-CB (Split System: Heat Pump with Remote Outdoor Unit-Air-Source) | DLCURAH18ABK | ADP |  | HG32936 | *96MSN0801716A* | 17300 | 16 | 8.5 | 17000 | 18700 | 110% | 2.3 | 0 | 10.5 |  |  |  |  | R-410A | 1.4417 | Residential & Commercial | USHP | Ducted CEE Tier 1
215290001 | Central HP <5.4 tons | AIRQUEST | HRCU-A-CB (Split System: Heat Pump with Remote Outdoor Unit-Air-Source) | DLCURAH18ABK | ADP |  | HE8J936 | *96MSN0801716A* | 17600 | 16 | 8.5 | 17000 | 18700 | 110% | 2.3 | 0 | 11 |  |  |  |  | R-410A | 1.4667 | Residential & Commercial | USHP | Ducted CEE Tier 1
215290008 | Central HP <5.4 tons | AIRQUEST | HRCU-A-CB (Split System: Heat Pump with Remote Outdoor Unit-Air-Source) | DLCURAH18ABK | ADP |  | H,GE23936 | *96VTN0401410A* | 17200 | 16 | 8.5 | 16700 | 18800 | 112.6% | 2.3 | 0 | 10 |  |  |  |  | R-410A | 1.4333 | Residential & Commercial | USHP | Ducted CEE Tier 1
215290010 | Central HP <5.4 tons | AIRQUEST | HRCU-A-CB (Split System: Heat Pump with Remote Outdoor Unit-Air-Source) | DLCURAH18ABK | ADP |  | H,GE24936 | *96VTN0401410A* | 17400 | 16 | 8.5 | 16700 | 18800 | 112.6% | 2.3 | 0 | 10.5 |  |  |  |  | R-410A | 1.45 | Residential & Commercial | USHP | Ducted CEE Tier 1
215292454 | Central HP <5.4 tons | AIRQUEST | HRCU-A-CB (Split System: Heat Pump with Remote Outdoor Unit-Air-Source) | DLCURAH24ABK | ADP |  | HE35936 | *96MSN0801716A* | 23800 | 17 | 8.5 | 24800 | 23600 | 95.16% | 2 | 0 | 10.5 |  |  |  |  | R-410A | 1.9833 | Residential & Commercial | USHP | Ducted CEE Tier 1
215292488 | Central HP <5.4 tons | AIRQUEST | HRCU-A-CB (Split System: Heat Pump with Remote Outdoor Unit-Air-Source) | DLCURAH24ABK | ADP |  | H,GG32930 | *96MSN0802120A* | 23000 | 17 | 8.5 | 24800 | 23800 | 95.97% | 2.02 | 0 | 10 |  |  |  |  | R-410A | 1.9167 | Residential & Commercial | USHP | Ducted CEE Tier 1
215292505 | Central HP <5.4 tons | AIRQUEST | HRCU-A-CB (Split System: Heat Pump with Remote Outdoor Unit-Air-Source) | DLCURAH24ABK | ADP |  | H,GE35936 | *96MSN0802120A* | 23600 | 17 | 8.5 | 24800 | 23800 | 95.97% | 2.02 | 0 | 10.5 |  |  |  |  | R-410A | 1.9667 | Residential & Commercial | USHP | Ducted CEE Tier 1
215292518 | Central HP <5.4 tons | AIRQUEST | HRCU-A-CB (Split System: Heat Pump with Remote Outdoor Unit-Air-Source) | DLCURAH24ABK | ADP |  | H,GE8J936 | *96MSN0802120A* | 23400 | 17 | 8.5 | 24800 | 23800 | 95.97% | 2.02 | 0 | 10.5 |  |  |  |  | R-410A | 1.95 | Residential & Commercial | USHP | Ducted CEE Tier 1
215292621 | Central HP <5.4 tons | AIRQUEST | HRCU-A-CB (Split System: Heat Pump with Remote Outdoor Unit-Air-Source) | DLCURAH24ABK | ADP |  | H,GE9J936 | *96VTN0401410B* | 23400 | 16 | 8.5 | 24600 | 23800 | 96.75% | 2 | 0 | 10 |  |  |  |  | R-410A | 1.95 | Residential & Commercial | USHP | Ducted CEE Tier 1
211387803 | Central HP <5.4 tons | FRASER-JOHNSTON | HRCU-A-CB (Split System: Heat Pump with Remote Outdoor Unit-Air-Source) | HMH72B341 |  |  | XAFC36DXXN1+TXV | TM9V080B12MP12 | 34000 | 17 | 8.1 | 34000 | 24400 | 71.76% | 2.06 | 0 | 9.5 |  |  |  |  | R-410A | 2.8333 | Residential & Commercial | USHP
215430644 | Central HP <5.4 tons | LUXAIRE | HRCU-A-CB (Split System: Heat Pump with Remote Outdoor Unit-Air-Source) | HH860E2S11 | ADP |  | H,YG48(1,2)60+TXV | LP9C100C20MP13 | 44000 | 18 | 8.5 | 42500 | 33200 | 78.12% | 2 | 0 | 11.7 |  |  |  |  | R-454B | 3.6667 | Residential & Commercial | USHP | Ducted CEE Tier 1
213362787 | Central HP <5.4 tons | COLEMAN | HRCU-A-CB (Split System: Heat Pump with Remote Outdoor Unit-Air-Source) | HMH72B341 | ADP |  | H,YG81936 | Z8ES040A12LMPS1 | 34000 | 18 | 8.5 | 31800 | 23800 | 74.84% | 2.1 | 0 | 10 |  |  |  |  | R-410A | 2.8333 | Residential & Commercial | USHP | Ducted CEE Tier 1
213362801 | Central HP <5.4 tons | COLEMAN | HRCU-A-CB (Split System: Heat Pump with Remote Outdoor Unit-Air-Source) | HMH72B341 | ADP |  | H,YG81936 | Z9ES080B12SMPS1 | 34000 | 17 | 8.1 | 31800 | 23400 | 73.58% | 2.06 | 0 | 9.5 |  |  |  |  | R-410A | 2.8333 | Residential & Commercial | USHP
213782094 | Central HP <5.4 tons | TEMPSTAR | HRCU-A-CB (Split System: Heat Pump with Remote Outdoor Unit-Air-Source) | TVH837GKA2* |  |  | EHD4X48AAL+WALLCON | *80CTL0902120B* | 32600 | 16.5 | 8.1 | 33000 | 24800 | 75.15% | 1.96 | 0 | 11 |  |  |  |  | R-410A | 2.7167 | Residential & Commercial | USHP | Ducted CEE Tier 1
213782144 | Central HP <5.4 tons | TEMPSTAR | HRCU-A-CB (Split System: Heat Pump with Remote Outdoor Unit-Air-Source) | TVH837GKA2* |  |  | EHD4X48AAL+WALLCON | *97CMN0801714B* | 32400 | 16.5 | 8.1 | 33000 | 25000 | 75.76% | 1.94 | 0 | 11 |  |  |  |  | R-410A | 2.7 | Residential & Commercial | USHP | Ducted CEE Tier 1
215682286 | Central HP <5.4 tons | AIRQUEST | HRCU-A-CB (Split System: Heat Pump with Remote Outdoor Unit-Air-Source) | H5H0V48*K*AAA* |  |  | EVD5X49M24A*+WALLCON | *97CTN1202422A* | 48000 | 19 | 9 | 50000 | 36600 | 73.2% | 2 | 0 | 10.5 |  |  |  |  | R-454B | 4 | Residential & Commercial | USHP | Ducted CEE Tier 1
215290024 | Central HP <5.4 tons | AIRQUEST | HRCU-A-CB (Split System: Heat Pump with Remote Outdoor Unit-Air-Source) | DLCURAH18ABK | ADP |  | H,GG33936 | *96VTN0401410A* | 17300 | 16 | 8.5 | 16700 | 18800 | 112.6% | 2.3 | 0 | 10.5 |  |  |  |  | R-410A | 1.4417 | Residential & Commercial | USHP | Ducted CEE Tier 1
215290026 | Central HP <5.4 tons | AIRQUEST | HRCU-A-CB (Split System: Heat Pump with Remote Outdoor Unit-Air-Source) | DLCURAH18ABK | ADP |  | H,GE33936 | *96VTN0401410A* | 17300 | 16 | 8.5 | 16700 | 18800 | 112.6% | 2.3 | 0 | 10.5 |  |  |  |  | R-410A | 1.4417 | Residential & Commercial | USHP | Ducted CEE Tier 1
215290033 | Central HP <5.4 tons | AIRQUEST | HRCU-A-CB (Split System: Heat Pump with Remote Outdoor Unit-Air-Source) | DLCURAH18ABK | ADP |  | H,GG36936 | *96VTN0401410A* | 17500 | 16 | 8.5 | 16500 | 18200 | 110.3% | 2.24 | 0 | 10.5 |  |  |  |  | R-410A | 1.4583 | Residential & Commercial | USHP | Ducted CEE Tier 1
215290044 | Central HP <5.4 tons | AIRQUEST | HRCU-A-CB (Split System: Heat Pump with Remote Outdoor Unit-Air-Source) | DLCURAH18ABK | ADP |  | H,GG9J936 | *96VTN0401410A* | 17400 | 16 | 8.5 | 16700 | 18800 | 112.6% | 2.3 | 0 | 10.5 |  |  |  |  | R-410A | 1.45 | Residential & Commercial | USHP | Ducted CEE Tier 1
215290049 | Central HP <5.4 tons | AIRQUEST | HRCU-A-CB (Split System: Heat Pump with Remote Outdoor Unit-Air-Source) | DLCURAH18ABK | ADP |  | H,GE23936 | *96VTN0401410B* | 17000 | 16 | 8.5 | 16600 | 19000 | 114.5% | 2.34 | 0 | 9.5 |  |  |  |  | R-410A | 1.4167 | Residential & Commercial | USHP
215290058 | Central HP <5.4 tons | AIRQUEST | HRCU-A-CB (Split System: Heat Pump with Remote Outdoor Unit-Air-Source) | DLCURAH18ABK | ADP |  | HE31930 | *96VTN0401410B* | 16600 | 16 | 8.5 | 16600 | 19000 | 114.5% | 2.34 | 0 | 9.5 |  |  |  |  | R-410A | 1.3833 | Residential & Commercial | USHP
215290060 | Central HP <5.4 tons | AIRQUEST | HRCU-A-CB (Split System: Heat Pump with Remote Outdoor Unit-Air-Source) | DLCURAH18ABK | ADP |  | H,GG32936 | *96VTN0401410B* | 16800 | 16 | 8.5 | 16600 | 19000 | 114.5% | 2.34 | 0 | 9.5 |  |  |  |  | R-410A | 1.4 | Residential & Commercial | USHP
215290074 | Central HP <5.4 tons | AIRQUEST | HRCU-A-CB (Split System: Heat Pump with Remote Outdoor Unit-Air-Source) | DLCURAH18ABK | ADP |  | H,GG35936 | *96VTN0401410B* | 17200 | 16 | 8.5 | 16500 | 18500 | 112.1% | 2.26 | 0 | 10.5 |  |  |  |  | R-410A | 1.4333 | Residential & Commercial | USHP | Ducted CEE Tier 1
211388038 | Central HP <5.4 tons | FRASER-JOHNSTON | HRCU-A-CB (Split System: Heat Pump with Remote Outdoor Unit-Air-Source) | HMH72B341 |  |  | XAHC36DXXN1+TXV | TP9C060B12MP13 | 33200 | 17 | 8.1 | 33400 | 23800 | 71.26% | 2 | 0 | 9.5 |  |  |  |  | R-410A | 2.7667 | Residential & Commercial | USHP
215292655 | Central HP <5.4 tons | AIRQUEST | HRCU-A-CB (Split System: Heat Pump with Remote Outdoor Unit-Air-Source) | DLCURAH24ABK | ADP |  | HE35936 | *96VTN0401712A* | 23400 | 16 | 8.5 | 24200 | 23200 | 95.87% | 1.94 | 0 | 10 |  |  |  |  | R-410A | 1.95 | Residential & Commercial | USHP | Ducted CEE Tier 1
215292670 | Central HP <5.4 tons | AIRQUEST | HRCU-A-CB (Split System: Heat Pump with Remote Outdoor Unit-Air-Source) | DLCURAH24ABK | ADP |  | H,GG1K936 | *96VTN0401712A* | 23400 | 16 | 8.5 | 24200 | 23200 | 95.87% | 1.96 | 0 | 10 |  |  |  |  | R-410A | 1.95 | Residential & Commercial | USHP | Ducted CEE Tier 1
215292672 | Central HP <5.4 tons | AIRQUEST | HRCU-A-CB (Split System: Heat Pump with Remote Outdoor Unit-Air-Source) | DLCURAH24ABK | ADP |  | H,GG80936 | *96VTN0401712A* | 23400 | 16 | 8.5 | 24200 | 23200 | 95.87% | 1.94 | 0 | 10 |  |  |  |  | R-410A | 1.95 | Residential & Commercial | USHP | Ducted CEE Tier 1
215292686 | Central HP <5.4 tons | AIRQUEST | HRCU-A-CB (Split System: Heat Pump with Remote Outdoor Unit-Air-Source) | DLCURAH24ABK | ADP |  | H,GG32930 | *96VTN0401712B* | 23400 | 16 | 8.5 | 25400 | 25800 | 101.6% | 2.18 | 0 | 9.5 |  |  |  |  | R-410A | 1.95 | Residential & Commercial | USHP
211388103 | Central HP <5.4 tons | FRASER-JOHNSTON | HRCU-A-CB (Split System: Heat Pump with Remote Outdoor Unit-Air-Source) | HMH72B341 |  |  | XAHC30CXXN1+TXV | TP9C060B12MP13 | 31800 | 16.5 | 8.1 | 33000 | 23200 | 70.3% | 1.96 | 0 | 9 |  |  |  |  | R-410A | 2.65 | Residential & Commercial | USHP
211388187 | Central HP <5.4 tons | FRASER-JOHNSTON | HRCU-A-CB (Split System: Heat Pump with Remote Outdoor Unit-Air-Source) | HMH72B341 |  |  | XAHB30CXXN1+TXV | TM9V060B12MP12 | 31600 | 16.5 | 8.1 | 32800 | 23000 | 70.12% | 1.96 | 0 | 9 |  |  |  |  | R-410A | 2.6333 | Residential & Commercial | USHP
215292687 | Central HP <5.4 tons | AIRQUEST | HRCU-A-CB (Split System: Heat Pump with Remote Outdoor Unit-Air-Source) | DLCURAH24ABK | ADP |  | H,GG32936 | *96VTN0401712B* | 23400 | 16 | 8.5 | 25400 | 25800 | 101.6% | 2.18 | 0 | 9.5 |  |  |  |  | R-410A | 1.95 | Residential & Commercial | USHP
215290108 | Central HP <5.4 tons | AIRQUEST | HRCU-A-CB (Split System: Heat Pump with Remote Outdoor Unit-Air-Source) | DLCURAH18ABK | ADP |  | H,GE32936 | *96VTN0401712A* | 17500 | 15.2 | 8.5 | 17100 | 18700 | 109.4% | 2.28 | 0 | 10 |  |  |  |  | R-410A | 1.4583 | Residential & Commercial | USHP | Ducted CEE Tier 1
215290119 | Central HP <5.4 tons | AIRQUEST | HRCU-A-CB (Split System: Heat Pump with Remote Outdoor Unit-Air-Source) | DLCURAH18ABK | ADP |  | H,GG36936 | *96VTN0401712A* | 17900 | 15.2 | 8.5 | 16900 | 18100 | 107.1% | 2.22 | 0 | 10.5 |  |  |  |  | R-410A | 1.4917 | Residential & Commercial | USHP | Ducted CEE Tier 1
215290133 | Central HP <5.4 tons | AIRQUEST | HRCU-A-CB (Split System: Heat Pump with Remote Outdoor Unit-Air-Source) | DLCURAH18ABK | ADP |  | HG80936 | *96VTN0401712A* | 17900 | 15.2 | 8.5 | 16900 | 18100 | 107.1% | 2.22 | 0 | 10.5 |  |  |  |  | R-410A | 1.4917 | Residential & Commercial | USHP | Ducted CEE Tier 1
215290135 | Central HP <5.4 tons | AIRQUEST | HRCU-A-CB (Split System: Heat Pump with Remote Outdoor Unit-Air-Source) | DLCURAH18ABK | ADP |  | H,GE23936 | *96VTN0401712B* | 17000 | 16 | 8.5 | 16600 | 19000 | 114.5% | 2.34 | 0 | 10 |  |  |  |  | R-410A | 1.4167 | Residential & Commercial | USHP | Ducted CEE Tier 1
215290185 | Central HP <5.4 tons | AIRQUEST | HRCU-A-CB (Split System: Heat Pump with Remote Outdoor Unit-Air-Source) | DLCURAH18ABK | ADP |  | H,GE31924 | *96VTN0601412A* | 17500 | 16 | 8.5 | 17200 | 18600 | 108.1% | 2.28 | 0 | 10 |  |  |  |  | R-410A | 1.4583 | Residential & Commercial | USHP | Ducted CEE Tier 1
215290208 | Central HP <5.4 tons | AIRQUEST | HRCU-A-CB (Split System: Heat Pump with Remote Outdoor Unit-Air-Source) | DLCURAH18ABK | ADP |  | HE30924 | *96VTN0601412A* | 17100 | 15.2 | 8.5 | 17200 | 18300 | 106.4% | 2.26 | 0 | 10.5 |  |  |  |  | R-410A | 1.425 | Residential & Commercial | USHP | Ducted CEE Tier 1
215290210 | Central HP <5.4 tons | AIRQUEST | HRCU-A-CB (Split System: Heat Pump with Remote Outdoor Unit-Air-Source) | DLCURAH18ABK | ADP |  | H,GE7J924 | *96VTN0601412A* | 17800 | 16 | 8.5 | 17200 | 18600 | 108.1% | 2.28 | 0 | 10.5 |  |  |  |  | R-410A | 1.4833 | Residential & Commercial | USHP | Ducted CEE Tier 1
215290235 | Central HP <5.4 tons | AIRQUEST | HRCU-A-CB (Split System: Heat Pump with Remote Outdoor Unit-Air-Source) | DLCURAH18ABK | ADP |  | H,GE32930 | *96VTN0601412B* | 17200 | 16 | 8.5 | 16900 | 19400 | 114.8% | 2.38 | 0 | 10.5 |  |  |  |  | R-410A | 1.4333 | Residential & Commercial | USHP | Ducted CEE Tier 1
215290244 | Central HP <5.4 tons | AIRQUEST | HRCU-A-CB (Split System: Heat Pump with Remote Outdoor Unit-Air-Source) | DLCURAH18ABK | ADP |  | H,GE34936 | *96VTN0601412B* | 17500 | 16 | 8.5 | 16900 | 18800 | 111.2% | 2.3 | 0 | 10.5 |  |  |  |  | R-410A | 1.4583 | Residential & Commercial | USHP | Ducted CEE Tier 1
215290303 | Central HP <5.4 tons | AIRQUEST | HRCU-A-CB (Split System: Heat Pump with Remote Outdoor Unit-Air-Source) | DLCURAH18ABK | ADP |  | H,GE9J936 | *96VTN0601714A* | 17700 | 16 | 8.5 | 16800 | 18100 | 107.7% | 2.22 | 0 | 10.5 |  |  |  |  | R-410A | 1.475 | Residential & Commercial | USHP | Ducted CEE Tier 1
215290310 | Central HP <5.4 tons | AIRQUEST | HRCU-A-CB (Split System: Heat Pump with Remote Outdoor Unit-Air-Source) | DLCURAH18ABK | ADP |  | H,GG31924 | *96VTN0601716B* | 16800 | 15.2 | 8.5 | 16800 | 19100 | 113.7% | 2.34 | 0 | 10 |  |  |  |  | R-410A | 1.4 | Residential & Commercial | USHP | Ducted CEE Tier 1
215290351 | Central HP <5.4 tons | AIRQUEST | HRCU-A-CB (Split System: Heat Pump with Remote Outdoor Unit-Air-Source) | DLCURAH18ABK | ADP |  | H,GE22936 | *96VTN0801716A* | 16800 | 15.2 | 8.5 | 16700 | 18800 | 112.6% | 2.3 | 0 | 10 |  |  |  |  | R-410A | 1.4 | Residential & Commercial | USHP | Ducted CEE Tier 1
215290378 | Central HP <5.4 tons | AIRQUEST | HRCU-A-CB (Split System: Heat Pump with Remote Outdoor Unit-Air-Source) | DLCURAH18ABK | ADP |  | H,GG30924 | *96VTN0801716A* | 16600 | 15.2 | 8.5 | 16700 | 18800 | 112.6% | 2.3 | 0 | 10 |  |  |  |  | R-410A | 1.3833 | Residential & Commercial | USHP | Ducted CEE Tier 1
215290410 | Central HP <5.4 tons | AIRQUEST | HRCU-A-CB (Split System: Heat Pump with Remote Outdoor Unit-Air-Source) | DLCURAH18ABK | ADP |  | H,GG33936 | *96VTN0801716B* | 17600 | 16 | 8.5 | 17100 | 18700 | 109.4% | 2.3 | 0 | 11 |  |  |  |  | R-410A | 1.4667 | Residential & Commercial | USHP | Ducted CEE Tier 1
216735311 | Central HP <5.4 tons | AIRQUEST | HRCU-A-CB (Split System: Heat Pump with Remote Outdoor Unit-Air-Source) | D5CUHAH24AAK |  |  | EA*5X37M17A* | *96VTN0401410B* | 22600 | 15.5 | 8.1 | 20800 | 18500 | 88.94% | 1.85 | 0 | 10.5 |  |  |  |  | R-454B | 1.8833 | Residential & Commercial | USHP | Ducted CEE Tier 1
216735527 | Central HP <5.4 tons | AIRQUEST | HRCU-A-CB (Split System: Heat Pump with Remote Outdoor Unit-Air-Source) | D5CUHAH24AAK |  |  | EA*5X37M21A* | *80VSL0901716B* | 22800 | 16 | 8.5 | 20400 | 18300 | 89.71% | 1.98 | 0 | 11 |  |  |  |  | R-454B | 1.9 | Residential & Commercial | USHP | Ducted CEE Tier 1
216735536 | Central HP <5.4 tons | AIRQUEST | HRCU-A-CB (Split System: Heat Pump with Remote Outdoor Unit-Air-Source) | D5CUHAH24AAK |  |  | EA*5X37M21A* | *80VSL0902120B* | 23400 | 16 | 8.5 | 20800 | 18600 | 89.42% | 1.98 | 0 | 11 |  |  |  |  | R-454B | 1.95 | Residential & Commercial | USHP | Ducted CEE Tier 1
216735545 | Central HP <5.4 tons | AIRQUEST | HRCU-A-CB (Split System: Heat Pump with Remote Outdoor Unit-Air-Source) | D5CUHAH24AAK |  |  | EA*5X37M21A* | *80VSL1102122B* | 23000 | 15.5 | 8.5 | 20600 | 18300 | 88.83% | 1.98 | 0 | 11 |  |  |  |  | R-454B | 1.9167 | Residential & Commercial | USHP | Ducted CEE Tier 1
216980442 | Central HP <5.4 tons | RHEEM | HRCU-A-CB (Split System: Heat Pump with Remote Outdoor Unit-Air-Source) | RD18AY60AJVC |  |  | RH2TY6024STANN | 0 | 52000 | 18 | 8.5 | 50500 | 38000 | 75.25% | 2 | 0 | 11.7 |  |  |  |  | R-454B | 4.3333 | Residential & Commercial | USHP | Ducted CEE Tier 1
213362807 | Central HP <5.4 tons | COLEMAN | HRCU-A-CB (Split System: Heat Pump with Remote Outdoor Unit-Air-Source) | HMH72B341 | ADP |  | H,YG81936 | Z9ET080B12SMPS1 | 34000 | 18 | 8.1 | 31800 | 23800 | 74.84% | 2.08 | 0 | 10 |  |  |  |  | R-410A | 2.8333 | Residential & Commercial | USHP | Ducted CEE Tier 1
211242647 | Central HP <5.4 tons | DAY & NIGHT | HRCU-A-CB (Split System: Heat Pump with Remote Outdoor Unit-Air-Source) | DLCURAH24ABK |  |  | EA*4X36L21A* | *92ESN0802120A* | 25000 | 17 | 8.5 | 26600 | 21800 | 81.95% | 1.82 | 0 | 10.5 |  |  |  |  | R-410A | 2.0833 | Residential & Commercial | USHP | Ducted CEE Tier 1
211242713 | Central HP <5.4 tons | DAY & NIGHT | HRCU-A-CB (Split System: Heat Pump with Remote Outdoor Unit-Air-Source) | DLCURAH24ABK |  |  | EA*4X36L21A* | *80ESU0601716A | 25000 | 17 | 8.5 | 26600 | 21800 | 81.95% | 1.82 | 0 | 10.5 |  |  |  |  | R-410A | 2.0833 | Residential & Commercial | USHP | Ducted CEE Tier 1
211242732 | Central HP <5.4 tons | DAY & NIGHT | HRCU-A-CB (Split System: Heat Pump with Remote Outdoor Unit-Air-Source) | DLCURAH24ABK |  |  | EA*4X36L21A* | OLV098A12* | 23400 | 16.5 | 8.5 | 25600 | 23800 | 92.97% | 1.98 | 0 | 10 |  |  |  |  | R-410A | 1.95 | Residential & Commercial | USHP | Ducted CEE Tier 1
211243146 | Central HP <5.4 tons | DAY & NIGHT | HRCU-A-CB (Split System: Heat Pump with Remote Outdoor Unit-Air-Source) | DLCURAH24ABK |  |  | EA*4X37L17A* | *80ES(N,L)0701412A* | 24800 | 17 | 8.5 | 25800 | 21400 | 82.95% | 1.8 | 0 | 10.5 |  |  |  |  | R-410A | 2.0667 | Residential & Commercial | USHP | Ducted CEE Tier 1
211243231 | Central HP <5.4 tons | DAY & NIGHT | HRCU-A-CB (Split System: Heat Pump with Remote Outdoor Unit-Air-Source) | DLCURAH24ABK |  |  | EA*4X37L21A* | *96VSN0802120A* | 24600 | 17 | 8.5 | 25200 | 21000 | 83.33% | 1.78 | 0 | 10.5 |  |  |  |  | R-410A | 2.05 | Residential & Commercial | USHP | Ducted CEE Tier 1
211243249 | Central HP <5.4 tons | DAY & NIGHT | HRCU-A-CB (Split System: Heat Pump with Remote Outdoor Unit-Air-Source) | DLCURAH24ABK |  |  | EA*4X37L21A* | *96VSN0401712A* | 24000 | 16 | 8.1 | 25000 | 21600 | 86.4% | 1.8 | 0 | 10 |  |  |  |  | R-410A | 2 | Residential & Commercial | USHP | Ducted CEE Tier 1
212383322 | Central HP <5.4 tons | KEEPRITE | HRCU-A-CB (Split System: Heat Pump with Remote Outdoor Unit-Air-Source) | DLCURAH36ABK |  |  | EA*4X36L21A* | *80ES(N,L)0902120A* | 35600 | 16 | 8.1 | 39500 | 35200 | 89.11% | 1.84 | 0 | 10 |  |  |  |  | R-410A | 2.9667 | Residential & Commercial | USHP | Ducted CEE Tier 1
215292689 | Central HP <5.4 tons | AIRQUEST | HRCU-A-CB (Split System: Heat Pump with Remote Outdoor Unit-Air-Source) | DLCURAH24ABK | ADP |  | HG32936 | *96VTN0401712B* | 23400 | 16 | 8.5 | 25400 | 25800 | 101.6% | 2.18 | 0 | 9.5 |  |  |  |  | R-410A | 1.95 | Residential & Commercial | USHP
215292719 | Central HP <5.4 tons | AIRQUEST | HRCU-A-CB (Split System: Heat Pump with Remote Outdoor Unit-Air-Source) | DLCURAH24ABK | ADP |  | HG9J936 | *96VTN0401712B* | 23400 | 16 | 8.5 | 24600 | 24000 | 97.56% | 2.02 | 0 | 10 |  |  |  |  | R-410A | 1.95 | Residential & Commercial | USHP | Ducted CEE Tier 1
210597421 | Central HP <5.4 tons | KEEPRITE | HRCU-A-CB (Split System: Heat Pump with Remote Outdoor Unit-Air-Source) | CVH837GKA** |  |  | EA*4X61L21A*+WALLCON | *80CTL0901716A* | 33200 | 18 | 8.5 | 32000 | 24800 | 77.5% | 2 | 0 | 12 |  |  |  |  | R-410A | 2.7667 | Residential & Commercial | USHP | Ducted CEE Tier 1
211388220 | Central HP <5.4 tons | FRASER-JOHNSTON | HRCU-A-CB (Split System: Heat Pump with Remote Outdoor Unit-Air-Source) | HMH72B341 |  |  | XAFC36DXXN1+TXV | TM9V060B12MP12 | 34000 | 17.5 | 8.1 | 34000 | 24200 | 71.18% | 2.06 | 0 | 9.5 |  |  |  |  | R-410A | 2.8333 | Residential & Commercial | USHP
211389173 | Central HP <5.4 tons | FRASER-JOHNSTON | HRCU-A-CB (Split System: Heat Pump with Remote Outdoor Unit-Air-Source) | HMH72B341 |  |  | XAHB30CXXN1+TXV | TM9E060A10MP12 | 31600 | 16.5 | 8.1 | 33000 | 23200 | 70.3% | 1.96 | 0 | 9 |  |  |  |  | R-410A | 2.6333 | Residential & Commercial | USHP
211389292 | Central HP <5.4 tons | FRASER-JOHNSTON | HRCU-A-CB (Split System: Heat Pump with Remote Outdoor Unit-Air-Source) | HMH72B341 |  |  | XAHC36DXXN1+TXV | TM8Y100C20MP11 | 34000 | 17 | 8.1 | 33800 | 24200 | 71.6% | 2.08 | 0 | 9.5 |  |  |  |  | R-410A | 2.8333 | Residential & Commercial | USHP
211389307 | Central HP <5.4 tons | FRASER-JOHNSTON | HRCU-A-CB (Split System: Heat Pump with Remote Outdoor Unit-Air-Source) | HMH72B341 |  |  | XAHC36DBCN1 | TM8Y120C20MP11 | 34000 | 17 | 8.1 | 33800 | 24200 | 71.6% | 2.08 | 0 | 9.5 |  |  |  |  | R-410A | 2.8333 | Residential & Commercial | USHP
211389391 | Central HP <5.4 tons | FRASER-JOHNSTON | HRCU-A-CB (Split System: Heat Pump with Remote Outdoor Unit-Air-Source) | HMH72B341 |  |  | XAFC36DBCN1 | TM8Y120C20MP11 | 34000 | 17.5 | 8.5 | 33800 | 23800 | 70.41% | 2.1 | 0 | 10 |  |  |  |  | R-410A | 2.8333 | Residential & Commercial | USHP | Ducted CEE Tier 1
211390408 | Central HP <5.4 tons | FRASER-JOHNSTON | HRCU-A-CB (Split System: Heat Pump with Remote Outdoor Unit-Air-Source) | HMH72B341 |  |  | XAHC36DXXN1+TXV | TM8V080B12MP12 | 32800 | 16.5 | 8.1 | 32800 | 23200 | 70.73% | 1.98 | 0 | 9.5 |  |  |  |  | R-410A | 2.7333 | Residential & Commercial | USHP
211392029 | Central HP <5.4 tons | FRASER-JOHNSTON | HRCU-A-CB (Split System: Heat Pump with Remote Outdoor Unit-Air-Source) | HMH72B341 |  |  | XAHC30CXXN1+TXV | TM8E080C16MP11 | 32200 | 17.5 | 8.1 | 32400 | 22800 | 70.37% | 2 | 0 | 9.5 |  |  |  |  | R-410A | 2.6833 | Residential & Commercial | USHP
211392400 | Central HP <5.4 tons | FRASER-JOHNSTON | HRCU-A-CB (Split System: Heat Pump with Remote Outdoor Unit-Air-Source) | HMH72B341 |  |  | XAFB36DXXN1+TXV | TMLE080B12MP11 | 34000 | 18 | 8.1 | 34000 | 24400 | 71.76% | 2.06 | 0 | 9.5 |  |  |  |  | R-410A | 2.8333 | Residential & Commercial | USHP
211392699 | Central HP <5.4 tons | FRASER-JOHNSTON | HRCU-A-CB (Split System: Heat Pump with Remote Outdoor Unit-Air-Source) | HMH72B341 |  |  | XAFB30CXXN1+TXV | TMLE060A12MP11 | 32800 | 17.5 | 8.1 | 33400 | 23400 | 70.06% | 2.02 | 0 | 9.5 |  |  |  |  | R-410A | 2.7333 | Residential & Commercial | USHP
211394037 | Central HP <5.4 tons | FRASER-JOHNSTON | HRCU-A-CB (Split System: Heat Pump with Remote Outdoor Unit-Air-Source) | HMH72B341 |  |  | XAHC48FBCN1 | TM9Y080C16MP11 | 33200 | 17 | 8.1 | 32400 | 23600 | 72.84% | 2.02 | 0 | 9 |  |  |  |  | R-410A | 2.7667 | Residential & Commercial | USHP
211394654 | Central HP <5.4 tons | FRASER-JOHNSTON | HRCU-A-CB (Split System: Heat Pump with Remote Outdoor Unit-Air-Source) | HMH72B341 |  |  | XAFC48FBCN1 | TP9C100C20MP13 | 34000 | 16.5 | 8.5 | 33000 | 24200 | 73.33% | 2.1 | 0 | 9 |  |  |  |  | R-410A | 2.8333 | Residential & Commercial | USHP
211395124 | Central HP <5.4 tons | FRASER-JOHNSTON | HRCU-A-CB (Split System: Heat Pump with Remote Outdoor Unit-Air-Source) | HMH72B341 |  |  | XAHC48FBCN1 | TM9V080C16MP12 | 32800 | 16.5 | 8.5 | 31800 | 23200 | 72.96% | 2.02 | 0 | 9 |  |  |  |  | R-410A | 2.7333 | Residential & Commercial | USHP
211397612 | Central HP <5.4 tons | FRASER-JOHNSTON | HRCU-A-CB (Split System: Heat Pump with Remote Outdoor Unit-Air-Source) | HMH72B341 |  |  | XAFD48FBCN1 | TM8V100C16MP12 | 34000 | 16.5 | 8.5 | 33000 | 24400 | 73.94% | 2.1 | 0 | 9 |  |  |  |  | R-410A | 2.8333 | Residential & Commercial | USHP
211393767 | Central HP <5.4 tons | FRASER-JOHNSTON | HRCU-A-CB (Split System: Heat Pump with Remote Outdoor Unit-Air-Source) | HMH72B341 |  |  | XAFA30DXXN1+TXV | TMLE040A12MP11 | 33800 | 18 | 8.1 | 33600 | 23600 | 70.24% | 2.04 | 0 | 10 |  |  |  |  | R-410A | 2.8167 | Residential & Commercial | USHP | Ducted CEE Tier 1
211393887 | Central HP <5.4 tons | FRASER-JOHNSTON | HRCU-A-CB (Split System: Heat Pump with Remote Outdoor Unit-Air-Source) | HMH72B341 |  |  | XAHC48FXXN1+TXV | TM9Y100C16MP11 | 33200 | 17 | 8.1 | 32400 | 23600 | 72.84% | 2.02 | 0 | 9 |  |  |  |  | R-410A | 2.7667 | Residential & Commercial | USHP
210470271 | Central HP <5.4 tons | DAY & NIGHT | HRCU-A-CB (Split System: Heat Pump with Remote Outdoor Unit-Air-Source) | CVH837GKA2* |  |  | EA*4X60L24A*+WALLCON | *80CTL0902120A* | 32800 | 17.5 | 8.5 | 31800 | 24800 | 77.99% | 1.98 | 0 | 11.7 |  |  |  |  | R-410A | 2.7333 | Residential & Commercial | USHP | Ducted CEE Tier 1
214849340 | Central HP <5.4 tons | RHEEM | HRCU-A-CB (Split System: Heat Pump with Remote Outdoor Unit-Air-Source) | RD17AZ24AJ3N | ADP |  | H,RE7J936 | R801V0754A17UHS | 21600 | 17 | 9.5 | 21000 | 16400 | 78.1% | 2.1 | 0 | 10.5 |  |  |  |  | R-410A | 1.8 | Residential & Commercial | USHP | Ducted CEE Tier 1
210470557 | Central HP <5.4 tons | DAY & NIGHT | HRCU-A-CB (Split System: Heat Pump with Remote Outdoor Unit-Air-Source) | CVH837GKA2* |  |  | EA*4X61L24A*+WALLCON | *80CTL0902120A* | 33200 | 18 | 8.5 | 32000 | 24800 | 77.5% | 2 | 0 | 12 |  |  |  |  | R-410A | 2.7667 | Residential & Commercial | USHP | Ducted CEE Tier 1
211719707 | Central HP <5.4 tons | COLEMAN | HRCU-A-CB (Split System: Heat Pump with Remote Outdoor Unit-Air-Source) | HMH72B341 |  |  | XAHC30CXXN1+TXV | CPLC080B12MP13 | 31800 | 16.5 | 8.1 | 33000 | 23200 | 70.3% | 1.96 | 0 | 9 |  |  |  |  | R-410A | 2.65 | Residential & Commercial | USHP
214075506 | Central HP <5.4 tons | RHEEM | HRCU-A-CB (Split System: Heat Pump with Remote Outdoor Unit-Air-Source) | RD17AZ24AJ3N |  |  | RCFZ2417MTANM | R802V1004A17UHN | 22600 | 17 | 9.5 | 22600 | 16800 | 74.34% | 2.1 | 0 | 11.2 |  |  |  |  | R-410A | 1.8833 | Residential & Commercial | USHP | Ducted CEE Tier 1
214638688 | Central HP <5.4 tons | RHEEM | HRCU-A-CB (Split System: Heat Pump with Remote Outdoor Unit-Air-Source) | RD17AZ36AJ3N | ADP |  | H,RE8J936 | R951V0603A17M4S | 31800 | 17 | 8.1 | 32600 | 29400 | 90.18% | 1.9 | 0 | 9 |  |  |  |  | R-410A | 2.65 | Residential & Commercial | USHP
213362770 | Central HP <5.4 tons | COLEMAN | HRCU-A-CB (Split System: Heat Pump with Remote Outdoor Unit-Air-Source) | HMH72B341 | ADP |  | H,YG9J936 | TMLE040A12MP11 | 32800 | 18 | 8.1 | 31800 | 23000 | 72.33% | 2.04 | 0 | 10 |  |  |  |  | R-410A | 2.7333 | Residential & Commercial | USHP | Ducted CEE Tier 1
213782254 | Central HP <5.4 tons | TEMPSTAR | HRCU-A-CB (Split System: Heat Pump with Remote Outdoor Unit-Air-Source) | TVH837GKA2* |  |  | EHD4X60AAL+WALLCON | *80CTL0902120B* | 33000 | 16.5 | 8.1 | 32200 | 24800 | 77.02% | 2 | 0 | 11.5 |  |  |  |  | R-410A | 2.75 | Residential & Commercial | USHP | Ducted CEE Tier 1
213782334 | Central HP <5.4 tons | TEMPSTAR | HRCU-A-CB (Split System: Heat Pump with Remote Outdoor Unit-Air-Source) | TVH837GKA2* |  |  | EHD4X60AAL+WALLCON | *96CTN0601714B* | 32800 | 16.5 | 8.1 | 32400 | 25000 | 77.16% | 1.96 | 0 | 11 |  |  |  |  | R-410A | 2.7333 | Residential & Commercial | USHP | Ducted CEE Tier 1
214720190 | Central HP <5.4 tons | LUXAIRE | HRCU-A-CB (Split System: Heat Pump with Remote Outdoor Unit-Air-Source) | HH860E2S11 |  |  | CTU60C5XGS1+TXV | TMLE080C16MP11 | 44500 | 18 | 9 | 45500 | 34200 | 75.16% | 2 | 0 | 11 |  |  |  |  | R-454B | 3.7083 | Residential & Commercial | USHP | Ducted CEE Tier 1
214719956 | Central HP <5.4 tons | LUXAIRE | HRCU-A-CB (Split System: Heat Pump with Remote Outdoor Unit-Air-Source) | HH860E2S11 |  |  | CTU60C5XGS1+TXV | TMLV120C20MP12 | 44500 | 18 | 9 | 45000 | 33800 | 75.11% | 2 | 0 | 11 |  |  |  |  | R-454B | 3.7083 | Residential & Commercial | USHP | Ducted CEE Tier 1
212407363 | Central HP <5.4 tons | BRYANT HEATING AND COOLING SYSTEMS | HRCU-A-CB (Split System: Heat Pump with Remote Outdoor Unit-Air-Source) | 284ANV036*0**B* | ADP |  | C36A***C729 | 88*TA36070C14*** | 33400 | 19 | 9 | 33800 | 25800 | 76.33% | 2 | 0 | 12 |  |  |  |  | R-410A | 2.7833 | Residential & Commercial | USHP | Ducted CEE Tier 1
214075404 | Central HP <5.4 tons | RHEEM | HRCU-A-CB (Split System: Heat Pump with Remote Outdoor Unit-Air-Source) | RD17AZ60AJ3N |  |  | RCFZ6024STANM | R97MV1005A21DHS | 55000 | 18 | 8.1 | 54000 | 49500 | 91.67% | 1.75 | 0 | 10 |  |  |  |  | R-410A | 4.5833 | Residential & Commercial | USHP | Ducted CEE Tier 1
215682146 | Central HP <5.4 tons | AIRQUEST | HRCU-A-CB (Split System: Heat Pump with Remote Outdoor Unit-Air-Source) | H5H0V48*K*AAA* |  |  | EVD5X48M21A*+WALLCON | *97CTN0801716A* | 46500 | 18 | 9 | 50000 | 37000 | 74% | 1.98 | 0 | 9.5 |  |  |  |  | R-454B | 3.875 | Residential & Commercial | USHP
212407320 | Central HP <5.4 tons | BRYANT HEATING AND COOLING SYSTEMS | HRCU-A-CB (Split System: Heat Pump with Remote Outdoor Unit-Air-Source) | 284ANV036*0**B* | ADP |  | C36A***L169 | 88*TA36070C14*** | 33400 | 19 | 9 | 33800 | 25800 | 76.33% | 2 | 0 | 12 |  |  |  |  | R-410A | 2.7833 | Residential & Commercial | USHP | Ducted CEE Tier 1
212407321 | Central HP <5.4 tons | BRYANT HEATING AND COOLING SYSTEMS | HRCU-A-CB (Split System: Heat Pump with Remote Outdoor Unit-Air-Source) | 284ANV036*0**B* | ADP |  | C36A***L179 | 88*TA36070C14*** | 33400 | 19 | 9 | 33800 | 25800 | 76.33% | 2 | 0 | 12 |  |  |  |  | R-410A | 2.7833 | Residential & Commercial | USHP | Ducted CEE Tier 1
212407323 | Central HP <5.4 tons | BRYANT HEATING AND COOLING SYSTEMS | HRCU-A-CB (Split System: Heat Pump with Remote Outdoor Unit-Air-Source) | 284ANV036*0**B* | ADP |  | C36A***L189 | 88*TA36070C14*** | 33400 | 19 | 9 | 33800 | 25800 | 76.33% | 2 | 0 | 12 |  |  |  |  | R-410A | 2.7833 | Residential & Commercial | USHP | Ducted CEE Tier 1
213782364 | Central HP <5.4 tons | TEMPSTAR | HRCU-A-CB (Split System: Heat Pump with Remote Outdoor Unit-Air-Source) | TVH837GKA2* |  |  | EHD4X60AAL+WALLCON | *96CTN1202422B* | 33000 | 16.5 | 8.1 | 32200 | 24800 | 77.02% | 2 | 0 | 11.5 |  |  |  |  | R-410A | 2.75 | Residential & Commercial | USHP | Ducted CEE Tier 1
212407365 | Central HP <5.4 tons | BRYANT HEATING AND COOLING SYSTEMS | HRCU-A-CB (Split System: Heat Pump with Remote Outdoor Unit-Air-Source) | 284ANV036*0**B* | ADP |  | C36A***C739 | 88*TA36070C14*** | 33400 | 19 | 9 | 33800 | 25800 | 76.33% | 2 | 0 | 12 |  |  |  |  | R-410A | 2.7833 | Residential & Commercial | USHP | Ducted CEE Tier 1
214053758 | Central HP <5.4 tons | LENNOX | HRCU-A-CB (Split System: Heat Pump with Remote Outdoor Unit-Air-Source) | SL25XPV-048-230A** | ADP |  | HG50960 | SL280UH100NV60C* | 46000 | 20 | 9.3 | 41500 | 35800 | 86.27% | 1.88 | 0 | 12.5 |  |  |  |  | R-410A | 3.8333 | Residential & Commercial | USHP | Ducted CEE Tier 1
214638695 | Central HP <5.4 tons | RHEEM | HRCU-A-CB (Split System: Heat Pump with Remote Outdoor Unit-Air-Source) | RD17AZ36AJ3N | ADP |  | H,RE9J936 | R962V0703A17M4S | 32200 | 17 | 8.1 | 32600 | 29200 | 89.57% | 1.9 | 0 | 9.5 |  |  |  |  | R-410A | 2.6833 | Residential & Commercial | USHP
215682426 | Central HP <5.4 tons | AIRQUEST | HRCU-A-CB (Split System: Heat Pump with Remote Outdoor Unit-Air-Source) | H5H0V48*K*AAA* |  |  | EVD5X60M24A*+WALLCON | *97CTN1202422A* | 48000 | 19 | 9 | 50000 | 36600 | 73.2% | 2 | 0 | 10.5 |  |  |  |  | R-454B | 4 | Residential & Commercial | USHP | Ducted CEE Tier 1
212520212 | Central HP <5.4 tons | CARRIER | HRCU-A-CB (Split System: Heat Pump with Remote Outdoor Unit-Air-Source) | 38MURAQ24AB3* | ADP |  | H,PG24936 | 58S(B,C)*A070E17**12 | 22800 | 17 | 8.5 | 24000 | 23200 | 96.67% | 1.98 | 0 | 9.5 |  |  |  |  | R-410A | 1.9 | Residential & Commercial | USHP
212520235 | Central HP <5.4 tons | CARRIER | HRCU-A-CB (Split System: Heat Pump with Remote Outdoor Unit-Air-Source) | 38MURAQ24AB3* | ADP |  | H,PG9J936 | 58S(B,C)*A110E21**20 | 24800 | 16 | 8.5 | 25200 | 21800 | 86.51% | 1.82 | 0 | 10.5 |  |  |  |  | R-410A | 2.0667 | Residential & Commercial | USHP | Ducted CEE Tier 1
214440910 | Central HP <5.4 tons | RHEEM | HRCU-A-CB (Split System: Heat Pump with Remote Outdoor Unit-Air-Source) | RD17AZ36AJ3N | ADP |  | H,RG47936 | R98MV1005A21UPS | 34200 | 18 | 8.1 | 32600 | 29200 | 89.57% | 1.9 | 0 | 10 |  |  |  |  | R-410A | 2.85 | Residential & Commercial | USHP | Ducted CEE Tier 1
211230946 | Central HP <5.4 tons | CARRIER | HRCU-A-CB (Split System: Heat Pump with Remote Outdoor Unit-Air-Source) | 38MURAQ36AB3* |  |  | CAP**4224AL* | GG96VTAA66120D | 35600 | 16 | 8.1 | 38500 | 35000 | 90.91% | 1.88 | 0 | 10 |  |  |  |  | R-410A | 2.9667 | Residential & Commercial | USHP | Ducted CEE Tier 1
213366558 | Central HP <5.4 tons | COLEMAN | HRCU-A-CB (Split System: Heat Pump with Remote Outdoor Unit-Air-Source) | HMH72B341 | ADP |  | A36VDA+TXV | Z8ET080B12LMPS1 | 33200 | 18 | 8.5 | 31400 | 23000 | 73.25% | 2.04 | 0 | 9.5 |  |  |  |  | R-410A | 2.7667 | Residential & Commercial | USHP
214014786 | Central HP <5.4 tons | AC PRO.com | HRCU-A-CB (Split System: Heat Pump with Remote Outdoor Unit-Air-Source) | AUD60W/A1-D(U) | ADP |  | V60H210D509+AEFE5* | 0 | 54000 | 15.6 | 9 | 53500 | 40000 | 74.77% | 1.8 | 0 | 10 |  |  |  |  | R-410A | 4.5 | Residential & Commercial | USHP | Ducted CEE Tier 1
215931553 | Central HP <5.4 tons | TEMPSTAR | HRCU-A-CB (Split System: Heat Pump with Remote Outdoor Unit-Air-Source) | T5H3V60*K*AAA* |  |  | EA*5X60M24A*+WALLCON | *80CTL0902120B* | 56000 | 18.5 | 8.5 | 60500 | 45500 | 75.21% | 2.06 | 0 | 11.5 |  |  |  |  | R-454B | 4.6667 | Residential & Commercial | USHP | Ducted CEE Tier 1
215931573 | Central HP <5.4 tons | TEMPSTAR | HRCU-A-CB (Split System: Heat Pump with Remote Outdoor Unit-Air-Source) | T5H3V60*K*AAA* |  |  | EA*5X60M24A*+WALLCON | *80CTL1352422B* | 56000 | 18.5 | 8.5 | 60500 | 45500 | 75.21% | 2.08 | 0 | 11.5 |  |  |  |  | R-454B | 4.6667 | Residential & Commercial | USHP | Ducted CEE Tier 1
215931603 | Central HP <5.4 tons | TEMPSTAR | HRCU-A-CB (Split System: Heat Pump with Remote Outdoor Unit-Air-Source) | T5H3V60*K*AAA* |  |  | EA*5X60M24A*+WALLCON | *97CMN0602120B* | 55000 | 17.5 | 8.1 | 61000 | 47000 | 77.05% | 1.95 | 0 | 10.5 |  |  |  |  | R-454B | 4.5833 | Residential & Commercial | USHP | Ducted CEE Tier 1
215683066 | Central HP <5.4 tons | AIRQUEST | HRCU-A-CB (Split System: Heat Pump with Remote Outdoor Unit-Air-Source) | H5H0V60*K*AAA* |  |  | EVD5X60M24A*+WALLCON | *80CSU0802120B* | 57000 | 18 | 9 | 62500 | 44000 | 70.4% | 2.1 | 0 | 9.5 |  |  |  |  | R-454B | 4.75 | Residential & Commercial | USHP
215289739 | Central HP <5.4 tons | AIRQUEST | HRCU-A-CB (Split System: Heat Pump with Remote Outdoor Unit-Air-Source) | DLCURAH18ABK | ADP |  | H,GG24936 | *96MSN0261410A* | 17300 | 20 | 8.1 | 16700 | 18800 | 112.6% | 2.3 | 0 | 10.5 |  |  |  |  | R-410A | 1.4417 | Residential & Commercial | USHP | Ducted CEE Tier 1
212520265 | Central HP <5.4 tons | CARRIER | HRCU-A-CB (Split System: Heat Pump with Remote Outdoor Unit-Air-Source) | 38MURAQ24AB3* | ADP |  | H,PG32936 | 58SU*A080E21**20 | 24200 | 17 | 8.5 | 24600 | 21800 | 88.62% | 1.86 | 0 | 10 |  |  |  |  | R-410A | 2.0167 | Residential & Commercial | USHP | Ducted CEE Tier 1
212520281 | Central HP <5.4 tons | CARRIER | HRCU-A-CB (Split System: Heat Pump with Remote Outdoor Unit-Air-Source) | 38MURAQ24AB3* | ADP |  | H,PG32936 | 58TP*A090V17**16 | 23200 | 17 | 8.1 | 24400 | 23000 | 94.26% | 1.94 | 0 | 10 |  |  |  |  | R-410A | 1.9333 | Residential & Commercial | USHP | Ducted CEE Tier 1
212520282 | Central HP <5.4 tons | CARRIER | HRCU-A-CB (Split System: Heat Pump with Remote Outdoor Unit-Air-Source) | 38MURAQ24AB3* | ADP |  | H,PG34936 | 58TP*A090V17**16 | 23800 | 17 | 8.1 | 24400 | 23000 | 94.26% | 1.94 | 0 | 10.5 |  |  |  |  | R-410A | 1.9833 | Residential & Commercial | USHP | Ducted CEE Tier 1
216684945 | Central HP <5.4 tons | MAINLINE | HRCU-A-CB (Split System: Heat Pump with Remote Outdoor Unit-Air-Source) | MLP19AY36AJVC |  |  | TCFY3621MEAAM | ML97MV0703A17DH | 34200 | 20 | 10 | 34200 | 29600 | 86.55% | 2 | 0 | 12 |  |  |  |  | R-454B | 2.85 | Residential & Commercial | USHP | Ducted CEE Tier 1
210471243 | Central HP <5.4 tons | CARRIER | HRCU-A-CB (Split System: Heat Pump with Remote Outdoor Unit-Air-Source) | 25VNA837A*031* |  |  | CSPH*6012AL*+UI | 59MN7B100C21**22 | 33000 | 17 | 8.1 | 32200 | 24800 | 77.02% | 2.02 | 0 | 11.5 |  |  |  |  | R-410A | 2.75 | Residential & Commercial | USHP | Ducted CEE Tier 1
215430652 | Central HP <5.4 tons | LUXAIRE | HRCU-A-CB (Split System: Heat Pump with Remote Outdoor Unit-Air-Source) | HH860E2S11 | ADP |  | H,YG48(1,2)60+TXV | TM9E100C16MP12 | 44500 | 18 | 8.5 | 44000 | 34000 | 77.27% | 2 | 0 | 11 |  |  |  |  | R-454B | 3.7083 | Residential & Commercial | USHP | Ducted CEE Tier 1
214720222 | Central HP <5.4 tons | LUXAIRE | HRCU-A-CB (Split System: Heat Pump with Remote Outdoor Unit-Air-Source) | HH836E2S11 |  |  | CTU48C5XFS1+TXV | TM9E080C20MP12 | 34000 | 17 | 9 | 32000 | 25400 | 79.38% | 2 | 0 | 11 |  |  |  |  | R-454B | 2.8333 | Residential & Commercial | USHP | Ducted CEE Tier 1
214720054 | Central HP <5.4 tons | LUXAIRE | HRCU-A-CB (Split System: Heat Pump with Remote Outdoor Unit-Air-Source) | HH836E2S11 |  |  | CTU48C5XFS1+TXV | TM8V100C16MP12 | 33400 | 18 | 9 | 31600 | 25400 | 80.38% | 2 | 0 | 11 |  |  |  |  | R-454B | 2.7833 | Residential & Commercial | USHP | Ducted CEE Tier 1
215430659 | Central HP <5.4 tons | LUXAIRE | HRCU-A-CB (Split System: Heat Pump with Remote Outdoor Unit-Air-Source) | HH860E2S11 | ADP |  | H,YG48(1,2)60+TXV | TM9V100C16MP12 | 43500 | 18 | 8.5 | 42000 | 32800 | 78.1% | 2 | 0 | 11.7 |  |  |  |  | R-454B | 3.625 | Residential & Commercial | USHP | Ducted CEE Tier 1
215430661 | Central HP <5.4 tons | LUXAIRE | HRCU-A-CB (Split System: Heat Pump with Remote Outdoor Unit-Air-Source) | HH860E2S11 | ADP |  | H,YG48(1,2)60+TXV | TM9V100C20MP12 | 44000 | 18 | 8.5 | 42500 | 33200 | 78.12% | 2 | 0 | 11.7 |  |  |  |  | R-454B | 3.6667 | Residential & Commercial | USHP | Ducted CEE Tier 1
216772270 | Central HP <5.4 tons | RHEEM | HRCU-A-CB (Split System: Heat Pump with Remote Outdoor Unit-Air-Source) | RD17AZ36AJ3N | ADP |  | H,RE8J936 | R802V0504A17UHS | 31800 | 17 | 8.1 | 32600 | 29400 | 90.18% | 1.9 | 0 | 9 |  |  |  |  | R-410A | 2.65 | Residential & Commercial | USHP
216772281 | Central HP <5.4 tons | RHEEM | HRCU-A-CB (Split System: Heat Pump with Remote Outdoor Unit-Air-Source) | RD17AZ36AJ3N | ADP |  | H,RE80936 | R802V1004A17UHS | 33000 | 17 | 8.1 | 32600 | 29000 | 88.96% | 1.9 | 0 | 9.5 |  |  |  |  | R-410A | 2.75 | Residential & Commercial | USHP
216735093 | Central HP <5.4 tons | AIRQUEST | HRCU-A-CB (Split System: Heat Pump with Remote Outdoor Unit-Air-Source) | D5CUHAH24AAK |  |  | EA*5X37M17A* | *97CMN0601714B* | 22800 | 16 | 8.5 | 20800 | 18400 | 88.46% | 1.96 | 0 | 11 |  |  |  |  | R-454B | 1.9 | Residential & Commercial | USHP | Ducted CEE Tier 1
216735102 | Central HP <5.4 tons | AIRQUEST | HRCU-A-CB (Split System: Heat Pump with Remote Outdoor Unit-Air-Source) | D5CUHAH24AAK |  |  | EA*5X37M17A* | *97CMN0801714B* | 22800 | 16 | 8.5 | 20600 | 18400 | 89.32% | 1.96 | 0 | 11 |  |  |  |  | R-454B | 1.9 | Residential & Commercial | USHP | Ducted CEE Tier 1
216736463 | Central HP <5.4 tons | AIRQUEST | HRCU-A-CB (Split System: Heat Pump with Remote Outdoor Unit-Air-Source) | D5CUHAH24AAK |  |  | ESH5X24M12A* | *95CSU0601716B* | 22200 | 15.2 | 8.1 | 21000 | 19000 | 90.48% | 1.85 | 0 | 10.5 |  |  |  |  | R-454B | 1.85 | Residential & Commercial | USHP | Ducted CEE Tier 1
216735772 | Central HP <5.4 tons | AIRQUEST | HRCU-A-CB (Split System: Heat Pump with Remote Outdoor Unit-Air-Source) | D5CUHAH24AAK |  |  | EA*5X37M21A* | *92MSN0801716A* | 23000 | 16.5 | 8.5 | 20400 | 18300 | 89.71% | 1.98 | 0 | 11 |  |  |  |  | R-454B | 1.9167 | Residential & Commercial | USHP | Ducted CEE Tier 1
216819568 | Central HP <5.4 tons | RHEEM | HRCU-A-CB (Split System: Heat Pump with Remote Outdoor Unit-Air-Source) | RD18AY48AJVC |  |  | RCFY4824MTANM | R951V1005A21M4 | 42500 | 17 | 8.1 | 42500 | 33400 | 78.59% | 2 | 0 | 10 |  |  |  |  | R-454B | 3.5417 | Residential & Commercial | USHP | Ducted CEE Tier 1
212407360 | Central HP <5.4 tons | BRYANT HEATING AND COOLING SYSTEMS | HRCU-A-CB (Split System: Heat Pump with Remote Outdoor Unit-Air-Source) | 284ANV036*0**B* | ADP |  | C36A***C709 | 88*TA36070C14*** | 32600 | 19 | 9 | 33800 | 25800 | 76.33% | 2 | 0 | 11.7 |  |  |  |  | R-410A | 2.7167 | Residential & Commercial | USHP | Ducted CEE Tier 1
215682686 | Central HP <5.4 tons | AIRQUEST | HRCU-A-CB (Split System: Heat Pump with Remote Outdoor Unit-Air-Source) | H5H0V60*K*AAA* |  |  | EA*5X61M24A*+WALLCON | *97CTN0802120A* | 56000 | 18.5 | 9 | 60000 | 42000 | 70% | 2.02 | 0 | 9 |  |  |  |  | R-454B | 4.6667 | Residential & Commercial | USHP
210470396 | Central HP <5.4 tons | CARRIER | HRCU-A-CB (Split System: Heat Pump with Remote Outdoor Unit-Air-Source) | 25VNA837A*031* |  |  | CAP**6121AL*+UI | 58CU*A040C17**12 | 33200 | 17.5 | 8.1 | 32000 | 24800 | 77.5% | 1.98 | 0 | 11.5 |  |  |  |  | R-410A | 2.7667 | Residential & Commercial | USHP | Ducted CEE Tier 1
210470495 | Central HP <5.4 tons | CARRIER | HRCU-A-CB (Split System: Heat Pump with Remote Outdoor Unit-Air-Source) | 25VNA837A*031* |  |  | CAP**6121AL*+UI | 58TN*A090C17**16 | 33200 | 18 | 8.5 | 32000 | 24800 | 77.5% | 2 | 0 | 12 |  |  |  |  | R-410A | 2.7667 | Residential & Commercial | USHP | Ducted CEE Tier 1
210470798 | Central HP <5.4 tons | CARRIER | HRCU-A-CB (Split System: Heat Pump with Remote Outdoor Unit-Air-Source) | 25VNA837A*031* |  |  | CNPV*4821AL*+UI | 58CU*A040C17**12 | 32400 | 17.5 | 8.1 | 33000 | 24800 | 75.15% | 1.94 | 0 | 11.7 |  |  |  |  | R-410A | 2.7 | Residential & Commercial | USHP | Ducted CEE Tier 1
211225708 | Central HP <5.4 tons | CARRIER | HRCU-A-CB (Split System: Heat Pump with Remote Outdoor Unit-Air-Source) | 38MURAQ36AB3* |  |  | CAP**3717AL* | 58TP*A090V17**16 | 36000 | 15.5 | 8.1 | 38500 | 35000 | 90.91% | 2.02 | 0 | 10 |  |  |  |  | R-410A | 3 | Residential & Commercial | USHP | Ducted CEE Tier 1
211225742 | Central HP <5.4 tons | CARRIER | HRCU-A-CB (Split System: Heat Pump with Remote Outdoor Unit-Air-Source) | 38MURAQ36AB3* |  |  | CAP**3721AL* | 58TP*A090V17**16 | 36600 | 16 | 8.5 | 38500 | 34800 | 90.39% | 2.08 | 0 | 10 |  |  |  |  | R-410A | 3.05 | Residential & Commercial | USHP | Ducted CEE Tier 1
211225759 | Central HP <5.4 tons | CARRIER | HRCU-A-CB (Split System: Heat Pump with Remote Outdoor Unit-Air-Source) | 38MURAQ36AB3* |  |  | CAP**3721AL* | 59SU5A100E21**20 | 36600 | 16 | 8.5 | 38500 | 34800 | 90.39% | 2.1 | 0 | 10 |  |  |  |  | R-410A | 3.05 | Residential & Commercial | USHP | Ducted CEE Tier 1
211225760 | Central HP <5.4 tons | CARRIER | HRCU-A-CB (Split System: Heat Pump with Remote Outdoor Unit-Air-Source) | 38MURAQ36AB3* |  |  | CAP**3721AL* | 59SU5A100E21**22 | 37600 | 15.5 | 8.5 | 39500 | 35000 | 88.61% | 2.14 | 0 | 10 |  |  |  |  | R-410A | 3.1333 | Residential & Commercial | USHP | Ducted CEE Tier 1
211225774 | Central HP <5.4 tons | CARRIER | HRCU-A-CB (Split System: Heat Pump with Remote Outdoor Unit-Air-Source) | 38MURAQ36AB3* |  |  | CAP**4221AL* | 58S(B,C)*A045E17**12 | 35200 | 15.5 | 8.1 | 38500 | 35000 | 90.91% | 1.86 | 0 | 9.5 |  |  |  |  | R-410A | 2.9333 | Residential & Commercial | USHP
215682386 | Central HP <5.4 tons | AIRQUEST | HRCU-A-CB (Split System: Heat Pump with Remote Outdoor Unit-Air-Source) | H5H0V48*K*AAA* |  |  | EVD5X60M24A*+WALLCON | *80CSU0802120B* | 48000 | 19 | 9 | 50000 | 36200 | 72.4% | 2.12 | 0 | 10 |  |  |  |  | R-454B | 4 | Residential & Commercial | USHP | Ducted CEE Tier 1
212384301 | Central HP <5.4 tons | BRYANT HEATING AND COOLING SYSTEMS | HRCU-A-CB (Split System: Heat Pump with Remote Outdoor Unit-Air-Source) | 38MURAQ36AB3* |  |  | CNPV*4217AL* | 912SD36060E14*** | 36000 | 15.2 | 8.1 | 39500 | 35000 | 88.61% | 1.96 | 0 | 10 |  |  |  |  | R-410A | 3 | Residential & Commercial | USHP | Ducted CEE Tier 1
212383364 | Central HP <5.4 tons | BRYANT HEATING AND COOLING SYSTEMS | HRCU-A-CB (Split System: Heat Pump with Remote Outdoor Unit-Air-Source) | 38MURAQ36AB3* |  |  | CAP**3621AL* | 83*SA60080E21*** | 36600 | 15.2 | 8.1 | 40000 | 35400 | 88.5% | 1.88 | 0 | 10 |  |  |  |  | R-410A | 3.05 | Residential & Commercial | USHP | Ducted CEE Tier 1
211225808 | Central HP <5.4 tons | CARRIER | HRCU-A-CB (Split System: Heat Pump with Remote Outdoor Unit-Air-Source) | 38MURAQ36AB3* |  |  | CAP**4221AL* | 59SU5A060E17**16 | 35200 | 16 | 8.1 | 38500 | 35000 | 90.91% | 1.88 | 0 | 9.5 |  |  |  |  | R-410A | 2.9333 | Residential & Commercial | USHP
211225844 | Central HP <5.4 tons | CARRIER | HRCU-A-CB (Split System: Heat Pump with Remote Outdoor Unit-Air-Source) | 38MURAQ36AB3* |  |  | CAP**4224AL* | 59SC2D120E24**20 | 35800 | 16 | 8.1 | 38500 | 35000 | 90.91% | 1.9 | 0 | 10 |  |  |  |  | R-410A | 2.9833 | Residential & Commercial | USHP | Ducted CEE Tier 1
211225859 | Central HP <5.4 tons | CARRIER | HRCU-A-CB (Split System: Heat Pump with Remote Outdoor Unit-Air-Source) | 38MURAQ36AB3* |  |  | CAP**4224AL* | 59TP6B120V24**22 | 35600 | 16 | 8.1 | 38500 | 35000 | 90.91% | 1.88 | 0 | 10 |  |  |  |  | R-410A | 2.9667 | Residential & Commercial | USHP | Ducted CEE Tier 1
211225860 | Central HP <5.4 tons | CARRIER | HRCU-A-CB (Split System: Heat Pump with Remote Outdoor Unit-Air-Source) | 38MURAQ36AB3* |  |  | CAP**4224AL* | OVLAAB048112 | 35400 | 15.2 | 8.1 | 39500 | 35200 | 89.11% | 1.88 | 0 | 9.5 |  |  |  |  | R-410A | 2.95 | Residential & Commercial | USHP
211225894 | Central HP <5.4 tons | CARRIER | HRCU-A-CB (Split System: Heat Pump with Remote Outdoor Unit-Air-Source) | 38MURAQ36AB3* |  |  | CAP**4321AL* | 59SC5B080E21**20 | 37200 | 15.5 | 8.5 | 38500 | 35000 | 90.91% | 2.12 | 0 | 10 |  |  |  |  | R-410A | 3.1 | Residential & Commercial | USHP | Ducted CEE Tier 1
211225907 | Central HP <5.4 tons | CARRIER | HRCU-A-CB (Split System: Heat Pump with Remote Outdoor Unit-Air-Source) | 38MURAQ36AB3* |  |  | CAP**4321AL* | 59TP6B100V21**22 | 36800 | 16.5 | 8.5 | 38500 | 34800 | 90.39% | 2.1 | 0 | 10 |  |  |  |  | R-410A | 3.0667 | Residential & Commercial | USHP | Ducted CEE Tier 1
211225908 | Central HP <5.4 tons | CARRIER | HRCU-A-CB (Split System: Heat Pump with Remote Outdoor Unit-Air-Source) | 38MURAQ36AB3* |  |  | CAP**4321AL* | OVLAAB036098 | 36200 | 15.2 | 8.5 | 38500 | 35000 | 90.91% | 2.06 | 0 | 9.5 |  |  |  |  | R-410A | 3.0167 | Residential & Commercial | USHP
215430624 | Central HP <5.4 tons | LUXAIRE | HRCU-A-CB (Split System: Heat Pump with Remote Outdoor Unit-Air-Source) | HH836E2S11 | ADP |  | H,YG80(1,2)36+TXV | Z8ES080C16SMPS1 | 34000 | 19 | 8.5 | 30200 | 25000 | 82.78% | 2 | 0 | 11 |  |  |  |  | R-454B | 2.8333 | Residential & Commercial | USHP | Ducted CEE Tier 1
213362789 | Central HP <5.4 tons | COLEMAN | HRCU-A-CB (Split System: Heat Pump with Remote Outdoor Unit-Air-Source) | HMH72B341 | ADP |  | H,YG81936 | Z8ES040A12SMPS1 | 34000 | 18 | 8.5 | 31800 | 23800 | 74.84% | 2.1 | 0 | 10 |  |  |  |  | R-410A | 2.8333 | Residential & Commercial | USHP | Ducted CEE Tier 1
215682346 | Central HP <5.4 tons | AIRQUEST | HRCU-A-CB (Split System: Heat Pump with Remote Outdoor Unit-Air-Source) | H5H0V48*K*AAA* |  |  | EVD5X60M21A*+WALLCON | *97CTN0801716A* | 47500 | 18.5 | 9 | 50000 | 37200 | 74.4% | 1.98 | 0 | 10 |  |  |  |  | R-454B | 3.9583 | Residential & Commercial | USHP | Ducted CEE Tier 1
215682446 | Central HP <5.4 tons | AIRQUEST | HRCU-A-CB (Split System: Heat Pump with Remote Outdoor Unit-Air-Source) | H5H0V48*K*AAA* |  |  | EVD5X61M21A*+WALLCON | *80CSU0401712B* | 48500 | 19 | 9 | 50000 | 36800 | 73.6% | 2.12 | 0 | 10 |  |  |  |  | R-454B | 4.0417 | Residential & Commercial | USHP | Ducted CEE Tier 1
215682716 | Central HP <5.4 tons | AIRQUEST | HRCU-A-CB (Split System: Heat Pump with Remote Outdoor Unit-Air-Source) | H5H0V60*K*AAA* |  |  | ESH5X60M12A*+WALLCON | *96CTN0802120B* | 55500 | 17 | 8.5 | 60000 | 42000 | 70% | 1.9 | 0 | 8.5 |  |  |  |  | R-454B | 4.625 | Residential & Commercial | USHP
211225909 | Central HP <5.4 tons | CARRIER | HRCU-A-CB (Split System: Heat Pump with Remote Outdoor Unit-Air-Source) | 38MURAQ36AB3* |  |  | CAP**4321AL* | OVLAAB048112 | 36600 | 15.2 | 8.5 | 38500 | 35000 | 90.91% | 2.08 | 0 | 10 |  |  |  |  | R-410A | 3.05 | Residential & Commercial | USHP | Ducted CEE Tier 1
211225925 | Central HP <5.4 tons | CARRIER | HRCU-A-CB (Split System: Heat Pump with Remote Outdoor Unit-Air-Source) | 38MURAQ36AB3* |  |  | CAP**4821AL* | 58SP*A070V21**20 | 35800 | 16 | 8.5 | 38500 | 34600 | 89.87% | 2.04 | 0 | 10 |  |  |  |  | R-410A | 2.9833 | Residential & Commercial | USHP | Ducted CEE Tier 1
211225944 | Central HP <5.4 tons | CARRIER | HRCU-A-CB (Split System: Heat Pump with Remote Outdoor Unit-Air-Source) | 38MURAQ36AB3* |  |  | CAP**4821AL* | 59SC5B080E17**16 | 35400 | 15.5 | 8.1 | 37800 | 34800 | 92.06% | 2.02 | 0 | 9.5 |  |  |  |  | R-410A | 2.95 | Residential & Commercial | USHP
211225977 | Central HP <5.4 tons | CARRIER | HRCU-A-CB (Split System: Heat Pump with Remote Outdoor Unit-Air-Source) | 38MURAQ36AB3* |  |  | CAP**4824AL* | 58SP*A090V24**20 | 35800 | 16.5 | 8.5 | 37800 | 34600 | 91.53% | 2.04 | 0 | 10 |  |  |  |  | R-410A | 2.9833 | Residential & Commercial | USHP | Ducted CEE Tier 1
211226009 | Central HP <5.4 tons | CARRIER | HRCU-A-CB (Split System: Heat Pump with Remote Outdoor Unit-Air-Source) | 38MURAQ36AB3* |  |  | CNPV*4217AL* | 58TP*A070V17**16 | 35600 | 16 | 8.1 | 38500 | 35000 | 90.91% | 1.96 | 0 | 10 |  |  |  |  | R-410A | 2.9667 | Residential & Commercial | USHP | Ducted CEE Tier 1
211226059 | Central HP <5.4 tons | CARRIER | HRCU-A-CB (Split System: Heat Pump with Remote Outdoor Unit-Air-Source) | 38MURAQ36AB3* |  |  | CNPV*4821AL* | 59SC5B080E21**20 | 36800 | 15.5 | 8.1 | 39500 | 35000 | 88.61% | 2.06 | 0 | 10.5 |  |  |  |  | R-410A | 3.0667 | Residential & Commercial | USHP | Ducted CEE Tier 1
211226061 | Central HP <5.4 tons | CARRIER | HRCU-A-CB (Split System: Heat Pump with Remote Outdoor Unit-Air-Source) | 38MURAQ36AB3* |  |  | CNPV*4821AL* | 59SC5B100E21**22 | 37600 | 15.5 | 8.5 | 39500 | 35000 | 88.61% | 2.08 | 0 | 10.5 |  |  |  |  | R-410A | 3.1333 | Residential & Commercial | USHP | Ducted CEE Tier 1
212383400 | Central HP <5.4 tons | BRYANT HEATING AND COOLING SYSTEMS | HRCU-A-CB (Split System: Heat Pump with Remote Outdoor Unit-Air-Source) | 38MURAQ36AB3* |  |  | CAP**3721AL* | 8(0,1)*SA48070E17*** | 36600 | 15.5 | 8.5 | 39000 | 34800 | 89.23% | 2.1 | 0 | 10 |  |  |  |  | R-410A | 3.05 | Residential & Commercial | USHP | Ducted CEE Tier 1
216891423 | Central HP <5.4 tons | RHEEM | HRCU-A-CB (Split System: Heat Pump with Remote Outdoor Unit-Air-Source) | RD18AY48AJVC |  |  | RCFY4824MTANM | R801V1005A21UHU | 43000 | 18 | 8.5 | 43000 | 33200 | 77.21% | 2 | 0 | 11.7 |  |  |  |  | R-454B | 3.5833 | Residential & Commercial | USHP | Ducted CEE Tier 1
216681839 | Central HP <5.4 tons | TEMPSTAR | HRCU-A-CB (Split System: Heat Pump with Remote Outdoor Unit-Air-Source) | DLCURAH36ABK |  |  | EHD4X36AAL | *97VTN1002120A* | 35600 | 15.5 | 8.5 | 38500 | 34600 | 89.87% | 1.78 | 0 | 9.8 |  |  |  |  | R-410A | 2.9667 | Residential & Commercial | USHP
212384711 | Central HP <5.4 tons | BRYANT HEATING AND COOLING SYSTEMS | HRCU-A-CB (Split System: Heat Pump with Remote Outdoor Unit-Air-Source) | 38MURAQ36AB3* |  |  | CNPV*4221AL* | 83*SA60080E21*** | 36800 | 15.2 | 8.1 | 40000 | 35200 | 88% | 1.94 | 0 | 10 |  |  |  |  | R-410A | 3.0667 | Residential & Commercial | USHP | Ducted CEE Tier 1
216736079 | Central HP <5.4 tons | AIRQUEST | HRCU-A-CB (Split System: Heat Pump with Remote Outdoor Unit-Air-Source) | D5CUHAH24AAK |  |  | EA*5X37M21A* | *97VTN1002120A* | 22800 | 16.5 | 8.5 | 20400 | 18300 | 89.71% | 1.98 | 0 | 11 |  |  |  |  | R-454B | 1.9 | Residential & Commercial | USHP | Ducted CEE Tier 1
216736163 | Central HP <5.4 tons | AIRQUEST | HRCU-A-CB (Split System: Heat Pump with Remote Outdoor Unit-Air-Source) | D5CUHAH24AAK |  |  | ESH5X24M12A* | *80MS(N,L)0701712A* | 22200 | 15.2 | 8.1 | 21000 | 18900 | 90% | 1.9 | 0 | 10.5 |  |  |  |  | R-454B | 1.85 | Residential & Commercial | USHP | Ducted CEE Tier 1
215682476 | Central HP <5.4 tons | AIRQUEST | HRCU-A-CB (Split System: Heat Pump with Remote Outdoor Unit-Air-Source) | H5H0V48*K*AAA* |  |  | EVD5X61M21A*+WALLCON | *80CSU1002120B* | 48500 | 19 | 9 | 50000 | 36800 | 73.6% | 2.12 | 0 | 10 |  |  |  |  | R-454B | 4.0417 | Residential & Commercial | USHP | Ducted CEE Tier 1
212980954 | Central HP <5.4 tons | KEEPRITE | HRCU-A-CB (Split System: Heat Pump with Remote Outdoor Unit-Air-Source) | DLCURAH30ABK |  |  | EA*4X43L21A* | *80MS(N,L)1102120A* | 31000 | 15.2 | 8.5 | 33600 | 26200 | 77.98% | 1.88 | 0 | 9 |  |  |  |  | R-410A | 2.5833 | Residential & Commercial | USHP
212980186 | Central HP <5.4 tons | KEEPRITE | HRCU-A-CB (Split System: Heat Pump with Remote Outdoor Unit-Air-Source) | DLCURAH30ABK |  |  | EA*4X36L21A* | *80MS(N,L)0902116A* | 29400 | 15.2 | 8.1 | 34000 | 28000 | 82.35% | 1.76 | 0 | 9 |  |  |  |  | R-410A | 2.45 | Residential & Commercial | USHP
215682766 | Central HP <5.4 tons | AIRQUEST | HRCU-A-CB (Split System: Heat Pump with Remote Outdoor Unit-Air-Source) | H5H0V60*K*AAA* |  |  | ESH5X60M12A*+WALLCON | *97CTN0802120A* | 55500 | 17 | 8.5 | 60000 | 42000 | 70% | 1.9 | 0 | 8.5 |  |  |  |  | R-454B | 4.625 | Residential & Commercial | USHP
211719723 | Central HP <5.4 tons | COLEMAN | HRCU-A-CB (Split System: Heat Pump with Remote Outdoor Unit-Air-Source) | HMH72B341 |  |  | XAHB36DBCN1 | CPLC060A12MP13 | 33400 | 16.5 | 8.1 | 33600 | 23800 | 70.83% | 2.02 | 0 | 9.5 |  |  |  |  | R-410A | 2.7833 | Residential & Commercial | USHP
212520251 | Central HP <5.4 tons | CARRIER | HRCU-A-CB (Split System: Heat Pump with Remote Outdoor Unit-Air-Source) | 38MURAQ24AB3* | ADP |  | H,PG9J936 | 58SP*A070V21**20 | 24600 | 16 | 8.1 | 25000 | 22000 | 88% | 1.84 | 0 | 10.5 |  |  |  |  | R-410A | 2.05 | Residential & Commercial | USHP | Ducted CEE Tier 1
212520267 | Central HP <5.4 tons | CARRIER | HRCU-A-CB (Split System: Heat Pump with Remote Outdoor Unit-Air-Source) | 38MURAQ24AB3* | ADP |  | H,PG9J936 | 58SU*A080E21**20 | 24600 | 17 | 8.5 | 24600 | 21800 | 88.62% | 1.86 | 0 | 10.5 |  |  |  |  | R-410A | 2.05 | Residential & Commercial | USHP | Ducted CEE Tier 1
214588330 | Central HP <5.4 tons | BRYANT HEATING AND COOLING SYSTEMS | HRCU-A-CB (Split System: Heat Pump with Remote Outdoor Unit-Air-Source) | 38MURAQ36AB3* | ADP |  | C36A***L139 | 926TC48080V17*** | 34400 | 15.2 | 8.5 | 36800 | 34800 | 94.57% | 2 | 0 | 9.5 |  |  |  |  | R-410A | 2.8667 | Residential & Commercial | USHP
214588333 | Central HP <5.4 tons | BRYANT HEATING AND COOLING SYSTEMS | HRCU-A-CB (Split System: Heat Pump with Remote Outdoor Unit-Air-Source) | 38MURAQ36AB3* | ADP |  | PL36H175P159 | 926TC48080V17*** | 35000 | 16 | 8.1 | 36200 | 34400 | 95.03% | 2 | 0 | 9.5 |  |  |  |  | R-410A | 2.9167 | Residential & Commercial | USHP
212383155 | Central HP <5.4 tons | BRYANT HEATING AND COOLING SYSTEMS | HRCU-A-CB (Split System: Heat Pump with Remote Outdoor Unit-Air-Source) | 38MURAQ36AB3* |  |  | CAP**3621AL* | 935SA66100E21*** | 36200 | 15.2 | 8.1 | 40000 | 35400 | 88.5% | 1.86 | 0 | 9.5 |  |  |  |  | R-410A | 3.0167 | Residential & Commercial | USHP
212383388 | Central HP <5.4 tons | BRYANT HEATING AND COOLING SYSTEMS | HRCU-A-CB (Split System: Heat Pump with Remote Outdoor Unit-Air-Source) | 38MURAQ36AB3* |  |  | CAP**3717AL* | 83*SA48060E17*** | 36600 | 15.5 | 8.5 | 39500 | 35000 | 88.61% | 2.04 | 0 | 10 |  |  |  |  | R-410A | 3.05 | Residential & Commercial | USHP | Ducted CEE Tier 1
211226074 | Central HP <5.4 tons | CARRIER | HRCU-A-CB (Split System: Heat Pump with Remote Outdoor Unit-Air-Source) | 38MURAQ36AB3* |  |  | CNPV*4821AL* | 59TP6B100V21**20 | 36600 | 15.5 | 8.1 | 39500 | 35000 | 88.61% | 2.04 | 0 | 10 |  |  |  |  | R-410A | 3.05 | Residential & Commercial | USHP | Ducted CEE Tier 1
211226076 | Central HP <5.4 tons | CARRIER | HRCU-A-CB (Split System: Heat Pump with Remote Outdoor Unit-Air-Source) | 38MURAQ36AB3* |  |  | CNPV*4821AL* | OVLAAB036098 | 35600 | 15.2 | 8.1 | 38500 | 35000 | 90.91% | 2 | 0 | 10 |  |  |  |  | R-410A | 2.9667 | Residential & Commercial | USHP | Ducted CEE Tier 1
211226077 | Central HP <5.4 tons | CARRIER | HRCU-A-CB (Split System: Heat Pump with Remote Outdoor Unit-Air-Source) | 38MURAQ36AB3* |  |  | CNPV*4821AL* | OVLAAB048112 | 36000 | 15.5 | 8.1 | 38500 | 35000 | 90.91% | 2.02 | 0 | 10 |  |  |  |  | R-410A | 3 | Residential & Commercial | USHP | Ducted CEE Tier 1
211226091 | Central HP <5.4 tons | CARRIER | HRCU-A-CB (Split System: Heat Pump with Remote Outdoor Unit-Air-Source) | 38MURAQ36AB3* |  |  | CNPV*4824AL* | 58SP*A090V21**20 | 35800 | 16.5 | 8.1 | 38500 | 34800 | 90.39% | 2 | 0 | 10 |  |  |  |  | R-410A | 2.9833 | Residential & Commercial | USHP | Ducted CEE Tier 1
211226110 | Central HP <5.4 tons | CARRIER | HRCU-A-CB (Split System: Heat Pump with Remote Outdoor Unit-Air-Source) | 38MURAQ36AB3* |  |  | CNPV*4824AL* | 59SP6A100V21**20 | 36200 | 16 | 8.1 | 38500 | 34800 | 90.39% | 2.02 | 0 | 10 |  |  |  |  | R-410A | 3.0167 | Residential & Commercial | USHP | Ducted CEE Tier 1
211226127 | Central HP <5.4 tons | CARRIER | HRCU-A-CB (Split System: Heat Pump with Remote Outdoor Unit-Air-Source) | 38MURAQ36AB3* |  |  | FMA4X36**AL* | 0 | 35800 | 17 | 8.1 | 40000 | 35200 | 88% | 1.86 | 0 | 10 |  |  |  |  | R-410A | 2.9833 | Residential & Commercial | USHP | Ducted CEE Tier 1
211226128 | Central HP <5.4 tons | CARRIER | HRCU-A-CB (Split System: Heat Pump with Remote Outdoor Unit-Air-Source) | 38MURAQ36AB3* |  |  | FX4DN(B,F)037L | 0 | 35800 | 16.5 | 8.1 | 38500 | 34600 | 89.87% | 1.94 | 0 | 10 |  |  |  |  | R-410A | 2.9833 | Residential & Commercial | USHP | Ducted CEE Tier 1
212609386 | Central HP <5.4 tons | RHEEM | HRCU-A-CB (Split System: Heat Pump with Remote Outdoor Unit-Air-Source) | RP18AZ48AJVC |  |  | RCFZ6021SEAAM | R802V0754A17DZ | 44000 | 18 | 8.1 | 43500 | 45500 | 104.6% | 1.9 | 0 | 10 |  |  |  |  | R-410A | 3.6667 | Residential & Commercial | USHP | Ducted CEE Tier 1
212979509 | Central HP <5.4 tons | KEEPRITE | HRCU-A-CB (Split System: Heat Pump with Remote Outdoor Unit-Air-Source) | DLCURAH24ABK |  |  | EA*4X37L21A* | *80MS(N,L)0702116A* | 24400 | 17 | 8.5 | 25200 | 21200 | 84.13% | 1.8 | 0 | 10.5 |  |  |  |  | R-410A | 2.0333 | Residential & Commercial | USHP | Ducted CEE Tier 1
211225680 | Central HP <5.4 tons | CARRIER | HRCU-A-CB (Split System: Heat Pump with Remote Outdoor Unit-Air-Source) | 38MURAQ36AB3* |  |  | CAP**3621AL* | 59SC2D060E17**14 | 35200 | 16 | 8.1 | 38500 | 35200 | 91.43% | 1.82 | 0 | 9.5 |  |  |  |  | R-410A | 2.9333 | Residential & Commercial | USHP
211225737 | Central HP <5.4 tons | CARRIER | HRCU-A-CB (Split System: Heat Pump with Remote Outdoor Unit-Air-Source) | 38MURAQ36AB3* |  |  | CAP**3721AL* | 58SP*A090V21**20 | 36200 | 16 | 8.5 | 38500 | 34800 | 90.39% | 2.06 | 0 | 10 |  |  |  |  | R-410A | 3.0167 | Residential & Commercial | USHP | Ducted CEE Tier 1
211225753 | Central HP <5.4 tons | CARRIER | HRCU-A-CB (Split System: Heat Pump with Remote Outdoor Unit-Air-Source) | 38MURAQ36AB3* |  |  | CAP**3721AL* | 59SC5B100E21**20 | 37000 | 15.5 | 8.5 | 38500 | 34800 | 90.39% | 2.1 | 0 | 10 |  |  |  |  | R-410A | 3.0833 | Residential & Commercial | USHP | Ducted CEE Tier 1
211225837 | Central HP <5.4 tons | CARRIER | HRCU-A-CB (Split System: Heat Pump with Remote Outdoor Unit-Air-Source) | 38MURAQ36AB3* |  |  | CAP**4224AL* | 58TP*A110V21**22 | 36200 | 15.5 | 8.1 | 39500 | 35200 | 89.11% | 1.92 | 0 | 10 |  |  |  |  | R-410A | 3.0167 | Residential & Commercial | USHP | Ducted CEE Tier 1
211225873 | Central HP <5.4 tons | CARRIER | HRCU-A-CB (Split System: Heat Pump with Remote Outdoor Unit-Air-Source) | 38MURAQ36AB3* |  |  | CAP**4321AL* | 58S(B,C)*A110E21**20 | 37000 | 16 | 8.5 | 38500 | 34800 | 90.39% | 2.12 | 0 | 10 |  |  |  |  | R-410A | 3.0833 | Residential & Commercial | USHP | Ducted CEE Tier 1
211225973 | Central HP <5.4 tons | CARRIER | HRCU-A-CB (Split System: Heat Pump with Remote Outdoor Unit-Air-Source) | 38MURAQ36AB3* |  |  | CAP**4824AL* | 58S(B,C)*A135E24**20 | 36200 | 16 | 8.5 | 38500 | 34600 | 89.87% | 2.06 | 0 | 10 |  |  |  |  | R-410A | 3.0167 | Residential & Commercial | USHP | Ducted CEE Tier 1
212520153 | Central HP <5.4 tons | CARRIER | HRCU-A-CB (Split System: Heat Pump with Remote Outdoor Unit-Air-Source) | 38MURAQ18AB3* | ADP |  | H,PG32936 | 58S(B,C)*A045E17**12 | 18400 | 15.2 | 8.5 | 17800 | 18100 | 101.7% | 2.24 | 0 | 11 |  |  |  |  | R-410A | 1.5333 | Residential & Commercial | USHP | Ducted CEE Tier 1
212520158 | Central HP <5.4 tons | CARRIER | HRCU-A-CB (Split System: Heat Pump with Remote Outdoor Unit-Air-Source) | 38MURAQ18AB3* | ADP |  | H,PG34936 | 58S(B,C)*A070E14**12 | 17500 | 16 | 8.5 | 16800 | 18400 | 109.5% | 2.26 | 0 | 11 |  |  |  |  | R-410A | 1.4583 | Residential & Commercial | USHP | Ducted CEE Tier 1
213356184 | Central HP <5.4 tons | COLEMAN | HRCU-A-CB (Split System: Heat Pump with Remote Outdoor Unit-Air-Source) | HMH72B341 | ADP |  | H,YG35936+AEFE4B* | 0 | 34000 | 18 | 8.7 | 31600 | 22800 | 72.15% | 2.1 | 0 | 10.5 |  |  |  |  | R-410A | 2.8333 | Residential & Commercial | USHP | Ducted CEE Tier 1
214719854 | Central HP <5.4 tons | LUXAIRE | HRCU-A-CB (Split System: Heat Pump with Remote Outdoor Unit-Air-Source) | HH836E2S11 |  |  | CTU48C5XFS1+TXV | TMLE100C16MP11 | 33400 | 19 | 9 | 31400 | 25400 | 80.89% | 2 | 0 | 11 |  |  |  |  | R-454B | 2.7833 | Residential & Commercial | USHP | Ducted CEE Tier 1
212970387 | Central HP <5.4 tons | BRYANT HEATING AND COOLING SYSTEMS | HRCU-A-CB (Split System: Heat Pump with Remote Outdoor Unit-Air-Source) | 38MURAQ36AB3* |  |  | CAP**3717AL* | 82*SB48070V17*** | 36000 | 15.5 | 8.1 | 38500 | 35000 | 90.91% | 2 | 0 | 10 |  |  |  |  | R-410A | 3 | Residential & Commercial | USHP | Ducted CEE Tier 1
212970417 | Central HP <5.4 tons | BRYANT HEATING AND COOLING SYSTEMS | HRCU-A-CB (Split System: Heat Pump with Remote Outdoor Unit-Air-Source) | 38MURAQ36AB3* |  |  | CAP**4321AL* | 82*SB48070V17*** | 36400 | 16 | 8.5 | 38500 | 35000 | 90.91% | 2.06 | 0 | 10 |  |  |  |  | R-410A | 3.0333 | Residential & Commercial | USHP | Ducted CEE Tier 1
211225987 | Central HP <5.4 tons | CARRIER | HRCU-A-CB (Split System: Heat Pump with Remote Outdoor Unit-Air-Source) | 38MURAQ36AB3* |  |  | CAP**4824AL* | 59SC2D100E21**20 | 35600 | 16.5 | 8.5 | 37800 | 34600 | 91.53% | 2.04 | 0 | 10 |  |  |  |  | R-410A | 2.9667 | Residential & Commercial | USHP | Ducted CEE Tier 1
211226048 | Central HP <5.4 tons | CARRIER | HRCU-A-CB (Split System: Heat Pump with Remote Outdoor Unit-Air-Source) | 38MURAQ36AB3* |  |  | CNPV*4821AL* | 58TP*A090V21**20 | 35800 | 16.5 | 8.1 | 38500 | 34800 | 90.39% | 2 | 0 | 10 |  |  |  |  | R-410A | 2.9833 | Residential & Commercial | USHP | Ducted CEE Tier 1
212520169 | Central HP <5.4 tons | CARRIER | HRCU-A-CB (Split System: Heat Pump with Remote Outdoor Unit-Air-Source) | 38MURAQ18AB3* | ADP |  | H,PG32936 | 58SP*A045V17**16 | 17300 | 16 | 8.5 | 16900 | 18700 | 110.7% | 2.3 | 0 | 10 |  |  |  |  | R-410A | 1.4417 | Residential & Commercial | USHP | Ducted CEE Tier 1
212520185 | Central HP <5.4 tons | CARRIER | HRCU-A-CB (Split System: Heat Pump with Remote Outdoor Unit-Air-Source) | 38MURAQ18AB3* | ADP |  | H,PG32936 | 58TP*A045V14**12 | 17400 | 16 | 8.5 | 16800 | 19000 | 113.1% | 2.34 | 0 | 10.5 |  |  |  |  | R-410A | 1.45 | Residential & Commercial | USHP | Ducted CEE Tier 1
211226073 | Central HP <5.4 tons | CARRIER | HRCU-A-CB (Split System: Heat Pump with Remote Outdoor Unit-Air-Source) | 38MURAQ36AB3* |  |  | CNPV*4821AL* | 59TP6B080V21**20 | 35600 | 16 | 8.1 | 38500 | 34800 | 90.39% | 2 | 0 | 10 |  |  |  |  | R-410A | 2.9667 | Residential & Commercial | USHP | Ducted CEE Tier 1
211226082 | Central HP <5.4 tons | CARRIER | HRCU-A-CB (Split System: Heat Pump with Remote Outdoor Unit-Air-Source) | 38MURAQ36AB3* |  |  | CNPV*4824AL* | 58S(B,C)*A070E21**16 | 35800 | 16.5 | 8.1 | 38500 | 34800 | 90.39% | 2 | 0 | 10 |  |  |  |  | R-410A | 2.9833 | Residential & Commercial | USHP | Ducted CEE Tier 1
215682896 | Central HP <5.4 tons | AIRQUEST | HRCU-A-CB (Split System: Heat Pump with Remote Outdoor Unit-Air-Source) | H5H0V60*K*AAA* |  |  | EVM5X60M24A*+WALLCON | *97CTN0802120A* | 56500 | 18 | 9 | 63500 | 44500 | 70.08% | 2.08 | 0 | 9 |  |  |  |  | R-454B | 4.7083 | Residential & Commercial | USHP
212520499 | Central HP <5.4 tons | CARRIER | HRCU-A-CB (Split System: Heat Pump with Remote Outdoor Unit-Air-Source) | 38MURAQ36AB3* | ADP |  | H,PG34936 | 58SU*A060E17**16 | 35800 | 15.2 | 8.1 | 36800 | 28000 | 76.09% | 1.8 | 0 | 9.5 |  |  |  |  | R-410A | 2.9833 | Residential & Commercial | USHP
211225685 | Central HP <5.4 tons | CARRIER | HRCU-A-CB (Split System: Heat Pump with Remote Outdoor Unit-Air-Source) | 38MURAQ36AB3* |  |  | CAP**3621AL* | 59SC5B100E21**22 | 36400 | 15.2 | 8.1 | 40000 | 35400 | 88.5% | 1.88 | 0 | 10 |  |  |  |  | R-410A | 3.0333 | Residential & Commercial | USHP | Ducted CEE Tier 1
211225734 | Central HP <5.4 tons | CARRIER | HRCU-A-CB (Split System: Heat Pump with Remote Outdoor Unit-Air-Source) | 38MURAQ36AB3* |  |  | CAP**3721AL* | 58SP*A045V17**16 | 36200 | 15.5 | 8.5 | 38500 | 34800 | 90.39% | 2.06 | 0 | 10 |  |  |  |  | R-410A | 3.0167 | Residential & Commercial | USHP | Ducted CEE Tier 1
211225752 | Central HP <5.4 tons | CARRIER | HRCU-A-CB (Split System: Heat Pump with Remote Outdoor Unit-Air-Source) | 38MURAQ36AB3* |  |  | CAP**3721AL* | 59SC5B080E21**20 | 37200 | 15.5 | 8.5 | 38500 | 35000 | 90.91% | 2.12 | 0 | 10 |  |  |  |  | R-410A | 3.1 | Residential & Commercial | USHP | Ducted CEE Tier 1
211225783 | Central HP <5.4 tons | CARRIER | HRCU-A-CB (Split System: Heat Pump with Remote Outdoor Unit-Air-Source) | 38MURAQ36AB3* |  |  | CAP**4221AL* | 58SP*A070V17**16 | 35200 | 16 | 8.1 | 38500 | 35000 | 90.91% | 1.86 | 0 | 9.5 |  |  |  |  | R-410A | 2.9333 | Residential & Commercial | USHP
211225784 | Central HP <5.4 tons | CARRIER | HRCU-A-CB (Split System: Heat Pump with Remote Outdoor Unit-Air-Source) | 38MURAQ36AB3* |  |  | CAP**4221AL* | 58SP*A070V21**20 | 35400 | 16 | 8.1 | 38500 | 35000 | 90.91% | 1.88 | 0 | 9.5 |  |  |  |  | R-410A | 2.95 | Residential & Commercial | USHP
211225833 | Central HP <5.4 tons | CARRIER | HRCU-A-CB (Split System: Heat Pump with Remote Outdoor Unit-Air-Source) | 38MURAQ36AB3* |  |  | CAP**4224AL* | 58SP*A110V24**22 | 35400 | 16.5 | 8.1 | 38500 | 35000 | 90.91% | 1.88 | 0 | 10 |  |  |  |  | R-410A | 2.95 | Residential & Commercial | USHP | Ducted CEE Tier 1
211225835 | Central HP <5.4 tons | CARRIER | HRCU-A-CB (Split System: Heat Pump with Remote Outdoor Unit-Air-Source) | 38MURAQ36AB3* |  |  | CAP**4224AL* | 58SU*A100E21**20 | 35600 | 16 | 8.1 | 38500 | 35000 | 90.91% | 1.88 | 0 | 10 |  |  |  |  | R-410A | 2.9667 | Residential & Commercial | USHP | Ducted CEE Tier 1
212520285 | Central HP <5.4 tons | CARRIER | HRCU-A-CB (Split System: Heat Pump with Remote Outdoor Unit-Air-Source) | 38MURAQ24AB3* | ADP |  | H,PG32936 | 58TP*A090V21**20 | 23600 | 17 | 8.5 | 24400 | 22400 | 91.8% | 1.88 | 0 | 9.5 |  |  |  |  | R-410A | 1.9667 | Residential & Commercial | USHP
211226105 | Central HP <5.4 tons | CARRIER | HRCU-A-CB (Split System: Heat Pump with Remote Outdoor Unit-Air-Source) | 38MURAQ36AB3* |  |  | CNPV*4824AL* | 59SC5B100E21**20 | 36800 | 16 | 8.1 | 39500 | 35000 | 88.61% | 2.06 | 0 | 10.5 |  |  |  |  | R-410A | 3.0667 | Residential & Commercial | USHP | Ducted CEE Tier 1
211226114 | Central HP <5.4 tons | CARRIER | HRCU-A-CB (Split System: Heat Pump with Remote Outdoor Unit-Air-Source) | 38MURAQ36AB3* |  |  | CNPV*4824AL* | 59SU5A100E21**22 | 37400 | 15.5 | 8.5 | 39500 | 35000 | 88.61% | 2.08 | 0 | 10.5 |  |  |  |  | R-410A | 3.1167 | Residential & Commercial | USHP | Ducted CEE Tier 1
211240493 | Central HP <5.4 tons | KEEPRITE | HRCU-A-CB (Split System: Heat Pump with Remote Outdoor Unit-Air-Source) | DLCURAH24ABK |  |  | EA*4X24L17A* | *95ESU0601716A* | 24000 | 16.5 | 8.5 | 26800 | 24000 | 89.55% | 1.98 | 0 | 10 |  |  |  |  | R-410A | 2 | Residential & Commercial | USHP | Ducted CEE Tier 1
211240504 | Central HP <5.4 tons | KEEPRITE | HRCU-A-CB (Split System: Heat Pump with Remote Outdoor Unit-Air-Source) | DLCURAH24ABK |  |  | EA*4X24L17A* | *80ESU0401712A* | 23600 | 17 | 8.5 | 26600 | 24600 | 92.48% | 2.04 | 0 | 10 |  |  |  |  | R-410A | 1.9667 | Residential & Commercial | USHP | Ducted CEE Tier 1
212520446 | Central HP <5.4 tons | CARRIER | HRCU-A-CB (Split System: Heat Pump with Remote Outdoor Unit-Air-Source) | 38MURAQ36AB3* | ADP |  | H,PG32936 | 58S(B,C)*A090E24**20 | 34200 | 15.2 | 8.1 | 36800 | 28000 | 76.09% | 1.8 | 0 | 9.5 |  |  |  |  | R-410A | 2.85 | Residential & Commercial | USHP
215430601 | Central HP <5.4 tons | LUXAIRE | HRCU-A-CB (Split System: Heat Pump with Remote Outdoor Unit-Air-Source) | HH836E2S11 | ADP |  | H,YG80(1,2)36+TXV | TM9E100C16MP12 | 33000 | 19 | 8.5 | 29400 | 23800 | 80.95% | 2 | 0 | 11 |  |  |  |  | R-454B | 2.75 | Residential & Commercial | USHP | Ducted CEE Tier 1
215430626 | Central HP <5.4 tons | LUXAIRE | HRCU-A-CB (Split System: Heat Pump with Remote Outdoor Unit-Air-Source) | HH836E2S11 | ADP |  | H,YG80(1,2)36+TXV | Z8ES080C20SMPS1 | 34600 | 19 | 8.5 | 30800 | 25400 | 82.47% | 2 | 0 | 11 |  |  |  |  | R-454B | 2.8833 | Residential & Commercial | USHP | Ducted CEE Tier 1
215430628 | Central HP <5.4 tons | LUXAIRE | HRCU-A-CB (Split System: Heat Pump with Remote Outdoor Unit-Air-Source) | HH836E2S11 | ADP |  | H,YG80(1,2)36+TXV | Z8ES100B12SMPS1 | 33000 | 18 | 8.5 | 28800 | 24400 | 84.72% | 2 | 0 | 11.7 |  |  |  |  | R-454B | 2.75 | Residential & Commercial | USHP | Ducted CEE Tier 1
211225677 | Central HP <5.4 tons | CARRIER | HRCU-A-CB (Split System: Heat Pump with Remote Outdoor Unit-Air-Source) | 38MURAQ36AB3* |  |  | CAP**3621AL* | 58SU*A100E21**20 | 35200 | 16 | 8.1 | 38500 | 35200 | 91.43% | 1.82 | 0 | 9.5 |  |  |  |  | R-410A | 2.9333 | Residential & Commercial | USHP
211225736 | Central HP <5.4 tons | CARRIER | HRCU-A-CB (Split System: Heat Pump with Remote Outdoor Unit-Air-Source) | 38MURAQ36AB3* |  |  | CAP**3721AL* | 58SP*A070V21**20 | 36200 | 16 | 8.5 | 38500 | 34800 | 90.39% | 2.06 | 0 | 10 |  |  |  |  | R-410A | 3.0167 | Residential & Commercial | USHP | Ducted CEE Tier 1
211225797 | Central HP <5.4 tons | CARRIER | HRCU-A-CB (Split System: Heat Pump with Remote Outdoor Unit-Air-Source) | 38MURAQ36AB3* |  |  | CAP**4221AL* | 59SC2D080E17**16 | 35400 | 16 | 8.1 | 38500 | 35000 | 90.91% | 1.88 | 0 | 10 |  |  |  |  | R-410A | 2.95 | Residential & Commercial | USHP | Ducted CEE Tier 1
215931653 | Central HP <5.4 tons | TEMPSTAR | HRCU-A-CB (Split System: Heat Pump with Remote Outdoor Unit-Air-Source) | T5H3V60*K*AAA* |  |  | EA*5X60M24A*+WALLCON | *96CTN1202422B* | 56000 | 18.5 | 8.5 | 60500 | 46000 | 76.03% | 2.06 | 0 | 11 |  |  |  |  | R-454B | 4.6667 | Residential & Commercial | USHP | Ducted CEE Tier 1
215931773 | Central HP <5.4 tons | TEMPSTAR | HRCU-A-CB (Split System: Heat Pump with Remote Outdoor Unit-Air-Source) | T5H3V60*K*AAA* |  |  | EA*5X61M24A*+WALLCON | *97CMN1202422B* | 57000 | 18.5 | 8.5 | 60500 | 46500 | 76.86% | 2.02 | 0 | 11 |  |  |  |  | R-454B | 4.75 | Residential & Commercial | USHP | Ducted CEE Tier 1
215931923 | Central HP <5.4 tons | TEMPSTAR | HRCU-A-CB (Split System: Heat Pump with Remote Outdoor Unit-Air-Source) | T5H3V60*K*AAA* |  |  | ESH5X60M12A*+WALLCON | *96CTN1202422B* | 56500 | 18 | 8.1 | 61000 | 46000 | 75.41% | 1.95 | 0 | 11 |  |  |  |  | R-454B | 4.7083 | Residential & Commercial | USHP | Ducted CEE Tier 1
211225884 | Central HP <5.4 tons | CARRIER | HRCU-A-CB (Split System: Heat Pump with Remote Outdoor Unit-Air-Source) | 38MURAQ36AB3* |  |  | CAP**4321AL* | 58TP*A090V21**20 | 36200 | 16 | 8.5 | 38500 | 34800 | 90.39% | 2.06 | 0 | 10 |  |  |  |  | R-410A | 3.0167 | Residential & Commercial | USHP | Ducted CEE Tier 1
211225899 | Central HP <5.4 tons | CARRIER | HRCU-A-CB (Split System: Heat Pump with Remote Outdoor Unit-Air-Source) | 38MURAQ36AB3* |  |  | CAP**4321AL* | 59SP6A080V21**20 | 36400 | 16 | 8.5 | 38500 | 34800 | 90.39% | 2.08 | 0 | 10 |  |  |  |  | R-410A | 3.0333 | Residential & Commercial | USHP | Ducted CEE Tier 1
211225902 | Central HP <5.4 tons | CARRIER | HRCU-A-CB (Split System: Heat Pump with Remote Outdoor Unit-Air-Source) | 38MURAQ36AB3* |  |  | CAP**4321AL* | 59SU5A100E21**20 | 36600 | 16 | 8.5 | 38500 | 34800 | 90.39% | 2.1 | 0 | 10 |  |  |  |  | R-410A | 3.05 | Residential & Commercial | USHP | Ducted CEE Tier 1
211225983 | Central HP <5.4 tons | CARRIER | HRCU-A-CB (Split System: Heat Pump with Remote Outdoor Unit-Air-Source) | 38MURAQ36AB3* |  |  | CAP**4824AL* | 58TP*A135V24**22 | 36000 | 16 | 8.5 | 38500 | 34600 | 89.87% | 2.06 | 0 | 10 |  |  |  |  | R-410A | 3 | Residential & Commercial | USHP | Ducted CEE Tier 1
211225999 | Central HP <5.4 tons | CARRIER | HRCU-A-CB (Split System: Heat Pump with Remote Outdoor Unit-Air-Source) | 38MURAQ36AB3* |  |  | CAP**4824AL* | 59SU5A100E21**20 | 36200 | 16 | 8.5 | 38500 | 34600 | 89.87% | 2.08 | 0 | 10 |  |  |  |  | R-410A | 3.0167 | Residential & Commercial | USHP | Ducted CEE Tier 1
211226035 | Central HP <5.4 tons | CARRIER | HRCU-A-CB (Split System: Heat Pump with Remote Outdoor Unit-Air-Source) | 38MURAQ36AB3* |  |  | CNPV*4821AL* | 58S(B,C)*A090E17**14 | 36600 | 16 | 8.1 | 39500 | 35000 | 88.61% | 2.04 | 0 | 10.5 |  |  |  |  | R-410A | 3.05 | Residential & Commercial | USHP | Ducted CEE Tier 1
211226067 | Central HP <5.4 tons | CARRIER | HRCU-A-CB (Split System: Heat Pump with Remote Outdoor Unit-Air-Source) | 38MURAQ36AB3* |  |  | CNPV*4821AL* | 59SU5A060E17**16 | 35800 | 16 | 8.1 | 38500 | 34800 | 90.39% | 2 | 0 | 10 |  |  |  |  | R-410A | 2.9833 | Residential & Commercial | USHP | Ducted CEE Tier 1
211394052 | Central HP <5.4 tons | FRASER-JOHNSTON | HRCU-A-CB (Split System: Heat Pump with Remote Outdoor Unit-Air-Source) | HMH72B341 |  |  | XAFD48FXXN1+TXV | TM9Y080C16MP11 | 33400 | 17.5 | 8.5 | 32400 | 23600 | 72.84% | 2.06 | 0 | 9.5 |  |  |  |  | R-410A | 2.7833 | Residential & Commercial | USHP
211395206 | Central HP <5.4 tons | FRASER-JOHNSTON | HRCU-A-CB (Split System: Heat Pump with Remote Outdoor Unit-Air-Source) | HMH72B341 |  |  | XAFD48FXXN1+TXV | TP9C080C16MP13 | 33400 | 16.5 | 8.5 | 32400 | 23600 | 72.84% | 2.06 | 0 | 9.5 |  |  |  |  | R-410A | 2.7833 | Residential & Commercial | USHP
211395957 | Central HP <5.4 tons | FRASER-JOHNSTON | HRCU-A-CB (Split System: Heat Pump with Remote Outdoor Unit-Air-Source) | HMH72B341 |  |  | XAHC48FXXN1+TXV | TM9E100C16MP12 | 32800 | 16.5 | 8.5 | 31800 | 23200 | 72.96% | 2.02 | 0 | 9 |  |  |  |  | R-410A | 2.7333 | Residential & Commercial | USHP
211396909 | Central HP <5.4 tons | FRASER-JOHNSTON | HRCU-A-CB (Split System: Heat Pump with Remote Outdoor Unit-Air-Source) | HMH72B341 |  |  | XAFC48FXXN1+TXV | TM8Y080C16MP11 | 34000 | 17.5 | 8.5 | 33200 | 24400 | 73.49% | 2.08 | 0 | 9 |  |  |  |  | R-410A | 2.8333 | Residential & Commercial | USHP
211397379 | Central HP <5.4 tons | FRASER-JOHNSTON | HRCU-A-CB (Split System: Heat Pump with Remote Outdoor Unit-Air-Source) | HMH72B341 |  |  | XAHC48FXXN1+TXV | TM8V080C16MP12 | 33600 | 16.5 | 8.5 | 32400 | 23800 | 73.46% | 2.06 | 0 | 9 |  |  |  |  | R-410A | 2.8 | Residential & Commercial | USHP
211226121 | Central HP <5.4 tons | CARRIER | HRCU-A-CB (Split System: Heat Pump with Remote Outdoor Unit-Air-Source) | 38MURAQ36AB3* |  |  | FB4CNF042L | 0 | 37000 | 16 | 8.1 | 38500 | 34800 | 90.39% | 2 | 0 | 10 |  |  |  |  | R-410A | 3.0833 | Residential & Commercial | USHP | Ducted CEE Tier 1
214588335 | Central HP <5.4 tons | BRYANT HEATING AND COOLING SYSTEMS | HRCU-A-CB (Split System: Heat Pump with Remote Outdoor Unit-Air-Source) | 38MURAQ36AB3* | ADP |  | PL36H210P749 | 926TC48080V17*** | 34400 | 16 | 8.1 | 36200 | 34400 | 95.03% | 2 | 0 | 9.5 |  |  |  |  | R-410A | 2.8667 | Residential & Commercial | USHP
211225813 | Central HP <5.4 tons | CARRIER | HRCU-A-CB (Split System: Heat Pump with Remote Outdoor Unit-Air-Source) | 38MURAQ36AB3* |  |  | CAP**4221AL* | 59TP6B080V17**16 | 35200 | 15.5 | 8.1 | 38500 | 35000 | 90.91% | 1.86 | 0 | 9.5 |  |  |  |  | R-410A | 2.9333 | Residential & Commercial | USHP
211225831 | Central HP <5.4 tons | CARRIER | HRCU-A-CB (Split System: Heat Pump with Remote Outdoor Unit-Air-Source) | 38MURAQ36AB3* |  |  | CAP**4224AL* | 58SP*A090V21**20 | 35000 | 16 | 8.1 | 38500 | 35000 | 90.91% | 1.86 | 0 | 9.5 |  |  |  |  | R-410A | 2.9167 | Residential & Commercial | USHP
211225836 | Central HP <5.4 tons | CARRIER | HRCU-A-CB (Split System: Heat Pump with Remote Outdoor Unit-Air-Source) | 38MURAQ36AB3* |  |  | CAP**4224AL* | 58TP*A090V21**20 | 35000 | 16 | 8.1 | 38500 | 35000 | 90.91% | 1.86 | 0 | 9.5 |  |  |  |  | R-410A | 2.9167 | Residential & Commercial | USHP
211225845 | Central HP <5.4 tons | CARRIER | HRCU-A-CB (Split System: Heat Pump with Remote Outdoor Unit-Air-Source) | 38MURAQ36AB3* |  |  | CAP**4224AL* | 59SC5B080E21**20 | 36200 | 15.5 | 8.1 | 39500 | 35200 | 89.11% | 1.92 | 0 | 10 |  |  |  |  | R-410A | 3.0167 | Residential & Commercial | USHP | Ducted CEE Tier 1
211225856 | Central HP <5.4 tons | CARRIER | HRCU-A-CB (Split System: Heat Pump with Remote Outdoor Unit-Air-Source) | 38MURAQ36AB3* |  |  | CAP**4224AL* | 59TP6B080V21**20 | 35000 | 16 | 8.1 | 38500 | 35000 | 90.91% | 1.86 | 0 | 9.5 |  |  |  |  | R-410A | 2.9167 | Residential & Commercial | USHP
211225861 | Central HP <5.4 tons | CARRIER | HRCU-A-CB (Split System: Heat Pump with Remote Outdoor Unit-Air-Source) | 38MURAQ36AB3* |  |  | CAP**4224AL* | OVLAAB060154 | 37000 | 15.2 | 8.5 | 40000 | 35400 | 88.5% | 1.96 | 0 | 10 |  |  |  |  | R-410A | 3.0833 | Residential & Commercial | USHP | Ducted CEE Tier 1
211225920 | Central HP <5.4 tons | CARRIER | HRCU-A-CB (Split System: Heat Pump with Remote Outdoor Unit-Air-Source) | 38MURAQ36AB3* |  |  | CAP**4821AL* | 58S(B,C)*A090E21**16 | 36200 | 16 | 8.5 | 38500 | 34600 | 89.87% | 2.08 | 0 | 10 |  |  |  |  | R-410A | 3.0167 | Residential & Commercial | USHP | Ducted CEE Tier 1
215682856 | Central HP <5.4 tons | AIRQUEST | HRCU-A-CB (Split System: Heat Pump with Remote Outdoor Unit-Air-Source) | H5H0V60*K*AAA* |  |  | EVM5X60M21A*+WALLCON | *97CTN1002122A* | 56500 | 18.5 | 9 | 64000 | 45000 | 70.31% | 2.08 | 0 | 9 |  |  |  |  | R-454B | 4.7083 | Residential & Commercial | USHP
215683056 | Central HP <5.4 tons | AIRQUEST | HRCU-A-CB (Split System: Heat Pump with Remote Outdoor Unit-Air-Source) | H5H0V60*K*AAA* |  |  | EVD5X60M24A*+WALLCON | *96CTN0802120B* | 56500 | 18 | 9 | 63500 | 44500 | 70.08% | 2.08 | 0 | 9 |  |  |  |  | R-454B | 4.7083 | Residential & Commercial | USHP
211239228 | Central HP <5.4 tons | KEEPRITE | HRCU-A-CB (Split System: Heat Pump with Remote Outdoor Unit-Air-Source) | DLCURAH24ABK |  |  | FJMA4*24L*B* | 0 | 24000 | 16 | 9 | 26400 | 23400 | 88.64% | 1.92 | 0 | 10 |  |  |  |  | R-410A | 2 | Residential & Commercial | USHP | Ducted CEE Tier 1
211239663 | Central HP <5.4 tons | CARRIER | HRCU-A-CB (Split System: Heat Pump with Remote Outdoor Unit-Air-Source) | 38MURAQ24AB3* |  |  | CAP**2417AL* | 59SP6A060V17**14 | 23800 | 16 | 8.5 | 26800 | 24000 | 89.55% | 1.98 | 0 | 10 |  |  |  |  | R-410A | 1.9833 | Residential & Commercial | USHP | Ducted CEE Tier 1
211239679 | Central HP <5.4 tons | CARRIER | HRCU-A-CB (Split System: Heat Pump with Remote Outdoor Unit-Air-Source) | 38MURAQ24AB3* |  |  | CAP**2417AL* | 59TP6B040V17**12 | 23000 | 15.5 | 8.5 | 26400 | 26000 | 98.48% | 2.18 | 0 | 9.5 |  |  |  |  | R-410A | 1.9167 | Residential & Commercial | USHP
211239696 | Central HP <5.4 tons | CARRIER | HRCU-A-CB (Split System: Heat Pump with Remote Outdoor Unit-Air-Source) | 38MURAQ24AB3* |  |  | CAP**2417AL* | 59SC5B060E17**14 | 24400 | 15.5 | 8.5 | 27200 | 23200 | 85.29% | 1.9 | 0 | 10 |  |  |  |  | R-410A | 2.0333 | Residential & Commercial | USHP | Ducted CEE Tier 1
211239697 | Central HP <5.4 tons | CARRIER | HRCU-A-CB (Split System: Heat Pump with Remote Outdoor Unit-Air-Source) | 38MURAQ24AB3* |  |  | CAP**2417AL* | 59SC5B080E17**16 | 24400 | 15.5 | 8.5 | 27400 | 23000 | 83.94% | 1.88 | 0 | 10 |  |  |  |  | R-410A | 2.0333 | Residential & Commercial | USHP | Ducted CEE Tier 1
211239712 | Central HP <5.4 tons | CARRIER | HRCU-A-CB (Split System: Heat Pump with Remote Outdoor Unit-Air-Source) | 38MURAQ24AB3* |  |  | CAP**2517AL* | 59SU5A040E17**12 | 24200 | 17 | 8.5 | 25200 | 21600 | 85.71% | 1.8 | 0 | 10 |  |  |  |  | R-410A | 2.0167 | Residential & Commercial | USHP | Ducted CEE Tier 1
211239728 | Central HP <5.4 tons | CARRIER | HRCU-A-CB (Split System: Heat Pump with Remote Outdoor Unit-Air-Source) | 38MURAQ24AB3* |  |  | CAP**2517AL* | 59SC5B060E14**12 | 25000 | 16 | 8.5 | 26000 | 21000 | 80.77% | 1.76 | 0 | 10 |  |  |  |  | R-410A | 2.0833 | Residential & Commercial | USHP | Ducted CEE Tier 1
211239729 | Central HP <5.4 tons | CARRIER | HRCU-A-CB (Split System: Heat Pump with Remote Outdoor Unit-Air-Source) | 38MURAQ24AB3* |  |  | CAP**2517AL* | 59TP6B040V14**10 | 24400 | 16 | 8.5 | 25600 | 21600 | 84.38% | 1.78 | 0 | 10 |  |  |  |  | R-410A | 2.0333 | Residential & Commercial | USHP | Ducted CEE Tier 1
211240529 | Central HP <5.4 tons | KEEPRITE | HRCU-A-CB (Split System: Heat Pump with Remote Outdoor Unit-Air-Source) | DLCURAH24ABK |  |  | EA*4X24L17A* | *96VTN0401712A* | 23000 | 15.5 | 8.5 | 26400 | 26000 | 98.48% | 2.18 | 0 | 9.5 |  |  |  |  | R-410A | 1.9167 | Residential & Commercial | USHP
211240602 | Central HP <5.4 tons | KEEPRITE | HRCU-A-CB (Split System: Heat Pump with Remote Outdoor Unit-Air-Source) | DLCURAH24ABK |  |  | EA*4X24L17A* | *96VTN0601412A* | 23200 | 16.5 | 8.5 | 26400 | 25600 | 96.97% | 2.14 | 0 | 10 |  |  |  |  | R-410A | 1.9333 | Residential & Commercial | USHP | Ducted CEE Tier 1
210474647 | Central HP <5.4 tons | BRYANT HEATING AND COOLING SYSTEMS | HRCU-A-CB (Split System: Heat Pump with Remote Outdoor Unit-Air-Source) | 288BNV025*0**C* |  |  | CSPH*4812AL*+UI | 987MB60060C21*** | 24200 | 16 | 8.1 | 21400 | 16700 | 78.04% | 2 | 0 | 10.5 |  |  |  |  | R-410A | 2.0167 | Residential & Commercial | USHP | Ducted CEE Tier 1
214588346 | Central HP <5.4 tons | BRYANT HEATING AND COOLING SYSTEMS | HRCU-A-CB (Split System: Heat Pump with Remote Outdoor Unit-Air-Source) | 38MURAQ36AB3* | ADP |  | PL36H210P749 | 926TC66100V21*** | 35400 | 16 | 8.1 | 36800 | 34600 | 94.02% | 1.88 | 0 | 10 |  |  |  |  | R-410A | 2.95 | Residential & Commercial | USHP | Ducted CEE Tier 1
211397795 | Central HP <5.4 tons | FRASER-JOHNSTON | HRCU-A-CB (Split System: Heat Pump with Remote Outdoor Unit-Air-Source) | HMH72B341 |  |  | XAUC48FXXN1+TXV | TM8V100C16MP12 | 34000 | 16.5 | 8.5 | 33200 | 24400 | 73.49% | 2.1 | 0 | 9 |  |  |  |  | R-410A | 2.8333 | Residential & Commercial | USHP
211397847 | Central HP <5.4 tons | FRASER-JOHNSTON | HRCU-A-CB (Split System: Heat Pump with Remote Outdoor Unit-Air-Source) | HMH72B341 |  |  | XAUC48FXXN1+TXV | TMLV100C16MP12 | 34000 | 16.5 | 8.5 | 33200 | 24400 | 73.49% | 2.1 | 0 | 9 |  |  |  |  | R-410A | 2.8333 | Residential & Commercial | USHP
211260070 | Central HP <5.4 tons | AIRQUEST | HRCU-A-CB (Split System: Heat Pump with Remote Outdoor Unit-Air-Source) | DLCURAH18ABK |  |  | EA*4X24L14A* | *80VSL0451412A* | 17700 | 16 | 8.5 | 18600 | 19100 | 102.7% | 2.3 | 0 | 10.5 |  |  |  |  | R-410A | 1.475 | Residential & Commercial | USHP | Ducted CEE Tier 1
211260286 | Central HP <5.4 tons | AIRQUEST | HRCU-A-CB (Split System: Heat Pump with Remote Outdoor Unit-Air-Source) | DLCURAH18ABK |  |  | EA*4X24L17A* | *96VSN0401712A* | 17700 | 15.5 | 8.5 | 18700 | 19100 | 102.1% | 2.28 | 0 | 10.5 |  |  |  |  | R-410A | 1.475 | Residential & Commercial | USHP | Ducted CEE Tier 1
211261206 | Central HP <5.4 tons | AIRQUEST | HRCU-A-CB (Split System: Heat Pump with Remote Outdoor Unit-Air-Source) | DLCURAH18ABK |  |  | EA*4X25L17A* | OLV098A12* | 18600 | 16 | 8.5 | 18600 | 17400 | 93.55% | 2.12 | 0 | 11 |  |  |  |  | R-410A | 1.55 | Residential & Commercial | USHP | Ducted CEE Tier 1
211261408 | Central HP <5.4 tons | AIRQUEST | HRCU-A-CB (Split System: Heat Pump with Remote Outdoor Unit-Air-Source) | DLCURAH18ABK |  |  | EA*4X30L14A* | *95ESN0261410A* | 18100 | 15.5 | 8.5 | 18800 | 18500 | 98.4% | 2.22 | 0 | 10.5 |  |  |  |  | R-410A | 1.5083 | Residential & Commercial | USHP | Ducted CEE Tier 1
211398701 | Central HP <5.4 tons | FRASER-JOHNSTON | HRCU-A-CB (Split System: Heat Pump with Remote Outdoor Unit-Air-Source) | HMH72B341 |  |  | XAUC48FXXN1+TXV | TM8E100B12MP11 | 33400 | 17 | 8.5 | 32400 | 23800 | 73.46% | 2.06 | 0 | 9.5 |  |  |  |  | R-410A | 2.7833 | Residential & Commercial | USHP
211385997 | Central HP <5.4 tons | FRASER-JOHNSTON | HRCU-A-CB (Split System: Heat Pump with Remote Outdoor Unit-Air-Source) | HMH72B341 |  |  | XAFC48FBCN1 | TM8E080B12MP11 | 33400 | 17 | 8.5 | 32400 | 23800 | 73.46% | 2.04 | 0 | 9 |  |  |  |  | R-410A | 2.7833 | Residential & Commercial | USHP
211241620 | Central HP <5.4 tons | DAY & NIGHT | HRCU-A-CB (Split System: Heat Pump with Remote Outdoor Unit-Air-Source) | DLCURAH24ABK |  |  | EA*4X30L17A* | *95ESN0261410A* | 23200 | 16.5 | 8.5 | 25800 | 24400 | 94.57% | 2.02 | 0 | 10 |  |  |  |  | R-410A | 1.9333 | Residential & Commercial | USHP | Ducted CEE Tier 1
211242169 | Central HP <5.4 tons | DAY & NIGHT | HRCU-A-CB (Split System: Heat Pump with Remote Outdoor Unit-Air-Source) | DLCURAH24ABK |  |  | EA*4X36L17A* | *95ESN0801716A* | 24800 | 15.5 | 8.5 | 26800 | 22000 | 82.09% | 1.8 | 0 | 10 |  |  |  |  | R-410A | 2.0667 | Residential & Commercial | USHP | Ducted CEE Tier 1
211242723 | Central HP <5.4 tons | DAY & NIGHT | HRCU-A-CB (Split System: Heat Pump with Remote Outdoor Unit-Air-Source) | DLCURAH24ABK |  |  | EA*4X36L21A* | OMV098J12* | 23600 | 16.5 | 8.5 | 25800 | 23200 | 89.92% | 1.94 | 0 | 10 |  |  |  |  | R-410A | 1.9667 | Residential & Commercial | USHP | Ducted CEE Tier 1
211242871 | Central HP <5.4 tons | DAY & NIGHT | HRCU-A-CB (Split System: Heat Pump with Remote Outdoor Unit-Air-Source) | DLCURAH24ABK |  |  | EA*4X37L17A* | *80VSL0701716A* | 24200 | 16.5 | 8.5 | 25400 | 21800 | 85.83% | 1.82 | 0 | 10 |  |  |  |  | R-410A | 2.0167 | Residential & Commercial | USHP | Ducted CEE Tier 1
211243240 | Central HP <5.4 tons | DAY & NIGHT | HRCU-A-CB (Split System: Heat Pump with Remote Outdoor Unit-Air-Source) | DLCURAH24ABK |  |  | EA*4X37L21A* | *96VSN1002120A* | 24400 | 17 | 8.5 | 25200 | 21200 | 84.13% | 1.78 | 0 | 10.5 |  |  |  |  | R-410A | 2.0333 | Residential & Commercial | USHP | Ducted CEE Tier 1
215424733 | Central HP <5.4 tons | LUXAIRE | HRCU-A-CB (Split System: Heat Pump with Remote Outdoor Unit-Air-Source) | HH824E2S11 | ADP |  | H,YE7J*36+TXV-BLEED | Z9ES060A10SMPS1 | 22400 | 17 | 8.3 | 21400 | 17200 | 80.37% | 1.96 | 0 | 11.5 |  |  |  |  | R-454B | 1.8667 | Residential & Commercial | USHP | Ducted CEE Tier 1
211385897 | Central HP <5.4 tons | COLEMAN | HRCU-A-CB (Split System: Heat Pump with Remote Outdoor Unit-Air-Source) | HMH72B341 |  |  | XAUC48FXXN1+TXV | TMLE080C16MP11 | 33400 | 17 | 8.5 | 32200 | 23400 | 72.67% | 2.06 | 0 | 9.5 |  |  |  |  | R-410A | 2.7833 | Residential & Commercial | USHP
213296785 | Central HP <5.4 tons | FRASER-JOHNSTON | HRCU-A-CB (Split System: Heat Pump with Remote Outdoor Unit-Air-Source) | HMH72B341 |  |  | XAHC36DXXN1+TXV | Z9ET100C16SMPS1 | 33000 | 17.5 | 8.1 | 32200 | 22800 | 70.81% | 2 | 0 | 10 |  |  |  |  | R-410A | 2.75 | Residential & Commercial | USHP | Ducted CEE Tier 1
213296850 | Central HP <5.4 tons | FRASER-JOHNSTON | HRCU-A-CB (Split System: Heat Pump with Remote Outdoor Unit-Air-Source) | HMH72B341 |  |  | XAHC30CXXN1+TXV | Z8ET080B12LMPS1 | 31800 | 18 | 8.1 | 32200 | 22600 | 70.19% | 2 | 0 | 9.5 |  |  |  |  | R-410A | 2.65 | Residential & Commercial | USHP
211386849 | Central HP <5.4 tons | COLEMAN | HRCU-A-CB (Split System: Heat Pump with Remote Outdoor Unit-Air-Source) | HMH72B341 |  |  | XAFC36DBCN1 | TM9Y080C16MP11 | 34000 | 18.5 | 8.1 | 34000 | 24400 | 71.76% | 2.08 | 0 | 9.5 |  |  |  |  | R-410A | 2.8333 | Residential & Commercial | USHP
213160945 | Central HP <5.4 tons | DAY & NIGHT | HRCU-A-CB (Split System: Heat Pump with Remote Outdoor Unit-Air-Source) | DLCURAH36ABK | ADP |  | PL36H175P159+AEFE4B* | 0 | 36000 | 16 | 8.1 | 38000 | 35000 | 92.11% | 1.82 | 0 | 10 |  |  |  |  | R-410A | 3 | Residential & Commercial | USHP | Ducted CEE Tier 1
211387234 | Central HP <5.4 tons | COLEMAN | HRCU-A-CB (Split System: Heat Pump with Remote Outdoor Unit-Air-Source) | HMH72B341 |  |  | XAFB30CXXN1+TXV | TM9Y060B12MP11 | 32600 | 17.5 | 8.1 | 34000 | 23800 | 70% | 2 | 0 | 9.5 |  |  |  |  | R-410A | 2.7167 | Residential & Commercial | USHP
211387551 | Central HP <5.4 tons | COLEMAN | HRCU-A-CB (Split System: Heat Pump with Remote Outdoor Unit-Air-Source) | HMH72B341 |  |  | XAFC30CXXN1+TXV | TP9C100C16MP13 | 33200 | 17.5 | 8.5 | 33000 | 23200 | 70.3% | 2.06 | 0 | 10 |  |  |  |  | R-410A | 2.7667 | Residential & Commercial | USHP | Ducted CEE Tier 1
213296894 | Central HP <5.4 tons | LUXAIRE | HRCU-A-CB (Split System: Heat Pump with Remote Outdoor Unit-Air-Source) | HMH72B341 |  |  | XAFC36DXXN1+TXV | Z8ES100C16SMPS1 | 34000 | 18 | 8.5 | 33400 | 24400 | 73.05% | 2.12 | 0 | 9.5 |  |  |  |  | R-410A | 2.8333 | Residential & Commercial | USHP
210720631 | Central HP <5.4 tons | CARRIER | HRCU-A-CB (Split System: Heat Pump with Remote Outdoor Unit-Air-Source) | 25VNA436A*031* |  |  | CAP**3717AL*+UI | 59TN6B060C17**14 | 33800 | 18.5 | 9 | 35600 | 26400 | 74.16% | 2 | 0 | 11.7 |  |  |  |  | R-410A | 2.8167 | Residential & Commercial | USHP | Ducted CEE Tier 1
215726534 | Central HP <5.4 tons | YORK | HRCU-A-CB (Split System: Heat Pump with Remote Outdoor Unit-Air-Source) | HH860E2S11 | ADP |  | H,YG49*60+TXV-BLEED | TM9V120D20MP12 | 53000 | 19 | 8.5 | 52500 | 39000 | 74.29% | 2 | 0 | 11 |  |  |  |  | R-454B | 4.4167 | Residential & Commercial | USHP | Ducted CEE Tier 1
215726535 | Central HP <5.4 tons | YORK | HRCU-A-CB (Split System: Heat Pump with Remote Outdoor Unit-Air-Source) | HH860E2S11 | ADP |  | H,YG49*60+TXV | TM9V120D20MP12 | 53000 | 19 | 8.5 | 52500 | 39000 | 74.29% | 2 | 0 | 11 |  |  |  |  | R-454B | 4.4167 | Residential & Commercial | USHP | Ducted CEE Tier 1
215726536 | Central HP <5.4 tons | YORK | HRCU-A-CB (Split System: Heat Pump with Remote Outdoor Unit-Air-Source) | HH860E2S11 | ADP |  | H,YG50*60+TXV-BLEED | TM9V120D20MP12 | 53000 | 19 | 8.5 | 52500 | 39000 | 74.29% | 2 | 0 | 11 |  |  |  |  | R-454B | 4.4167 | Residential & Commercial | USHP | Ducted CEE Tier 1
215726550 | Central HP <5.4 tons | YORK | HRCU-A-CB (Split System: Heat Pump with Remote Outdoor Unit-Air-Source) | HH860E2S11 | ADP |  | H,YG49*48+TXV-BLEED | TM9Y080C16MP11 | 44000 | 17 | 8.5 | 42500 | 33400 | 78.59% | 2 | 0 | 11 |  |  |  |  | R-454B | 3.6667 | Residential & Commercial | USHP | Ducted CEE Tier 1
215726583 | Central HP <5.4 tons | YORK | HRCU-A-CB (Split System: Heat Pump with Remote Outdoor Unit-Air-Source) | HH860E2S11 | ADP |  | H,YG84*48+TXV | TM9Y100C16MP11 | 44000 | 17 | 8.5 | 42500 | 33400 | 78.59% | 2 | 0 | 11 |  |  |  |  | R-454B | 3.6667 | Residential & Commercial | USHP | Ducted CEE Tier 1
213311186 | Central HP <5.4 tons | PAYNE HEATING AND COOLING | HRCU-A-CB (Split System: Heat Pump with Remote Outdoor Unit-Air-Source) | 38MURAQ36AB3* | ADP |  | PL36H175P159+CBPE4B* | 0 | 37000 | 16 | 8.1 | 36800 | 34400 | 93.48% | 2 | 0 | 10 |  |  |  |  | R-410A | 3.0833 | Residential & Commercial | USHP | Ducted CEE Tier 1
215441508 | Central HP <5.4 tons | LUXAIRE | HRCU-A-C (Split System: Heat Pump with Remote Outdoor Unit with No Indoor Fan --Air Source) | HH836E2S11 | ADP |  | H,YG80(1,2)36+TXV+TD | 0 | 32800 | 15.2 | 8.1 | 29400 | 22200 | 75.51% | 2 | 0 | 11 |  |  |  |  | R-454B | 2.7333 | Residential & Commercial | USHP | Ducted CEE Tier 1
210720663 | Central HP <5.4 tons | CARRIER | HRCU-A-CB (Split System: Heat Pump with Remote Outdoor Unit-Air-Source) | 25VNA436A*031* |  |  | CAP**6124AL*+UI | 59CU5A100C21**22 | 34800 | 20 | 9 | 34400 | 25000 | 72.67% | 2.02 | 0 | 12.5 |  |  |  |  | R-410A | 2.9 | Residential & Commercial | USHP | Ducted CEE Tier 1
215430603 | Central HP <5.4 tons | LUXAIRE | HRCU-A-CB (Split System: Heat Pump with Remote Outdoor Unit-Air-Source) | HH836E2S11 | ADP |  | H,YG80(1,2)36+TXV | TM9E100C20MP12 | 33800 | 17 | 8.5 | 30400 | 25400 | 83.55% | 2 | 0 | 11 |  |  |  |  | R-454B | 2.8167 | Residential & Commercial | USHP | Ducted CEE Tier 1
212520287 | Central HP <5.4 tons | CARRIER | HRCU-A-CB (Split System: Heat Pump with Remote Outdoor Unit-Air-Source) | 38MURAQ24AB3* | ADP |  | H,PG9J936 | 58TP*A090V21**20 | 24200 | 17 | 8.5 | 24400 | 22400 | 91.8% | 1.88 | 0 | 10 |  |  |  |  | R-410A | 2.0167 | Residential & Commercial | USHP | Ducted CEE Tier 1
210720637 | Central HP <5.4 tons | CARRIER | HRCU-A-CB (Split System: Heat Pump with Remote Outdoor Unit-Air-Source) | 25VNA436A*031* |  |  | CAP**4221AL*+UI | 59TN6B080C17**14 | 32800 | 19 | 9 | 35600 | 26800 | 75.28% | 1.98 | 0 | 11 |  |  |  |  | R-410A | 2.7333 | Residential & Commercial | USHP | Ducted CEE Tier 1
210717338 | Central HP <5.4 tons | CARRIER | HRCU-A-CB (Split System: Heat Pump with Remote Outdoor Unit-Air-Source) | 25VNA848A*031* | ADP |  | H,PG35948 | 59TN6B120C24**22 | 45000 | 17 | 8.5 | 45000 | 32600 | 72.44% | 2.28 | 0 | 10 |  |  |  |  | R-410A | 3.75 | Residential & Commercial | USHP | Ducted CEE Tier 1
215430586 | Central HP <5.4 tons | LUXAIRE | HRCU-A-CB (Split System: Heat Pump with Remote Outdoor Unit-Air-Source) | HH836E2S11 | ADP |  | H,YG80(1,2)36+TXV | LP9C080B12MP13 | 33000 | 18 | 8.5 | 29200 | 24800 | 84.93% | 2 | 0 | 11 |  |  |  |  | R-454B | 2.75 | Residential & Commercial | USHP | Ducted CEE Tier 1
215430593 | Central HP <5.4 tons | LUXAIRE | HRCU-A-CB (Split System: Heat Pump with Remote Outdoor Unit-Air-Source) | HH836E2S11 | ADP |  | H,YG80(1,2)36+TXV | LP9C100C20MP13 | 33800 | 18 | 8.5 | 30600 | 25400 | 83.01% | 2 | 0 | 11 |  |  |  |  | R-454B | 2.8167 | Residential & Commercial | USHP | Ducted CEE Tier 1
211239730 | Central HP <5.4 tons | CARRIER | HRCU-A-CB (Split System: Heat Pump with Remote Outdoor Unit-Air-Source) | 38MURAQ24AB3* |  |  | CAP**2517AL* | 59TP6B060V14**12 | 24000 | 16.5 | 8.1 | 25200 | 21600 | 85.71% | 1.82 | 0 | 10 |  |  |  |  | R-410A | 2 | Residential & Commercial | USHP | Ducted CEE Tier 1
211239748 | Central HP <5.4 tons | CARRIER | HRCU-A-CB (Split System: Heat Pump with Remote Outdoor Unit-Air-Source) | 38MURAQ24AB3* |  |  | CAP**2517AL* | OVMAAB042112 | 24800 | 16 | 8.5 | 25800 | 21200 | 82.17% | 1.76 | 0 | 10 |  |  |  |  | R-410A | 2.0667 | Residential & Commercial | USHP | Ducted CEE Tier 1
211239780 | Central HP <5.4 tons | CARRIER | HRCU-A-CB (Split System: Heat Pump with Remote Outdoor Unit-Air-Source) | 38MURAQ24AB3* |  |  | CAP**3017AL* | 58TP*A090V17**16 | 23800 | 17 | 8.5 | 26000 | 23600 | 90.77% | 1.96 | 0 | 10 |  |  |  |  | R-410A | 1.9833 | Residential & Commercial | USHP | Ducted CEE Tier 1
211239797 | Central HP <5.4 tons | CARRIER | HRCU-A-CB (Split System: Heat Pump with Remote Outdoor Unit-Air-Source) | 38MURAQ24AB3* |  |  | CAP**3017AL* | 59SC2D080E17**16 | 24200 | 17 | 8.5 | 26400 | 22800 | 86.36% | 1.9 | 0 | 10 |  |  |  |  | R-410A | 2.0167 | Residential & Commercial | USHP | Ducted CEE Tier 1
211239831 | Central HP <5.4 tons | CARRIER | HRCU-A-CB (Split System: Heat Pump with Remote Outdoor Unit-Air-Source) | 38MURAQ24AB3* |  |  | CAP**3617AL* | 59TP6B040V14**10 | 23400 | 16 | 8.5 | 25600 | 23800 | 92.97% | 1.96 | 0 | 10 |  |  |  |  | R-410A | 1.95 | Residential & Commercial | USHP | Ducted CEE Tier 1
215682986 | Central HP <5.4 tons | AIRQUEST | HRCU-A-CB (Split System: Heat Pump with Remote Outdoor Unit-Air-Source) | H5H0V60*K*AAA* |  |  | EVD5X60M21A*+WALLCON | *96CTN0802120B* | 56500 | 18 | 9 | 64000 | 45000 | 70.31% | 2.08 | 0 | 9 |  |  |  |  | R-454B | 4.7083 | Residential & Commercial | USHP
212394517 | Central HP <5.4 tons | COLEMAN | HRCU-A-CB (Split System: Heat Pump with Remote Outdoor Unit-Air-Source) | HMH72B341 | ADP |  | H,YE32936 | TM9V080C16MP12 | 32800 | 17 | 8.5 | 32400 | 23000 | 70.99% | 2.04 | 0 | 9.5 |  |  |  |  | R-410A | 2.7333 | Residential & Commercial | USHP
212394531 | Central HP <5.4 tons | COLEMAN | HRCU-A-CB (Split System: Heat Pump with Remote Outdoor Unit-Air-Source) | HMH72B341 | ADP |  | H,YE35936 | TM9Y060B12MP11 | 34000 | 17 | 8.5 | 32400 | 23800 | 73.46% | 2.04 | 0 | 9.5 |  |  |  |  | R-410A | 2.8333 | Residential & Commercial | USHP
215430619 | Central HP <5.4 tons | LUXAIRE | HRCU-A-CB (Split System: Heat Pump with Remote Outdoor Unit-Air-Source) | HH836E2S11 | ADP |  | H,YG80(1,2)36+TXV | TM9Y100C16MP11 | 32800 | 19 | 8.5 | 29400 | 23800 | 80.95% | 2 | 0 | 11 |  |  |  |  | R-454B | 2.7333 | Residential & Commercial | USHP | Ducted CEE Tier 1
215430621 | Central HP <5.4 tons | LUXAIRE | HRCU-A-CB (Split System: Heat Pump with Remote Outdoor Unit-Air-Source) | HH836E2S11 | ADP |  | H,YG80(1,2)36+TXV | TM9Y100C20MP11 | 33800 | 17 | 8.5 | 30800 | 25600 | 83.12% | 2 | 0 | 10 |  |  |  |  | R-454B | 2.8167 | Residential & Commercial | USHP | Ducted CEE Tier 1
212394483 | Central HP <5.4 tons | COLEMAN | HRCU-A-CB (Split System: Heat Pump with Remote Outdoor Unit-Air-Source) | HMH72B341 | ADP |  | H,YE33936 | TM9E040A10MP12 | 32200 | 17 | 8.5 | 32400 | 23000 | 70.99% | 1.98 | 0 | 9.5 |  |  |  |  | R-410A | 2.6833 | Residential & Commercial | USHP
211226069 | Central HP <5.4 tons | CARRIER | HRCU-A-CB (Split System: Heat Pump with Remote Outdoor Unit-Air-Source) | 38MURAQ36AB3* |  |  | CNPV*4821AL* | 59SU5A100E21**20 | 36400 | 16 | 8.1 | 38500 | 34800 | 90.39% | 2.04 | 0 | 10.5 |  |  |  |  | R-410A | 3.0333 | Residential & Commercial | USHP | Ducted CEE Tier 1
211226086 | Central HP <5.4 tons | CARRIER | HRCU-A-CB (Split System: Heat Pump with Remote Outdoor Unit-Air-Source) | 38MURAQ36AB3* |  |  | CNPV*4824AL* | 58S(B,C)*A110E21**20 | 36200 | 16.5 | 8.1 | 38500 | 34800 | 90.39% | 2.02 | 0 | 10.5 |  |  |  |  | R-410A | 3.0167 | Residential & Commercial | USHP | Ducted CEE Tier 1
211226102 | Central HP <5.4 tons | CARRIER | HRCU-A-CB (Split System: Heat Pump with Remote Outdoor Unit-Air-Source) | 38MURAQ36AB3* |  |  | CNPV*4824AL* | 59SC2D100E21**22 | 37600 | 15.5 | 8.5 | 39500 | 35000 | 88.61% | 2.08 | 0 | 10.5 |  |  |  |  | R-410A | 3.1333 | Residential & Commercial | USHP | Ducted CEE Tier 1
211226133 | Central HP <5.4 tons | CARRIER | HRCU-A-CB (Split System: Heat Pump with Remote Outdoor Unit-Air-Source) | 38MURAQ36AB3* |  |  | CAP**3721AL* | 58SU*A080E21**20 | 37400 | 15.5 | 8.5 | 39000 | 35000 | 89.74% | 2.16 | 0 | 10 |  |  |  |  | R-410A | 3.1167 | Residential & Commercial | USHP | Ducted CEE Tier 1
211226134 | Central HP <5.4 tons | CARRIER | HRCU-A-CB (Split System: Heat Pump with Remote Outdoor Unit-Air-Source) | 38MURAQ36AB3* |  |  | CAP**3721AL* | 59SC2D100E21**22 | 37400 | 15.5 | 8.5 | 39000 | 35000 | 89.74% | 2.16 | 0 | 10 |  |  |  |  | R-410A | 3.1167 | Residential & Commercial | USHP | Ducted CEE Tier 1
211397621 | Central HP <5.4 tons | COLEMAN | HRCU-A-CB (Split System: Heat Pump with Remote Outdoor Unit-Air-Source) | HMH72B341 |  |  | XAFD48FBCN1 | TM8V080C16MP12 | 34000 | 16.5 | 8.5 | 33000 | 24400 | 73.94% | 2.1 | 0 | 9 |  |  |  |  | R-410A | 2.8333 | Residential & Commercial | USHP
216736279 | Central HP <5.4 tons | AIRQUEST | HRCU-A-CB (Split System: Heat Pump with Remote Outdoor Unit-Air-Source) | D5CUHAH24AAK |  |  | ESH5X24M12A* | *80VSL0701412B* | 22200 | 16 | 8.1 | 21000 | 18900 | 90% | 1.85 | 0 | 10.5 |  |  |  |  | R-454B | 1.85 | Residential & Commercial | USHP | Ducted CEE Tier 1
216736356 | Central HP <5.4 tons | AIRQUEST | HRCU-A-CB (Split System: Heat Pump with Remote Outdoor Unit-Air-Source) | D5CUHAH24AAK |  |  | ESH5X24M12A* | *80MSU0802120A* | 22600 | 15.5 | 8.1 | 21200 | 19100 | 90.09% | 1.85 | 0 | 10.5 |  |  |  |  | R-454B | 1.8833 | Residential & Commercial | USHP | Ducted CEE Tier 1
214239966 | Central HP <5.4 tons | AIRQUEST | HRCU-A-CB (Split System: Heat Pump with Remote Outdoor Unit-Air-Source) | HVH837GKA** |  |  | EN(A,D)4X48L24**+WALLCON | *80CTL0902120B* | 32400 | 17 | 8.1 | 32600 | 24600 | 75.46% | 1.96 | 0 | 11.7 |  |  |  |  | R-410A | 2.7 | Residential & Commercial | USHP | Ducted CEE Tier 1
214240016 | Central HP <5.4 tons | AIRQUEST | HRCU-A-CB (Split System: Heat Pump with Remote Outdoor Unit-Air-Source) | HVH837GKA** |  |  | EN(A,D)4X48L24**+WALLCON | *96CTN1002122B* | 32400 | 17 | 8.1 | 32600 | 24600 | 75.46% | 1.96 | 0 | 11.7 |  |  |  |  | R-410A | 2.7 | Residential & Commercial | USHP | Ducted CEE Tier 1
210596757 | Central HP <5.4 tons | KEEPRITE | HRCU-A-CB (Split System: Heat Pump with Remote Outdoor Unit-Air-Source) | CVH825GKA2* |  |  | EA*4X43L21A*+WALLCON | *80CSU0601716A* | 24400 | 17 | 8.5 | 21200 | 16600 | 78.3% | 2.02 | 0 | 11 |  |  |  |  | R-410A | 2.0333 | Residential & Commercial | USHP | Ducted CEE Tier 1
210596787 | Central HP <5.4 tons | KEEPRITE | HRCU-A-CB (Split System: Heat Pump with Remote Outdoor Unit-Air-Source) | CVH825GKA2* |  |  | EA*4X43L21A*+WALLCON | *96CTN0601714A* | 24400 | 16.5 | 8.1 | 21200 | 16700 | 78.77% | 2.02 | 0 | 11 |  |  |  |  | R-410A | 2.0333 | Residential & Commercial | USHP | Ducted CEE Tier 1
214720081 | Central HP <5.4 tons | LUXAIRE | HRCU-A-CB (Split System: Heat Pump with Remote Outdoor Unit-Air-Source) | HH836E2S11 |  |  | CTU48C5XFS1+TXV | LPLC080C16MP13 | 33400 | 18 | 9 | 31600 | 25400 | 80.38% | 2 | 0 | 11 |  |  |  |  | R-454B | 2.7833 | Residential & Commercial | USHP | Ducted CEE Tier 1
214719879 | Central HP <5.4 tons | LUXAIRE | HRCU-A-CB (Split System: Heat Pump with Remote Outdoor Unit-Air-Source) | HH836E2S11 |  |  | CTU48C5XFS1+TXV | TL8E100C20UH11 | 33400 | 18 | 9 | 31400 | 25200 | 80.25% | 2 | 0 | 11 |  |  |  |  | R-454B | 2.7833 | Residential & Commercial | USHP | Ducted CEE Tier 1
214719906 | Central HP <5.4 tons | LUXAIRE | HRCU-A-CB (Split System: Heat Pump with Remote Outdoor Unit-Air-Source) | HH836E2S11 |  |  | CTU48C5XFS1+TXV | TM9Y100C20MP11 | 34200 | 17 | 8.5 | 32800 | 26000 | 79.27% | 2 | 0 | 10 |  |  |  |  | R-454B | 2.85 | Residential & Commercial | USHP | Ducted CEE Tier 1
214719713 | Central HP <5.4 tons | LUXAIRE | HRCU-A-CB (Split System: Heat Pump with Remote Outdoor Unit-Air-Source) | HH836E2S11 |  |  | CTU36B5XDS1+TXV | TP9C080B12MP13 | 33000 | 18 | 8.5 | 30800 | 25000 | 81.17% | 2 | 0 | 11 |  |  |  |  | R-454B | 2.75 | Residential & Commercial | USHP | Ducted CEE Tier 1
213362734 | Central HP <5.4 tons | COLEMAN | HRCU-A-CB (Split System: Heat Pump with Remote Outdoor Unit-Air-Source) | HMH72B341 | ADP |  | H,YG9J936 | TL8E060A12UH11 | 32800 | 18 | 8.1 | 31800 | 23000 | 72.33% | 2.02 | 0 | 9.5 |  |  |  |  | R-410A | 2.7333 | Residential & Commercial | USHP
213362752 | Central HP <5.4 tons | COLEMAN | HRCU-A-CB (Split System: Heat Pump with Remote Outdoor Unit-Air-Source) | HMH72B341 | ADP |  | H,YG9J936 | TM9E040A10MP12 | 32200 | 17 | 8.1 | 31800 | 23000 | 72.33% | 1.98 | 0 | 9.5 |  |  |  |  | R-410A | 2.6833 | Residential & Commercial | USHP
213362754 | Central HP <5.4 tons | COLEMAN | HRCU-A-CB (Split System: Heat Pump with Remote Outdoor Unit-Air-Source) | HMH72B341 | ADP |  | H,YG9J936 | TM9E060A10MP12 | 33600 | 17 | 8.1 | 32200 | 23400 | 72.67% | 2.02 | 0 | 9.5 |  |  |  |  | R-410A | 2.8 | Residential & Commercial | USHP
211719791 | Central HP <5.4 tons | COLEMAN | HRCU-A-CB (Split System: Heat Pump with Remote Outdoor Unit-Air-Source) | HMH72B341 |  |  | XAHC48FXXN1+TXV | CPLC080B12MP13 | 32400 | 16 | 8.1 | 32000 | 23600 | 73.75% | 1.98 | 0 | 8.5 |  |  |  |  | R-410A | 2.7 | Residential & Commercial | USHP
211719798 | Central HP <5.4 tons | COLEMAN | HRCU-A-CB (Split System: Heat Pump with Remote Outdoor Unit-Air-Source) | HMH72B341 |  |  | XAFB30CXXN1+TXV | CPLC060A12MP13 | 32800 | 17.5 | 8.1 | 33400 | 23400 | 70.06% | 2.02 | 0 | 9.5 |  |  |  |  | R-410A | 2.7333 | Residential & Commercial | USHP
211239849 | Central HP <5.4 tons | CARRIER | HRCU-A-CB (Split System: Heat Pump with Remote Outdoor Unit-Air-Source) | 38MURAQ24AB3* |  |  | CAP**3617AL* | OVLAAB036098 | 23400 | 16.5 | 8.5 | 25600 | 23800 | 92.97% | 1.98 | 0 | 10 |  |  |  |  | R-410A | 1.95 | Residential & Commercial | USHP | Ducted CEE Tier 1
211239896 | Central HP <5.4 tons | CARRIER | HRCU-A-CB (Split System: Heat Pump with Remote Outdoor Unit-Air-Source) | 38MURAQ24AB3* |  |  | CAP**3621AL* | 58SU*A080E21**20 | 24600 | 17.5 | 8.5 | 26200 | 22200 | 84.73% | 1.86 | 0 | 10.5 |  |  |  |  | R-410A | 2.05 | Residential & Commercial | USHP | Ducted CEE Tier 1
211239913 | Central HP <5.4 tons | CARRIER | HRCU-A-CB (Split System: Heat Pump with Remote Outdoor Unit-Air-Source) | 38MURAQ24AB3* |  |  | CAP**3717AL* | 58SP*A045V17**16 | 24600 | 16.5 | 8.5 | 25600 | 21400 | 83.59% | 1.8 | 0 | 10 |  |  |  |  | R-410A | 2.05 | Residential & Commercial | USHP | Ducted CEE Tier 1
211239932 | Central HP <5.4 tons | CARRIER | HRCU-A-CB (Split System: Heat Pump with Remote Outdoor Unit-Air-Source) | 38MURAQ24AB3* |  |  | CAP**3717AL* | 58S(B,C)*A070E17**12 | 24800 | 16.5 | 8.5 | 25800 | 21400 | 82.95% | 1.78 | 0 | 10 |  |  |  |  | R-410A | 2.0667 | Residential & Commercial | USHP | Ducted CEE Tier 1
211239962 | Central HP <5.4 tons | CARRIER | HRCU-A-CB (Split System: Heat Pump with Remote Outdoor Unit-Air-Source) | 38MURAQ24AB3* |  |  | CAP**3721AL* | 58SP*A070V17**16 | 24600 | 17 | 8.5 | 25400 | 21200 | 83.46% | 1.78 | 0 | 10.5 |  |  |  |  | R-410A | 2.05 | Residential & Commercial | USHP | Ducted CEE Tier 1
211239965 | Central HP <5.4 tons | CARRIER | HRCU-A-CB (Split System: Heat Pump with Remote Outdoor Unit-Air-Source) | 38MURAQ24AB3* |  |  | CAP**3721AL* | 59SU5A060E17**16 | 25000 | 17 | 8.5 | 25600 | 20800 | 81.25% | 1.76 | 0 | 10.5 |  |  |  |  | R-410A | 2.0833 | Residential & Commercial | USHP | Ducted CEE Tier 1
211240046 | Central HP <5.4 tons | CARRIER | HRCU-A-CB (Split System: Heat Pump with Remote Outdoor Unit-Air-Source) | 38MURAQ24AB3* |  |  | CNPV*2417AL* | 59SC5B060E17**14 | 24200 | 15.5 | 8.5 | 27200 | 22800 | 83.82% | 1.86 | 0 | 10 |  |  |  |  | R-410A | 2.0167 | Residential & Commercial | USHP | Ducted CEE Tier 1
213163963 | Central HP <5.4 tons | RHEEM | HRCU-A-CB (Split System: Heat Pump with Remote Outdoor Unit-Air-Source) | RP18AZ24AJVC |  |  | RCFZ2421HEAAM | R98MV1005A21UPS | 22800 | 20 | 8.5 | 22800 | 26000 | 114% | 2.1 | 0 | 12.5 |  |  |  |  | R-410A | 1.9 | Residential & Commercial | USHP | Ducted CEE Tier 1
216019553 | Central HP <5.4 tons | YORK | HRCU-A-CB (Split System: Heat Pump with Remote Outdoor Unit-Air-Source) | HH824E2S11 | ADP |  | H,YG7J(1,2)36+TXV-BLEED | Y82E060A12LMPS1 | 22400 | 18 | 9.25 | 21400 | 18100 | 84.58% | 1.96 | 0 | 11.5 |  |  |  |  | R-454B | 1.8667 | Residential & Commercial | USHP | Ducted CEE Tier 1
215424238 | Central HP <5.4 tons | LUXAIRE | HRCU-A-CB (Split System: Heat Pump with Remote Outdoor Unit-Air-Source) | HH836E2S11 | ADP |  | H,YE9J*36+TXV-BLEED | TM9Y080C16MP11 | 33800 | 18 | 8.5 | 30400 | 25400 | 83.55% | 2 | 0 | 11 |  |  |  |  | R-454B | 2.8167 | Residential & Commercial | USHP | Ducted CEE Tier 1
211397137 | Central HP <5.4 tons | COLEMAN | HRCU-A-CB (Split System: Heat Pump with Remote Outdoor Unit-Air-Source) | HMH72B341 |  |  | XAHC48FBCN1 | TM8V100C20MP12 | 33800 | 16.5 | 8.5 | 32400 | 23800 | 73.46% | 2.06 | 0 | 9 |  |  |  |  | R-410A | 2.8167 | Residential & Commercial | USHP
211397437 | Central HP <5.4 tons | COLEMAN | HRCU-A-CB (Split System: Heat Pump with Remote Outdoor Unit-Air-Source) | HMH72B341 |  |  | XAHC48FXXN1+TXV | CPLC100C16MP13 | 33600 | 16.5 | 8.5 | 32400 | 23800 | 73.46% | 2.06 | 0 | 9 |  |  |  |  | R-410A | 2.8 | Residential & Commercial | USHP
215430610 | Central HP <5.4 tons | LUXAIRE | HRCU-A-CB (Split System: Heat Pump with Remote Outdoor Unit-Air-Source) | HH836E2S11 | ADP |  | H,YG80(1,2)36+TXV | TM9V100C16MP12 | 33400 | 18 | 8.5 | 29400 | 24800 | 84.35% | 2 | 0 | 11 |  |  |  |  | R-454B | 2.7833 | Residential & Commercial | USHP | Ducted CEE Tier 1
215430612 | Central HP <5.4 tons | LUXAIRE | HRCU-A-CB (Split System: Heat Pump with Remote Outdoor Unit-Air-Source) | HH836E2S11 | ADP |  | H,YG80(1,2)36+TXV | TM9V100C20MP12 | 33800 | 18 | 8.5 | 30600 | 25400 | 83.01% | 2 | 0 | 11 |  |  |  |  | R-454B | 2.8167 | Residential & Commercial | USHP | Ducted CEE Tier 1
215430635 | Central HP <5.4 tons | LUXAIRE | HRCU-A-CB (Split System: Heat Pump with Remote Outdoor Unit-Air-Source) | HH836E2S11 | ADP |  | H,YG80(1,2)36+TXV | Z8ES120C16SMPS1 | 33400 | 19 | 8.5 | 29600 | 24800 | 83.78% | 2 | 0 | 11.7 |  |  |  |  | R-454B | 2.7833 | Residential & Commercial | USHP | Ducted CEE Tier 1
215726602 | Central HP <5.4 tons | YORK | HRCU-A-CB (Split System: Heat Pump with Remote Outdoor Unit-Air-Source) | HH860E2S11 | ADP |  | H,YG48*60+TXV-BLEED | TM9Y120D20MP11 | 44000 | 18 | 8.5 | 42000 | 33000 | 78.57% | 2 | 0 | 11.7 |  |  |  |  | R-454B | 3.6667 | Residential & Commercial | USHP | Ducted CEE Tier 1
215726603 | Central HP <5.4 tons | YORK | HRCU-A-CB (Split System: Heat Pump with Remote Outdoor Unit-Air-Source) | HH860E2S11 | ADP |  | H,YG48*48+TXV | TM9Y120D20MP11 | 44000 | 18 | 8.5 | 42000 | 33000 | 78.57% | 2 | 0 | 11.7 |  |  |  |  | R-454B | 3.6667 | Residential & Commercial | USHP | Ducted CEE Tier 1
215726617 | Central HP <5.4 tons | YORK | HRCU-A-CB (Split System: Heat Pump with Remote Outdoor Unit-Air-Source) | HH860E2S11 | ADP |  | H,YG48*48+TXV-BLEED | Y81E080C16SMPS1 | 44500 | 18 | 8.5 | 42500 | 33000 | 77.65% | 2 | 0 | 12 |  |  |  |  | R-454B | 3.7083 | Residential & Commercial | USHP | Ducted CEE Tier 1
215726618 | Central HP <5.4 tons | YORK | HRCU-A-CB (Split System: Heat Pump with Remote Outdoor Unit-Air-Source) | HH860E2S11 | ADP |  | H,YG48*60+TXV-BLEED | Y81E080C16SMPS1 | 44500 | 18 | 8.5 | 42500 | 33000 | 77.65% | 2 | 0 | 12 |  |  |  |  | R-454B | 3.7083 | Residential & Commercial | USHP | Ducted CEE Tier 1
215726635 | Central HP <5.4 tons | YORK | HRCU-A-CB (Split System: Heat Pump with Remote Outdoor Unit-Air-Source) | HH860E2S11 | ADP |  | H,YG86*60+TXV | Y81E080C16SMPS1 | 44500 | 18 | 8.5 | 42500 | 33000 | 77.65% | 2 | 0 | 12 |  |  |  |  | R-454B | 3.7083 | Residential & Commercial | USHP | Ducted CEE Tier 1
215726652 | Central HP <5.4 tons | YORK | HRCU-A-CB (Split System: Heat Pump with Remote Outdoor Unit-Air-Source) | HH860E2S11 | ADP |  | H,YG88*60+TXV | Y81E080C20SMPS1 | 53000 | 19 | 8.5 | 52000 | 38500 | 74.04% | 2 | 0 | 11 |  |  |  |  | R-454B | 4.4167 | Residential & Commercial | USHP | Ducted CEE Tier 1
215726667 | Central HP <5.4 tons | YORK | HRCU-A-CB (Split System: Heat Pump with Remote Outdoor Unit-Air-Source) | HH860E2S11 | ADP |  | H,YG52*60+TXV-BLEED | Y81E100C16SMPS1 | 44000 | 18 | 8.5 | 42000 | 32800 | 78.1% | 2 | 0 | 12 |  |  |  |  | R-454B | 3.6667 | Residential & Commercial | USHP | Ducted CEE Tier 1
215726669 | Central HP <5.4 tons | YORK | HRCU-A-CB (Split System: Heat Pump with Remote Outdoor Unit-Air-Source) | HH860E2S11 | ADP |  | H,YG84*48+TXV-BLEED | Y81E100C16SMPS1 | 44000 | 18 | 8.5 | 42000 | 32800 | 78.1% | 2 | 0 | 12 |  |  |  |  | R-454B | 3.6667 | Residential & Commercial | USHP | Ducted CEE Tier 1
212394506 | Central HP <5.4 tons | COLEMAN | HRCU-A-CB (Split System: Heat Pump with Remote Outdoor Unit-Air-Source) | HMH72B341 | ADP |  | H,YE33936 | TM9V040A10MP12 | 32000 | 16 | 8.5 | 32400 | 23000 | 70.99% | 2 | 0 | 9.5 |  |  |  |  | R-410A | 2.6667 | Residential & Commercial | USHP
210596832 | Central HP <5.4 tons | KEEPRITE | HRCU-A-CB (Split System: Heat Pump with Remote Outdoor Unit-Air-Source) | CVH825GKA2* |  |  | EA*4X48L21A*+WALLCON | *95CSU1002122A* | 24200 | 17 | 8.1 | 21000 | 16500 | 78.57% | 2.02 | 0 | 11 |  |  |  |  | R-410A | 2.0167 | Residential & Commercial | USHP | Ducted CEE Tier 1
210596841 | Central HP <5.4 tons | KEEPRITE | HRCU-A-CB (Split System: Heat Pump with Remote Outdoor Unit-Air-Source) | CVH825GKA2* |  |  | EA*4X48L21A*+WALLCON | *96CTN1002122A* | 24000 | 16.5 | 8.1 | 21000 | 16500 | 78.57% | 2.02 | 0 | 11 |  |  |  |  | R-410A | 2 | Residential & Commercial | USHP | Ducted CEE Tier 1
212407319 | Central HP <5.4 tons | BRYANT HEATING AND COOLING SYSTEMS | HRCU-A-CB (Split System: Heat Pump with Remote Outdoor Unit-Air-Source) | 284ANV036*0**B* | ADP |  | C36A***C159 | 88*TA36070C14*** | 33400 | 19 | 9 | 33800 | 25800 | 76.33% | 2 | 0 | 12 |  |  |  |  | R-410A | 2.7833 | Residential & Commercial | USHP | Ducted CEE Tier 1
216737158 | Central HP <5.4 tons | AIRQUEST | HRCU-A-CB (Split System: Heat Pump with Remote Outdoor Unit-Air-Source) | D5CUHAH24AAK |  |  | ESH5X30M12A* | *80VSL0701412B* | 22600 | 16 | 8.1 | 21000 | 18800 | 89.52% | 1.85 | 0 | 10.5 |  |  |  |  | R-454B | 1.8833 | Residential & Commercial | USHP | Ducted CEE Tier 1
216737167 | Central HP <5.4 tons | AIRQUEST | HRCU-A-CB (Split System: Heat Pump with Remote Outdoor Unit-Air-Source) | D5CUHAH24AAK |  |  | ESH5X30M12A* | *80VSL0701716B* | 22200 | 16 | 8.1 | 20800 | 18700 | 89.9% | 1.85 | 0 | 10.5 |  |  |  |  | R-454B | 1.85 | Residential & Commercial | USHP | Ducted CEE Tier 1
211239700 | Central HP <5.4 tons | CARRIER | HRCU-A-CB (Split System: Heat Pump with Remote Outdoor Unit-Air-Source) | 38MURAQ24AB3* |  |  | CAP**2417AL* | 58S(B,C)*A070E14**12 | 24000 | 16.5 | 8.5 | 26800 | 23800 | 88.81% | 1.96 | 0 | 10 |  |  |  |  | R-410A | 2 | Residential & Commercial | USHP | Ducted CEE Tier 1
211239709 | Central HP <5.4 tons | CARRIER | HRCU-A-CB (Split System: Heat Pump with Remote Outdoor Unit-Air-Source) | 38MURAQ24AB3* |  |  | CAP**2517AL* | 59SP6A040V17**12 | 23800 | 16 | 8.1 | 25200 | 21800 | 86.51% | 1.82 | 0 | 10 |  |  |  |  | R-410A | 1.9833 | Residential & Commercial | USHP | Ducted CEE Tier 1
211239727 | Central HP <5.4 tons | CARRIER | HRCU-A-CB (Split System: Heat Pump with Remote Outdoor Unit-Air-Source) | 38MURAQ24AB3* |  |  | CAP**2517AL* | 59SC5B040E17**12 | 24600 | 15.2 | 8.5 | 25800 | 21200 | 82.17% | 1.76 | 0 | 10 |  |  |  |  | R-410A | 2.05 | Residential & Commercial | USHP | Ducted CEE Tier 1
211239752 | Central HP <5.4 tons | CARRIER | HRCU-A-CB (Split System: Heat Pump with Remote Outdoor Unit-Air-Source) | 38MURAQ24AB3* |  |  | CAP**3014AL* | 58TP*A045V14**12 | 24000 | 16.5 | 8.5 | 26200 | 23000 | 87.79% | 1.9 | 0 | 10 |  |  |  |  | R-410A | 2 | Residential & Commercial | USHP | Ducted CEE Tier 1
211387570 | Central HP <5.4 tons | COLEMAN | HRCU-A-CB (Split System: Heat Pump with Remote Outdoor Unit-Air-Source) | HMH72B341 |  |  | XAHC36DXXN1+TXV | TP9C080C16MP13 | 33400 | 17 | 8.1 | 33200 | 23400 | 70.48% | 2.04 | 0 | 9.5 |  |  |  |  | R-410A | 2.7833 | Residential & Commercial | USHP
211386165 | Central HP <5.4 tons | COLEMAN | HRCU-A-CB (Split System: Heat Pump with Remote Outdoor Unit-Air-Source) | HMH72B341 |  |  | XAUC48FXXN1+TXV | TL9E100C20UH11 | 34000 | 15.5 | 8.5 | 32400 | 23800 | 73.46% | 2.08 | 0 | 9.5 |  |  |  |  | R-410A | 2.8333 | Residential & Commercial | USHP
211386349 | Central HP <5.4 tons | FRASER-JOHNSTON | HRCU-A-CB (Split System: Heat Pump with Remote Outdoor Unit-Air-Source) | HMH72B341 |  |  | XAUC48FXXN1+TXV | TL9E060B12UH11 | 33200 | 17 | 8.1 | 32600 | 24000 | 73.62% | 2.02 | 0 | 9 |  |  |  |  | R-410A | 2.7667 | Residential & Commercial | USHP
211386464 | Central HP <5.4 tons | FRASER-JOHNSTON | HRCU-A-CB (Split System: Heat Pump with Remote Outdoor Unit-Air-Source) | HMH72B341 |  |  | XAUC48FXXN1+TXV | TL8E100C20UH11 | 34000 | 16.5 | 8.5 | 32400 | 23800 | 73.46% | 2.1 | 0 | 9.5 |  |  |  |  | R-410A | 2.8333 | Residential & Commercial | USHP
211387035 | Central HP <5.4 tons | FRASER-JOHNSTON | HRCU-A-CB (Split System: Heat Pump with Remote Outdoor Unit-Air-Source) | HMH72B341 |  |  | XAUB36DXXN1+TXV | TM9Y080B12MP11 | 33600 | 17.5 | 8.5 | 33400 | 23600 | 70.66% | 2.04 | 0 | 9.5 |  |  |  |  | R-410A | 2.8 | Residential & Commercial | USHP
211387049 | Central HP <5.4 tons | FRASER-JOHNSTON | HRCU-A-CB (Split System: Heat Pump with Remote Outdoor Unit-Air-Source) | HMH72B341 |  |  | XAFB30CXXN1+TXV | TM9Y080B12MP11 | 32800 | 17.5 | 8.1 | 34000 | 23800 | 70% | 2.02 | 0 | 9.5 |  |  |  |  | R-410A | 2.7333 | Residential & Commercial | USHP
211387268 | Central HP <5.4 tons | FRASER-JOHNSTON | HRCU-A-CB (Split System: Heat Pump with Remote Outdoor Unit-Air-Source) | HMH72B341 |  |  | XAHC30CXXN1+TXV | TM9V100C20MP12 | 32800 | 17 | 8.1 | 33000 | 23200 | 70.3% | 2.02 | 0 | 9 |  |  |  |  | R-410A | 2.7333 | Residential & Commercial | USHP
211387386 | Central HP <5.4 tons | FRASER-JOHNSTON | HRCU-A-CB (Split System: Heat Pump with Remote Outdoor Unit-Air-Source) | HMH72B341 |  |  | XAFC30CXXN1+TXV | TP9C100C20MP13 | 33400 | 17.5 | 8.1 | 33600 | 23600 | 70.24% | 2.06 | 0 | 9.5 |  |  |  |  | R-410A | 2.7833 | Residential & Commercial | USHP
215289563 | Central HP <5.4 tons | AIRQUEST | HRCU-A-CB (Split System: Heat Pump with Remote Outdoor Unit-Air-Source) | DLCURAH18ABK | ADP |  | HG31930 | *92MSN0401712A* | 16500 | 15.2 | 8.1 | 16700 | 18900 | 113.2% | 2.3 | 0 | 10 |  |  |  |  | R-410A | 1.375 | Residential & Commercial | USHP | Ducted CEE Tier 1
215289579 | Central HP <5.4 tons | AIRQUEST | HRCU-A-CB (Split System: Heat Pump with Remote Outdoor Unit-Air-Source) | DLCURAH18ABK | ADP |  | H,GG34936 | *92MSN0401712A* | 17200 | 15.2 | 8.1 | 16700 | 18900 | 113.2% | 2.3 | 0 | 10.5 |  |  |  |  | R-410A | 1.4333 | Residential & Commercial | USHP | Ducted CEE Tier 1
211225931 | Central HP <5.4 tons | CARRIER | HRCU-A-CB (Split System: Heat Pump with Remote Outdoor Unit-Air-Source) | 38MURAQ36AB3* |  |  | CAP**4821AL* | 58TP*A070V17**16 | 35800 | 16 | 8.5 | 38500 | 34600 | 89.87% | 2.04 | 0 | 10 |  |  |  |  | R-410A | 2.9833 | Residential & Commercial | USHP | Ducted CEE Tier 1
211225938 | Central HP <5.4 tons | CARRIER | HRCU-A-CB (Split System: Heat Pump with Remote Outdoor Unit-Air-Source) | 38MURAQ36AB3* |  |  | CAP**4821AL* | 59SC2D060E17**14 | 36000 | 16 | 8.5 | 38500 | 34600 | 89.87% | 2.06 | 0 | 10 |  |  |  |  | R-410A | 3 | Residential & Commercial | USHP | Ducted CEE Tier 1
212520284 | Central HP <5.4 tons | CARRIER | HRCU-A-CB (Split System: Heat Pump with Remote Outdoor Unit-Air-Source) | 38MURAQ24AB3* | ADP |  | H,PG24936 | 58TP*A090V21**20 | 23600 | 17 | 8.5 | 24400 | 22400 | 91.8% | 1.88 | 0 | 9.5 |  |  |  |  | R-410A | 1.9667 | Residential & Commercial | USHP
213353734 | Central HP <5.4 tons | KEEPRITE | HRCU-A-CB (Split System: Heat Pump with Remote Outdoor Unit-Air-Source) | DLCURAH18ABK |  |  | F5MA4*18L*A* | 0 | 18200 | 16 | 9 | 19200 | 19100 | 99.48% | 2.3 | 0 | 10.5 |  |  |  |  | R-410A | 1.5167 | Residential & Commercial | USHP | Ducted CEE Tier 1
216682574 | Central HP <5.4 tons | TEMPSTAR | HRCU-A-CB (Split System: Heat Pump with Remote Outdoor Unit-Air-Source) | DLCURAH36ABK |  |  | EA*4X37L21A* | *97VTN1002122A* | 36600 | 16.5 | 9 | 38000 | 34400 | 90.53% | 1.96 | 0 | 10 |  |  |  |  | R-410A | 3.05 | Residential & Commercial | USHP | Ducted CEE Tier 1
212969767 | Central HP <5.4 tons | BRYANT HEATING AND COOLING SYSTEMS | HRCU-A-CB (Split System: Heat Pump with Remote Outdoor Unit-Air-Source) | 38MURAQ24AB3* |  |  | CAP**3017AL* | 82*SB36045V14*** | 23400 | 17 | 8.5 | 26200 | 24800 | 94.66% | 2.08 | 0 | 10 |  |  |  |  | R-410A | 1.95 | Residential & Commercial | USHP | Ducted CEE Tier 1
215726718 | Central HP <5.4 tons | YORK | HRCU-A-CB (Split System: Heat Pump with Remote Outdoor Unit-Air-Source) | HH860E2S11 | ADP |  | H,YG50*60+TXV-BLEED | Y81E120C20SMPS1 | 52500 | 19 | 8.5 | 51500 | 38000 | 73.79% | 2 | 0 | 11.7 |  |  |  |  | R-454B | 4.375 | Residential & Commercial | USHP | Ducted CEE Tier 1
215726720 | Central HP <5.4 tons | YORK | HRCU-A-CB (Split System: Heat Pump with Remote Outdoor Unit-Air-Source) | HH860E2S11 | ADP |  | H,YG52*60+TXV-BLEED | Y81E120C20SMPS1 | 52500 | 19 | 8.5 | 51500 | 38000 | 73.79% | 2 | 0 | 11.7 |  |  |  |  | R-454B | 4.375 | Residential & Commercial | USHP | Ducted CEE Tier 1
215726733 | Central HP <5.4 tons | YORK | HRCU-A-CB (Split System: Heat Pump with Remote Outdoor Unit-Air-Source) | HH860E2S11 | ADP |  | H,YG50*60+TXV-BLEED | Y81E130D20SMPS1 | 54000 | 19 | 8.5 | 52500 | 39000 | 74.29% | 2 | 0 | 11.7 |  |  |  |  | R-454B | 4.5 | Residential & Commercial | USHP | Ducted CEE Tier 1
215430591 | Central HP <5.4 tons | LUXAIRE | HRCU-A-CB (Split System: Heat Pump with Remote Outdoor Unit-Air-Source) | HH836E2S11 | ADP |  | H,YG80(1,2)36+TXV | LP9C100C16MP13 | 33400 | 18 | 8.5 | 29400 | 24800 | 84.35% | 2 | 0 | 11 |  |  |  |  | R-454B | 2.7833 | Residential & Commercial | USHP | Ducted CEE Tier 1
215430606 | Central HP <5.4 tons | LUXAIRE | HRCU-A-CB (Split System: Heat Pump with Remote Outdoor Unit-Air-Source) | HH836E2S11 | ADP |  | H,YG80(1,2)36+TXV | TM9V080B12MP12 | 33000 | 18 | 8.5 | 29200 | 24800 | 84.93% | 2 | 0 | 11 |  |  |  |  | R-454B | 2.75 | Residential & Commercial | USHP | Ducted CEE Tier 1
215731364 | Central HP <5.4 tons | YORK | HRCU-A-CB (Split System: Heat Pump with Remote Outdoor Unit-Air-Source) | HH860E2S11 | ADP |  | H,YG52*48+TXV | TM8V080C16MP12 | 43500 | 18 | 8.5 | 42000 | 32800 | 78.1% | 2 | 0 | 11.7 |  |  |  |  | R-454B | 3.625 | Residential & Commercial | USHP | Ducted CEE Tier 1
215731379 | Central HP <5.4 tons | YORK | HRCU-A-CB (Split System: Heat Pump with Remote Outdoor Unit-Air-Source) | HH860E2S11 | ADP |  | H,YG72*48+TXV | TM8V100C16MP12 | 43500 | 18 | 8.5 | 42000 | 32800 | 78.1% | 2 | 0 | 11.7 |  |  |  |  | R-454B | 3.625 | Residential & Commercial | USHP | Ducted CEE Tier 1
215731380 | Central HP <5.4 tons | YORK | HRCU-A-CB (Split System: Heat Pump with Remote Outdoor Unit-Air-Source) | HH860E2S11 | ADP |  | H,YG72*60+TXV | TM8V100C16MP12 | 43500 | 18 | 8.5 | 42000 | 32800 | 78.1% | 2 | 0 | 11.7 |  |  |  |  | R-454B | 3.625 | Residential & Commercial | USHP | Ducted CEE Tier 1
215731383 | Central HP <5.4 tons | YORK | HRCU-A-CB (Split System: Heat Pump with Remote Outdoor Unit-Air-Source) | HH860E2S11 | ADP |  | H,YG3K*60+TXV-BLEED | TM8V100C16MP12 | 43500 | 17 | 8.5 | 42000 | 32800 | 78.1% | 2 | 0 | 11.7 |  |  |  |  | R-454B | 3.625 | Residential & Commercial | USHP | Ducted CEE Tier 1
215731397 | Central HP <5.4 tons | YORK | HRCU-A-CB (Split System: Heat Pump with Remote Outdoor Unit-Air-Source) | HH860E2S11 | ADP |  | H,YG55*60+TXV-BLEED | TM8V100C16MP12 | 43500 | 18 | 8.5 | 42000 | 32800 | 78.1% | 2 | 0 | 11.7 |  |  |  |  | R-454B | 3.625 | Residential & Commercial | USHP | Ducted CEE Tier 1
215731416 | Central HP <5.4 tons | YORK | HRCU-A-CB (Split System: Heat Pump with Remote Outdoor Unit-Air-Source) | HH860E2S11 | ADP |  | H,YG74*48+TXV | TM8V100C16MP12 | 43500 | 18 | 8.5 | 42000 | 32800 | 78.1% | 2 | 0 | 11.7 |  |  |  |  | R-454B | 3.625 | Residential & Commercial | USHP | Ducted CEE Tier 1
212520266 | Central HP <5.4 tons | CARRIER | HRCU-A-CB (Split System: Heat Pump with Remote Outdoor Unit-Air-Source) | 38MURAQ24AB3* | ADP |  | H,PG34936 | 58SU*A080E21**20 | 24600 | 17 | 8.5 | 24600 | 21800 | 88.62% | 1.86 | 0 | 10.5 |  |  |  |  | R-410A | 2.05 | Residential & Commercial | USHP | Ducted CEE Tier 1
215731447 | Central HP <5.4 tons | YORK | HRCU-A-CB (Split System: Heat Pump with Remote Outdoor Unit-Air-Source) | HH860E2S11 | ADP |  | H,YG54*60+TXV | TM8V100C20MP12 | 53000 | 19 | 8.5 | 52000 | 38500 | 74.04% | 2 | 0 | 11 |  |  |  |  | R-454B | 4.4167 | Residential & Commercial | USHP | Ducted CEE Tier 1
215731449 | Central HP <5.4 tons | YORK | HRCU-A-CB (Split System: Heat Pump with Remote Outdoor Unit-Air-Source) | HH860E2S11 | ADP |  | H,YG55*60+TXV-BLEED | TM8V100C20MP12 | 53000 | 19 | 8.5 | 52000 | 38500 | 74.04% | 2 | 0 | 11 |  |  |  |  | R-454B | 4.4167 | Residential & Commercial | USHP | Ducted CEE Tier 1
215731464 | Central HP <5.4 tons | YORK | HRCU-A-CB (Split System: Heat Pump with Remote Outdoor Unit-Air-Source) | HH860E2S11 | ADP |  | H,YG72*60+TXV-BLEED | TM8V120C20MP12 | 44000 | 18 | 8.5 | 42500 | 33200 | 78.12% | 2 | 0 | 11.7 |  |  |  |  | R-454B | 3.6667 | Residential & Commercial | USHP | Ducted CEE Tier 1
211240066 | Central HP <5.4 tons | CARRIER | HRCU-A-CB (Split System: Heat Pump with Remote Outdoor Unit-Air-Source) | 38MURAQ24AB3* |  |  | CNPV*3014AL* | 59SC2D060E14**12 | 23400 | 16.5 | 8.1 | 25800 | 24200 | 93.8% | 2.02 | 0 | 10 |  |  |  |  | R-410A | 1.95 | Residential & Commercial | USHP | Ducted CEE Tier 1
211240132 | Central HP <5.4 tons | CARRIER | HRCU-A-CB (Split System: Heat Pump with Remote Outdoor Unit-Air-Source) | 38MURAQ24AB3* |  |  | CNPV*3617AL* | 59TP6B080V17**16 | 24200 | 16.5 | 8.1 | 26200 | 23000 | 87.79% | 1.9 | 0 | 10.5 |  |  |  |  | R-410A | 2.0167 | Residential & Commercial | USHP | Ducted CEE Tier 1
211240133 | Central HP <5.4 tons | CARRIER | HRCU-A-CB (Split System: Heat Pump with Remote Outdoor Unit-Air-Source) | 38MURAQ24AB3* |  |  | CNPV*3617AL* | 58TP*A070V17**16 | 24200 | 17 | 8.1 | 26200 | 23000 | 87.79% | 1.9 | 0 | 10.5 |  |  |  |  | R-410A | 2.0167 | Residential & Commercial | USHP | Ducted CEE Tier 1
211240148 | Central HP <5.4 tons | CARRIER | HRCU-A-CB (Split System: Heat Pump with Remote Outdoor Unit-Air-Source) | 38MURAQ24AB3* |  |  | CNPV*3617AL* | 59SC5B060E17**14 | 24600 | 16 | 8.1 | 26600 | 22400 | 84.21% | 1.84 | 0 | 10 |  |  |  |  | R-410A | 2.05 | Residential & Commercial | USHP | Ducted CEE Tier 1
211240165 | Central HP <5.4 tons | CARRIER | HRCU-A-CB (Split System: Heat Pump with Remote Outdoor Unit-Air-Source) | 38MURAQ24AB3* |  |  | CNPV*3621AL* | 59SU5A040E17**12 | 23600 | 16.5 | 8.1 | 26000 | 23600 | 90.77% | 1.96 | 0 | 10.5 |  |  |  |  | R-410A | 1.9667 | Residential & Commercial | USHP | Ducted CEE Tier 1
211240182 | Central HP <5.4 tons | CARRIER | HRCU-A-CB (Split System: Heat Pump with Remote Outdoor Unit-Air-Source) | 38MURAQ24AB3* |  |  | CNPV*3621AL* | 59TP6B080V17**16 | 24200 | 16.5 | 8.1 | 26200 | 23000 | 87.79% | 1.9 | 0 | 10.5 |  |  |  |  | R-410A | 2.0167 | Residential & Commercial | USHP | Ducted CEE Tier 1
211240216 | Central HP <5.4 tons | CARRIER | HRCU-A-CB (Split System: Heat Pump with Remote Outdoor Unit-Air-Source) | 38MURAQ24AB3* |  |  | FMA4P30**AL* | 0 | 25200 | 15.2 | 9 | 27800 | 21600 | 77.7% | 1.78 | 0 | 10 |  |  |  |  | R-410A | 2.1 | Residential & Commercial | USHP | Ducted CEE Tier 1
214061831 | Central HP <5.4 tons | LENNOX | HRCU-A-CB (Split System: Heat Pump with Remote Outdoor Unit-Air-Source) | EL22XPV-024-230A** | ADP |  | HG80936 | ML196UH070XE48B* | 24000 | 16 | 8.2 | 22400 | 15700 | 70.09% | 1.88 | 0 | 12.5 |  |  |  |  | R-410A | 2 | Residential & Commercial | USHP | Ducted CEE Tier 1
214052485 | Central HP <5.4 tons | LENNOX | HRCU-A-CB (Split System: Heat Pump with Remote Outdoor Unit-Air-Source) | EL22XPV-024-230A** | ADP |  | HG34936 | ML180UH030V36A* | 23600 | 21 | 8.5 | 21400 | 15000 | 70.09% | 1.88 | 0 | 13.5 |  |  |  |  | R-410A | 1.9667 | Residential & Commercial | USHP | Ducted CEE Tier 1
214052510 | Central HP <5.4 tons | LENNOX | HRCU-A-CB (Split System: Heat Pump with Remote Outdoor Unit-Air-Source) | EL22XPV-024-230A** | ADP |  | HG80936 | SL297UH040NV36B* | 23800 | 21 | 8.5 | 22000 | 15400 | 70% | 1.92 | 0 | 13.5 |  |  |  |  | R-410A | 1.9833 | Residential & Commercial | USHP | Ducted CEE Tier 1
211398371 | Central HP <5.4 tons | COLEMAN | HRCU-A-CB (Split System: Heat Pump with Remote Outdoor Unit-Air-Source) | HMH72B341 |  |  | XAHD48FBCN1 | TM8E100C16MP11 | 32800 | 16.5 | 8.5 | 31600 | 23200 | 73.42% | 2.02 | 0 | 9.5 |  |  |  |  | R-410A | 2.7333 | Residential & Commercial | USHP
211398460 | Central HP <5.4 tons | COLEMAN | HRCU-A-CB (Split System: Heat Pump with Remote Outdoor Unit-Air-Source) | HMH72B341 |  |  | XAFD48FXXN1+TXV | TM8E100C16MP11 | 33600 | 17 | 8.5 | 32400 | 23600 | 72.84% | 2.08 | 0 | 9.5 |  |  |  |  | R-410A | 2.8 | Residential & Commercial | USHP
211397519 | Central HP <5.4 tons | COLEMAN | HRCU-A-CB (Split System: Heat Pump with Remote Outdoor Unit-Air-Source) | HMH72B341 |  |  | XAFD48FXXN1+TXV | TM8V100C16MP12 | 34000 | 16.5 | 8.5 | 33000 | 24400 | 73.94% | 2.1 | 0 | 9 |  |  |  |  | R-410A | 2.8333 | Residential & Commercial | USHP
214719859 | Central HP <5.4 tons | LUXAIRE | HRCU-A-CB (Split System: Heat Pump with Remote Outdoor Unit-Air-Source) | HH836E2S11 |  |  | CTU48C5XFS1+TXV | TM8E120C20MP11 | 34400 | 17 | 8.5 | 32400 | 25600 | 79.01% | 2 | 0 | 11 |  |  |  |  | R-454B | 2.8667 | Residential & Commercial | USHP | Ducted CEE Tier 1
211871783 | Central HP <5.4 tons | CARRIER | HRCU-A-CB (Split System: Heat Pump with Remote Outdoor Unit-Air-Source) | 38MURAQ24AB3* | ADP |  | H,PE31(1,2)24+TXV | 59SC2D060E17**14 | 23800 | 16 | 8.5 | 25200 | 23800 | 94.44% | 1.96 | 0 | 10 |  |  |  |  | R-410A | 1.9833 | Residential & Commercial | USHP | Ducted CEE Tier 1
214570411 | Central HP <5.4 tons | AIRQUEST | HRCU-A-CB (Split System: Heat Pump with Remote Outdoor Unit-Air-Source) | HVH825GKA3* |  |  | EA*4X36L21A*+WALLCON | *97CMN0802120B* | 23600 | 16.5 | 8.1 | 21400 | 16600 | 77.57% | 1.94 | 0 | 10.5 |  |  |  |  | R-410A | 1.9667 | Residential & Commercial | USHP | Ducted CEE Tier 1
214570611 | Central HP <5.4 tons | AIRQUEST | HRCU-A-CB (Split System: Heat Pump with Remote Outdoor Unit-Air-Source) | HVH825GKA3* |  |  | EA*4X43L21A*+WALLCON | *80CTL0702120B* | 24400 | 16.5 | 8.5 | 21200 | 16600 | 78.3% | 2.02 | 0 | 11 |  |  |  |  | R-410A | 2.0333 | Residential & Commercial | USHP | Ducted CEE Tier 1
214571231 | Central HP <5.4 tons | AIRQUEST | HRCU-A-CB (Split System: Heat Pump with Remote Outdoor Unit-Air-Source) | HVH825GKA3* |  |  | EN(A,D,W)4X48L21**+WALLCON | *95CSU1002122B* | 24200 | 17 | 8.1 | 21200 | 16600 | 78.3% | 2.02 | 0 | 11.5 |  |  |  |  | R-410A | 2.0167 | Residential & Commercial | USHP | Ducted CEE Tier 1
214573251 | Central HP <5.4 tons | AIRQUEST | HRCU-A-CB (Split System: Heat Pump with Remote Outdoor Unit-Air-Source) | HVH837GKA** |  |  | EHD4X60AAL+WALLCON | *80CTL0702120B* | 33000 | 17 | 8.5 | 32200 | 25000 | 77.64% | 2 | 0 | 11 |  |  |  |  | R-410A | 2.75 | Residential & Commercial | USHP | Ducted CEE Tier 1
210597616 | Central HP <5.4 tons | KEEPRITE | HRCU-A-CB (Split System: Heat Pump with Remote Outdoor Unit-Air-Source) | CVH837GKA** |  |  | EN(A,D,W)4X60L24**+WALLCON | *95CSU0802120A* | 32800 | 18 | 8.1 | 32200 | 24600 | 76.4% | 1.98 | 0 | 12 |  |  |  |  | R-410A | 2.7333 | Residential & Commercial | USHP | Ducted CEE Tier 1
215289596 | Central HP <5.4 tons | AIRQUEST | HRCU-A-CB (Split System: Heat Pump with Remote Outdoor Unit-Air-Source) | DLCURAH18ABK | ADP |  | HE8J936 | *92MSN0401712A* | 17100 | 15.2 | 8.1 | 16700 | 18900 | 113.2% | 2.3 | 0 | 10.5 |  |  |  |  | R-410A | 1.425 | Residential & Commercial | USHP | Ducted CEE Tier 1
215289614 | Central HP <5.4 tons | AIRQUEST | HRCU-A-CB (Split System: Heat Pump with Remote Outdoor Unit-Air-Source) | DLCURAH18ABK | ADP |  | H,GG32936 | *92MSN0601412A* | 17200 | 16 | 8.5 | 16900 | 19400 | 114.8% | 2.38 | 0 | 10.5 |  |  |  |  | R-410A | 1.4333 | Residential & Commercial | USHP | Ducted CEE Tier 1
215941667 | Central HP <5.4 tons | AIRQUEST | HRCU-A-CB (Split System: Heat Pump with Remote Outdoor Unit-Air-Source) | H5H3V48*K*AAA* |  |  | EVD5X60M21A*+WALLCON | *96CTN0802120B* | 45500 | 20.5 | 8.1 | 53000 | 38500 | 72.64% | 1.95 | 0 | 11 |  |  |  |  | R-454B | 3.7917 | Residential & Commercial | USHP | Ducted CEE Tier 1
215941247 | Central HP <5.4 tons | AIRQUEST | HRCU-A-CB (Split System: Heat Pump with Remote Outdoor Unit-Air-Source) | H5H3V48*K*AAA* |  |  | ESH5X60M12A*+WALLCON | *97CTN1002122A* | 45000 | 20.5 | 9 | 48500 | 36600 | 75.46% | 1.82 | 0 | 11 |  |  |  |  | R-454B | 3.75 | Residential & Commercial | USHP | Ducted CEE Tier 1
215289630 | Central HP <5.4 tons | AIRQUEST | HRCU-A-CB (Split System: Heat Pump with Remote Outdoor Unit-Air-Source) | DLCURAH18ABK | ADP |  | H,GG36936 | *92MSN0601412A* | 17500 | 16 | 8.5 | 16900 | 18800 | 111.2% | 2.3 | 0 | 11 |  |  |  |  | R-410A | 1.4583 | Residential & Commercial | USHP | Ducted CEE Tier 1
215289664 | Central HP <5.4 tons | AIRQUEST | HRCU-A-CB (Split System: Heat Pump with Remote Outdoor Unit-Air-Source) | DLCURAH18ABK | ADP |  | HE32936 | *92MSN0601714A* | 16900 | 16 | 8.1 | 16700 | 18200 | 109% | 2.24 | 0 | 10.5 |  |  |  |  | R-410A | 1.4083 | Residential & Commercial | USHP | Ducted CEE Tier 1
215289677 | Central HP <5.4 tons | AIRQUEST | HRCU-A-CB (Split System: Heat Pump with Remote Outdoor Unit-Air-Source) | DLCURAH18ABK | ADP |  | H,GE30924 | *92MSN0601714A* | 16700 | 16 | 8.5 | 16900 | 19000 | 112.4% | 2.34 | 0 | 10 |  |  |  |  | R-410A | 1.3917 | Residential & Commercial | USHP | Ducted CEE Tier 1
215289712 | Central HP <5.4 tons | AIRQUEST | HRCU-A-CB (Split System: Heat Pump with Remote Outdoor Unit-Air-Source) | DLCURAH18ABK | ADP |  | H,GE33936 | *92MSN0801716A* | 17600 | 16 | 8.5 | 17100 | 18700 | 109.4% | 2.3 | 0 | 11 |  |  |  |  | R-410A | 1.4667 | Residential & Commercial | USHP | Ducted CEE Tier 1
211398817 | Central HP <5.4 tons | COLEMAN | HRCU-A-CB (Split System: Heat Pump with Remote Outdoor Unit-Air-Source) | HMH72B341 |  |  | XAHC48FBCN1 | TM8E080C16MP11 | 32800 | 16.5 | 8.5 | 31600 | 23000 | 72.78% | 2.04 | 0 | 9.5 |  |  |  |  | R-410A | 2.7333 | Residential & Commercial | USHP
211398832 | Central HP <5.4 tons | COLEMAN | HRCU-A-CB (Split System: Heat Pump with Remote Outdoor Unit-Air-Source) | HMH72B341 |  |  | XAHC48FBCN1 | TMLE080C16MP11 | 32800 | 16.5 | 8.5 | 31600 | 23000 | 72.78% | 2.04 | 0 | 9.5 |  |  |  |  | R-410A | 2.7333 | Residential & Commercial | USHP
211398249 | Central HP <5.4 tons | COLEMAN | HRCU-A-CB (Split System: Heat Pump with Remote Outdoor Unit-Air-Source) | HMH72B341 |  |  | XAFD48FBCN1 | TMLE120C16MP11 | 33600 | 17 | 8.5 | 32400 | 23600 | 72.84% | 2.08 | 0 | 9.5 |  |  |  |  | R-410A | 2.8 | Residential & Commercial | USHP
211398415 | Central HP <5.4 tons | COLEMAN | HRCU-A-CB (Split System: Heat Pump with Remote Outdoor Unit-Air-Source) | HMH72B341 |  |  | XAHC48FXXN1+TXV | TMLE100C16MP11 | 33000 | 17 | 8.5 | 31800 | 23200 | 72.96% | 2.04 | 0 | 9.5 |  |  |  |  | R-410A | 2.75 | Residential & Commercial | USHP
214719834 | Central HP <5.4 tons | LUXAIRE | HRCU-A-CB (Split System: Heat Pump with Remote Outdoor Unit-Air-Source) | HH836E2S11 |  |  | CTU48C5XFS1+TXV | TMLE080C16MP11 | 33200 | 19 | 9 | 31200 | 25400 | 81.41% | 2 | 0 | 11 |  |  |  |  | R-454B | 2.7667 | Residential & Commercial | USHP | Ducted CEE Tier 1
214720069 | Central HP <5.4 tons | LUXAIRE | HRCU-A-CB (Split System: Heat Pump with Remote Outdoor Unit-Air-Source) | HH836E2S11 |  |  | CTU48C5XFS1+TXV | TPLC080C16MP13 | 33400 | 18 | 9 | 31600 | 25400 | 80.38% | 2 | 0 | 11 |  |  |  |  | R-454B | 2.7833 | Residential & Commercial | USHP | Ducted CEE Tier 1
214719884 | Central HP <5.4 tons | LUXAIRE | HRCU-A-CB (Split System: Heat Pump with Remote Outdoor Unit-Air-Source) | HH860E2S11 |  |  | CTU60C5XGS1+TXV | TMLE080C20MP11 | 44500 | 17 | 9 | 45000 | 33800 | 75.11% | 2 | 0 | 11.7 |  |  |  |  | R-454B | 3.7083 | Residential & Commercial | USHP | Ducted CEE Tier 1
216683203 | Central HP <5.4 tons | TEMPSTAR | HRCU-A-CB (Split System: Heat Pump with Remote Outdoor Unit-Air-Source) | DLCURAH36ABK |  |  | EHD4X36AAL | *97VTN1202422A* | 35600 | 15.5 | 8.5 | 38500 | 34600 | 89.87% | 1.78 | 0 | 9.8 |  |  |  |  | R-410A | 2.9667 | Residential & Commercial | USHP
210473017 | Central HP <5.4 tons | CARRIER | HRCU-A-CB (Split System: Heat Pump with Remote Outdoor Unit-Air-Source) | 25VNA825A*032* |  |  | CAP**4224AL*+UI | 58TN*A135C24**22 | 23800 | 16.5 | 8.1 | 21400 | 16600 | 77.57% | 1.96 | 0 | 11 |  |  |  |  | R-410A | 1.9833 | Residential & Commercial | USHP | Ducted CEE Tier 1
210473083 | Central HP <5.4 tons | CARRIER | HRCU-A-CB (Split System: Heat Pump with Remote Outdoor Unit-Air-Source) | 25VNA825A*032* |  |  | CAP**4321AL*+UI | 59CU5A060C17**16 | 24400 | 16.5 | 8.1 | 21200 | 16700 | 78.77% | 2.02 | 0 | 10.5 |  |  |  |  | R-410A | 2.0333 | Residential & Commercial | USHP | Ducted CEE Tier 1
214588263 | Central HP <5.4 tons | BRYANT HEATING AND COOLING SYSTEMS | HRCU-A-CB (Split System: Heat Pump with Remote Outdoor Unit-Air-Source) | 38MURAQ24AB3* | ADP |  | V,C36H***P429 | 926TC30040V14*** | 23000 | 16 | 8.5 | 25400 | 26600 | 104.7% | 2.28 | 0 | 9.5 |  |  |  |  | R-410A | 1.9167 | Residential & Commercial | USHP
214588267 | Central HP <5.4 tons | BRYANT HEATING AND COOLING SYSTEMS | HRCU-A-CB (Split System: Heat Pump with Remote Outdoor Unit-Air-Source) | 38MURAQ24AB3* | ADP |  | PL36H175P159 | 926TC30040V14*** | 23400 | 16 | 8.5 | 24600 | 23800 | 96.75% | 2 | 0 | 10 |  |  |  |  | R-410A | 1.95 | Residential & Commercial | USHP | Ducted CEE Tier 1
213297145 | Central HP <5.4 tons | FRASER-JOHNSTON | HRCU-A-CB (Split System: Heat Pump with Remote Outdoor Unit-Air-Source) | HMH72B341 |  |  | XAHC30CXXN1+TXV | Z8ES100C16LMPS1 | 32400 | 17.5 | 8.1 | 32000 | 22800 | 71.25% | 2.02 | 0 | 9.5 |  |  |  |  | R-410A | 2.7 | Residential & Commercial | USHP
213297260 | Central HP <5.4 tons | FRASER-JOHNSTON | HRCU-A-CB (Split System: Heat Pump with Remote Outdoor Unit-Air-Source) | HMH72B341 |  |  | XAFC30CXXN1+TXV | Z9ES080C20SMPS1 | 33400 | 17.5 | 8.5 | 33000 | 23200 | 70.3% | 2.06 | 0 | 9.5 |  |  |  |  | R-410A | 2.7833 | Residential & Commercial | USHP
211397636 | Central HP <5.4 tons | COLEMAN | HRCU-A-CB (Split System: Heat Pump with Remote Outdoor Unit-Air-Source) | HMH72B341 |  |  | XAFD48FBCN1 | TMLV100C16MP12 | 34000 | 16.5 | 8.5 | 33000 | 24400 | 73.94% | 2.1 | 0 | 9 |  |  |  |  | R-410A | 2.8333 | Residential & Commercial | USHP
210470897 | Central HP <5.4 tons | CARRIER | HRCU-A-CB (Split System: Heat Pump with Remote Outdoor Unit-Air-Source) | 25VNA837A*031* |  |  | CNPV*6024AL*+UI | 58CU*A100C21**20 | 32800 | 17.5 | 8.1 | 32200 | 24600 | 76.4% | 1.96 | 0 | 11.7 |  |  |  |  | R-410A | 2.7333 | Residential & Commercial | USHP | Ducted CEE Tier 1
210470963 | Central HP <5.4 tons | CARRIER | HRCU-A-CB (Split System: Heat Pump with Remote Outdoor Unit-Air-Source) | 25VNA837A*031* |  |  | CNPV*6024AL*+UI | 59MN7B120C24**22 | 32800 | 17.5 | 8.1 | 32200 | 24800 | 77.02% | 1.96 | 0 | 11.7 |  |  |  |  | R-410A | 2.7333 | Residential & Commercial | USHP | Ducted CEE Tier 1
214607192 | Central HP <5.4 tons | LENNOX | HRCU-A-CB (Split System: Heat Pump with Remote Outdoor Unit-Air-Source) | EL22XPV-024-230A** | ADP |  | LH18/37R9+LEFE3A* | 0 | 23200 | 20 | 8.7 | 20600 | 15700 | 76.21% | 2.26 | 0 | 13.5 |  |  |  |  | R-410A | 1.9333 | Residential & Commercial | USHP | Ducted CEE Tier 1
215424298 | Central HP <5.4 tons | LUXAIRE | HRCU-A-CB (Split System: Heat Pump with Remote Outdoor Unit-Air-Source) | HH860E2S11 | ADP |  | H,YE48*60+TXV-BLEED | TM9E100C20MP12 | 53500 | 18 | 8.5 | 53000 | 39500 | 74.53% | 2 | 0 | 11 |  |  |  |  | R-454B | 4.4583 | Residential & Commercial | USHP | Ducted CEE Tier 1
214808995 | Central HP <5.4 tons | FRASER-JOHNSTON | HRCU-A-CB (Split System: Heat Pump with Remote Outdoor Unit-Air-Source) | HH860E2S11 |  |  | CTU60C5XGS1+JMET16CS2N1+TXV | 0 | 45500 | 19 | 9 | 45500 | 34200 | 75.16% | 2 | 0 | 11.7 |  |  |  |  | R-454B | 3.7917 | Residential & Commercial | USHP | Ducted CEE Tier 1
214595080 | Central HP <5.4 tons | LUXAIRE | HRCU-A-CB (Split System: Heat Pump with Remote Outdoor Unit-Air-Source) | HH836E2S11 |  |  | CTM48C5CFS1 | Z8ES080C16SMPS1 | 34400 | 19 | 9 | 32200 | 25400 | 78.88% | 2 | 0 | 11 |  |  |  |  | R-454B | 2.8667 | Residential & Commercial | USHP | Ducted CEE Tier 1
210720653 | Central HP <5.4 tons | CARRIER | HRCU-A-CB (Split System: Heat Pump with Remote Outdoor Unit-Air-Source) | 25VNA436A*031* |  |  | CAP**6121AL*+UI | 59CU5A060C17**16 | 34600 | 19.5 | 9 | 34800 | 25400 | 72.99% | 2 | 0 | 11.7 |  |  |  |  | R-410A | 2.8833 | Residential & Commercial | USHP | Ducted CEE Tier 1
213296890 | Central HP <5.4 tons | FRASER-JOHNSTON | HRCU-A-CB (Split System: Heat Pump with Remote Outdoor Unit-Air-Source) | HMH72B341 |  |  | XAFC36DBCN1 | Z8ES120C16LMPS1 | 34000 | 18 | 8.5 | 33400 | 24400 | 73.05% | 2.12 | 0 | 9.5 |  |  |  |  | R-410A | 2.8333 | Residential & Commercial | USHP
213296945 | Central HP <5.4 tons | FRASER-JOHNSTON | HRCU-A-CB (Split System: Heat Pump with Remote Outdoor Unit-Air-Source) | HMH72B341 |  |  | XAFC36DBCN1 | Z8ES080C20SMPS1 | 34000 | 18 | 8.5 | 33400 | 24400 | 73.05% | 2.12 | 0 | 10 |  |  |  |  | R-410A | 2.8333 | Residential & Commercial | USHP | Ducted CEE Tier 1
213296970 | Central HP <5.4 tons | FRASER-JOHNSTON | HRCU-A-CB (Split System: Heat Pump with Remote Outdoor Unit-Air-Source) | HMH72B341 |  |  | XAHC36DBCN1 | Z8ES080B12LMPS1 | 33400 | 17.5 | 8.1 | 32800 | 23000 | 70.12% | 2.02 | 0 | 10 |  |  |  |  | R-410A | 2.7833 | Residential & Commercial | USHP | Ducted CEE Tier 1
214719936 | Central HP <5.4 tons | LUXAIRE | HRCU-A-CB (Split System: Heat Pump with Remote Outdoor Unit-Air-Source) | HH836E2S11 |  |  | CTU48C5XFS1+TXV | TP9C100C16MP13 | 33200 | 18 | 9 | 31200 | 25200 | 80.77% | 2 | 0 | 11 |  |  |  |  | R-454B | 2.7667 | Residential & Commercial | USHP | Ducted CEE Tier 1
214720185 | Central HP <5.4 tons | LUXAIRE | HRCU-A-CB (Split System: Heat Pump with Remote Outdoor Unit-Air-Source) | HH860E2S11 |  |  | CTU60C5XGS1+TXV | TM8E080C16MP11 | 44500 | 18 | 9 | 45500 | 34200 | 75.16% | 2 | 0 | 11 |  |  |  |  | R-454B | 3.7083 | Residential & Commercial | USHP | Ducted CEE Tier 1
214719951 | Central HP <5.4 tons | LUXAIRE | HRCU-A-CB (Split System: Heat Pump with Remote Outdoor Unit-Air-Source) | HH860E2S11 |  |  | CTU60C5XGS1+TXV | TM8V100C20MP12 | 44500 | 18 | 9 | 45000 | 33800 | 75.11% | 2 | 0 | 11 |  |  |  |  | R-454B | 3.7083 | Residential & Commercial | USHP | Ducted CEE Tier 1
213297360 | Central HP <5.4 tons | FRASER-JOHNSTON | HRCU-A-CB (Split System: Heat Pump with Remote Outdoor Unit-Air-Source) | HMH72B341 |  |  | XAHC30CXXN1+TXV | Z8ES100B12LMPS1 | 32000 | 17.5 | 8.1 | 32200 | 22600 | 70.19% | 2 | 0 | 9.5 |  |  |  |  | R-410A | 2.6667 | Residential & Commercial | USHP
213297510 | Central HP <5.4 tons | FRASER-JOHNSTON | HRCU-A-CB (Split System: Heat Pump with Remote Outdoor Unit-Air-Source) | HMH72B341 |  |  | XAFC36DXXN1+TXV | Z8ET080B12LMPS1 | 34000 | 18.5 | 8.1 | 33400 | 24000 | 71.86% | 2.08 | 0 | 9.5 |  |  |  |  | R-410A | 2.8333 | Residential & Commercial | USHP
214608155 | Central HP <5.4 tons | YORK | HRCU-A-CB (Split System: Heat Pump with Remote Outdoor Unit-Air-Source) | HMH72B341 | ADP |  | F,PE*G32736 | 0 | 32600 | 17 | 8.35 | 31400 | 22800 | 72.61% | 2.02 | 0 | 10 |  |  |  |  | R-410A | 2.7167 | Residential & Commercial | USHP | Ducted CEE Tier 1
214720088 | Central HP <5.4 tons | LUXAIRE | HRCU-A-CB (Split System: Heat Pump with Remote Outdoor Unit-Air-Source) | HH836E2S11 |  |  | CTU48C5XFS1+TXV | TP9C100C20MP13 | 34200 | 18 | 9 | 32600 | 25800 | 79.14% | 2 | 0 | 11 |  |  |  |  | R-454B | 2.85 | Residential & Commercial | USHP | Ducted CEE Tier 1
211245991 | Central HP <5.4 tons | CARRIER | HRCU-A-CB (Split System: Heat Pump with Remote Outdoor Unit-Air-Source) | 38MURAQ24AB3* |  |  | CAP**2417AL* | GG96VTAA48080B | 23800 | 16.5 | 8.5 | 26800 | 24000 | 89.55% | 1.98 | 0 | 10 |  |  |  |  | R-410A | 1.9833 | Residential & Commercial | USHP | Ducted CEE Tier 1
214053755 | Central HP <5.4 tons | LENNOX | HRCU-A-CB (Split System: Heat Pump with Remote Outdoor Unit-Air-Source) | SL25XPV-048-230A** | ADP |  | HG50960 | SL280UH080NV60C* | 46000 | 20 | 9.3 | 41500 | 35800 | 86.27% | 1.88 | 0 | 12.5 |  |  |  |  | R-410A | 3.8333 | Residential & Commercial | USHP | Ducted CEE Tier 1
214053762 | Central HP <5.4 tons | LENNOX | HRCU-A-CB (Split System: Heat Pump with Remote Outdoor Unit-Air-Source) | SL25XPV-048-230A** | ADP |  | HG50960 | SL297UH080NV60C* | 45500 | 20 | 9.3 | 42000 | 36000 | 85.71% | 1.86 | 0 | 12 |  |  |  |  | R-410A | 3.7917 | Residential & Commercial | USHP | Ducted CEE Tier 1
214607180 | Central HP <5.4 tons | LENNOX | HRCU-A-CB (Split System: Heat Pump with Remote Outdoor Unit-Air-Source) | EL22XPV-024-230A** | ADP |  | LD19/36Y9+LEFE3A* | 0 | 22800 | 20 | 8.5 | 20600 | 15700 | 76.21% | 2.22 | 0 | 13 |  |  |  |  | R-410A | 1.9 | Residential & Commercial | USHP | Ducted CEE Tier 1
214607194 | Central HP <5.4 tons | LENNOX | HRCU-A-CB (Split System: Heat Pump with Remote Outdoor Unit-Air-Source) | EL22XPV-024-230A** | ADP |  | LH18/37D9+LEFE3A* | 0 | 23200 | 20 | 8.7 | 20600 | 15700 | 76.21% | 2.26 | 0 | 13.5 |  |  |  |  | R-410A | 1.9333 | Residential & Commercial | USHP | Ducted CEE Tier 1
212969817 | Central HP <5.4 tons | BRYANT HEATING AND COOLING SYSTEMS | HRCU-A-CB (Split System: Heat Pump with Remote Outdoor Unit-Air-Source) | 38MURAQ24AB3* |  |  | CNPV*3014AL* | 82*SB36045V14*** | 23400 | 17 | 8.1 | 25800 | 24400 | 94.57% | 2.04 | 0 | 10 |  |  |  |  | R-410A | 1.95 | Residential & Commercial | USHP | Ducted CEE Tier 1
211226004 | Central HP <5.4 tons | CARRIER | HRCU-A-CB (Split System: Heat Pump with Remote Outdoor Unit-Air-Source) | 38MURAQ36AB3* |  |  | CAP**4824AL* | 59TP6B120V24**22 | 36000 | 16 | 8.5 | 38500 | 34600 | 89.87% | 2.06 | 0 | 10 |  |  |  |  | R-410A | 3 | Residential & Commercial | USHP | Ducted CEE Tier 1
211226006 | Central HP <5.4 tons | CARRIER | HRCU-A-CB (Split System: Heat Pump with Remote Outdoor Unit-Air-Source) | 38MURAQ36AB3* |  |  | CAP**4824AL* | OVMAAB060154 | 36800 | 16 | 8.5 | 38500 | 34800 | 90.39% | 2.1 | 0 | 10 |  |  |  |  | R-410A | 3.0667 | Residential & Commercial | USHP | Ducted CEE Tier 1
211226038 | Central HP <5.4 tons | CARRIER | HRCU-A-CB (Split System: Heat Pump with Remote Outdoor Unit-Air-Source) | 38MURAQ36AB3* |  |  | CNPV*4821AL* | 58S(B,C)*A110E21**20 | 36200 | 16.5 | 8.1 | 38500 | 34800 | 90.39% | 2.02 | 0 | 10.5 |  |  |  |  | R-410A | 3.0167 | Residential & Commercial | USHP | Ducted CEE Tier 1
211226063 | Central HP <5.4 tons | CARRIER | HRCU-A-CB (Split System: Heat Pump with Remote Outdoor Unit-Air-Source) | 38MURAQ36AB3* |  |  | CNPV*4821AL* | 59SP6A060V17**14 | 35600 | 15.5 | 8.1 | 38500 | 35000 | 90.91% | 2 | 0 | 10 |  |  |  |  | R-410A | 2.9667 | Residential & Commercial | USHP | Ducted CEE Tier 1
211226113 | Central HP <5.4 tons | CARRIER | HRCU-A-CB (Split System: Heat Pump with Remote Outdoor Unit-Air-Source) | 38MURAQ36AB3* |  |  | CNPV*4824AL* | 59SU5A100E21**20 | 36400 | 16 | 8.1 | 38500 | 34800 | 90.39% | 2.04 | 0 | 10.5 |  |  |  |  | R-410A | 3.0333 | Residential & Commercial | USHP | Ducted CEE Tier 1
211226129 | Central HP <5.4 tons | CARRIER | HRCU-A-CB (Split System: Heat Pump with Remote Outdoor Unit-Air-Source) | 38MURAQ36AB3* |  |  | FX4DN(B,F)043L | 0 | 36000 | 16 | 8.1 | 38500 | 34800 | 90.39% | 1.94 | 0 | 10 |  |  |  |  | R-410A | 3 | Residential & Commercial | USHP | Ducted CEE Tier 1
212394495 | Central HP <5.4 tons | COLEMAN | HRCU-A-CB (Split System: Heat Pump with Remote Outdoor Unit-Air-Source) | HMH72B341 | ADP |  | H,YE34936 | TM9E080B12MP12 | 32800 | 17 | 8.5 | 32400 | 23000 | 70.99% | 2.02 | 0 | 9.5 |  |  |  |  | R-410A | 2.7333 | Residential & Commercial | USHP
212394513 | Central HP <5.4 tons | COLEMAN | HRCU-A-CB (Split System: Heat Pump with Remote Outdoor Unit-Air-Source) | HMH72B341 | ADP |  | H,YE32936 | TM9V080B12MP12 | 32800 | 17 | 8.5 | 32400 | 23200 | 71.6% | 2.02 | 0 | 9.5 |  |  |  |  | R-410A | 2.7333 | Residential & Commercial | USHP
212394527 | Central HP <5.4 tons | COLEMAN | HRCU-A-CB (Split System: Heat Pump with Remote Outdoor Unit-Air-Source) | HMH72B341 | ADP |  | H,YE35936 | TM9V100C20MP12 | 34000 | 17 | 8.5 | 32400 | 24400 | 75.31% | 2.12 | 0 | 9.5 |  |  |  |  | R-410A | 2.8333 | Residential & Commercial | USHP
215430617 | Central HP <5.4 tons | LUXAIRE | HRCU-A-CB (Split System: Heat Pump with Remote Outdoor Unit-Air-Source) | HH836E2S11 | ADP |  | H,YG80(1,2)36+TXV | TM9Y080C16MP11 | 32800 | 19 | 8.5 | 29400 | 23800 | 80.95% | 2 | 0 | 11 |  |  |  |  | R-454B | 2.7333 | Residential & Commercial | USHP | Ducted CEE Tier 1
213781044 | Central HP <5.4 tons | TEMPSTAR | HRCU-A-CB (Split System: Heat Pump with Remote Outdoor Unit-Air-Source) | TVH837GKA2* |  |  | EA*4X42L21A*+WALLCON | *97CMN0801714B* | 31600 | 16.5 | 8.1 | 33400 | 24600 | 73.65% | 1.86 | 0 | 10.5 |  |  |  |  | R-410A | 2.6333 | Residential & Commercial | USHP | Ducted CEE Tier 1
214052488 | Central HP <5.4 tons | LENNOX | HRCU-A-CB (Split System: Heat Pump with Remote Outdoor Unit-Air-Source) | EL22XPV-024-230A** | ADP |  | HG80936 | ML180UH045E36A* | 23400 | 21 | 8.5 | 21200 | 14900 | 70.28% | 1.86 | 0 | 13.5 |  |  |  |  | R-410A | 1.95 | Residential & Commercial | USHP | Ducted CEE Tier 1
214052489 | Central HP <5.4 tons | LENNOX | HRCU-A-CB (Split System: Heat Pump with Remote Outdoor Unit-Air-Source) | EL22XPV-024-230A** | ADP |  | HG34936 | ML180UH045V36A* | 23600 | 21 | 8.5 | 21400 | 15000 | 70.09% | 1.88 | 0 | 13.5 |  |  |  |  | R-410A | 1.9667 | Residential & Commercial | USHP | Ducted CEE Tier 1
211240319 | Central HP <5.4 tons | BRYANT HEATING AND COOLING SYSTEMS | HRCU-A-CB (Split System: Heat Pump with Remote Outdoor Unit-Air-Source) | 38MURAQ24AB3* |  |  | CAP**2414AL* | 8(0,1)*SA36045E14*** | 24200 | 16 | 8.5 | 27200 | 23400 | 86.03% | 1.9 | 0 | 10 |  |  |  |  | R-410A | 2.0167 | Residential & Commercial | USHP | Ducted CEE Tier 1
211240944 | Central HP <5.4 tons | BRYANT HEATING AND COOLING SYSTEMS | HRCU-A-CB (Split System: Heat Pump with Remote Outdoor Unit-Air-Source) | 38MURAQ24AB3* |  |  | CAP**2517AL* | 82*TA36045V14*** | 24800 | 17 | 8.5 | 25600 | 21200 | 82.81% | 1.78 | 0 | 10.5 |  |  |  |  | R-410A | 2.0667 | Residential & Commercial | USHP | Ducted CEE Tier 1
211241062 | Central HP <5.4 tons | BRYANT HEATING AND COOLING SYSTEMS | HRCU-A-CB (Split System: Heat Pump with Remote Outdoor Unit-Air-Source) | 38MURAQ24AB3* |  |  | CAP**2517AL* | 8(0,1)*SA36045E14*** | 25400 | 16.5 | 8.5 | 26000 | 20800 | 80% | 1.76 | 0 | 10.5 |  |  |  |  | R-410A | 2.1167 | Residential & Commercial | USHP | Ducted CEE Tier 1
211241098 | Central HP <5.4 tons | BRYANT HEATING AND COOLING SYSTEMS | HRCU-A-CB (Split System: Heat Pump with Remote Outdoor Unit-Air-Source) | 38MURAQ24AB3* |  |  | CAP**2517AL* | 8(0,1)*SA42090E17*** | 25200 | 17 | 8.5 | 25800 | 20800 | 80.62% | 1.76 | 0 | 10.5 |  |  |  |  | R-410A | 2.1 | Residential & Commercial | USHP | Ducted CEE Tier 1
211241228 | Central HP <5.4 tons | BRYANT HEATING AND COOLING SYSTEMS | HRCU-A-CB (Split System: Heat Pump with Remote Outdoor Unit-Air-Source) | 38MURAQ24AB3* |  |  | CAP**2517AL* | OVMAAB042112 | 24800 | 16 | 8.5 | 25800 | 21200 | 82.17% | 1.76 | 0 | 10 |  |  |  |  | R-410A | 2.0667 | Residential & Commercial | USHP | Ducted CEE Tier 1
211387015 | Central HP <5.4 tons | COLEMAN | HRCU-A-CB (Split System: Heat Pump with Remote Outdoor Unit-Air-Source) | HMH72B341 |  |  | XAFB36DBCN1 | TM9Y080B12MP11 | 33600 | 17.5 | 8.5 | 33400 | 23600 | 70.66% | 2.04 | 0 | 9.5 |  |  |  |  | R-410A | 2.8 | Residential & Commercial | USHP
214595075 | Central HP <5.4 tons | LUXAIRE | HRCU-A-CB (Split System: Heat Pump with Remote Outdoor Unit-Air-Source) | HH836E2S11 |  |  | CTF48C5CFS1 | Z8ES080C20SMPS1 | 34200 | 19 | 9 | 32000 | 25400 | 79.38% | 2 | 0 | 11 |  |  |  |  | R-454B | 2.85 | Residential & Commercial | USHP | Ducted CEE Tier 1
213076515 | Central HP <5.4 tons | KEEPRITE | HRCU-A-CB (Split System: Heat Pump with Remote Outdoor Unit-Air-Source) | DLCURAH36ABK |  |  | EA*4X42L21A* | *80VTL0701716B* | 35000 | 16 | 8.1 | 38500 | 35000 | 90.91% | 1.86 | 0 | 9.5 |  |  |  |  | R-410A | 2.9167 | Residential & Commercial | USHP
210474599 | Central HP <5.4 tons | KEEPRITE | HRCU-A-CB (Split System: Heat Pump with Remote Outdoor Unit-Air-Source) | CVH825GKA3* |  |  | EHD4X48AAL+WALLCON | *97CMN1002122A* | 24200 | 16 | 8.1 | 21200 | 16700 | 78.77% | 2.04 | 0 | 11 |  |  |  |  | R-410A | 2.0167 | Residential & Commercial | USHP | Ducted CEE Tier 1
211246025 | Central HP <5.4 tons | CARRIER | HRCU-A-CB (Split System: Heat Pump with Remote Outdoor Unit-Air-Source) | 38MURAQ24AB3* |  |  | CNPV*3621AL* | GG96VTAA48080B | 24200 | 16.5 | 8.1 | 26200 | 23000 | 87.79% | 1.9 | 0 | 10.5 |  |  |  |  | R-410A | 2.0167 | Residential & Commercial | USHP | Ducted CEE Tier 1
213296795 | Central HP <5.4 tons | FRASER-JOHNSTON | HRCU-A-CB (Split System: Heat Pump with Remote Outdoor Unit-Air-Source) | HMH72B341 |  |  | XAFB30CXXN1+TXV | Z9ET080B12SMPS1 | 32600 | 18.5 | 8.1 | 33000 | 23400 | 70.91% | 2.02 | 0 | 9.5 |  |  |  |  | R-410A | 2.7167 | Residential & Commercial | USHP
213296895 | Central HP <5.4 tons | FRASER-JOHNSTON | HRCU-A-CB (Split System: Heat Pump with Remote Outdoor Unit-Air-Source) | HMH72B341 |  |  | XAFC36DXXN1+TXV | Z8ES100C16SMPS1 | 34000 | 18 | 8.5 | 33400 | 24400 | 73.05% | 2.12 | 0 | 9.5 |  |  |  |  | R-410A | 2.8333 | Residential & Commercial | USHP
213296915 | Central HP <5.4 tons | FRASER-JOHNSTON | HRCU-A-CB (Split System: Heat Pump with Remote Outdoor Unit-Air-Source) | HMH72B341 |  |  | XAFC36DXXN1+TXV | Z8ES100B12SMPS1 | 34000 | 18.5 | 8.1 | 34000 | 24600 | 72.35% | 2.12 | 0 | 9.5 |  |  |  |  | R-410A | 2.8333 | Residential & Commercial | USHP
213297065 | Central HP <5.4 tons | FRASER-JOHNSTON | HRCU-A-CB (Split System: Heat Pump with Remote Outdoor Unit-Air-Source) | HMH72B341 |  |  | XAUB30CXXN1+TXV | Z9ES060A10SMPS1 | 32400 | 18.5 | 8.1 | 33000 | 23200 | 70.3% | 2.02 | 0 | 9.5 |  |  |  |  | R-410A | 2.7 | Residential & Commercial | USHP
213297365 | Central HP <5.4 tons | FRASER-JOHNSTON | HRCU-A-CB (Split System: Heat Pump with Remote Outdoor Unit-Air-Source) | HMH72B341 |  |  | XAFB30CXXN1+TXV | Z8ES100B12SMPS1 | 32800 | 18 | 8.5 | 33000 | 23200 | 70.3% | 2.04 | 0 | 9.5 |  |  |  |  | R-410A | 2.7333 | Residential & Commercial | USHP
211241292 | Central HP <5.4 tons | DAY & NIGHT | HRCU-A-CB (Split System: Heat Pump with Remote Outdoor Unit-Air-Source) | DLCURAH24ABK |  |  | EA*4X30L14A* | *95ESN0601412A* | 24200 | 15.5 | 8.5 | 26600 | 22800 | 85.71% | 1.86 | 0 | 10 |  |  |  |  | R-410A | 2.0167 | Residential & Commercial | USHP | Ducted CEE Tier 1
212383004 | Central HP <5.4 tons | KEEPRITE | HRCU-A-CB (Split System: Heat Pump with Remote Outdoor Unit-Air-Source) | DLCURAH36ABK |  |  | EA*4X36L17A* | *80ES(N,L)0901714A* | 35600 | 15.5 | 8.1 | 39500 | 35200 | 89.11% | 1.84 | 0 | 9.5 |  |  |  |  | R-410A | 2.9667 | Residential & Commercial | USHP
214573621 | Central HP <5.4 tons | AIRQUEST | HRCU-A-CB (Split System: Heat Pump with Remote Outdoor Unit-Air-Source) | HVH837GKA2* |  |  | EA*4X36L21A*+WALLCON | *95CSU0802120B* | 31400 | 17 | 8.1 | 33000 | 24200 | 73.33% | 1.86 | 0 | 11 |  |  |  |  | R-410A | 2.6167 | Residential & Commercial | USHP | Ducted CEE Tier 1
214573921 | Central HP <5.4 tons | AIRQUEST | HRCU-A-CB (Split System: Heat Pump with Remote Outdoor Unit-Air-Source) | HVH837GKA2* |  |  | EA*4X48L21A*+WALLCON | *95CSU0802120B* | 32200 | 17.5 | 8.5 | 32400 | 25000 | 77.16% | 1.98 | 0 | 11 |  |  |  |  | R-410A | 2.6833 | Residential & Commercial | USHP | Ducted CEE Tier 1
214574321 | Central HP <5.4 tons | AIRQUEST | HRCU-A-CB (Split System: Heat Pump with Remote Outdoor Unit-Air-Source) | HVH837GKA2* |  |  | EHD4X42AAL+WALLCON | *96CTN0802120B* | 32600 | 17.5 | 8.5 | 32800 | 24800 | 75.61% | 1.96 | 0 | 11 |  |  |  |  | R-410A | 2.7167 | Residential & Commercial | USHP | Ducted CEE Tier 1
214574391 | Central HP <5.4 tons | AIRQUEST | HRCU-A-CB (Split System: Heat Pump with Remote Outdoor Unit-Air-Source) | HVH837GKA2* |  |  | EHD4X60AAL+WALLCON | *80CTL0702120B* | 33000 | 17 | 8.5 | 32200 | 25000 | 77.64% | 2 | 0 | 11 |  |  |  |  | R-410A | 2.75 | Residential & Commercial | USHP | Ducted CEE Tier 1
214574541 | Central HP <5.4 tons | AIRQUEST | HRCU-A-CB (Split System: Heat Pump with Remote Outdoor Unit-Air-Source) | HVH837GKA2* |  |  | EN(A,D,W)4X42L21**+WALLCON | *97CMN0602120B* | 31600 | 16.5 | 8.1 | 33200 | 24600 | 74.1% | 1.86 | 0 | 11 |  |  |  |  | R-410A | 2.6333 | Residential & Commercial | USHP | Ducted CEE Tier 1
214573471 | Central HP <5.4 tons | AIRQUEST | HRCU-A-CB (Split System: Heat Pump with Remote Outdoor Unit-Air-Source) | HVH837GKA** |  |  | EN(A,D,W)4X48L21**+WALLCON | *97CMN0802120B* | 32400 | 17.5 | 8.5 | 32800 | 24800 | 75.61% | 1.96 | 0 | 11.5 |  |  |  |  | R-410A | 2.7 | Residential & Commercial | USHP | Ducted CEE Tier 1
214573571 | Central HP <5.4 tons | AIRQUEST | HRCU-A-CB (Split System: Heat Pump with Remote Outdoor Unit-Air-Source) | HVH837GKA** |  |  | EN(A,D,W)4X60L24**+WALLCON | *95CSU1002122B* | 32800 | 19 | 8.5 | 32200 | 24600 | 76.4% | 1.98 | 0 | 12 |  |  |  |  | R-410A | 2.7333 | Residential & Commercial | USHP | Ducted CEE Tier 1
215289727 | Central HP <5.4 tons | AIRQUEST | HRCU-A-CB (Split System: Heat Pump with Remote Outdoor Unit-Air-Source) | DLCURAH18ABK | ADP |  | H,GE7J936 | *92MSN0801716A* | 17600 | 16 | 8.5 | 17100 | 18900 | 110.5% | 2.32 | 0 | 10.5 |  |  |  |  | R-410A | 1.4667 | Residential & Commercial | USHP | Ducted CEE Tier 1
215289729 | Central HP <5.4 tons | AIRQUEST | HRCU-A-CB (Split System: Heat Pump with Remote Outdoor Unit-Air-Source) | DLCURAH18ABK | ADP |  | HG8J936 | *92MSN0801716A* | 17700 | 16 | 8.5 | 17100 | 18700 | 109.4% | 2.3 | 0 | 11 |  |  |  |  | R-410A | 1.475 | Residential & Commercial | USHP | Ducted CEE Tier 1
215289764 | Central HP <5.4 tons | AIRQUEST | HRCU-A-CB (Split System: Heat Pump with Remote Outdoor Unit-Air-Source) | DLCURAH18ABK | ADP |  | HG35936 | *96MSN0261410A* | 17300 | 20 | 8.1 | 16700 | 18800 | 112.6% | 2.3 | 0 | 10.5 |  |  |  |  | R-410A | 1.4417 | Residential & Commercial | USHP | Ducted CEE Tier 1
215289829 | Central HP <5.4 tons | AIRQUEST | HRCU-A-CB (Split System: Heat Pump with Remote Outdoor Unit-Air-Source) | DLCURAH18ABK | ADP |  | H,GG24936 | *96MSN0401712A* | 17500 | 15.2 | 8.5 | 17100 | 18800 | 109.9% | 2.3 | 0 | 10.5 |  |  |  |  | R-410A | 1.4583 | Residential & Commercial | USHP | Ducted CEE Tier 1
215289830 | Central HP <5.4 tons | AIRQUEST | HRCU-A-CB (Split System: Heat Pump with Remote Outdoor Unit-Air-Source) | DLCURAH18ABK | ADP |  | H,GE24936 | *96MSN0401712A* | 17500 | 15.2 | 8.5 | 17100 | 18800 | 109.9% | 2.3 | 0 | 10.5 |  |  |  |  | R-410A | 1.4583 | Residential & Commercial | USHP | Ducted CEE Tier 1
215289845 | Central HP <5.4 tons | AIRQUEST | HRCU-A-CB (Split System: Heat Pump with Remote Outdoor Unit-Air-Source) | DLCURAH18ABK | ADP |  | H,GG33936 | *96MSN0401712A* | 17400 | 15.2 | 8.5 | 17100 | 18800 | 109.9% | 2.3 | 0 | 10.5 |  |  |  |  | R-410A | 1.45 | Residential & Commercial | USHP | Ducted CEE Tier 1
215289846 | Central HP <5.4 tons | AIRQUEST | HRCU-A-CB (Split System: Heat Pump with Remote Outdoor Unit-Air-Source) | DLCURAH18ABK | ADP |  | HG33936 | *96MSN0401712A* | 17400 | 15.2 | 8.5 | 17100 | 18800 | 109.9% | 2.3 | 0 | 10.5 |  |  |  |  | R-410A | 1.45 | Residential & Commercial | USHP | Ducted CEE Tier 1
215289847 | Central HP <5.4 tons | AIRQUEST | HRCU-A-CB (Split System: Heat Pump with Remote Outdoor Unit-Air-Source) | DLCURAH18ABK | ADP |  | H,GE33936 | *96MSN0401712A* | 17400 | 15.2 | 8.5 | 17100 | 18800 | 109.9% | 2.3 | 0 | 10.5 |  |  |  |  | R-410A | 1.45 | Residential & Commercial | USHP | Ducted CEE Tier 1
215731498 | Central HP <5.4 tons | YORK | HRCU-A-CB (Split System: Heat Pump with Remote Outdoor Unit-Air-Source) | HH860E2S11 | ADP |  | H,YG51*60+TXV | TM9V120D20MP12 | 53000 | 19 | 8.5 | 52500 | 39000 | 74.29% | 2 | 0 | 11 |  |  |  |  | R-454B | 4.4167 | Residential & Commercial | USHP | Ducted CEE Tier 1
215731515 | Central HP <5.4 tons | YORK | HRCU-A-CB (Split System: Heat Pump with Remote Outdoor Unit-Air-Source) | HH860E2S11 | ADP |  | H,YG55*48+TXV-BLEED | TM9Y080C16MP11 | 44000 | 17 | 8.5 | 42500 | 33400 | 78.59% | 2 | 0 | 11 |  |  |  |  | R-454B | 3.6667 | Residential & Commercial | USHP | Ducted CEE Tier 1
215731516 | Central HP <5.4 tons | YORK | HRCU-A-CB (Split System: Heat Pump with Remote Outdoor Unit-Air-Source) | HH860E2S11 | ADP |  | H,YG55*60+TXV-BLEED | TM9Y080C16MP11 | 44000 | 17 | 8.5 | 42500 | 33400 | 78.59% | 2 | 0 | 11 |  |  |  |  | R-454B | 3.6667 | Residential & Commercial | USHP | Ducted CEE Tier 1
215731530 | Central HP <5.4 tons | YORK | HRCU-A-CB (Split System: Heat Pump with Remote Outdoor Unit-Air-Source) | HH860E2S11 | ADP |  | H,YG52*48+TXV | TM9Y080C16MP11 | 44000 | 17 | 8.5 | 42500 | 33400 | 78.59% | 2 | 0 | 11 |  |  |  |  | R-454B | 3.6667 | Residential & Commercial | USHP | Ducted CEE Tier 1
215731547 | Central HP <5.4 tons | YORK | HRCU-A-CB (Split System: Heat Pump with Remote Outdoor Unit-Air-Source) | HH860E2S11 | ADP |  | H,YG54*48+TXV | TM9Y100C16MP11 | 44000 | 17 | 8.5 | 42500 | 33400 | 78.59% | 2 | 0 | 11 |  |  |  |  | R-454B | 3.6667 | Residential & Commercial | USHP | Ducted CEE Tier 1
215731565 | Central HP <5.4 tons | YORK | HRCU-A-CB (Split System: Heat Pump with Remote Outdoor Unit-Air-Source) | HH860E2S11 | ADP |  | H,YG86*48+TXV-BLEED | TM9Y100C16MP11 | 44000 | 17 | 8.5 | 42500 | 33400 | 78.59% | 2 | 0 | 11 |  |  |  |  | R-454B | 3.6667 | Residential & Commercial | USHP | Ducted CEE Tier 1
216751595 | Central HP <5.4 tons | YORK | HRCU-A-CB (Split System: Heat Pump with Remote Outdoor Unit-Air-Source) | HH860E2S11 | ADP |  | H,YG88*48+TXV-BLEED | TM8Y080C16MP11 | 44000 | 18 | 9 | 42000 | 33000 | 78.57% | 2 | 0 | 11.7 |  |  |  |  | R-454B | 3.6667 | Residential & Commercial | USHP | Ducted CEE Tier 1
216751626 | Central HP <5.4 tons | YORK | HRCU-A-CB (Split System: Heat Pump with Remote Outdoor Unit-Air-Source) | HH860E2S11 | ADP |  | H,YG72*60+TXV-BLEED | TM8Y100C20MP11 | 54000 | 19 | 9 | 53000 | 39000 | 73.58% | 2 | 0 | 11 |  |  |  |  | R-454B | 4.5 | Residential & Commercial | USHP | Ducted CEE Tier 1
214607203 | Central HP <5.4 tons | LENNOX | HRCU-A-CB (Split System: Heat Pump with Remote Outdoor Unit-Air-Source) | SL25XPV-024-230A** | ADP |  | LH35/36F9+LEFE4B* | 0 | 21800 | 22 | 8.95 | 20600 | 20800 | 101% | 1.84 | 0 | 14 |  |  |  |  | R-410A | 1.8167 | Residential & Commercial | USHP | Ducted CEE Tier 1
211398553 | Central HP <5.4 tons | COLEMAN | HRCU-A-CB (Split System: Heat Pump with Remote Outdoor Unit-Air-Source) | HMH72B341 |  |  | XAUC48FXXN1+TXV | TM8E100C16MP11 | 33600 | 17 | 8.5 | 32400 | 23600 | 72.84% | 2.06 | 0 | 9.5 |  |  |  |  | R-410A | 2.8 | Residential & Commercial | USHP
213296855 | Central HP <5.4 tons | FRASER-JOHNSTON | HRCU-A-CB (Split System: Heat Pump with Remote Outdoor Unit-Air-Source) | HMH72B341 |  |  | XAFC36DXXN1+TXV | Z8ES120C20SMPS1 | 34000 | 17.5 | 8.5 | 34000 | 24600 | 72.35% | 2.12 | 0 | 9.5 |  |  |  |  | R-410A | 2.8333 | Residential & Commercial | USHP
216065309 | Central HP <5.4 tons | YORK | HRCU-A-CB (Split System: Heat Pump with Remote Outdoor Unit-Air-Source) | HH860E2S11 | ADP |  | BV**C9*60+TXV | 0 | 53500 | 18 | 9 | 51000 | 37400 | 73.33% | 2 | 0 | 12 |  |  |  |  | R-454B | 4.4583 | Residential & Commercial | USHP | Ducted CEE Tier 1
214720037 | Central HP <5.4 tons | LUXAIRE | HRCU-A-CB (Split System: Heat Pump with Remote Outdoor Unit-Air-Source) | HH860E2S11 |  |  | CTU60C5XGS1+TXV | LP9C080C16MP13 | 43500 | 17 | 9 | 44000 | 33600 | 76.36% | 2 | 0 | 11 |  |  |  |  | R-454B | 3.625 | Residential & Commercial | USHP | Ducted CEE Tier 1
215683036 | Central HP <5.4 tons | AIRQUEST | HRCU-A-CB (Split System: Heat Pump with Remote Outdoor Unit-Air-Source) | H5H0V60*K*AAA* |  |  | EVD5X60M21A*+WALLCON | *97CTN0802120A* | 56500 | 18 | 9 | 64000 | 45000 | 70.31% | 2.08 | 0 | 9 |  |  |  |  | R-454B | 4.7083 | Residential & Commercial | USHP
214719708 | Central HP <5.4 tons | LUXAIRE | HRCU-A-CB (Split System: Heat Pump with Remote Outdoor Unit-Air-Source) | HH836E2S11 |  |  | CTU36B5XDS1+TXV | TM9V080B12MP12 | 33000 | 18 | 8.5 | 30800 | 25000 | 81.17% | 2 | 0 | 11 |  |  |  |  | R-454B | 2.75 | Residential & Commercial | USHP | Ducted CEE Tier 1
213297830 | Central HP <5.4 tons | FRASER-JOHNSTON | HRCU-A-CB (Split System: Heat Pump with Remote Outdoor Unit-Air-Source) | HMH72B341 |  |  | XAUB30CXXN1+TXV | Z8ES080B12SMPS1 | 33000 | 18 | 8.5 | 33000 | 23400 | 70.91% | 2.04 | 0 | 9.5 |  |  |  |  | R-410A | 2.75 | Residential & Commercial | USHP
213297945 | Central HP <5.4 tons | FRASER-JOHNSTON | HRCU-A-CB (Split System: Heat Pump with Remote Outdoor Unit-Air-Source) | HMH72B341 |  |  | XAFD48FXXN1+TXV | Z8ES120C16LMPS1 | 34000 | 16.5 | 8.5 | 32800 | 23400 | 71.34% | 2.1 | 0 | 9.5 |  |  |  |  | R-410A | 2.8333 | Residential & Commercial | USHP
213297980 | Central HP <5.4 tons | FRASER-JOHNSTON | HRCU-A-CB (Split System: Heat Pump with Remote Outdoor Unit-Air-Source) | HMH72B341 |  |  | XAHB36DXXN1+TXV | Z8ES100B12SMPS1 | 33400 | 17.5 | 8.1 | 32800 | 23200 | 70.73% | 2.02 | 0 | 9.5 |  |  |  |  | R-410A | 2.7833 | Residential & Commercial | USHP
213297045 | Central HP <5.4 tons | FRASER-JOHNSTON | HRCU-A-CB (Split System: Heat Pump with Remote Outdoor Unit-Air-Source) | HMH72B341 |  |  | XAHC36DBCN1 | Z9ES080B12SMPS1 | 33200 | 17 | 8.5 | 32000 | 22400 | 70% | 1.8 | 0 | 10 |  |  |  |  | R-410A | 2.7667 | Residential & Commercial | USHP | Ducted CEE Tier 1
213297075 | Central HP <5.4 tons | FRASER-JOHNSTON | HRCU-A-CB (Split System: Heat Pump with Remote Outdoor Unit-Air-Source) | HMH72B341 |  |  | XAFC36DBCN1 | Z8ET100C20LMPS1 | 34800 | 18.5 | 8.5 | 33400 | 23400 | 70.06% | 2.08 | 0 | 10 |  |  |  |  | R-410A | 2.9 | Residential & Commercial | USHP | Ducted CEE Tier 1
213297460 | Central HP <5.4 tons | FRASER-JOHNSTON | HRCU-A-CB (Split System: Heat Pump with Remote Outdoor Unit-Air-Source) | HMH72B341 |  |  | XAFC36DBCN1 | Z9ES080C20SMPS1 | 33800 | 17 | 8.5 | 32800 | 23000 | 70.12% | 1.8 | 0 | 10 |  |  |  |  | R-410A | 2.8167 | Residential & Commercial | USHP | Ducted CEE Tier 1
213297645 | Central HP <5.4 tons | FRASER-JOHNSTON | HRCU-A-CB (Split System: Heat Pump with Remote Outdoor Unit-Air-Source) | HMH72B341 |  |  | XAHB36DBCN1 | Z8ES080B12LMPS1 | 33200 | 17.5 | 8.1 | 32800 | 23000 | 70.12% | 2 | 0 | 10 |  |  |  |  | R-410A | 2.7667 | Residential & Commercial | USHP | Ducted CEE Tier 1
215289879 | Central HP <5.4 tons | AIRQUEST | HRCU-A-CB (Split System: Heat Pump with Remote Outdoor Unit-Air-Source) | DLCURAH18ABK | ADP |  | H,GE31924 | *96MSN0601412A* | 17100 | 16 | 8.5 | 17000 | 19400 | 114.1% | 2.38 | 0 | 10 |  |  |  |  | R-410A | 1.425 | Residential & Commercial | USHP | Ducted CEE Tier 1
215289881 | Central HP <5.4 tons | AIRQUEST | HRCU-A-CB (Split System: Heat Pump with Remote Outdoor Unit-Air-Source) | DLCURAH18ABK | ADP |  | HE31924 | *96MSN0601412A* | 17100 | 16 | 8.5 | 17000 | 19400 | 114.1% | 2.38 | 0 | 10 |  |  |  |  | R-410A | 1.425 | Residential & Commercial | USHP | Ducted CEE Tier 1
215289911 | Central HP <5.4 tons | AIRQUEST | HRCU-A-CB (Split System: Heat Pump with Remote Outdoor Unit-Air-Source) | DLCURAH18ABK | ADP |  | HE8J936 | *96MSN0601412A* | 17400 | 16 | 8.5 | 17000 | 19400 | 114.1% | 2.38 | 0 | 10.5 |  |  |  |  | R-410A | 1.45 | Residential & Commercial | USHP | Ducted CEE Tier 1
215289914 | Central HP <5.4 tons | AIRQUEST | HRCU-A-CB (Split System: Heat Pump with Remote Outdoor Unit-Air-Source) | DLCURAH18ABK | ADP |  | H,GE9J936 | *96MSN0601412A* | 17400 | 16 | 8.5 | 17000 | 19400 | 114.1% | 2.38 | 0 | 10.5 |  |  |  |  | R-410A | 1.45 | Residential & Commercial | USHP | Ducted CEE Tier 1
215289930 | Central HP <5.4 tons | AIRQUEST | HRCU-A-CB (Split System: Heat Pump with Remote Outdoor Unit-Air-Source) | DLCURAH18ABK | ADP |  | HG32924 | *96MSN0601716A* | 16800 | 16 | 8.5 | 16500 | 19000 | 115.2% | 2.32 | 0 | 10 |  |  |  |  | R-410A | 1.4 | Residential & Commercial | USHP | Ducted CEE Tier 1
215289931 | Central HP <5.4 tons | AIRQUEST | HRCU-A-CB (Split System: Heat Pump with Remote Outdoor Unit-Air-Source) | DLCURAH18ABK | ADP |  | HG32936 | *96MSN0601716A* | 16800 | 16 | 8.5 | 16500 | 19000 | 115.2% | 2.32 | 0 | 10 |  |  |  |  | R-410A | 1.4 | Residential & Commercial | USHP | Ducted CEE Tier 1
215289962 | Central HP <5.4 tons | AIRQUEST | HRCU-A-CB (Split System: Heat Pump with Remote Outdoor Unit-Air-Source) | DLCURAH18ABK | ADP |  | H,GE22936 | *96MSN0801716A* | 16900 | 15.2 | 8.5 | 17000 | 18700 | 110% | 2.3 | 0 | 10.5 |  |  |  |  | R-410A | 1.4083 | Residential & Commercial | USHP | Ducted CEE Tier 1
215289964 | Central HP <5.4 tons | AIRQUEST | HRCU-A-CB (Split System: Heat Pump with Remote Outdoor Unit-Air-Source) | DLCURAH18ABK | ADP |  | H,GG24936 | *96MSN0801716A* | 17600 | 16 | 8.5 | 17000 | 18700 | 110% | 2.3 | 0 | 11 |  |  |  |  | R-410A | 1.4667 | Residential & Commercial | USHP | Ducted CEE Tier 1
213297390 | Central HP <5.4 tons | FRASER-JOHNSTON | HRCU-A-CB (Split System: Heat Pump with Remote Outdoor Unit-Air-Source) | HMH72B341 |  |  | XAHC30CXXN1+TXV | Z8ES080C16LMPS1 | 32800 | 17.5 | 8.5 | 32000 | 22800 | 71.25% | 2.04 | 0 | 9.5 |  |  |  |  | R-410A | 2.7333 | Residential & Commercial | USHP
213297490 | Central HP <5.4 tons | FRASER-JOHNSTON | HRCU-A-CB (Split System: Heat Pump with Remote Outdoor Unit-Air-Source) | HMH72B341 |  |  | XAHC30CXXN1+TXV | Z8ET100C16LMPS1 | 32400 | 17.5 | 8.5 | 32000 | 22800 | 71.25% | 2.02 | 0 | 9.5 |  |  |  |  | R-410A | 2.7 | Residential & Commercial | USHP
214719931 | Central HP <5.4 tons | LUXAIRE | HRCU-A-CB (Split System: Heat Pump with Remote Outdoor Unit-Air-Source) | HH836E2S11 |  |  | CTU48C5XFS1+TXV | TM9V100C16MP12 | 33200 | 18 | 9 | 31200 | 25200 | 80.77% | 2 | 0 | 11 |  |  |  |  | R-454B | 2.7667 | Residential & Commercial | USHP | Ducted CEE Tier 1
213296865 | Central HP <5.4 tons | FRASER-JOHNSTON | HRCU-A-CB (Split System: Heat Pump with Remote Outdoor Unit-Air-Source) | HMH72B341 |  |  | XAFC36DBCN1 | Z8ES120C20SMPS1 | 34000 | 17.5 | 8.5 | 34000 | 24600 | 72.35% | 2.12 | 0 | 9.5 |  |  |  |  | R-410A | 2.8333 | Residential & Commercial | USHP
213297440 | Central HP <5.4 tons | FRASER-JOHNSTON | HRCU-A-CB (Split System: Heat Pump with Remote Outdoor Unit-Air-Source) | HMH72B341 |  |  | XAFB36DXXN1+TXV | Z9ET060B12SMPS1 | 34000 | 18.5 | 8.1 | 33400 | 24000 | 71.86% | 2.06 | 0 | 9.5 |  |  |  |  | R-410A | 2.8333 | Residential & Commercial | USHP
214607231 | Central HP <5.4 tons | LENNOX | HRCU-A-CB (Split System: Heat Pump with Remote Outdoor Unit-Air-Source) | SL25XPV-036-230A** | ADP |  | L*24/36Z9+LEFE3A* | 0 | 33400 | 20 | 9.1 | 34400 | 26200 | 76.16% | 1.92 | 0 | 13 |  |  |  |  | R-410A | 2.7833 | Residential & Commercial | USHP | Ducted CEE Tier 1
214720135 | Central HP <5.4 tons | LUXAIRE | HRCU-A-CB (Split System: Heat Pump with Remote Outdoor Unit-Air-Source) | HH836E2S11 |  |  | CTU48C5XFS1+TXV | TM9E100C16MP12 | 33400 | 19 | 9 | 31400 | 25400 | 80.89% | 2 | 0 | 11 |  |  |  |  | R-454B | 2.7833 | Residential & Commercial | USHP | Ducted CEE Tier 1
214719718 | Central HP <5.4 tons | LUXAIRE | HRCU-A-CB (Split System: Heat Pump with Remote Outdoor Unit-Air-Source) | HH836E2S11 |  |  | CTU36B5XDS1+TXV | LP9C080B12MP13 | 33000 | 18 | 8.5 | 30800 | 25000 | 81.17% | 2 | 0 | 11 |  |  |  |  | R-454B | 2.75 | Residential & Commercial | USHP | Ducted CEE Tier 1
213297610 | Central HP <5.4 tons | FRASER-JOHNSTON | HRCU-A-CB (Split System: Heat Pump with Remote Outdoor Unit-Air-Source) | HMH72B341 |  |  | XAHC36DXXN1+TXV | Z8ES080C16SMPS1 | 34000 | 17.5 | 8.5 | 33400 | 23600 | 70.66% | 2.08 | 0 | 10 |  |  |  |  | R-410A | 2.8333 | Residential & Commercial | USHP | Ducted CEE Tier 1
213297680 | Central HP <5.4 tons | FRASER-JOHNSTON | HRCU-A-CB (Split System: Heat Pump with Remote Outdoor Unit-Air-Source) | HMH72B341 |  |  | XAFC36DXXN1+TXV | Z9ET100C16SMPS1 | 34000 | 18.5 | 8.1 | 33400 | 24400 | 73.05% | 2.08 | 0 | 10 |  |  |  |  | R-410A | 2.8333 | Residential & Commercial | USHP | Ducted CEE Tier 1
213297095 | Central HP <5.4 tons | FRASER-JOHNSTON | HRCU-A-CB (Split System: Heat Pump with Remote Outdoor Unit-Air-Source) | HMH72B341 |  |  | XAHC36DBCN1 | Z8ET080B12LMPS1 | 33000 | 18 | 8.1 | 32000 | 22400 | 70% | 2 | 0 | 9.5 |  |  |  |  | R-410A | 2.75 | Residential & Commercial | USHP
213297245 | Central HP <5.4 tons | FRASER-JOHNSTON | HRCU-A-CB (Split System: Heat Pump with Remote Outdoor Unit-Air-Source) | HMH72B341 |  |  | XAFB36DXXN1+TXV | Z9ET040A10SMPS1 | 34000 | 18 | 8.1 | 33400 | 23800 | 71.26% | 2.04 | 0 | 9.5 |  |  |  |  | R-410A | 2.8333 | Residential & Commercial | USHP
213366548 | Central HP <5.4 tons | COLEMAN | HRCU-A-CB (Split System: Heat Pump with Remote Outdoor Unit-Air-Source) | HMH72B341 | ADP |  | A36VCA+TXV | Z8ES040A12SMPS1 | 31800 | 17 | 8.1 | 30600 | 22200 | 72.55% | 2 | 0 | 10 |  |  |  |  | R-410A | 2.65 | Residential & Commercial | USHP | Ducted CEE Tier 1
213296790 | Central HP <5.4 tons | FRASER-JOHNSTON | HRCU-A-CB (Split System: Heat Pump with Remote Outdoor Unit-Air-Source) | HMH72B341 |  |  | XAHC36DBCN1 | Z9ET100C16SMPS1 | 33600 | 18 | 8.5 | 33000 | 23200 | 70.3% | 2.04 | 0 | 10 |  |  |  |  | R-410A | 2.8 | Residential & Commercial | USHP | Ducted CEE Tier 1
216682115 | Central HP <5.4 tons | TEMPSTAR | HRCU-A-CB (Split System: Heat Pump with Remote Outdoor Unit-Air-Source) | DLCURAH30ABK |  |  | EA*4X43L21A* | *97VTN1002120A* | 30600 | 15.2 | 9 | 33200 | 26000 | 78.31% | 1.8 | 0 | 9 |  |  |  |  | R-410A | 2.55 | Residential & Commercial | USHP
211713365 | Central HP <5.4 tons | KEEPRITE | HRCU-A-CB (Split System: Heat Pump with Remote Outdoor Unit-Air-Source) | DLCURAH30ABK |  |  | EA*4X43L21A* | *92ESN1002120A* | 31200 | 15.2 | 8.5 | 33600 | 26000 | 77.38% | 1.86 | 0 | 9 |  |  |  |  | R-410A | 2.6 | Residential & Commercial | USHP
211241287 | Central HP <5.4 tons | BRYANT HEATING AND COOLING SYSTEMS | HRCU-A-CB (Split System: Heat Pump with Remote Outdoor Unit-Air-Source) | 38MURAQ24AB3* |  |  | CAP**3014AL* | 915SB36060E14*** | 24200 | 15.5 | 8.5 | 26600 | 22800 | 85.71% | 1.86 | 0 | 10 |  |  |  |  | R-410A | 2.0167 | Residential & Commercial | USHP | Ducted CEE Tier 1
211241914 | Central HP <5.4 tons | BRYANT HEATING AND COOLING SYSTEMS | HRCU-A-CB (Split System: Heat Pump with Remote Outdoor Unit-Air-Source) | 38MURAQ24AB3* |  |  | CAP**3617AL* | 82*SA48045V17*** | 24200 | 16.5 | 8.5 | 26200 | 22600 | 86.26% | 1.86 | 0 | 10 |  |  |  |  | R-410A | 2.0167 | Residential & Commercial | USHP | Ducted CEE Tier 1
211241932 | Central HP <5.4 tons | BRYANT HEATING AND COOLING SYSTEMS | HRCU-A-CB (Split System: Heat Pump with Remote Outdoor Unit-Air-Source) | 38MURAQ24AB3* |  |  | CAP**3617AL* | 935SA48060E17*** | 24400 | 17 | 8.5 | 26200 | 22400 | 85.5% | 1.86 | 0 | 10 |  |  |  |  | R-410A | 2.0333 | Residential & Commercial | USHP | Ducted CEE Tier 1
211241964 | Central HP <5.4 tons | BRYANT HEATING AND COOLING SYSTEMS | HRCU-A-CB (Split System: Heat Pump with Remote Outdoor Unit-Air-Source) | 38MURAQ24AB3* |  |  | CAP**3617AL* | 82*TA36070V14*** | 24400 | 17 | 8.5 | 26200 | 22400 | 85.5% | 1.86 | 0 | 10 |  |  |  |  | R-410A | 2.0333 | Residential & Commercial | USHP | Ducted CEE Tier 1
213297660 | Central HP <5.4 tons | FRASER-JOHNSTON | HRCU-A-CB (Split System: Heat Pump with Remote Outdoor Unit-Air-Source) | HMH72B341 |  |  | XAHB36DBCN1 | Z8ES040A12SMPS1 | 33200 | 17.5 | 8.1 | 32800 | 23000 | 70.12% | 2.02 | 0 | 10 |  |  |  |  | R-410A | 2.7667 | Residential & Commercial | USHP | Ducted CEE Tier 1
213297695 | Central HP <5.4 tons | FRASER-JOHNSTON | HRCU-A-CB (Split System: Heat Pump with Remote Outdoor Unit-Air-Source) | HMH72B341 |  |  | XAFC36DBCN1 | Z9ET060B12SMPS1 | 33800 | 17.5 | 8.5 | 33400 | 23400 | 70.06% | 2 | 0 | 9.5 |  |  |  |  | R-410A | 2.8167 | Residential & Commercial | USHP
211397856 | Central HP <5.4 tons | COLEMAN | HRCU-A-CB (Split System: Heat Pump with Remote Outdoor Unit-Air-Source) | HMH72B341 |  |  | XAFC48FBCN1 | TPLC080C16MP13 | 34000 | 16.5 | 8.5 | 33200 | 24400 | 73.49% | 2.1 | 0 | 9 |  |  |  |  | R-410A | 2.8333 | Residential & Commercial | USHP
211397924 | Central HP <5.4 tons | COLEMAN | HRCU-A-CB (Split System: Heat Pump with Remote Outdoor Unit-Air-Source) | HMH72B341 |  |  | XAFC48FBCN1 | CPLC100C16MP13 | 34000 | 16.5 | 8.5 | 33200 | 24400 | 73.49% | 2.1 | 0 | 9 |  |  |  |  | R-410A | 2.8333 | Residential & Commercial | USHP
211398188 | Central HP <5.4 tons | COLEMAN | HRCU-A-CB (Split System: Heat Pump with Remote Outdoor Unit-Air-Source) | HMH72B341 |  |  | XAHC48FBCN1 | TMLE120C16MP11 | 33000 | 17 | 8.5 | 31600 | 23200 | 73.42% | 2.04 | 0 | 9.5 |  |  |  |  | R-410A | 2.75 | Residential & Commercial | USHP
210474610 | Central HP <5.4 tons | KEEPRITE | HRCU-A-CB (Split System: Heat Pump with Remote Outdoor Unit-Air-Source) | CVH825GKA3* |  |  | EHD4X48AAL+WALLCON | *97CMN1202422A* | 24200 | 16 | 8.1 | 21200 | 16600 | 78.3% | 2.02 | 0 | 10.5 |  |  |  |  | R-410A | 2.0167 | Residential & Commercial | USHP | Ducted CEE Tier 1
212978103 | Central HP <5.4 tons | BRYANT HEATING AND COOLING SYSTEMS | HRCU-A-CB (Split System: Heat Pump with Remote Outdoor Unit-Air-Source) | 38MURAQ24AB3* |  |  | CAP**2517AL* | 8(0,1)*SB36070M14*** | 24200 | 17.5 | 8.5 | 25200 | 21800 | 86.51% | 1.82 | 0 | 10.5 |  |  |  |  | R-410A | 2.0167 | Residential & Commercial | USHP | Ducted CEE Tier 1
212552633 | Central HP <5.4 tons | DAY & NIGHT | HRCU-A-CB (Split System: Heat Pump with Remote Outdoor Unit-Air-Source) | CVH848GKA** | ADP |  | FG84960 | *80CTL1352422A* | 45500 | 17 | 8.5 | 44000 | 34400 | 78.18% | 2 | 0 | 10.5 |  |  |  |  | R-410A | 3.7917 | Residential & Commercial | USHP | Ducted CEE Tier 1
214720022 | Central HP <5.4 tons | LUXAIRE | HRCU-A-CB (Split System: Heat Pump with Remote Outdoor Unit-Air-Source) | HH860E2S11 |  |  | CTU60C5XGS1+TXV | TM9E080C20MP12 | 44500 | 17 | 9 | 45000 | 33800 | 75.11% | 2 | 0 | 11.7 |  |  |  |  | R-454B | 3.7083 | Residential & Commercial | USHP | Ducted CEE Tier 1
210474445 | Central HP <5.4 tons | KEEPRITE | HRCU-A-CB (Split System: Heat Pump with Remote Outdoor Unit-Air-Source) | CVH825GKA3* |  |  | EHD4X48AAL+WALLCON | *95CSU0601716A* | 24200 | 16 | 8.1 | 21400 | 16700 | 78.04% | 2 | 0 | 10.5 |  |  |  |  | R-410A | 2.0167 | Residential & Commercial | USHP | Ducted CEE Tier 1
210474154 | Central HP <5.4 tons | KEEPRITE | HRCU-A-CB (Split System: Heat Pump with Remote Outdoor Unit-Air-Source) | CVH825GKA3* |  |  | EN(A,D)4X48L24**+WALLCON | *97CMN0602120A* | 24000 | 16.5 | 8.1 | 21400 | 16700 | 78.04% | 2 | 0 | 11 |  |  |  |  | R-410A | 2 | Residential & Commercial | USHP | Ducted CEE Tier 1
213297445 | Central HP <5.4 tons | FRASER-JOHNSTON | HRCU-A-CB (Split System: Heat Pump with Remote Outdoor Unit-Air-Source) | HMH72B341 |  |  | XAFB36DBCN1 | Z9ET060B12SMPS1 | 33800 | 17.5 | 8.5 | 33400 | 23400 | 70.06% | 2 | 0 | 9.5 |  |  |  |  | R-410A | 2.8167 | Residential & Commercial | USHP
213297730 | Central HP <5.4 tons | FRASER-JOHNSTON | HRCU-A-CB (Split System: Heat Pump with Remote Outdoor Unit-Air-Source) | HMH72B341 |  |  | XAFC36DBCN1 | Z8ET120C20LMPS1 | 35200 | 18.5 | 8.5 | 34000 | 23800 | 70% | 2.1 | 0 | 10 |  |  |  |  | R-410A | 2.9333 | Residential & Commercial | USHP | Ducted CEE Tier 1
211652987 | Central HP <5.4 tons | LENNOX | HRCU-A-CB (Split System: Heat Pump with Remote Outdoor Unit-Air-Source) | SL25XPV-024-230A** | ADP |  | L*19/36S9 | SL280UH070V36A* | 21400 | 21 | 9.9 | 19800 | 19600 | 98.99% | 1.94 | 0 | 13.5 |  |  |  |  | R-410A | 1.7833 | Residential & Commercial | USHP | Ducted CEE Tier 1
215289965 | Central HP <5.4 tons | AIRQUEST | HRCU-A-CB (Split System: Heat Pump with Remote Outdoor Unit-Air-Source) | DLCURAH18ABK | ADP |  | H,GE24936 | *96MSN0801716A* | 17600 | 16 | 8.5 | 17000 | 18700 | 110% | 2.3 | 0 | 11 |  |  |  |  | R-410A | 1.4667 | Residential & Commercial | USHP | Ducted CEE Tier 1
215289978 | Central HP <5.4 tons | AIRQUEST | HRCU-A-CB (Split System: Heat Pump with Remote Outdoor Unit-Air-Source) | DLCURAH18ABK | ADP |  | H,GE32936 | *96MSN0801716A* | 17300 | 16 | 8.5 | 17000 | 18700 | 110% | 2.3 | 0 | 10.5 |  |  |  |  | R-410A | 1.4417 | Residential & Commercial | USHP | Ducted CEE Tier 1
215289981 | Central HP <5.4 tons | AIRQUEST | HRCU-A-CB (Split System: Heat Pump with Remote Outdoor Unit-Air-Source) | DLCURAH18ABK | ADP |  | HG33936 | *96MSN0801716A* | 17500 | 16 | 8.5 | 17000 | 18700 | 110% | 2.3 | 0 | 11 |  |  |  |  | R-410A | 1.4583 | Residential & Commercial | USHP | Ducted CEE Tier 1
215289998 | Central HP <5.4 tons | AIRQUEST | HRCU-A-CB (Split System: Heat Pump with Remote Outdoor Unit-Air-Source) | DLCURAH18ABK | ADP |  | HE7J936 | *96MSN0801716A* | 17600 | 16 | 8.5 | 17000 | 19000 | 111.8% | 2.32 | 0 | 10.5 |  |  |  |  | R-410A | 1.4667 | Residential & Commercial | USHP | Ducted CEE Tier 1
215290078 | Central HP <5.4 tons | AIRQUEST | HRCU-A-CB (Split System: Heat Pump with Remote Outdoor Unit-Air-Source) | DLCURAH18ABK | ADP |  | H,GE30924 | *96VTN0401410B* | 16300 | 16 | 8.5 | 16600 | 19000 | 114.5% | 2.34 | 0 | 9.5 |  |  |  |  | R-410A | 1.3583 | Residential & Commercial | USHP
215290081 | Central HP <5.4 tons | AIRQUEST | HRCU-A-CB (Split System: Heat Pump with Remote Outdoor Unit-Air-Source) | DLCURAH18ABK | ADP |  | HG7J936 | *96VTN0401410B* | 16900 | 16 | 8.5 | 16600 | 19000 | 114.5% | 2.34 | 0 | 9.5 |  |  |  |  | R-410A | 1.4083 | Residential & Commercial | USHP
215290096 | Central HP <5.4 tons | AIRQUEST | HRCU-A-CB (Split System: Heat Pump with Remote Outdoor Unit-Air-Source) | DLCURAH18ABK | ADP |  | H,GE24936 | *96VTN0401712A* | 17700 | 15.2 | 8.5 | 17100 | 18400 | 107.6% | 2.26 | 0 | 10.5 |  |  |  |  | R-410A | 1.475 | Residential & Commercial | USHP | Ducted CEE Tier 1
215290112 | Central HP <5.4 tons | AIRQUEST | HRCU-A-CB (Split System: Heat Pump with Remote Outdoor Unit-Air-Source) | DLCURAH18ABK | ADP |  | H,GE33936 | *96VTN0401712A* | 17700 | 15.2 | 8.5 | 17100 | 18400 | 107.6% | 2.26 | 0 | 10.5 |  |  |  |  | R-410A | 1.475 | Residential & Commercial | USHP | Ducted CEE Tier 1
210720687 | Central HP <5.4 tons | CARRIER | HRCU-A-CB (Split System: Heat Pump with Remote Outdoor Unit-Air-Source) | 25VNA436A*031* |  |  | CNPV*6024AL*+UI | 59CU5A100C21**22 | 34400 | 20.5 | 9 | 34800 | 25400 | 72.99% | 2.04 | 0 | 12.5 |  |  |  |  | R-410A | 2.8667 | Residential & Commercial | USHP | Ducted CEE Tier 1
212978091 | Central HP <5.4 tons | BRYANT HEATING AND COOLING SYSTEMS | HRCU-A-CB (Split System: Heat Pump with Remote Outdoor Unit-Air-Source) | 38MURAQ24AB3* |  |  | CAP**2417AL* | 8(0,1)*SB36070M14*** | 23400 | 17 | 9 | 26800 | 26400 | 98.51% | 2.24 | 0 | 10 |  |  |  |  | R-410A | 1.95 | Residential & Commercial | USHP | Ducted CEE Tier 1
212520151 | Central HP <5.4 tons | CARRIER | HRCU-A-CB (Split System: Heat Pump with Remote Outdoor Unit-Air-Source) | 38MURAQ18AB3* | ADP |  | H,PG9J936 | 58S(B,C)*A045E14**12 | 18200 | 16 | 8.5 | 17100 | 18000 | 105.3% | 2.22 | 0 | 11 |  |  |  |  | R-410A | 1.5167 | Residential & Commercial | USHP | Ducted CEE Tier 1
212520160 | Central HP <5.4 tons | CARRIER | HRCU-A-CB (Split System: Heat Pump with Remote Outdoor Unit-Air-Source) | 38MURAQ18AB3* | ADP |  | H,PG24936 | 58S(B,C)*A070E17**12 | 18000 | 16 | 8.5 | 17300 | 18300 | 105.8% | 2.26 | 0 | 11 |  |  |  |  | R-410A | 1.5 | Residential & Commercial | USHP | Ducted CEE Tier 1
212971721 | Central HP <5.4 tons | BRYANT HEATING AND COOLING SYSTEMS | HRCU-A-CB (Split System: Heat Pump with Remote Outdoor Unit-Air-Source) | 38MURAQ24AB3* |  |  | CNPV*3617AL* | 82*TB48070V17*** | 23600 | 17 | 8.5 | 26400 | 24200 | 91.67% | 2.02 | 0 | 10.5 |  |  |  |  | R-410A | 1.9667 | Residential & Commercial | USHP | Ducted CEE Tier 1
212972000 | Central HP <5.4 tons | BRYANT HEATING AND COOLING SYSTEMS | HRCU-A-CB (Split System: Heat Pump with Remote Outdoor Unit-Air-Source) | 38MURAQ24AB3* |  |  | CAP**3721AL* | 82*TB48090V17*** | 24000 | 17.5 | 8.5 | 25200 | 21800 | 86.51% | 1.82 | 0 | 10 |  |  |  |  | R-410A | 2 | Residential & Commercial | USHP | Ducted CEE Tier 1
212972132 | Central HP <5.4 tons | BRYANT HEATING AND COOLING SYSTEMS | HRCU-A-CB (Split System: Heat Pump with Remote Outdoor Unit-Air-Source) | 38MURAQ24AB3* |  |  | CAP**3721AL* | 82*TB60090V21*** | 24800 | 17 | 8.5 | 25600 | 21400 | 83.59% | 1.8 | 0 | 10.5 |  |  |  |  | R-410A | 2.0667 | Residential & Commercial | USHP | Ducted CEE Tier 1
212972993 | Central HP <5.4 tons | BRYANT HEATING AND COOLING SYSTEMS | HRCU-A-CB (Split System: Heat Pump with Remote Outdoor Unit-Air-Source) | 38MURAQ24AB3* |  |  | CNPV*3017AL* | 926SB30040V14*** | 23400 | 16 | 8.1 | 26400 | 24600 | 93.18% | 2.02 | 0 | 10 |  |  |  |  | R-410A | 1.95 | Residential & Commercial | USHP | Ducted CEE Tier 1
214849233 | Central HP <5.4 tons | RHEEM | HRCU-A-CB (Split System: Heat Pump with Remote Outdoor Unit-Air-Source) | RD17AZ60AJ3N | ADP |  | H,RE51960 | R801V1255A24UH | 54000 | 17 | 8.1 | 51500 | 48500 | 94.17% | 1.75 | 0 | 9.5 |  |  |  |  | R-410A | 4.5 | Residential & Commercial | USHP
214849244 | Central HP <5.4 tons | RHEEM | HRCU-A-CB (Split System: Heat Pump with Remote Outdoor Unit-Air-Source) | RD17AZ60AJ3N | ADP |  | H,RE49960 | R802V1255A24UHS | 53000 | 17 | 8.1 | 51500 | 48500 | 94.17% | 1.75 | 0 | 9.5 |  |  |  |  | R-410A | 4.4167 | Residential & Commercial | USHP
210472827 | Central HP <5.4 tons | KEEPRITE | HRCU-A-CB (Split System: Heat Pump with Remote Outdoor Unit-Air-Source) | CVH825GKA3* |  |  | EA*4X42L21A*+WALLCON | *95CSU0802120A* | 23800 | 16.5 | 8.1 | 21400 | 16600 | 77.57% | 1.96 | 0 | 11 |  |  |  |  | R-410A | 1.9833 | Residential & Commercial | USHP | Ducted CEE Tier 1
210474247 | Central HP <5.4 tons | KEEPRITE | HRCU-A-CB (Split System: Heat Pump with Remote Outdoor Unit-Air-Source) | CVH825GKA3* |  |  | EHD4X42AAL+WALLCON | *95CSU1002122A* | 24200 | 16 | 8.1 | 21400 | 16600 | 77.57% | 2 | 0 | 11 |  |  |  |  | R-410A | 2.0167 | Residential & Commercial | USHP | Ducted CEE Tier 1
211245998 | Central HP <5.4 tons | CARRIER | HRCU-A-CB (Split System: Heat Pump with Remote Outdoor Unit-Air-Source) | 38MURAQ24AB3* |  |  | CAP**3017AL* | GG96VTAA48080B | 24200 | 16.5 | 8.5 | 26400 | 23000 | 87.12% | 1.9 | 0 | 10 |  |  |  |  | R-410A | 2.0167 | Residential & Commercial | USHP | Ducted CEE Tier 1
214075284 | Central HP <5.4 tons | RHEEM | HRCU-A-CB (Split System: Heat Pump with Remote Outdoor Unit-Air-Source) | RD17AZ60AJ3N |  |  | RCFZ6024STANM | R801V1005A21UHS | 55500 | 18 | 8.1 | 53500 | 49000 | 91.59% | 1.75 | 0 | 10 |  |  |  |  | R-410A | 4.625 | Residential & Commercial | USHP | Ducted CEE Tier 1
214853970 | Central HP <5.4 tons | RHEEM | HRCU-A-CB (Split System: Heat Pump with Remote Outdoor Unit-Air-Source) | RD17AZ60AJ3N | ADP |  | H,RE51(1,2)60+TXV | R802V1005A21DZ | 54000 | 17 | 8.1 | 51500 | 48500 | 94.17% | 1.75 | 0 | 9.5 |  |  |  |  | R-410A | 4.5 | Residential & Commercial | USHP
215222797 | Central HP <5.4 tons | RHEEM | HRCU-A-CB (Split System: Heat Pump with Remote Outdoor Unit-Air-Source) | RD17AZ60AJ3N |  |  | RCFZ6021STAAM | R951T0705A21M4 | 54500 | 18 | 8.1 | 46500 | 33800 | 72.69% | 2 | 0 | 10 |  |  |  |  | R-410A | 4.5417 | Residential & Commercial | USHP | Ducted CEE Tier 1
214849222 | Central HP <5.4 tons | RHEEM | HRCU-A-CB (Split System: Heat Pump with Remote Outdoor Unit-Air-Source) | RD17AZ60AJ3N | ADP |  | H,RE49(1,2)60+TXV | R801V0755A21UHS | 53000 | 17 | 8.1 | 52000 | 49000 | 94.23% | 1.75 | 0 | 9.5 |  |  |  |  | R-410A | 4.4167 | Residential & Commercial | USHP
215430678 | Central HP <5.4 tons | LUXAIRE | HRCU-A-CB (Split System: Heat Pump with Remote Outdoor Unit-Air-Source) | HH860E2S11 | ADP |  | H,YG48(1,2)60+TXV | Z8ES100C20SMPS1 | 44500 | 18 | 8.5 | 42500 | 33000 | 77.65% | 2 | 0 | 12 |  |  |  |  | R-454B | 3.7083 | Residential & Commercial | USHP | Ducted CEE Tier 1
214833524 | Central HP <5.4 tons | FRASER-JOHNSTON | HRCU-A-CB (Split System: Heat Pump with Remote Outdoor Unit-Air-Source) | HH860E2S11 |  |  | JSE60D5CJ2SS1 | 0 | 53000 | 19 | 8.5 | 54000 | 39000 | 72.22% | 2 | 0 | 11 |  |  |  |  | R-454B | 4.4167 | Residential & Commercial | USHP | Ducted CEE Tier 1
212394515 | Central HP <5.4 tons | COLEMAN | HRCU-A-CB (Split System: Heat Pump with Remote Outdoor Unit-Air-Source) | HMH72B341 | ADP |  | H,YE34936 | TM9V080B12MP12 | 32800 | 17 | 8.5 | 32400 | 23200 | 71.6% | 2.02 | 0 | 9.5 |  |  |  |  | R-410A | 2.7333 | Residential & Commercial | USHP
211393632 | Central HP <5.4 tons | LUXAIRE | HRCU-A-CB (Split System: Heat Pump with Remote Outdoor Unit-Air-Source) | HMH72B341 |  |  | JHETB36DBCS2N1 | 0 | 34000 | 18.5 | 8.5 | 33800 | 23800 | 70.41% | 2.12 | 0 | 10 |  |  |  |  | R-410A | 2.8333 | Residential & Commercial | USHP | Ducted CEE Tier 1
213075942 | Central HP <5.4 tons | KEEPRITE | HRCU-A-CB (Split System: Heat Pump with Remote Outdoor Unit-Air-Source) | DLCURAH36ABK |  |  | EA*4X48L21A* | *95MSU1002120A* | 36000 | 16 | 8.5 | 38000 | 34800 | 91.58% | 2.04 | 0 | 10 |  |  |  |  | R-410A | 3 | Residential & Commercial | USHP | Ducted CEE Tier 1
213296880 | Central HP <5.4 tons | FRASER-JOHNSTON | HRCU-A-CB (Split System: Heat Pump with Remote Outdoor Unit-Air-Source) | HMH72B341 |  |  | XAFC36DXXN1+TXV | Z8ES120C16LMPS1 | 34000 | 18 | 8.5 | 33400 | 24400 | 73.05% | 2.12 | 0 | 9.5 |  |  |  |  | R-410A | 2.8333 | Residential & Commercial | USHP
214720105 | Central HP <5.4 tons | LUXAIRE | HRCU-A-CB (Split System: Heat Pump with Remote Outdoor Unit-Air-Source) | HH836E2S11 |  |  | CTU48C5XFS1+TXV | TM8Y080C16MP11 | 33200 | 19 | 9 | 31400 | 25000 | 79.62% | 2 | 0 | 11 |  |  |  |  | R-454B | 2.7667 | Residential & Commercial | USHP | Ducted CEE Tier 1
214720130 | Central HP <5.4 tons | LUXAIRE | HRCU-A-CB (Split System: Heat Pump with Remote Outdoor Unit-Air-Source) | HH860E2S11 |  |  | CTU60C5XGS1+TXV | TM9E080C16MP12 | 44500 | 18 | 9 | 45500 | 34400 | 75.6% | 2 | 0 | 11 |  |  |  |  | R-454B | 3.7083 | Residential & Commercial | USHP | Ducted CEE Tier 1
214719889 | Central HP <5.4 tons | LUXAIRE | HRCU-A-CB (Split System: Heat Pump with Remote Outdoor Unit-Air-Source) | HH860E2S11 |  |  | CTU60C5XGS1+TXV | TM8E080C20MP11 | 44500 | 17 | 9 | 45000 | 33800 | 75.11% | 2 | 0 | 11.7 |  |  |  |  | R-454B | 3.7083 | Residential & Commercial | USHP | Ducted CEE Tier 1
214720180 | Central HP <5.4 tons | LUXAIRE | HRCU-A-CB (Split System: Heat Pump with Remote Outdoor Unit-Air-Source) | HH860E2S11 |  |  | CTU60C5XGS1+TXV | TMLE120C16MP11 | 44500 | 18 | 9 | 45500 | 34200 | 75.16% | 2 | 0 | 11 |  |  |  |  | R-454B | 3.7083 | Residential & Commercial | USHP | Ducted CEE Tier 1
211241966 | Central HP <5.4 tons | BRYANT HEATING AND COOLING SYSTEMS | HRCU-A-CB (Split System: Heat Pump with Remote Outdoor Unit-Air-Source) | 38MURAQ24AB3* |  |  | CAP**3617AL* | 82*TA48090V17*** | 23800 | 17 | 8.5 | 25800 | 23000 | 89.15% | 1.92 | 0 | 10 |  |  |  |  | R-410A | 1.9833 | Residential & Commercial | USHP | Ducted CEE Tier 1
211242084 | Central HP <5.4 tons | BRYANT HEATING AND COOLING SYSTEMS | HRCU-A-CB (Split System: Heat Pump with Remote Outdoor Unit-Air-Source) | 38MURAQ24AB3* |  |  | CAP**3617AL* | 8(0,1)*SA36045E17*** | 24200 | 16.5 | 8.5 | 26200 | 22600 | 86.26% | 1.88 | 0 | 10 |  |  |  |  | R-410A | 2.0167 | Residential & Commercial | USHP | Ducted CEE Tier 1
211243052 | Central HP <5.4 tons | BRYANT HEATING AND COOLING SYSTEMS | HRCU-A-CB (Split System: Heat Pump with Remote Outdoor Unit-Air-Source) | 38MURAQ24AB3* |  |  | CAP**3717AL* | 8(0,1)*SA42090E17*** | 25000 | 16.5 | 8.5 | 25800 | 21200 | 82.17% | 1.78 | 0 | 10.5 |  |  |  |  | R-410A | 2.0833 | Residential & Commercial | USHP | Ducted CEE Tier 1
214849241 | Central HP <5.4 tons | RHEEM | HRCU-A-CB (Split System: Heat Pump with Remote Outdoor Unit-Air-Source) | RD17AZ60AJ3N | ADP |  | H,RE49960 | R802V1005A21UHS | 53000 | 17 | 8.1 | 51500 | 48500 | 94.17% | 1.75 | 0 | 9.5 |  |  |  |  | R-410A | 4.4167 | Residential & Commercial | USHP
211206854 | Central HP <5.4 tons | LUXAIRE | HRCU-A-CB (Split System: Heat Pump with Remote Outdoor Unit-Air-Source) | HL20B2421 |  |  | XAMB24DE1N1+CC | LPLC080B12MP13 | 22400 | 18 | 8.5 | 23600 | 18400 | 77.97% | 1.92 | 0 | 12 |  |  |  |  | R-410A | 1.8667 | Residential & Commercial | USHP | Ducted CEE Tier 1
215290130 | Central HP <5.4 tons | AIRQUEST | HRCU-A-CB (Split System: Heat Pump with Remote Outdoor Unit-Air-Source) | DLCURAH18ABK | ADP |  | H,GG9J936 | *96VTN0401712A* | 17800 | 15.2 | 8.5 | 16900 | 18100 | 107.1% | 2.22 | 0 | 10.5 |  |  |  |  | R-410A | 1.4833 | Residential & Commercial | USHP | Ducted CEE Tier 1
215290132 | Central HP <5.4 tons | AIRQUEST | HRCU-A-CB (Split System: Heat Pump with Remote Outdoor Unit-Air-Source) | DLCURAH18ABK | ADP |  | H,GG80936 | *96VTN0401712A* | 17900 | 15.2 | 8.5 | 16900 | 18100 | 107.1% | 2.22 | 0 | 10.5 |  |  |  |  | R-410A | 1.4917 | Residential & Commercial | USHP | Ducted CEE Tier 1
215290147 | Central HP <5.4 tons | AIRQUEST | HRCU-A-CB (Split System: Heat Pump with Remote Outdoor Unit-Air-Source) | DLCURAH18ABK | ADP |  | HG32924 | *96VTN0401712B* | 16900 | 16 | 8.5 | 16600 | 19000 | 114.5% | 2.34 | 0 | 10 |  |  |  |  | R-410A | 1.4083 | Residential & Commercial | USHP | Ducted CEE Tier 1
215290162 | Central HP <5.4 tons | AIRQUEST | HRCU-A-CB (Split System: Heat Pump with Remote Outdoor Unit-Air-Source) | DLCURAH18ABK | ADP |  | H,GG36936 | *96VTN0401712B* | 17400 | 16 | 8.5 | 16400 | 18400 | 112.2% | 2.24 | 0 | 10.5 |  |  |  |  | R-410A | 1.45 | Residential & Commercial | USHP | Ducted CEE Tier 1
215290164 | Central HP <5.4 tons | AIRQUEST | HRCU-A-CB (Split System: Heat Pump with Remote Outdoor Unit-Air-Source) | DLCURAH18ABK | ADP |  | H,GE30924 | *96VTN0401712B* | 16600 | 15.2 | 8.5 | 17000 | 18800 | 110.6% | 2.3 | 0 | 10 |  |  |  |  | R-410A | 1.3833 | Residential & Commercial | USHP | Ducted CEE Tier 1
215290180 | Central HP <5.4 tons | AIRQUEST | HRCU-A-CB (Split System: Heat Pump with Remote Outdoor Unit-Air-Source) | DLCURAH18ABK | ADP |  | H,GE23936 | *96VTN0601412A* | 17600 | 16 | 8.5 | 17200 | 18600 | 108.1% | 2.28 | 0 | 10 |  |  |  |  | R-410A | 1.4667 | Residential & Commercial | USHP | Ducted CEE Tier 1
215290197 | Central HP <5.4 tons | AIRQUEST | HRCU-A-CB (Split System: Heat Pump with Remote Outdoor Unit-Air-Source) | DLCURAH18ABK | ADP |  | HG33936 | *96VTN0601412A* | 17900 | 16 | 8.5 | 17200 | 18600 | 108.1% | 2.28 | 0 | 10.5 |  |  |  |  | R-410A | 1.4917 | Residential & Commercial | USHP | Ducted CEE Tier 1
215290232 | Central HP <5.4 tons | AIRQUEST | HRCU-A-CB (Split System: Heat Pump with Remote Outdoor Unit-Air-Source) | DLCURAH18ABK | ADP |  | H,GG32936 | *96VTN0601412B* | 17200 | 16 | 8.5 | 16900 | 19400 | 114.8% | 2.38 | 0 | 10.5 |  |  |  |  | R-410A | 1.4333 | Residential & Commercial | USHP | Ducted CEE Tier 1
216751695 | Central HP <5.4 tons | YORK | HRCU-A-CB (Split System: Heat Pump with Remote Outdoor Unit-Air-Source) | HH860E2S11 | ADP |  | H,YG86*60+TXV-BLEED | TM9E080C20MP12 | 54000 | 19 | 8.5 | 53000 | 39000 | 73.58% | 2 | 0 | 11 |  |  |  |  | R-454B | 4.5 | Residential & Commercial | USHP | Ducted CEE Tier 1
216751743 | Central HP <5.4 tons | YORK | HRCU-A-CB (Split System: Heat Pump with Remote Outdoor Unit-Air-Source) | HH860E2S11 | ADP |  | H,YG49*60+TXV-BLEED | TM9E120D20MP12 | 53500 | 19 | 8.5 | 52500 | 39000 | 74.29% | 2 | 0 | 11 |  |  |  |  | R-454B | 4.4583 | Residential & Commercial | USHP | Ducted CEE Tier 1
216751776 | Central HP <5.4 tons | YORK | HRCU-A-CB (Split System: Heat Pump with Remote Outdoor Unit-Air-Source) | HH860E2S11 | ADP |  | H,YG88*60+TXV-BLEED | TM9V080C16MP12 | 43500 | 18 | 9 | 42000 | 33600 | 80% | 2 | 0 | 11 |  |  |  |  | R-454B | 3.625 | Residential & Commercial | USHP | Ducted CEE Tier 1
216751793 | Central HP <5.4 tons | YORK | HRCU-A-CB (Split System: Heat Pump with Remote Outdoor Unit-Air-Source) | HH860E2S11 | ADP |  | H,YG50*60+TXV-BLEED | TM9V100C16MP12 | 43500 | 18 | 9 | 42000 | 32800 | 78.1% | 2 | 0 | 11.7 |  |  |  |  | R-454B | 3.625 | Residential & Commercial | USHP | Ducted CEE Tier 1
216751826 | Central HP <5.4 tons | YORK | HRCU-A-CB (Split System: Heat Pump with Remote Outdoor Unit-Air-Source) | HH860E2S11 | ADP |  | H,YG72*60+TXV-BLEED | Y91E080C16SMPS1 | 45000 | 18 | 9 | 44000 | 33400 | 75.91% | 2 | 0 | 11.7 |  |  |  |  | R-454B | 3.75 | Residential & Commercial | USHP | Ducted CEE Tier 1
215430809 | Central HP <5.4 tons | LUXAIRE | HRCU-A-CB (Split System: Heat Pump with Remote Outdoor Unit-Air-Source) | HH824E2S11 | ADP |  | H,YG80(1,2)36+TXV | LP9C060B12MP13 | 23000 | 18 | 9 | 21400 | 17200 | 80.37% | 2 | 0 | 11.7 |  |  |  |  | R-454B | 1.9167 | Residential & Commercial | USHP | Ducted CEE Tier 1
216751562 | Central HP <5.4 tons | YORK | HRCU-A-CB (Split System: Heat Pump with Remote Outdoor Unit-Air-Source) | HH824E2S11 | ADP |  | H,YG7J*36+TXV-BLEED | Y91E060A10SMPS1 | 22400 | 18 | 8.8 | 21400 | 18100 | 84.58% | 1.96 | 0 | 11.5 |  |  |  |  | R-454B | 1.8667 | Residential & Commercial | USHP | Ducted CEE Tier 1
216751844 | Central HP <5.4 tons | YORK | HRCU-A-CB (Split System: Heat Pump with Remote Outdoor Unit-Air-Source) | HH860E2S11 | ADP |  | H,YG52*60+TXV-BLEED | Y91E080C16SMPS1 | 45000 | 18 | 9 | 44000 | 33400 | 75.91% | 2 | 0 | 11.7 |  |  |  |  | R-454B | 3.75 | Residential & Commercial | USHP | Ducted CEE Tier 1
215290315 | Central HP <5.4 tons | AIRQUEST | HRCU-A-CB (Split System: Heat Pump with Remote Outdoor Unit-Air-Source) | DLCURAH18ABK | ADP |  | HE31924 | *96VTN0601716B* | 16800 | 15.2 | 8.5 | 16800 | 19100 | 113.7% | 2.34 | 0 | 10 |  |  |  |  | R-410A | 1.4 | Residential & Commercial | USHP | Ducted CEE Tier 1
215290316 | Central HP <5.4 tons | AIRQUEST | HRCU-A-CB (Split System: Heat Pump with Remote Outdoor Unit-Air-Source) | DLCURAH18ABK | ADP |  | HE31930 | *96VTN0601716B* | 16800 | 15.2 | 8.5 | 16800 | 19100 | 113.7% | 2.34 | 0 | 10 |  |  |  |  | R-410A | 1.4 | Residential & Commercial | USHP | Ducted CEE Tier 1
211387634 | Central HP <5.4 tons | FRASER-JOHNSTON | HRCU-A-CB (Split System: Heat Pump with Remote Outdoor Unit-Air-Source) | HMH72B341 |  |  | XAFC36DXXN1+TXV | TP9C080C16MP13 | 34000 | 17.5 | 8.1 | 33800 | 23800 | 70.41% | 2.08 | 0 | 10 |  |  |  |  | R-410A | 2.8333 | Residential & Commercial | USHP | Ducted CEE Tier 1
211386200 | Central HP <5.4 tons | FRASER-JOHNSTON | HRCU-A-CB (Split System: Heat Pump with Remote Outdoor Unit-Air-Source) | HMH72B341 |  |  | XAHD48FBCN1 | TL9E080C16UH11 | 33200 | 16 | 8.1 | 32400 | 23600 | 72.84% | 2.04 | 0 | 9 |  |  |  |  | R-410A | 2.7667 | Residential & Commercial | USHP
216751863 | Central HP <5.4 tons | YORK | HRCU-A-CB (Split System: Heat Pump with Remote Outdoor Unit-Air-Source) | HH860E2S11 | ADP |  | H,YG88*60+TXV-BLEED | Y91E080C20SMPS1 | 53500 | 19 | 8.5 | 52000 | 38500 | 74.04% | 2 | 0 | 11 |  |  |  |  | R-454B | 4.4583 | Residential & Commercial | USHP | Ducted CEE Tier 1
215683216 | Central HP <5.4 tons | AIRQUEST | HRCU-A-CB (Split System: Heat Pump with Remote Outdoor Unit-Air-Source) | H5H0V60*K*AAA* |  |  | EVD5X61M24A*+WALLCON | *97CTN0802120A* | 57500 | 18.5 | 9 | 64000 | 45000 | 70.31% | 2.08 | 0 | 9 |  |  |  |  | R-454B | 4.7917 | Residential & Commercial | USHP
216019540 | Central HP <5.4 tons | YORK | HRCU-A-CB (Split System: Heat Pump with Remote Outdoor Unit-Air-Source) | HH824E2S11 | ADP |  | H,YG7J(1,2)36+TXV-BLEED | TM9Y060B12MP11 | 22400 | 17 | 9.25 | 21400 | 18000 | 84.11% | 1.96 | 0 | 11.5 |  |  |  |  | R-454B | 1.8667 | Residential & Commercial | USHP | Ducted CEE Tier 1
215870927 | Central HP <5.4 tons | YORK | HRCU-A-CB (Split System: Heat Pump with Remote Outdoor Unit-Air-Source) | HH824E2S11 | ADP |  | CH360**C+TXV | Y91E060A10SMPS1 | 22200 | 17 | 8.2 | 21200 | 17200 | 81.13% | 1.94 | 0 | 11.5 |  |  |  |  | R-454B | 1.85 | Residential & Commercial | USHP | Ducted CEE Tier 1
215870959 | Central HP <5.4 tons | YORK | HRCU-A-CB (Split System: Heat Pump with Remote Outdoor Unit-Air-Source) | HH860E2S11 | ADP |  | CH480C*C+TXV | Y91E080C20SMPS1 | 43500 | 17 | 8.3 | 44500 | 33000 | 74.16% | 1.96 | 0 | 11.7 |  |  |  |  | R-454B | 3.625 | Residential & Commercial | USHP | Ducted CEE Tier 1
215870977 | Central HP <5.4 tons | YORK | HRCU-A-CB (Split System: Heat Pump with Remote Outdoor Unit-Air-Source) | HH860E2S11 | ADP |  | CX601C*35+TXV | Y91E100C20SMPS1 | 45500 | 18 | 8.5 | 45000 | 33600 | 74.67% | 2 | 0 | 11.7 |  |  |  |  | R-454B | 3.7917 | Residential & Commercial | USHP | Ducted CEE Tier 1
215726456 | Central HP <5.4 tons | YORK | HRCU-A-CB (Split System: Heat Pump with Remote Outdoor Unit-Air-Source) | HH860E2S11 | ADP |  | H,YG37*48+TXV | TM8V080C16MP12 | 43500 | 17 | 8.5 | 42000 | 32800 | 78.1% | 2 | 0 | 11.7 |  |  |  |  | R-454B | 3.625 | Residential & Commercial | USHP | Ducted CEE Tier 1
215726470 | Central HP <5.4 tons | YORK | HRCU-A-CB (Split System: Heat Pump with Remote Outdoor Unit-Air-Source) | HH860E2S11 | ADP |  | H,YG52*60+TXV | TM8V080C16MP12 | 43500 | 18 | 8.5 | 42000 | 32800 | 78.1% | 2 | 0 | 11.7 |  |  |  |  | R-454B | 3.625 | Residential & Commercial | USHP | Ducted CEE Tier 1
215726495 | Central HP <5.4 tons | YORK | HRCU-A-CB (Split System: Heat Pump with Remote Outdoor Unit-Air-Source) | HH860E2S11 | ADP |  | H,YG84*48+TXV | TM8V100C16MP12 | 43500 | 18 | 8.5 | 42000 | 32800 | 78.1% | 2 | 0 | 11.7 |  |  |  |  | R-454B | 3.625 | Residential & Commercial | USHP | Ducted CEE Tier 1
215726515 | Central HP <5.4 tons | YORK | HRCU-A-CB (Split System: Heat Pump with Remote Outdoor Unit-Air-Source) | HH860E2S11 | ADP |  | H,YG88*60+TXV | TM8V100C20MP12 | 53000 | 19 | 8.5 | 52000 | 38500 | 74.04% | 2 | 0 | 11 |  |  |  |  | R-454B | 4.4167 | Residential & Commercial | USHP | Ducted CEE Tier 1
212520194 | Central HP <5.4 tons | CARRIER | HRCU-A-CB (Split System: Heat Pump with Remote Outdoor Unit-Air-Source) | 38MURAQ18AB3* | ADP |  | H,PG34936 | 58TP*A070V17**16 | 17300 | 16 | 8.5 | 16500 | 18800 | 113.9% | 2.32 | 0 | 10.5 |  |  |  |  | R-410A | 1.4417 | Residential & Commercial | USHP | Ducted CEE Tier 1
215870960 | Central HP <5.4 tons | YORK | HRCU-A-CB (Split System: Heat Pump with Remote Outdoor Unit-Air-Source) | HH860E2S11 | ADP |  | CV481**C+TXV | Y91E080C20SMPS1 | 43500 | 17 | 8.3 | 44500 | 33000 | 74.16% | 1.96 | 0 | 11.7 |  |  |  |  | R-454B | 3.625 | Residential & Commercial | USHP | Ducted CEE Tier 1
215870967 | Central HP <5.4 tons | YORK | HRCU-A-CB (Split System: Heat Pump with Remote Outdoor Unit-Air-Source) | HH860E2S11 | ADP |  | CV605**C+TXV | Y91E080C20SMPS1 | 44500 | 18 | 8.5 | 44500 | 33000 | 74.16% | 2 | 0 | 12 |  |  |  |  | R-454B | 3.7083 | Residential & Commercial | USHP | Ducted CEE Tier 1
210473149 | Central HP <5.4 tons | CARRIER | HRCU-A-CB (Split System: Heat Pump with Remote Outdoor Unit-Air-Source) | 25VNA825A*032* |  |  | CAP**4321AL*+UI | 58TN*A045C17**12 | 24200 | 16.5 | 8.1 | 21600 | 16800 | 77.78% | 2 | 0 | 11 |  |  |  |  | R-410A | 2.0167 | Residential & Commercial | USHP | Ducted CEE Tier 1
211246001 | Central HP <5.4 tons | CARRIER | HRCU-A-CB (Split System: Heat Pump with Remote Outdoor Unit-Air-Source) | 38MURAQ24AB3* |  |  | CAP**3617AL* | GG96VTAA48080B | 24200 | 16.5 | 8.5 | 26200 | 22600 | 86.26% | 1.86 | 0 | 10 |  |  |  |  | R-410A | 2.0167 | Residential & Commercial | USHP | Ducted CEE Tier 1
211246008 | Central HP <5.4 tons | CARRIER | HRCU-A-CB (Split System: Heat Pump with Remote Outdoor Unit-Air-Source) | 38MURAQ24AB3* |  |  | CAP**3717AL* | GG96VTAA30040A | 24200 | 16 | 8.5 | 25600 | 21800 | 85.16% | 1.8 | 0 | 10 |  |  |  |  | R-410A | 2.0167 | Residential & Commercial | USHP | Ducted CEE Tier 1
216682367 | Central HP <5.4 tons | TEMPSTAR | HRCU-A-CB (Split System: Heat Pump with Remote Outdoor Unit-Air-Source) | DLCURAH24ABK |  |  | EN(A,D)4X36L21** | *97VTN1002120A* | 23400 | 17 | 9 | 25800 | 23800 | 92.25% | 1.86 | 0 | 10.5 |  |  |  |  | R-410A | 1.95 | Residential & Commercial | USHP | Ducted CEE Tier 1
212978654 | Central HP <5.4 tons | BRYANT HEATING AND COOLING SYSTEMS | HRCU-A-CB (Split System: Heat Pump with Remote Outdoor Unit-Air-Source) | 38MURAQ24AB3* |  |  | CAP**3617AL* | 8(0,1)*SB36070M17*** | 23600 | 17.5 | 8.5 | 26000 | 24200 | 93.08% | 2.02 | 0 | 10 |  |  |  |  | R-410A | 1.9667 | Residential & Commercial | USHP | Ducted CEE Tier 1
212520149 | Central HP <5.4 tons | CARRIER | HRCU-A-CB (Split System: Heat Pump with Remote Outdoor Unit-Air-Source) | 38MURAQ18AB3* | ADP |  | H,PG32936 | 58S(B,C)*A045E14**12 | 17900 | 16 | 8.5 | 17300 | 18500 | 106.9% | 2.28 | 0 | 10.5 |  |  |  |  | R-410A | 1.4917 | Residential & Commercial | USHP | Ducted CEE Tier 1
212520164 | Central HP <5.4 tons | CARRIER | HRCU-A-CB (Split System: Heat Pump with Remote Outdoor Unit-Air-Source) | 38MURAQ18AB3* | ADP |  | H,PG24936 | 58SP*A045V14**12 | 17700 | 16 | 8.5 | 17000 | 18700 | 110% | 2.3 | 0 | 10.5 |  |  |  |  | R-410A | 1.475 | Residential & Commercial | USHP | Ducted CEE Tier 1
212520179 | Central HP <5.4 tons | CARRIER | HRCU-A-CB (Split System: Heat Pump with Remote Outdoor Unit-Air-Source) | 38MURAQ18AB3* | ADP |  | H,PG9J936 | 58SU*A040E17**12 | 18600 | 16 | 9 | 17400 | 17800 | 102.3% | 2.22 | 0 | 11 |  |  |  |  | R-410A | 1.55 | Residential & Commercial | USHP | Ducted CEE Tier 1
212520182 | Central HP <5.4 tons | CARRIER | HRCU-A-CB (Split System: Heat Pump with Remote Outdoor Unit-Air-Source) | 38MURAQ18AB3* | ADP |  | H,PG34936 | 58SU*A060E17**16 | 18700 | 16 | 8.5 | 17600 | 17800 | 101.1% | 2.2 | 0 | 11 |  |  |  |  | R-410A | 1.5583 | Residential & Commercial | USHP | Ducted CEE Tier 1
212520198 | Central HP <5.4 tons | CARRIER | HRCU-A-CB (Split System: Heat Pump with Remote Outdoor Unit-Air-Source) | 38MURAQ18AB3* | ADP |  | H,PG34936 | 58TP*A090V17**16 | 17600 | 16 | 8.5 | 16900 | 18700 | 110.7% | 2.3 | 0 | 10.5 |  |  |  |  | R-410A | 1.4667 | Residential & Commercial | USHP | Ducted CEE Tier 1
212520199 | Central HP <5.4 tons | CARRIER | HRCU-A-CB (Split System: Heat Pump with Remote Outdoor Unit-Air-Source) | 38MURAQ18AB3* | ADP |  | H,PG9J936 | 58TP*A090V17**16 | 17700 | 16 | 8.5 | 16700 | 18100 | 108.4% | 2.22 | 0 | 10.5 |  |  |  |  | R-410A | 1.475 | Residential & Commercial | USHP | Ducted CEE Tier 1
214810408 | Central HP <5.4 tons | RHEEM | HRCU-A-CB (Split System: Heat Pump with Remote Outdoor Unit-Air-Source) | RD17AZ60AJ3N | ADP |  | H,RE84960 | R951V0855A21M4S | 53000 | 16 | 8.1 | 52000 | 49000 | 94.23% | 1.75 | 0 | 9.5 |  |  |  |  | R-410A | 4.4167 | Residential & Commercial | USHP
214229284 | Central HP <5.4 tons | KEEPRITE | HRCU-A-CB (Split System: Heat Pump with Remote Outdoor Unit-Air-Source) | DLCURAH36ABK |  |  | EA*4X36L17A* | *80MSU0601716A* | 34800 | 16 | 8.1 | 38500 | 35200 | 91.43% | 1.82 | 0 | 9.5 |  |  |  |  | R-410A | 2.9 | Residential & Commercial | USHP
214229020 | Central HP <5.4 tons | KEEPRITE | HRCU-A-CB (Split System: Heat Pump with Remote Outdoor Unit-Air-Source) | DLCURAH18ABK |  |  | EN(A,D)4X24L17** | *80MSU0601716A* | 17600 | 16 | 8.5 | 18500 | 18900 | 102.2% | 2.28 | 0 | 11 |  |  |  |  | R-410A | 1.4667 | Residential & Commercial | USHP | Ducted CEE Tier 1
214853964 | Central HP <5.4 tons | RHEEM | HRCU-A-CB (Split System: Heat Pump with Remote Outdoor Unit-Air-Source) | RD17AZ60AJ3N | ADP |  | H,RE51(1,2)60+TXV | R801V0755A21DZ | 54000 | 17 | 8.1 | 52000 | 48500 | 93.27% | 1.75 | 0 | 9.5 |  |  |  |  | R-410A | 4.5 | Residential & Commercial | USHP
211243676 | Central HP <5.4 tons | DAY & NIGHT | HRCU-A-CB (Split System: Heat Pump with Remote Outdoor Unit-Air-Source) | DLCURAH24ABK |  |  | EA*4X37L21A* | OLV098A12* | 24000 | 16.5 | 8.1 | 25000 | 21600 | 86.4% | 1.8 | 0 | 10 |  |  |  |  | R-410A | 2 | Residential & Commercial | USHP | Ducted CEE Tier 1
211243974 | Central HP <5.4 tons | DAY & NIGHT | HRCU-A-CB (Split System: Heat Pump with Remote Outdoor Unit-Air-Source) | DLCURAH24ABK |  |  | EN(A,D)4X24L17** | *80ESU0401712A* | 23600 | 17 | 8.5 | 26400 | 23800 | 90.15% | 1.98 | 0 | 10 |  |  |  |  | R-410A | 1.9667 | Residential & Commercial | USHP | Ducted CEE Tier 1
214671450 | Central HP <5.4 tons | LENNOX | HRCU-A-CB (Split System: Heat Pump with Remote Outdoor Unit-Air-Source) | SL25XPV-036-230A** | ADP |  | L*29/36U9 | SL280UH080NV48B* | 34000 | 21 | 8.8 | 33800 | 27200 | 80.47% | 1.8 | 0 | 13 |  |  |  |  | R-410A | 2.8333 | Residential & Commercial | USHP | Ducted CEE Tier 1
214671469 | Central HP <5.4 tons | LENNOX | HRCU-A-CB (Split System: Heat Pump with Remote Outdoor Unit-Air-Source) | SL25XPV-036-230A** | ADP |  | L*25/37Z9 | SLP99UH070XV36B* | 33800 | 21 | 8.8 | 34200 | 27400 | 80.12% | 1.8 | 0 | 13 |  |  |  |  | R-410A | 2.8167 | Residential & Commercial | USHP | Ducted CEE Tier 1
213296995 | Central HP <5.4 tons | FRASER-JOHNSTON | HRCU-A-CB (Split System: Heat Pump with Remote Outdoor Unit-Air-Source) | HMH72B341 |  |  | XAFB36DBCN1 | Z8ES080B12LMPS1 | 34000 | 18 | 8.1 | 33400 | 24000 | 71.86% | 2.08 | 0 | 10 |  |  |  |  | R-410A | 2.8333 | Residential & Commercial | USHP | Ducted CEE Tier 1
213296875 | Central HP <5.4 tons | FRASER-JOHNSTON | HRCU-A-CB (Split System: Heat Pump with Remote Outdoor Unit-Air-Source) | HMH72B341 |  |  | XAFC36DXXN1+TXV | Z8ES120C16SMPS1 | 34000 | 18 | 8.5 | 33400 | 24400 | 73.05% | 2.12 | 0 | 9.5 |  |  |  |  | R-410A | 2.8333 | Residential & Commercial | USHP
214397836 | Central HP <5.4 tons | FRASER-JOHNSTON | HRCU-A-CB (Split System: Heat Pump with Remote Outdoor Unit-Air-Source) | HH860E2S11 |  |  | CTF60C5CGS1+JMVT17CC2N1 | 0 | 44500 | 18 | 9 | 44000 | 33000 | 75% | 2 | 0 | 12 |  |  |  |  | R-454B | 3.7083 | Residential & Commercial | USHP | Ducted CEE Tier 1
214397886 | Central HP <5.4 tons | FRASER-JOHNSTON | HRCU-A-CB (Split System: Heat Pump with Remote Outdoor Unit-Air-Source) | HH860E2S11 |  |  | CTM60C5CGS1 | TM8V100C20MP12 | 44000 | 18 | 9 | 44500 | 33600 | 75.51% | 2 | 0 | 11.7 |  |  |  |  | R-454B | 3.6667 | Residential & Commercial | USHP | Ducted CEE Tier 1
213297735 | Central HP <5.4 tons | FRASER-JOHNSTON | HRCU-A-CB (Split System: Heat Pump with Remote Outdoor Unit-Air-Source) | HMH72B341 |  |  | XAHC36DXXN1+TXV | Z8ET100C16LMPS1 | 34000 | 17.5 | 8.1 | 33400 | 23800 | 71.26% | 2.08 | 0 | 9.5 |  |  |  |  | R-410A | 2.8333 | Residential & Commercial | USHP
214397649 | Central HP <5.4 tons | FRASER-JOHNSTON | HRCU-A-CB (Split System: Heat Pump with Remote Outdoor Unit-Air-Source) | HH836E2S11 |  |  | CTF48C5CFS1 | TM9V100C16MP12 | 33200 | 18 | 9 | 31200 | 25200 | 80.77% | 2 | 0 | 11 |  |  |  |  | R-454B | 2.7667 | Residential & Commercial | USHP | Ducted CEE Tier 1
214053753 | Central HP <5.4 tons | LENNOX | HRCU-A-CB (Split System: Heat Pump with Remote Outdoor Unit-Air-Source) | SL25XPV-048-230A** | ADP |  | HG50960 | EL296UH110XV48C* | 45500 | 20 | 9.3 | 42000 | 36000 | 85.71% | 1.86 | 0 | 12 |  |  |  |  | R-410A | 3.7917 | Residential & Commercial | USHP | Ducted CEE Tier 1
216019532 | Central HP <5.4 tons | YORK | HRCU-A-CB (Split System: Heat Pump with Remote Outdoor Unit-Air-Source) | HH824E2S11 | ADP |  | H,YG7J(1,2)36+TXV-BLEED | TM9V060B12MP12 | 22400 | 17 | 9.25 | 21400 | 18400 | 85.98% | 1.96 | 0 | 11.5 |  |  |  |  | R-454B | 1.8667 | Residential & Commercial | USHP | Ducted CEE Tier 1
211239811 | Central HP <5.4 tons | CARRIER | HRCU-A-CB (Split System: Heat Pump with Remote Outdoor Unit-Air-Source) | 38MURAQ24AB3* |  |  | CAP**3617AL* | 59SP6A040V17**12 | 23400 | 16 | 8.5 | 25800 | 23600 | 91.47% | 1.96 | 0 | 10 |  |  |  |  | R-410A | 1.95 | Residential & Commercial | USHP | Ducted CEE Tier 1
211239825 | Central HP <5.4 tons | CARRIER | HRCU-A-CB (Split System: Heat Pump with Remote Outdoor Unit-Air-Source) | 38MURAQ24AB3* |  |  | CAP**3617AL* | 59TP6B040V17**12 | 23400 | 16 | 8.5 | 25800 | 23600 | 91.47% | 1.96 | 0 | 10 |  |  |  |  | R-410A | 1.95 | Residential & Commercial | USHP | Ducted CEE Tier 1
211239827 | Central HP <5.4 tons | CARRIER | HRCU-A-CB (Split System: Heat Pump with Remote Outdoor Unit-Air-Source) | 38MURAQ24AB3* |  |  | CAP**3617AL* | 58TP*A070V17**16 | 24200 | 17 | 8.5 | 26000 | 22600 | 86.92% | 1.88 | 0 | 10 |  |  |  |  | R-410A | 2.0167 | Residential & Commercial | USHP | Ducted CEE Tier 1
211239850 | Central HP <5.4 tons | CARRIER | HRCU-A-CB (Split System: Heat Pump with Remote Outdoor Unit-Air-Source) | 38MURAQ24AB3* |  |  | CAP**3617AL* | OVMAAB042112 | 24200 | 16 | 8.5 | 26200 | 22600 | 86.26% | 1.86 | 0 | 10 |  |  |  |  | R-410A | 2.0167 | Residential & Commercial | USHP | Ducted CEE Tier 1
211239866 | Central HP <5.4 tons | CARRIER | HRCU-A-CB (Split System: Heat Pump with Remote Outdoor Unit-Air-Source) | 38MURAQ24AB3* |  |  | CAP**3621AL* | 58SP*A045V17**16 | 23400 | 17 | 8.5 | 25600 | 23600 | 92.19% | 1.96 | 0 | 10 |  |  |  |  | R-410A | 1.95 | Residential & Commercial | USHP | Ducted CEE Tier 1
211239877 | Central HP <5.4 tons | CARRIER | HRCU-A-CB (Split System: Heat Pump with Remote Outdoor Unit-Air-Source) | 38MURAQ24AB3* |  |  | CAP**3621AL* | 58TP*A070V17**16 | 24400 | 17 | 8.5 | 26200 | 22400 | 85.5% | 1.88 | 0 | 10 |  |  |  |  | R-410A | 2.0333 | Residential & Commercial | USHP | Ducted CEE Tier 1
211239886 | Central HP <5.4 tons | CARRIER | HRCU-A-CB (Split System: Heat Pump with Remote Outdoor Unit-Air-Source) | 38MURAQ24AB3* |  |  | CAP**3621AL* | 58S(B,C)*A090E17**14 | 24800 | 17 | 8.5 | 26400 | 22000 | 83.33% | 1.84 | 0 | 10 |  |  |  |  | R-410A | 2.0667 | Residential & Commercial | USHP | Ducted CEE Tier 1
211392896 | Central HP <5.4 tons | LUXAIRE | HRCU-A-CB (Split System: Heat Pump with Remote Outdoor Unit-Air-Source) | HMH72B341 |  |  | XAUB36DXXN1+TXV | TMLE040A12MP11 | 34000 | 18 | 8.1 | 33600 | 23800 | 70.83% | 2.06 | 0 | 10 |  |  |  |  | R-410A | 2.8333 | Residential & Commercial | USHP | Ducted CEE Tier 1
211393307 | Central HP <5.4 tons | LUXAIRE | HRCU-A-CB (Split System: Heat Pump with Remote Outdoor Unit-Air-Source) | HMH72B341 |  |  | XAHC36DXXN1+TXV | TL8E100C20UH11 | 34000 | 17 | 8.1 | 34000 | 24400 | 71.76% | 2.1 | 0 | 9.5 |  |  |  |  | R-410A | 2.8333 | Residential & Commercial | USHP
216682624 | Central HP <5.4 tons | TEMPSTAR | HRCU-A-CB (Split System: Heat Pump with Remote Outdoor Unit-Air-Source) | DLCURAH36ABK |  |  | EHD4X42AAL | *97VTN1002122A* | 35800 | 16 | 8.5 | 38500 | 34400 | 89.35% | 1.8 | 0 | 10 |  |  |  |  | R-410A | 2.9833 | Residential & Commercial | USHP | Ducted CEE Tier 1
211398321 | Central HP <5.4 tons | COLEMAN | HRCU-A-CB (Split System: Heat Pump with Remote Outdoor Unit-Air-Source) | HMH72B341 |  |  | XAFC48FBCN1 | TMLE120C16MP11 | 33600 | 17 | 8.5 | 32400 | 23600 | 72.84% | 2.08 | 0 | 9.5 |  |  |  |  | R-410A | 2.8 | Residential & Commercial | USHP
211397454 | Central HP <5.4 tons | COLEMAN | HRCU-A-CB (Split System: Heat Pump with Remote Outdoor Unit-Air-Source) | HMH72B341 |  |  | XAHC48FBCN1 | TM8V080C16MP12 | 33600 | 16.5 | 8.5 | 32400 | 23800 | 73.46% | 2.06 | 0 | 9 |  |  |  |  | R-410A | 2.8 | Residential & Commercial | USHP
216019555 | Central HP <5.4 tons | YORK | HRCU-A-CB (Split System: Heat Pump with Remote Outdoor Unit-Air-Source) | HH824E2S11 | ADP |  | H,YG7J(1,2)36+TXV-BLEED | Y82E080B12LMPS1 | 22400 | 18 | 9.25 | 21400 | 18200 | 85.05% | 1.96 | 0 | 11.5 |  |  |  |  | R-454B | 1.8667 | Residential & Commercial | USHP | Ducted CEE Tier 1
215870931 | Central HP <5.4 tons | YORK | HRCU-A-CB (Split System: Heat Pump with Remote Outdoor Unit-Air-Source) | HH824E2S11 | ADP |  | CV360**C+TXV | Y91E060B12SMPS1 | 22400 | 16 | 8.7 | 21400 | 18200 | 85.05% | 1.94 | 0 | 11 |  |  |  |  | R-454B | 1.8667 | Residential & Commercial | USHP | Ducted CEE Tier 1
215870964 | Central HP <5.4 tons | YORK | HRCU-A-CB (Split System: Heat Pump with Remote Outdoor Unit-Air-Source) | HH860E2S11 | ADP |  | CV600**C+TXV | Y91E080C20SMPS1 | 44000 | 17 | 8.4 | 44500 | 33000 | 74.16% | 1.98 | 0 | 11.7 |  |  |  |  | R-454B | 3.6667 | Residential & Commercial | USHP | Ducted CEE Tier 1
215726522 | Central HP <5.4 tons | YORK | HRCU-A-CB (Split System: Heat Pump with Remote Outdoor Unit-Air-Source) | HH860E2S11 | ADP |  | H,YG50*60+TXV-BLEED | TM8V120C20MP12 | 53000 | 19 | 8.5 | 52000 | 38500 | 74.04% | 2 | 0 | 11 |  |  |  |  | R-454B | 4.4167 | Residential & Commercial | USHP | Ducted CEE Tier 1
215726529 | Central HP <5.4 tons | YORK | HRCU-A-CB (Split System: Heat Pump with Remote Outdoor Unit-Air-Source) | HH860E2S11 | ADP |  | H,YG88*60+TXV-BLEED | TM8V120C20MP12 | 53000 | 19 | 8.5 | 52000 | 38500 | 74.04% | 2 | 0 | 11 |  |  |  |  | R-454B | 4.4167 | Residential & Commercial | USHP | Ducted CEE Tier 1
215726538 | Central HP <5.4 tons | YORK | HRCU-A-CB (Split System: Heat Pump with Remote Outdoor Unit-Air-Source) | HH860E2S11 | ADP |  | H,YG52*60+TXV-BLEED | TM9V120D20MP12 | 53000 | 19 | 8.5 | 52500 | 39000 | 74.29% | 2 | 0 | 11 |  |  |  |  | R-454B | 4.4167 | Residential & Commercial | USHP | Ducted CEE Tier 1
215726579 | Central HP <5.4 tons | YORK | HRCU-A-CB (Split System: Heat Pump with Remote Outdoor Unit-Air-Source) | HH860E2S11 | ADP |  | H,YG50*60+TXV | TM9Y100C16MP11 | 44000 | 17 | 8.5 | 42500 | 33400 | 78.59% | 2 | 0 | 11 |  |  |  |  | R-454B | 3.6667 | Residential & Commercial | USHP | Ducted CEE Tier 1
215726581 | Central HP <5.4 tons | YORK | HRCU-A-CB (Split System: Heat Pump with Remote Outdoor Unit-Air-Source) | HH860E2S11 | ADP |  | H,YG52*60+TXV | TM9Y100C16MP11 | 44000 | 17 | 8.5 | 42500 | 33400 | 78.59% | 2 | 0 | 11 |  |  |  |  | R-454B | 3.6667 | Residential & Commercial | USHP | Ducted CEE Tier 1
215726588 | Central HP <5.4 tons | YORK | HRCU-A-CB (Split System: Heat Pump with Remote Outdoor Unit-Air-Source) | HH860E2S11 | ADP |  | H,YG88*60+TXV | TM9Y100C16MP11 | 44000 | 17 | 8.5 | 42500 | 33400 | 78.59% | 2 | 0 | 11 |  |  |  |  | R-454B | 3.6667 | Residential & Commercial | USHP | Ducted CEE Tier 1
215726590 | Central HP <5.4 tons | YORK | HRCU-A-CB (Split System: Heat Pump with Remote Outdoor Unit-Air-Source) | HH860E2S11 | ADP |  | H,YG49*60+TXV-BLEED | TM9Y100C20MP11 | 52500 | 18 | 8.5 | 52500 | 39000 | 74.29% | 2 | 0 | 11 |  |  |  |  | R-454B | 4.375 | Residential & Commercial | USHP | Ducted CEE Tier 1
215726595 | Central HP <5.4 tons | YORK | HRCU-A-CB (Split System: Heat Pump with Remote Outdoor Unit-Air-Source) | HH860E2S11 | ADP |  | H,YG52*60+TXV | TM9Y100C20MP11 | 52500 | 18 | 8.5 | 52500 | 39000 | 74.29% | 2 | 0 | 11 |  |  |  |  | R-454B | 4.375 | Residential & Commercial | USHP | Ducted CEE Tier 1
211230045 | Central HP <5.4 tons | KEEPRITE | HRCU-A-CB (Split System: Heat Pump with Remote Outdoor Unit-Air-Source) | DLCURAH36ABK |  |  | EN(A,D,W)4X48L21** | *80ESU0802120A | 37400 | 15.5 | 8.5 | 39500 | 35000 | 88.61% | 2.1 | 0 | 10.5 |  |  |  |  | R-410A | 3.1167 | Residential & Commercial | USHP | Ducted CEE Tier 1
211230247 | Central HP <5.4 tons | KEEPRITE | HRCU-A-CB (Split System: Heat Pump with Remote Outdoor Unit-Air-Source) | DLCURAH36ABK |  |  | EN(A,D,W)4X48L21** | *96VSN0802120A* | 36200 | 16 | 8.1 | 38500 | 34800 | 90.39% | 2.02 | 0 | 10 |  |  |  |  | R-410A | 3.0167 | Residential & Commercial | USHP | Ducted CEE Tier 1
211229963 | Central HP <5.4 tons | KEEPRITE | HRCU-A-CB (Split System: Heat Pump with Remote Outdoor Unit-Air-Source) | DLCURAH36ABK |  |  | EN(A,D,W)4X48L21** | *80ES(N,L)0902120A* | 36600 | 16 | 8.1 | 39500 | 34800 | 88.1% | 2.04 | 0 | 10.5 |  |  |  |  | R-410A | 3.05 | Residential & Commercial | USHP | Ducted CEE Tier 1
211201017 | Central HP <5.4 tons | BRYANT HEATING AND COOLING SYSTEMS | HRCU-A-CB (Split System: Heat Pump with Remote Outdoor Unit-Air-Source) | 38MURAQ30AB3* |  |  | FX4DN(B,F)037L | 0 | 31000 | 15.2 | 8.1 | 33600 | 26400 | 78.57% | 1.82 | 0 | 9 |  |  |  |  | R-410A | 2.5833 | Residential & Commercial | USHP
212978127 | Central HP <5.4 tons | BRYANT HEATING AND COOLING SYSTEMS | HRCU-A-CB (Split System: Heat Pump with Remote Outdoor Unit-Air-Source) | 38MURAQ24AB3* |  |  | CAP**3017AL* | 8(0,1)*SB36070M14*** | 23600 | 17.5 | 8.5 | 26200 | 24600 | 93.89% | 2.06 | 0 | 10 |  |  |  |  | R-410A | 1.9667 | Residential & Commercial | USHP | Ducted CEE Tier 1
211393355 | Central HP <5.4 tons | LUXAIRE | HRCU-A-CB (Split System: Heat Pump with Remote Outdoor Unit-Air-Source) | HMH72B341 |  |  | XAFC36DXXN1+TXV | TL8E100C20UH11 | 34000 | 17.5 | 8.5 | 34000 | 24000 | 70.59% | 2.12 | 0 | 10 |  |  |  |  | R-410A | 2.8333 | Residential & Commercial | USHP | Ducted CEE Tier 1
211393414 | Central HP <5.4 tons | LUXAIRE | HRCU-A-CB (Split System: Heat Pump with Remote Outdoor Unit-Air-Source) | HMH72B341 |  |  | XAHC36DBCN1 | TL8E080C16UH11 | 34000 | 17 | 8.1 | 34000 | 24600 | 72.35% | 2.06 | 0 | 9 |  |  |  |  | R-410A | 2.8333 | Residential & Commercial | USHP
214849236 | Central HP <5.4 tons | RHEEM | HRCU-A-CB (Split System: Heat Pump with Remote Outdoor Unit-Air-Source) | RD17AZ60AJ3N | ADP |  | H,RE51960 | R801V1505A24UH | 54000 | 17 | 8.1 | 51500 | 48500 | 94.17% | 1.75 | 0 | 9.5 |  |  |  |  | R-410A | 4.5 | Residential & Commercial | USHP
214849243 | Central HP <5.4 tons | RHEEM | HRCU-A-CB (Split System: Heat Pump with Remote Outdoor Unit-Air-Source) | RD17AZ60AJ3N | ADP |  | H,RE49(1,2)60+TXV | R802V1255A24UHS | 53000 | 17 | 8.1 | 51500 | 48500 | 94.17% | 1.75 | 0 | 9.5 |  |  |  |  | R-410A | 4.4167 | Residential & Commercial | USHP
216017531 | Central HP <5.4 tons | YORK | HRCU-A-C (Split System: Heat Pump with Remote Outdoor Unit with No Indoor Fan --Air Source) | HH824E2S11 | ADP |  | V,Y36H***P21*+TXV-BLEED+TD | 0 | 23000 | 15.2 | 8.5 | 21400 | 17000 | 79.44% | 2 | 0 | 11 |  |  |  |  | R-454B | 1.9167 | Residential & Commercial | USHP | Ducted CEE Tier 1
214776313 | Central HP <5.4 tons | YORK | HRCU-A-CB (Split System: Heat Pump with Remote Outdoor Unit-Air-Source) | HH824E2S11 | ADP |  | CX363B*35+TXV | TL9E060B12UH11 | 23000 | 16.5 | 9 | 21400 | 17600 | 82.24% | 2 | 0 | 12 |  |  |  |  | R-454B | 1.9167 | Residential & Commercial | USHP | Ducted CEE Tier 1
211201015 | Central HP <5.4 tons | BRYANT HEATING AND COOLING SYSTEMS | HRCU-A-CB (Split System: Heat Pump with Remote Outdoor Unit-Air-Source) | 38MURAQ30AB3* |  |  | FV4CN(B,F)003L | 0 | 30400 | 15.2 | 8.1 | 34000 | 27400 | 80.59% | 1.78 | 0 | 9 |  |  |  |  | R-410A | 2.5333 | Residential & Commercial | USHP
212978555 | Central HP <5.4 tons | BRYANT HEATING AND COOLING SYSTEMS | HRCU-A-CB (Split System: Heat Pump with Remote Outdoor Unit-Air-Source) | 38MURAQ30AB3* |  |  | CAP**4321AL* | 8(0,1)*SB36070M17*** | 30600 | 15.2 | 8.1 | 33400 | 26400 | 79.04% | 1.86 | 0 | 9 |  |  |  |  | R-410A | 2.55 | Residential & Commercial | USHP
215430839 | Central HP <5.4 tons | LUXAIRE | HRCU-A-CB (Split System: Heat Pump with Remote Outdoor Unit-Air-Source) | HH824E2S11 | ADP |  | H,YG80(1,2)36+TXV | Z8ET080B12LMPS1 | 23000 | 19 | 9.5 | 21400 | 17500 | 81.78% | 2 | 0 | 11.7 |  |  |  |  | R-454B | 1.9167 | Residential & Commercial | USHP | Ducted CEE Tier 1
215889432 | Central HP <5.4 tons | YORK | HRCU-A-CB (Split System: Heat Pump with Remote Outdoor Unit-Air-Source) | HH824E2S11 | ADP |  | FE*G33*25+TXV | 0 | 24000 | 19 | 9.5 | 22400 | 16600 | 74.11% | 2.1 | 0 | 12 |  |  |  |  | R-454B | 2 | Residential & Commercial | USHP | Ducted CEE Tier 1
215870946 | Central HP <5.4 tons | YORK | HRCU-A-CB (Split System: Heat Pump with Remote Outdoor Unit-Air-Source) | HH836E2S11 | ADP |  | CV365**C+TXV | Y81E100B12SMPS1 | 32600 | 17 | 8.4 | 28800 | 24400 | 84.72% | 1.98 | 0 | 11.5 |  |  |  |  | R-454B | 2.7167 | Residential & Commercial | USHP | Ducted CEE Tier 1
210596946 | Central HP <5.4 tons | KEEPRITE | HRCU-A-CB (Split System: Heat Pump with Remote Outdoor Unit-Air-Source) | CVH825GKA2* |  |  | EHD4X48AAL+WALLCON | *80CSU0601716A* | 24200 | 16.5 | 8.1 | 21200 | 16600 | 78.3% | 2.02 | 0 | 11 |  |  |  |  | R-410A | 2.0167 | Residential & Commercial | USHP | Ducted CEE Tier 1
210596991 | Central HP <5.4 tons | KEEPRITE | HRCU-A-CB (Split System: Heat Pump with Remote Outdoor Unit-Air-Source) | CVH825GKA2* |  |  | EHD4X48AAL+WALLCON | *97CMN0602120A* | 24200 | 16 | 8.1 | 21400 | 16700 | 78.04% | 2 | 0 | 10.5 |  |  |  |  | R-410A | 2.0167 | Residential & Commercial | USHP | Ducted CEE Tier 1
216683412 | Central HP <5.4 tons | TEMPSTAR | HRCU-A-CB (Split System: Heat Pump with Remote Outdoor Unit-Air-Source) | DLCURAH24ABK |  |  | EHD4X36AAL | *97VTN1202422A* | 23800 | 16 | 8.5 | 25400 | 22400 | 88.19% | 1.75 | 0 | 10 |  |  |  |  | R-410A | 1.9833 | Residential & Commercial | USHP | Ducted CEE Tier 1
212982320 | Central HP <5.4 tons | KEEPRITE | HRCU-A-CB (Split System: Heat Pump with Remote Outdoor Unit-Air-Source) | DLCURAH24ABK |  |  | EA*4X37L21A* | *80MSU0401712A* | 24400 | 17 | 8.5 | 25200 | 21400 | 84.92% | 1.8 | 0 | 10 |  |  |  |  | R-410A | 2.0333 | Residential & Commercial | USHP | Ducted CEE Tier 1
214853965 | Central HP <5.4 tons | RHEEM | HRCU-A-CB (Split System: Heat Pump with Remote Outdoor Unit-Air-Source) | RD17AZ60AJ3N | ADP |  | H,RE51(1,2)60+TXV | R801V0755A21UHS | 54000 | 17 | 8.1 | 52000 | 49000 | 94.23% | 1.75 | 0 | 9.5 |  |  |  |  | R-410A | 4.5 | Residential & Commercial | USHP
214607223 | Central HP <5.4 tons | LENNOX | HRCU-A-CB (Split System: Heat Pump with Remote Outdoor Unit-Air-Source) | SL25XPV-036-230A** | ADP |  | LH35/36F9+LEFE3A* | 0 | 32800 | 20 | 9 | 34400 | 26200 | 76.16% | 1.9 | 0 | 13 |  |  |  |  | R-410A | 2.7333 | Residential & Commercial | USHP | Ducted CEE Tier 1
216019543 | Central HP <5.4 tons | YORK | HRCU-A-CB (Split System: Heat Pump with Remote Outdoor Unit-Air-Source) | HH824E2S11 | ADP |  | H,YG7J(1,2)36+TXV-BLEED | TM9Y080B12MP11 | 22400 | 17 | 9.25 | 21400 | 18200 | 85.05% | 1.96 | 0 | 11.5 |  |  |  |  | R-454B | 1.8667 | Residential & Commercial | USHP | Ducted CEE Tier 1
215870919 | Central HP <5.4 tons | YORK | HRCU-A-CB (Split System: Heat Pump with Remote Outdoor Unit-Air-Source) | HH824E2S11 | ADP |  | CH360B*C+TXV | Y81E060A12SMPS1 | 22200 | 17 | 8.65 | 20800 | 16900 | 81.25% | 1.94 | 0 | 11.5 |  |  |  |  | R-454B | 1.85 | Residential & Commercial | USHP | Ducted CEE Tier 1
215726649 | Central HP <5.4 tons | YORK | HRCU-A-CB (Split System: Heat Pump with Remote Outdoor Unit-Air-Source) | HH860E2S11 | ADP |  | H,YG86*60+TXV-BLEED | Y81E080C20SMPS1 | 53000 | 19 | 8.5 | 52000 | 38500 | 74.04% | 2 | 0 | 11 |  |  |  |  | R-454B | 4.4167 | Residential & Commercial | USHP | Ducted CEE Tier 1
215726656 | Central HP <5.4 tons | YORK | HRCU-A-CB (Split System: Heat Pump with Remote Outdoor Unit-Air-Source) | HH860E2S11 | ADP |  | H,YG48*60+TXV-BLEED | Y81E100C16SMPS1 | 44000 | 18 | 8.5 | 42000 | 32800 | 78.1% | 2 | 0 | 12 |  |  |  |  | R-454B | 3.6667 | Residential & Commercial | USHP | Ducted CEE Tier 1
214053761 | Central HP <5.4 tons | LENNOX | HRCU-A-CB (Split System: Heat Pump with Remote Outdoor Unit-Air-Source) | SL25XPV-048-230A** | ADP |  | HG50960 | SL297UH080NV48C* | 45500 | 20 | 9.3 | 42000 | 36000 | 85.71% | 1.88 | 0 | 12 |  |  |  |  | R-410A | 3.7917 | Residential & Commercial | USHP | Ducted CEE Tier 1
211206961 | Central HP <5.4 tons | LUXAIRE | HRCU-A-CB (Split System: Heat Pump with Remote Outdoor Unit-Air-Source) | HL20B4821 |  |  | XAMC48HE3N1+CC | TMLV120C20MP12 | 43500 | 19 | 9 | 44500 | 36200 | 81.35% | 2.14 | 0 | 12 |  |  |  |  | R-410A | 3.625 | Residential & Commercial | USHP | Ducted CEE Tier 1
216682994 | Central HP <5.4 tons | TEMPSTAR | HRCU-A-CB (Split System: Heat Pump with Remote Outdoor Unit-Air-Source) | DLCURAH24ABK |  |  | EHD4X24AAL | *97VTN1002122A* | 23400 | 16 | 9 | 26000 | 23800 | 91.54% | 1.86 | 0 | 10 |  |  |  |  | R-410A | 1.95 | Residential & Commercial | USHP | Ducted CEE Tier 1
215726665 | Central HP <5.4 tons | YORK | HRCU-A-CB (Split System: Heat Pump with Remote Outdoor Unit-Air-Source) | HH860E2S11 | ADP |  | H,YG50*48+TXV | Y81E100C16SMPS1 | 44000 | 18 | 8.5 | 42000 | 32800 | 78.1% | 2 | 0 | 12 |  |  |  |  | R-454B | 3.6667 | Residential & Commercial | USHP | Ducted CEE Tier 1
215726697 | Central HP <5.4 tons | YORK | HRCU-A-CB (Split System: Heat Pump with Remote Outdoor Unit-Air-Source) | HH860E2S11 | ADP |  | H,YG49*48+TXV-BLEED | Y81E120C16SMPS1 | 44000 | 18 | 8.5 | 42000 | 32600 | 77.62% | 2 | 0 | 12 |  |  |  |  | R-454B | 3.6667 | Residential & Commercial | USHP | Ducted CEE Tier 1
215726704 | Central HP <5.4 tons | YORK | HRCU-A-CB (Split System: Heat Pump with Remote Outdoor Unit-Air-Source) | HH860E2S11 | ADP |  | H,YG50*60+TXV | Y81E120C16SMPS1 | 44000 | 18 | 8.5 | 41500 | 32600 | 78.55% | 2 | 0 | 12 |  |  |  |  | R-454B | 3.6667 | Residential & Commercial | USHP | Ducted CEE Tier 1
215726731 | Central HP <5.4 tons | YORK | HRCU-A-CB (Split System: Heat Pump with Remote Outdoor Unit-Air-Source) | HH860E2S11 | ADP |  | H,YG49*60+TXV-BLEED | Y81E130D20SMPS1 | 54000 | 19 | 8.5 | 52500 | 39000 | 74.29% | 2 | 0 | 11.7 |  |  |  |  | R-454B | 4.5 | Residential & Commercial | USHP | Ducted CEE Tier 1
215726738 | Central HP <5.4 tons | YORK | HRCU-A-CB (Split System: Heat Pump with Remote Outdoor Unit-Air-Source) | HH860E2S11 | ADP |  | H,YG86*60+TXV-BLEED | Y81E130D20SMPS1 | 54000 | 19 | 8.5 | 52500 | 39000 | 74.29% | 2 | 0 | 11.7 |  |  |  |  | R-454B | 4.5 | Residential & Commercial | USHP | Ducted CEE Tier 1
215731370 | Central HP <5.4 tons | YORK | HRCU-A-CB (Split System: Heat Pump with Remote Outdoor Unit-Air-Source) | HH860E2S11 | ADP |  | H,YG88*48+TXV | TM8V080C16MP12 | 43500 | 18 | 8.5 | 42000 | 32800 | 78.1% | 2 | 0 | 11.7 |  |  |  |  | R-454B | 3.625 | Residential & Commercial | USHP | Ducted CEE Tier 1
215731434 | Central HP <5.4 tons | YORK | HRCU-A-CB (Split System: Heat Pump with Remote Outdoor Unit-Air-Source) | HH860E2S11 | ADP |  | H,YG72*60+TXV-BLEED | TM8V100C20MP12 | 44000 | 18 | 8.5 | 42500 | 33200 | 78.12% | 2 | 0 | 11.7 |  |  |  |  | R-454B | 3.6667 | Residential & Commercial | USHP | Ducted CEE Tier 1
215731436 | Central HP <5.4 tons | YORK | HRCU-A-CB (Split System: Heat Pump with Remote Outdoor Unit-Air-Source) | HH860E2S11 | ADP |  | H,YG72*48+TXV | TM8V100C20MP12 | 44000 | 18 | 8.5 | 42500 | 33200 | 78.12% | 2 | 0 | 11.7 |  |  |  |  | R-454B | 3.6667 | Residential & Commercial | USHP | Ducted CEE Tier 1
215731459 | Central HP <5.4 tons | YORK | HRCU-A-CB (Split System: Heat Pump with Remote Outdoor Unit-Air-Source) | HH860E2S11 | ADP |  | H,YG37*60+TXV-BLEED | TM8V120C20MP12 | 52000 | 18 | 8.35 | 52000 | 38500 | 74.04% | 1.98 | 0 | 10.5 |  |  |  |  | R-454B | 4.3333 | Residential & Commercial | USHP | Ducted CEE Tier 1
215731504 | Central HP <5.4 tons | YORK | HRCU-A-CB (Split System: Heat Pump with Remote Outdoor Unit-Air-Source) | HH860E2S11 | ADP |  | H,YG72*60+TXV-BLEED | TM9Y080C16MP11 | 44000 | 17 | 8.5 | 42500 | 33400 | 78.59% | 2 | 0 | 11 |  |  |  |  | R-454B | 3.6667 | Residential & Commercial | USHP | Ducted CEE Tier 1
215870947 | Central HP <5.4 tons | YORK | HRCU-A-CB (Split System: Heat Pump with Remote Outdoor Unit-Air-Source) | HH836E2S11 | ADP |  | CV361**C+TXV | YP9C060B12MP13 | 31800 | 16 | 8.2 | 28800 | 24800 | 86.11% | 1.94 | 0 | 10.5 |  |  |  |  | R-454B | 2.65 | Residential & Commercial | USHP | Ducted CEE Tier 1
214719844 | Central HP <5.4 tons | LUXAIRE | HRCU-A-CB (Split System: Heat Pump with Remote Outdoor Unit-Air-Source) | HH836E2S11 |  |  | CTU48C5XFS1+TXV | TMLE120C16MP11 | 33600 | 19 | 9 | 31400 | 25400 | 80.89% | 2 | 0 | 11 |  |  |  |  | R-454B | 2.8 | Residential & Commercial | USHP | Ducted CEE Tier 1
214853966 | Central HP <5.4 tons | RHEEM | HRCU-A-CB (Split System: Heat Pump with Remote Outdoor Unit-Air-Source) | RD17AZ60AJ3N | ADP |  | H,RE51(1,2)60+TXV | R801V1005A21DZ | 54000 | 17 | 8.1 | 51500 | 48500 | 94.17% | 1.75 | 0 | 9.5 |  |  |  |  | R-410A | 4.5 | Residential & Commercial | USHP
214853971 | Central HP <5.4 tons | RHEEM | HRCU-A-CB (Split System: Heat Pump with Remote Outdoor Unit-Air-Source) | RD17AZ60AJ3N | ADP |  | H,RE51(1,2)60+TXV | R802V1005A21UHS | 54000 | 17 | 8.1 | 51500 | 48500 | 94.17% | 1.75 | 0 | 9.5 |  |  |  |  | R-410A | 4.5 | Residential & Commercial | USHP
211392710 | Central HP <5.4 tons | LUXAIRE | HRCU-A-CB (Split System: Heat Pump with Remote Outdoor Unit-Air-Source) | HMH72B341 |  |  | XAUB30CXXN1+TXV | TM8E060A12MP11 | 32800 | 17.5 | 8.1 | 33400 | 23400 | 70.06% | 2.02 | 0 | 9.5 |  |  |  |  | R-410A | 2.7333 | Residential & Commercial | USHP
211393139 | Central HP <5.4 tons | LUXAIRE | HRCU-A-CB (Split System: Heat Pump with Remote Outdoor Unit-Air-Source) | HMH72B341 |  |  | XAHC36DXXN1+TXV | TL9E060B12UH11 | 32800 | 17.5 | 8.1 | 32400 | 22800 | 70.37% | 1.98 | 0 | 9.5 |  |  |  |  | R-410A | 2.7333 | Residential & Commercial | USHP
211393750 | Central HP <5.4 tons | LUXAIRE | HRCU-A-CB (Split System: Heat Pump with Remote Outdoor Unit-Air-Source) | HMH72B341 |  |  | XAFA30DXXN1+TXV | TM8E040A12MP11 | 33800 | 18 | 8.1 | 33600 | 23600 | 70.24% | 2.04 | 0 | 10 |  |  |  |  | R-410A | 2.8167 | Residential & Commercial | USHP | Ducted CEE Tier 1
211392678 | Central HP <5.4 tons | LUXAIRE | HRCU-A-CB (Split System: Heat Pump with Remote Outdoor Unit-Air-Source) | HMH72B341 |  |  | XAUB36DXXN1+TXV | TMLE060A12MP11 | 34000 | 18 | 8.1 | 33800 | 23800 | 70.41% | 2.06 | 0 | 10 |  |  |  |  | R-410A | 2.8333 | Residential & Commercial | USHP | Ducted CEE Tier 1
213353742 | Central HP <5.4 tons | DAY & NIGHT | HRCU-A-CB (Split System: Heat Pump with Remote Outdoor Unit-Air-Source) | DLCURAH18ABK |  |  | F5MA4*24L*B* | 0 | 18100 | 16 | 8.5 | 18600 | 18600 | 100% | 2.24 | 0 | 10.5 |  |  |  |  | R-410A | 1.5083 | Residential & Commercial | USHP | Ducted CEE Tier 1
214810416 | Central HP <5.4 tons | RHEEM | HRCU-A-CB (Split System: Heat Pump with Remote Outdoor Unit-Air-Source) | RD17AZ60AJ3N | ADP |  | H,RE84960 | R97MV0855A21DHS | 53000 | 17 | 8.1 | 52000 | 49000 | 94.23% | 1.75 | 0 | 9.5 |  |  |  |  | R-410A | 4.4167 | Residential & Commercial | USHP
214810415 | Central HP <5.4 tons | RHEEM | HRCU-A-CB (Split System: Heat Pump with Remote Outdoor Unit-Air-Source) | RD17AZ60AJ3N | ADP |  | H,RE84960 | R962V1155A24M4S | 53500 | 17 | 8.1 | 52000 | 48500 | 93.27% | 1.75 | 0 | 9.5 |  |  |  |  | R-410A | 4.4583 | Residential & Commercial | USHP
212520156 | Central HP <5.4 tons | CARRIER | HRCU-A-CB (Split System: Heat Pump with Remote Outdoor Unit-Air-Source) | 38MURAQ18AB3* | ADP |  | H,PG24936 | 58S(B,C)*A070E14**12 | 17500 | 16 | 8.5 | 16800 | 18400 | 109.5% | 2.26 | 0 | 11 |  |  |  |  | R-410A | 1.4583 | Residential & Commercial | USHP | Ducted CEE Tier 1
215731511 | Central HP <5.4 tons | YORK | HRCU-A-CB (Split System: Heat Pump with Remote Outdoor Unit-Air-Source) | HH860E2S11 | ADP |  | H,YG54*48+TXV-BLEED | TM9Y080C16MP11 | 44000 | 17 | 8.5 | 42500 | 33400 | 78.59% | 2 | 0 | 11 |  |  |  |  | R-454B | 3.6667 | Residential & Commercial | USHP | Ducted CEE Tier 1
215731520 | Central HP <5.4 tons | YORK | HRCU-A-CB (Split System: Heat Pump with Remote Outdoor Unit-Air-Source) | HH860E2S11 | ADP |  | H,YG53*48+TXV | TM9Y080C16MP11 | 44000 | 17 | 8.5 | 42500 | 33400 | 78.59% | 2 | 0 | 11 |  |  |  |  | R-454B | 3.6667 | Residential & Commercial | USHP | Ducted CEE Tier 1
215731527 | Central HP <5.4 tons | YORK | HRCU-A-CB (Split System: Heat Pump with Remote Outdoor Unit-Air-Source) | HH860E2S11 | ADP |  | H,YG74*48+TXV | TM9Y080C16MP11 | 44000 | 17 | 8.5 | 42500 | 33400 | 78.59% | 2 | 0 | 11 |  |  |  |  | R-454B | 3.6667 | Residential & Commercial | USHP | Ducted CEE Tier 1
215731529 | Central HP <5.4 tons | YORK | HRCU-A-CB (Split System: Heat Pump with Remote Outdoor Unit-Air-Source) | HH860E2S11 | ADP |  | H,YG52*48+TXV-BLEED | TM9Y080C16MP11 | 44000 | 17 | 8.5 | 42500 | 33400 | 78.59% | 2 | 0 | 11 |  |  |  |  | R-454B | 3.6667 | Residential & Commercial | USHP | Ducted CEE Tier 1
215731534 | Central HP <5.4 tons | YORK | HRCU-A-CB (Split System: Heat Pump with Remote Outdoor Unit-Air-Source) | HH860E2S11 | ADP |  | H,YG88*48+TXV | TM9Y080C16MP11 | 44000 | 17 | 8.5 | 42500 | 33400 | 78.59% | 2 | 0 | 11 |  |  |  |  | R-454B | 3.6667 | Residential & Commercial | USHP | Ducted CEE Tier 1
215731543 | Central HP <5.4 tons | YORK | HRCU-A-CB (Split System: Heat Pump with Remote Outdoor Unit-Air-Source) | HH860E2S11 | ADP |  | H,YG3K*48+TXV | TM9Y100C16MP11 | 44000 | 16 | 8.5 | 42500 | 33400 | 78.59% | 2 | 0 | 11 |  |  |  |  | R-454B | 3.6667 | Residential & Commercial | USHP | Ducted CEE Tier 1
215731554 | Central HP <5.4 tons | YORK | HRCU-A-CB (Split System: Heat Pump with Remote Outdoor Unit-Air-Source) | HH860E2S11 | ADP |  | H,YG53*48+TXV | TM9Y100C16MP11 | 44000 | 17 | 8.5 | 42500 | 33400 | 78.59% | 2 | 0 | 11 |  |  |  |  | R-454B | 3.6667 | Residential & Commercial | USHP | Ducted CEE Tier 1
215731586 | Central HP <5.4 tons | YORK | HRCU-A-CB (Split System: Heat Pump with Remote Outdoor Unit-Air-Source) | HH860E2S11 | ADP |  | H,YG37*60+TXV | TM9Y120D20MP11 | 52000 | 18 | 8.35 | 52500 | 39000 | 74.29% | 1.98 | 0 | 10.5 |  |  |  |  | R-454B | 4.3333 | Residential & Commercial | USHP | Ducted CEE Tier 1
215430650 | Central HP <5.4 tons | LUXAIRE | HRCU-A-CB (Split System: Heat Pump with Remote Outdoor Unit-Air-Source) | HH860E2S11 | ADP |  | H,YG48(1,2)60+TXV | TM9E080C20MP12 | 53500 | 18 | 8.5 | 53000 | 39500 | 74.53% | 2 | 0 | 11 |  |  |  |  | R-454B | 4.4583 | Residential & Commercial | USHP | Ducted CEE Tier 1
211228643 | Central HP <5.4 tons | KEEPRITE | HRCU-A-CB (Split System: Heat Pump with Remote Outdoor Unit-Air-Source) | DLCURAH36ABK |  |  | EA*4X43L21A* | *96VTN0802120A* | 37000 | 15.5 | 8.5 | 38500 | 35000 | 90.91% | 2.1 | 0 | 10 |  |  |  |  | R-410A | 3.0833 | Residential & Commercial | USHP | Ducted CEE Tier 1
211229445 | Central HP <5.4 tons | KEEPRITE | HRCU-A-CB (Split System: Heat Pump with Remote Outdoor Unit-Air-Source) | DLCURAH36ABK |  |  | EA*4X48L24A* | *92ESN0802120A* | 35800 | 16.5 | 8.5 | 37800 | 34600 | 91.53% | 2.04 | 0 | 10 |  |  |  |  | R-410A | 2.9833 | Residential & Commercial | USHP | Ducted CEE Tier 1
211229529 | Central HP <5.4 tons | KEEPRITE | HRCU-A-CB (Split System: Heat Pump with Remote Outdoor Unit-Air-Source) | DLCURAH36ABK |  |  | EA*4X48L24A* | *95ESN1402422A* | 37400 | 15.2 | 8.5 | 39500 | 35000 | 88.61% | 2.12 | 0 | 10 |  |  |  |  | R-410A | 3.1167 | Residential & Commercial | USHP | Ducted CEE Tier 1
211229645 | Central HP <5.4 tons | KEEPRITE | HRCU-A-CB (Split System: Heat Pump with Remote Outdoor Unit-Air-Source) | DLCURAH36ABK |  |  | EA*4X48L24A* | OLV154F20A | 37400 | 15.2 | 8.5 | 39000 | 35000 | 89.74% | 2.14 | 0 | 10 |  |  |  |  | R-410A | 3.1167 | Residential & Commercial | USHP | Ducted CEE Tier 1
211227923 | Central HP <5.4 tons | KEEPRITE | HRCU-A-CB (Split System: Heat Pump with Remote Outdoor Unit-Air-Source) | DLCURAH36ABK |  |  | EA*4X42L24A* | *80VTL0902120A* | 35000 | 16 | 8.1 | 38500 | 35000 | 90.91% | 1.86 | 0 | 9.5 |  |  |  |  | R-410A | 2.9167 | Residential & Commercial | USHP
211388628 | Central HP <5.4 tons | LUXAIRE | HRCU-A-CB (Split System: Heat Pump with Remote Outdoor Unit-Air-Source) | HMH72B341 |  |  | XAFC36DBCN1 | TM9E100C16MP12 | 34000 | 18 | 8.1 | 33600 | 23800 | 70.83% | 2.08 | 0 | 10 |  |  |  |  | R-410A | 2.8333 | Residential & Commercial | USHP | Ducted CEE Tier 1
211388762 | Central HP <5.4 tons | LUXAIRE | HRCU-A-CB (Split System: Heat Pump with Remote Outdoor Unit-Air-Source) | HMH72B341 |  |  | XAHC36DBCN1 | TM9E080B12MP12 | 33400 | 17 | 8.1 | 33200 | 23400 | 70.48% | 2.02 | 0 | 9.5 |  |  |  |  | R-410A | 2.7833 | Residential & Commercial | USHP
211390186 | Central HP <5.4 tons | LUXAIRE | HRCU-A-CB (Split System: Heat Pump with Remote Outdoor Unit-Air-Source) | HMH72B341 |  |  | XAFC36DXXN1+TXV | TMLV100C16MP12 | 34000 | 17.5 | 8.5 | 33800 | 23800 | 70.41% | 2.08 | 0 | 10 |  |  |  |  | R-410A | 2.8333 | Residential & Commercial | USHP | Ducted CEE Tier 1
216751876 | Central HP <5.4 tons | YORK | HRCU-A-CB (Split System: Heat Pump with Remote Outdoor Unit-Air-Source) | HH860E2S11 | ADP |  | H,YG53*48+TXV-BLEED | Y91E100C16SMPS1 | 45500 | 18 | 9 | 44000 | 33400 | 75.91% | 2 | 0 | 11.7 |  |  |  |  | R-454B | 3.7917 | Residential & Commercial | USHP | Ducted CEE Tier 1
216751879 | Central HP <5.4 tons | YORK | HRCU-A-CB (Split System: Heat Pump with Remote Outdoor Unit-Air-Source) | HH860E2S11 | ADP |  | H,YG50*48+TXV-BLEED | Y91E100C16SMPS1 | 45500 | 18 | 9 | 44000 | 33400 | 75.91% | 2 | 0 | 11.7 |  |  |  |  | R-454B | 3.7917 | Residential & Commercial | USHP | Ducted CEE Tier 1
212520197 | Central HP <5.4 tons | CARRIER | HRCU-A-CB (Split System: Heat Pump with Remote Outdoor Unit-Air-Source) | 38MURAQ18AB3* | ADP |  | H,PG32936 | 58TP*A090V17**16 | 17400 | 16 | 8.5 | 16900 | 18700 | 110.7% | 2.3 | 0 | 10 |  |  |  |  | R-410A | 1.45 | Residential & Commercial | USHP | Ducted CEE Tier 1
215731616 | Central HP <5.4 tons | YORK | HRCU-A-CB (Split System: Heat Pump with Remote Outdoor Unit-Air-Source) | HH860E2S11 | ADP |  | H,YG55*60+TXV-BLEED | Y81E080C16SMPS1 | 44500 | 18 | 8.5 | 42500 | 33000 | 77.65% | 2 | 0 | 12 |  |  |  |  | R-454B | 3.7083 | Residential & Commercial | USHP | Ducted CEE Tier 1
215731631 | Central HP <5.4 tons | YORK | HRCU-A-CB (Split System: Heat Pump with Remote Outdoor Unit-Air-Source) | HH860E2S11 | ADP |  | H,YG86*48+TXV-BLEED | Y81E080C16SMPS1 | 44500 | 18 | 8.5 | 42500 | 33000 | 77.65% | 2 | 0 | 12 |  |  |  |  | R-454B | 3.7083 | Residential & Commercial | USHP | Ducted CEE Tier 1
215731699 | Central HP <5.4 tons | YORK | HRCU-A-CB (Split System: Heat Pump with Remote Outdoor Unit-Air-Source) | HH860E2S11 | ADP |  | H,YG51*60+TXV-BLEED | Y81E100C20SMPS1 | 53000 | 19 | 8.5 | 51500 | 38000 | 73.79% | 2 | 0 | 11.7 |  |  |  |  | R-454B | 4.4167 | Residential & Commercial | USHP | Ducted CEE Tier 1
215731715 | Central HP <5.4 tons | YORK | HRCU-A-CB (Split System: Heat Pump with Remote Outdoor Unit-Air-Source) | HH860E2S11 | ADP |  | H,YG54*48+TXV | Y81E120C16SMPS1 | 44000 | 18 | 8.5 | 41500 | 32600 | 78.55% | 2 | 0 | 12 |  |  |  |  | R-454B | 3.6667 | Residential & Commercial | USHP | Ducted CEE Tier 1
214606556 | Central HP <5.4 tons | LUXAIRE | HRCU-A-C (Split System: Heat Pump with Remote Outdoor Unit with No Indoor Fan --Air Source) | HH860E2S11 |  |  | CTF60C5CGS1 | 0 | 44500 | 15.2 | 8.5 | 46000 | 34200 | 74.35% | 2 | 0 | 11 |  |  |  |  | R-454B | 3.7083 | Residential & Commercial | USHP | Ducted CEE Tier 1
215726478 | Central HP <5.4 tons | YORK | HRCU-A-CB (Split System: Heat Pump with Remote Outdoor Unit-Air-Source) | HH860E2S11 | ADP |  | H,YG37*48+TXV-BLEED | TM8V100C16MP12 | 43500 | 17 | 8.5 | 42000 | 32800 | 78.1% | 2 | 0 | 11.7 |  |  |  |  | R-454B | 3.625 | Residential & Commercial | USHP | Ducted CEE Tier 1
215726527 | Central HP <5.4 tons | YORK | HRCU-A-CB (Split System: Heat Pump with Remote Outdoor Unit-Air-Source) | HH860E2S11 | ADP |  | H,YG86*60+TXV-BLEED | TM8V120C20MP12 | 53000 | 19 | 8.5 | 52000 | 38500 | 74.04% | 2 | 0 | 11 |  |  |  |  | R-454B | 4.4167 | Residential & Commercial | USHP | Ducted CEE Tier 1
215726544 | Central HP <5.4 tons | YORK | HRCU-A-CB (Split System: Heat Pump with Remote Outdoor Unit-Air-Source) | HH860E2S11 | ADP |  | H,YG88*60+TXV | TM9V120D20MP12 | 53000 | 19 | 8.5 | 52500 | 39000 | 74.29% | 2 | 0 | 11 |  |  |  |  | R-454B | 4.4167 | Residential & Commercial | USHP | Ducted CEE Tier 1
215726608 | Central HP <5.4 tons | YORK | HRCU-A-CB (Split System: Heat Pump with Remote Outdoor Unit-Air-Source) | HH860E2S11 | ADP |  | H,YG52*60+TXV-BLEED | TM9Y120D20MP11 | 53000 | 19 | 8.5 | 52500 | 39000 | 74.29% | 2 | 0 | 11 |  |  |  |  | R-454B | 4.4167 | Residential & Commercial | USHP | Ducted CEE Tier 1
215726610 | Central HP <5.4 tons | YORK | HRCU-A-CB (Split System: Heat Pump with Remote Outdoor Unit-Air-Source) | HH860E2S11 | ADP |  | H,YG84*60+TXV | TM9Y120D20MP11 | 53000 | 19 | 8.5 | 52500 | 39000 | 74.29% | 2 | 0 | 11 |  |  |  |  | R-454B | 4.4167 | Residential & Commercial | USHP | Ducted CEE Tier 1
215870924 | Central HP <5.4 tons | YORK | HRCU-A-CB (Split System: Heat Pump with Remote Outdoor Unit-Air-Source) | HH824E2S11 | ADP |  | CH240A*C+TXV | Y91E060A10SMPS1 | 22400 | 17 | 8.2 | 21200 | 17200 | 81.13% | 1.94 | 0 | 11.5 |  |  |  |  | R-454B | 1.8667 | Residential & Commercial | USHP | Ducted CEE Tier 1
215430663 | Central HP <5.4 tons | LUXAIRE | HRCU-A-CB (Split System: Heat Pump with Remote Outdoor Unit-Air-Source) | HH860E2S11 | ADP |  | H,YG48(1,2)60+TXV | TM9V120D20MP12 | 44000 | 18 | 8.5 | 42000 | 33000 | 78.57% | 2 | 0 | 11.7 |  |  |  |  | R-454B | 3.6667 | Residential & Commercial | USHP | Ducted CEE Tier 1
215889437 | Central HP <5.4 tons | YORK | HRCU-A-CB (Split System: Heat Pump with Remote Outdoor Unit-Air-Source) | HH860E2S11 | ADP |  | FE*TT4*60+TXV | 0 | 46000 | 19 | 9 | 44000 | 33600 | 76.36% | 2.1 | 0 | 12 |  |  |  |  | R-454B | 3.8333 | Residential & Commercial | USHP | Ducted CEE Tier 1
214849351 | Central HP <5.4 tons | RHEEM | HRCU-A-CB (Split System: Heat Pump with Remote Outdoor Unit-Air-Source) | RD17AZ24AJ3N | ADP |  | H,RE7J(1,2)36+TXV | R802V0503A14UHS | 21600 | 16 | 9.5 | 21000 | 16500 | 78.57% | 2 | 0 | 10.5 |  |  |  |  | R-410A | 1.8 | Residential & Commercial | USHP | Ducted CEE Tier 1
211239891 | Central HP <5.4 tons | CARRIER | HRCU-A-CB (Split System: Heat Pump with Remote Outdoor Unit-Air-Source) | 38MURAQ24AB3* |  |  | CAP**3621AL* | 59SC2D080E21**20 | 25000 | 17 | 8.5 | 26600 | 21800 | 81.95% | 1.82 | 0 | 10.5 |  |  |  |  | R-410A | 2.0833 | Residential & Commercial | USHP | Ducted CEE Tier 1
211239895 | Central HP <5.4 tons | CARRIER | HRCU-A-CB (Split System: Heat Pump with Remote Outdoor Unit-Air-Source) | 38MURAQ24AB3* |  |  | CAP**3621AL* | 59SC2D040E17**12 | 23800 | 16 | 8.5 | 26000 | 23000 | 88.46% | 1.88 | 0 | 10 |  |  |  |  | R-410A | 1.9833 | Residential & Commercial | USHP | Ducted CEE Tier 1
211239900 | Central HP <5.4 tons | CARRIER | HRCU-A-CB (Split System: Heat Pump with Remote Outdoor Unit-Air-Source) | 38MURAQ24AB3* |  |  | CAP**3621AL* | OVMAAB042112 | 24200 | 16.5 | 8.5 | 26200 | 22600 | 86.26% | 1.86 | 0 | 10 |  |  |  |  | R-410A | 2.0167 | Residential & Commercial | USHP | Ducted CEE Tier 1
211239918 | Central HP <5.4 tons | CARRIER | HRCU-A-CB (Split System: Heat Pump with Remote Outdoor Unit-Air-Source) | 38MURAQ24AB3* |  |  | CAP**3717AL* | 58TP*A070V14**12 | 24800 | 17 | 8.5 | 25800 | 21400 | 82.95% | 1.78 | 0 | 10.5 |  |  |  |  | R-410A | 2.0667 | Residential & Commercial | USHP | Ducted CEE Tier 1
211239936 | Central HP <5.4 tons | CARRIER | HRCU-A-CB (Split System: Heat Pump with Remote Outdoor Unit-Air-Source) | 38MURAQ24AB3* |  |  | CAP**3717AL* | 59SC2D080E17**16 | 24800 | 17 | 8.5 | 25600 | 21400 | 83.59% | 1.8 | 0 | 10.5 |  |  |  |  | R-410A | 2.0667 | Residential & Commercial | USHP | Ducted CEE Tier 1
211240034 | Central HP <5.4 tons | CARRIER | HRCU-A-CB (Split System: Heat Pump with Remote Outdoor Unit-Air-Source) | 38MURAQ24AB3* |  |  | CNPV*2417AL* | 59SC5B060E14**12 | 24000 | 15.2 | 8.5 | 27200 | 23000 | 84.56% | 1.88 | 0 | 10 |  |  |  |  | R-410A | 2 | Residential & Commercial | USHP | Ducted CEE Tier 1
215731620 | Central HP <5.4 tons | YORK | HRCU-A-CB (Split System: Heat Pump with Remote Outdoor Unit-Air-Source) | HH860E2S11 | ADP |  | H,YG53*48+TXV | Y81E080C16SMPS1 | 44500 | 18 | 8.5 | 42500 | 33000 | 77.65% | 2 | 0 | 12 |  |  |  |  | R-454B | 3.7083 | Residential & Commercial | USHP | Ducted CEE Tier 1
215731627 | Central HP <5.4 tons | YORK | HRCU-A-CB (Split System: Heat Pump with Remote Outdoor Unit-Air-Source) | HH860E2S11 | ADP |  | H,YG74*48+TXV | Y81E080C16SMPS1 | 44500 | 18 | 8.5 | 42500 | 33000 | 77.65% | 2 | 0 | 12 |  |  |  |  | R-454B | 3.7083 | Residential & Commercial | USHP | Ducted CEE Tier 1
215731634 | Central HP <5.4 tons | YORK | HRCU-A-CB (Split System: Heat Pump with Remote Outdoor Unit-Air-Source) | HH860E2S11 | ADP |  | H,YG88*48+TXV | Y81E080C16SMPS1 | 44500 | 18 | 8.5 | 42500 | 33000 | 77.65% | 2 | 0 | 12 |  |  |  |  | R-454B | 3.7083 | Residential & Commercial | USHP | Ducted CEE Tier 1
215731643 | Central HP <5.4 tons | YORK | HRCU-A-CB (Split System: Heat Pump with Remote Outdoor Unit-Air-Source) | HH860E2S11 | ADP |  | H,YG54*60+TXV-BLEED | Y81E080C20SMPS1 | 53000 | 19 | 8.5 | 52000 | 38500 | 74.04% | 2 | 0 | 11 |  |  |  |  | R-454B | 4.4167 | Residential & Commercial | USHP | Ducted CEE Tier 1
215731645 | Central HP <5.4 tons | YORK | HRCU-A-CB (Split System: Heat Pump with Remote Outdoor Unit-Air-Source) | HH860E2S11 | ADP |  | H,YG55*60+TXV-BLEED | Y81E080C20SMPS1 | 53000 | 19 | 8.5 | 52000 | 38500 | 74.04% | 2 | 0 | 11 |  |  |  |  | R-454B | 4.4167 | Residential & Commercial | USHP | Ducted CEE Tier 1
215731670 | Central HP <5.4 tons | YORK | HRCU-A-CB (Split System: Heat Pump with Remote Outdoor Unit-Air-Source) | HH860E2S11 | ADP |  | H,YG53*48+TXV | Y81E100C16SMPS1 | 44000 | 18 | 8.5 | 42000 | 32800 | 78.1% | 2 | 0 | 12 |  |  |  |  | R-454B | 3.6667 | Residential & Commercial | USHP | Ducted CEE Tier 1
215731688 | Central HP <5.4 tons | YORK | HRCU-A-CB (Split System: Heat Pump with Remote Outdoor Unit-Air-Source) | HH860E2S11 | ADP |  | H,YG72*60+TXV-BLEED | Y81E100C20SMPS1 | 44500 | 18 | 8.5 | 42500 | 33000 | 77.65% | 2 | 0 | 12 |  |  |  |  | R-454B | 3.7083 | Residential & Commercial | USHP | Ducted CEE Tier 1
215731704 | Central HP <5.4 tons | YORK | HRCU-A-CB (Split System: Heat Pump with Remote Outdoor Unit-Air-Source) | HH860E2S11 | ADP |  | H,YG37*60+TXV | Y81E120C16SMPS1 | 44000 | 17 | 8.5 | 42000 | 32600 | 77.62% | 2 | 0 | 12 |  |  |  |  | R-454B | 3.6667 | Residential & Commercial | USHP | Ducted CEE Tier 1
215870965 | Central HP <5.4 tons | YORK | HRCU-A-CB (Split System: Heat Pump with Remote Outdoor Unit-Air-Source) | HH860E2S11 | ADP |  | CV601**C+TXV | Y91E080C20SMPS1 | 44500 | 17 | 8.5 | 44500 | 33000 | 74.16% | 2 | 0 | 12 |  |  |  |  | R-454B | 3.7083 | Residential & Commercial | USHP | Ducted CEE Tier 1
214720195 | Central HP <5.4 tons | LUXAIRE | HRCU-A-CB (Split System: Heat Pump with Remote Outdoor Unit-Air-Source) | HH860E2S11 |  |  | CTU60C5XGS1+TXV | TM9V100C20MP12 | 44000 | 18 | 9 | 45000 | 33800 | 75.11% | 2 | 0 | 11 |  |  |  |  | R-454B | 3.6667 | Residential & Commercial | USHP | Ducted CEE Tier 1
210720649 | Central HP <5.4 tons | CARRIER | HRCU-A-CB (Split System: Heat Pump with Remote Outdoor Unit-Air-Source) | 25VNA436A*031* |  |  | CAP**6121AL*+UI | 58CU*A060C17**16 | 34400 | 20 | 9 | 34600 | 25200 | 72.83% | 2 | 0 | 12 |  |  |  |  | R-410A | 2.8667 | Residential & Commercial | USHP | Ducted CEE Tier 1
215679666 | Central HP <5.4 tons | AIRQUEST | HRCU-A-CB (Split System: Heat Pump with Remote Outdoor Unit-Air-Source) | H5H0V36*K*AAA* |  |  | EA*5X61M24A*+WALLCON | *96CTN0802120B* | 34800 | 18 | 9 | 34400 | 24800 | 72.09% | 1.92 | 0 | 10.5 |  |  |  |  | R-454B | 2.9 | Residential & Commercial | USHP | Ducted CEE Tier 1
215679816 | Central HP <5.4 tons | AIRQUEST | HRCU-A-CB (Split System: Heat Pump with Remote Outdoor Unit-Air-Source) | H5H0V36*K*AAA* |  |  | ESH5X42M12A*+WALLCON | *97CTN0601716A* | 33600 | 16 | 8.5 | 35800 | 25600 | 71.51% | 1.76 | 0 | 9 |  |  |  |  | R-454B | 2.8 | Residential & Commercial | USHP
211390518 | Central HP <5.4 tons | LUXAIRE | HRCU-A-CB (Split System: Heat Pump with Remote Outdoor Unit-Air-Source) | HMH72B341 |  |  | XAHB36DXXN1+TXV | TPLC080B12MP13 | 32800 | 16.5 | 8.1 | 33000 | 23400 | 70.91% | 1.98 | 0 | 9.5 |  |  |  |  | R-410A | 2.7333 | Residential & Commercial | USHP
211228290 | Central HP <5.4 tons | KEEPRITE | HRCU-A-CB (Split System: Heat Pump with Remote Outdoor Unit-Air-Source) | DLCURAH36ABK |  |  | EA*4X43L21A* | *80ES(N,L)1102120A* | 37000 | 16 | 8.5 | 38500 | 34800 | 90.39% | 2.12 | 0 | 10 |  |  |  |  | R-410A | 3.0833 | Residential & Commercial | USHP | Ducted CEE Tier 1
211230347 | Central HP <5.4 tons | KEEPRITE | HRCU-A-CB (Split System: Heat Pump with Remote Outdoor Unit-Air-Source) | DLCURAH36ABK |  |  | EN(A,D,W)4X48L21** | *96VTN1002122A* | 36000 | 16.5 | 8.1 | 38500 | 34800 | 90.39% | 2.02 | 0 | 10.5 |  |  |  |  | R-410A | 3 | Residential & Commercial | USHP | Ducted CEE Tier 1
211246004 | Central HP <5.4 tons | CARRIER | HRCU-A-CB (Split System: Heat Pump with Remote Outdoor Unit-Air-Source) | 38MURAQ24AB3* |  |  | CAP**3621AL* | GG96VTAA60100C | 23800 | 17 | 8.5 | 25800 | 23200 | 89.92% | 1.92 | 0 | 10 |  |  |  |  | R-410A | 1.9833 | Residential & Commercial | USHP | Ducted CEE Tier 1
211246007 | Central HP <5.4 tons | CARRIER | HRCU-A-CB (Split System: Heat Pump with Remote Outdoor Unit-Air-Source) | 38MURAQ24AB3* |  |  | CAP**3717AL* | GG96VTAA48080B | 24600 | 16.5 | 8.5 | 25600 | 21400 | 83.59% | 1.8 | 0 | 10 |  |  |  |  | R-410A | 2.05 | Residential & Commercial | USHP | Ducted CEE Tier 1
215679506 | Central HP <5.4 tons | AIRQUEST | HRCU-A-CB (Split System: Heat Pump with Remote Outdoor Unit-Air-Source) | H5H0V36*K*AAA* |  |  | EA*5X48M21A*+WALLCON | *80CSU0601716B* | 33800 | 18 | 9 | 35000 | 25000 | 71.43% | 1.9 | 0 | 9.5 |  |  |  |  | R-454B | 2.8167 | Residential & Commercial | USHP
215679706 | Central HP <5.4 tons | AIRQUEST | HRCU-A-CB (Split System: Heat Pump with Remote Outdoor Unit-Air-Source) | H5H0V36*K*AAA* |  |  | ESH5X36M12A*+WALLCON | *96CTN0802120B* | 33600 | 16 | 8.5 | 35800 | 25400 | 70.95% | 1.76 | 0 | 9.5 |  |  |  |  | R-454B | 2.8 | Residential & Commercial | USHP
215222808 | Central HP <5.4 tons | RHEEM | HRCU-A-CB (Split System: Heat Pump with Remote Outdoor Unit-Air-Source) | RD17AZ60AJ3N |  |  | RCFZ6021STAAM | R951T1005A21M4 | 54500 | 17 | 8.1 | 46500 | 34000 | 73.12% | 2.1 | 0 | 10 |  |  |  |  | R-410A | 4.5417 | Residential & Commercial | USHP | Ducted CEE Tier 1
215731717 | Central HP <5.4 tons | YORK | HRCU-A-CB (Split System: Heat Pump with Remote Outdoor Unit-Air-Source) | HH860E2S11 | ADP |  | H,YG55*48+TXV-BLEED | Y81E120C16SMPS1 | 44000 | 18 | 8.5 | 41500 | 32600 | 78.55% | 2 | 0 | 12 |  |  |  |  | R-454B | 3.6667 | Residential & Commercial | USHP | Ducted CEE Tier 1
215731731 | Central HP <5.4 tons | YORK | HRCU-A-CB (Split System: Heat Pump with Remote Outdoor Unit-Air-Source) | HH860E2S11 | ADP |  | H,YG52*48+TXV-BLEED | Y81E120C16SMPS1 | 44000 | 18 | 8.5 | 41500 | 32600 | 78.55% | 2 | 0 | 12 |  |  |  |  | R-454B | 3.6667 | Residential & Commercial | USHP | Ducted CEE Tier 1
216751476 | Central HP <5.4 tons | YORK | HRCU-A-CB (Split System: Heat Pump with Remote Outdoor Unit-Air-Source) | HH824E2S11 | ADP |  | H,YG80*36+TXV-BLEED | TM8V080B12MP12 | 23000 | 18 | 9 | 21400 | 18100 | 84.58% | 2 | 0 | 12 |  |  |  |  | R-454B | 1.9167 | Residential & Commercial | USHP | Ducted CEE Tier 1
216751492 | Central HP <5.4 tons | YORK | HRCU-A-CB (Split System: Heat Pump with Remote Outdoor Unit-Air-Source) | HH824E2S11 | ADP |  | H,YG80*36+TXV-BLEED | TM9E026A08MP12 | 23000 | 17 | 9 | 21400 | 17900 | 83.64% | 2 | 0 | 12 |  |  |  |  | R-454B | 1.9167 | Residential & Commercial | USHP | Ducted CEE Tier 1
216751493 | Central HP <5.4 tons | YORK | HRCU-A-CB (Split System: Heat Pump with Remote Outdoor Unit-Air-Source) | HH824E2S11 | ADP |  | H,YG33*36+TXV-BLEED | TM9E040A10MP12 | 22400 | 16 | 8.8 | 21400 | 17600 | 82.24% | 1.96 | 0 | 11.5 |  |  |  |  | R-454B | 1.8667 | Residential & Commercial | USHP | Ducted CEE Tier 1
216751510 | Central HP <5.4 tons | YORK | HRCU-A-CB (Split System: Heat Pump with Remote Outdoor Unit-Air-Source) | HH824E2S11 | ADP |  | H,YG34*36+TXV-BLEED | TM9V040A10MP12 | 22800 | 16 | 8.9 | 21400 | 17400 | 81.31% | 1.98 | 0 | 11.7 |  |  |  |  | R-454B | 1.9 | Residential & Commercial | USHP | Ducted CEE Tier 1
216751511 | Central HP <5.4 tons | YORK | HRCU-A-CB (Split System: Heat Pump with Remote Outdoor Unit-Air-Source) | HH824E2S11 | ADP |  | H,YG7J*36+TXV-BLEED | TM9V040A10MP12 | 22400 | 16 | 8.8 | 21400 | 17400 | 81.31% | 1.96 | 0 | 11.5 |  |  |  |  | R-454B | 1.8667 | Residential & Commercial | USHP | Ducted CEE Tier 1
216751512 | Central HP <5.4 tons | YORK | HRCU-A-CB (Split System: Heat Pump with Remote Outdoor Unit-Air-Source) | HH824E2S11 | ADP |  | H,YG8J*36+TXV-BLEED | TM9V040A10MP12 | 22600 | 16 | 8.9 | 21400 | 17400 | 81.31% | 1.98 | 0 | 11.7 |  |  |  |  | R-454B | 1.8833 | Residential & Commercial | USHP | Ducted CEE Tier 1
211240084 | Central HP <5.4 tons | CARRIER | HRCU-A-CB (Split System: Heat Pump with Remote Outdoor Unit-Air-Source) | 38MURAQ24AB3* |  |  | CNPV*3017AL* | 58TP*A045V14**12 | 24200 | 16.5 | 8.1 | 26200 | 22800 | 87.02% | 1.88 | 0 | 10.5 |  |  |  |  | R-410A | 2.0167 | Residential & Commercial | USHP | Ducted CEE Tier 1
211240086 | Central HP <5.4 tons | CARRIER | HRCU-A-CB (Split System: Heat Pump with Remote Outdoor Unit-Air-Source) | 38MURAQ24AB3* |  |  | CNPV*3017AL* | 58TP*A090V17**16 | 23800 | 17 | 8.1 | 26000 | 23400 | 90% | 1.94 | 0 | 10.5 |  |  |  |  | R-410A | 1.9833 | Residential & Commercial | USHP | Ducted CEE Tier 1
211240095 | Central HP <5.4 tons | CARRIER | HRCU-A-CB (Split System: Heat Pump with Remote Outdoor Unit-Air-Source) | 38MURAQ24AB3* |  |  | CNPV*3017AL* | 59SC5B026E14**10 | 23400 | 16 | 8.1 | 25800 | 24200 | 93.8% | 2 | 0 | 10 |  |  |  |  | R-410A | 1.95 | Residential & Commercial | USHP | Ducted CEE Tier 1
211240104 | Central HP <5.4 tons | CARRIER | HRCU-A-CB (Split System: Heat Pump with Remote Outdoor Unit-Air-Source) | 38MURAQ24AB3* |  |  | CNPV*3017AL* | 59SC5B060E17**14 | 24600 | 16 | 8.1 | 26600 | 22400 | 84.21% | 1.84 | 0 | 10 |  |  |  |  | R-410A | 2.05 | Residential & Commercial | USHP | Ducted CEE Tier 1
211240129 | Central HP <5.4 tons | CARRIER | HRCU-A-CB (Split System: Heat Pump with Remote Outdoor Unit-Air-Source) | 38MURAQ24AB3* |  |  | CNPV*3617AL* | 58TP*A070V14**12 | 24400 | 16.5 | 8.1 | 26400 | 22800 | 86.36% | 1.88 | 0 | 10.5 |  |  |  |  | R-410A | 2.0333 | Residential & Commercial | USHP | Ducted CEE Tier 1
213297545 | Central HP <5.4 tons | FRASER-JOHNSTON | HRCU-A-CB (Split System: Heat Pump with Remote Outdoor Unit-Air-Source) | HMH72B341 |  |  | XAHC36DXXN1+TXV | Z8ES100C20LMPS1 | 34000 | 17 | 8.5 | 33400 | 23600 | 70.66% | 2.08 | 0 | 9.5 |  |  |  |  | R-410A | 2.8333 | Residential & Commercial | USHP
213297560 | Central HP <5.4 tons | FRASER-JOHNSTON | HRCU-A-CB (Split System: Heat Pump with Remote Outdoor Unit-Air-Source) | HMH72B341 |  |  | XAHC36DXXN1+TXV | Z8ES100B12SMPS1 | 33400 | 17.5 | 8.1 | 32800 | 23200 | 70.73% | 2.02 | 0 | 9.5 |  |  |  |  | R-410A | 2.7833 | Residential & Commercial | USHP
213297595 | Central HP <5.4 tons | FRASER-JOHNSTON | HRCU-A-CB (Split System: Heat Pump with Remote Outdoor Unit-Air-Source) | HMH72B341 |  |  | XAUB36DXXN1+TXV | Z8ES100B12SMPS1 | 34000 | 18 | 8.1 | 34000 | 24600 | 72.35% | 2.1 | 0 | 9.5 |  |  |  |  | R-410A | 2.8333 | Residential & Commercial | USHP
213297630 | Central HP <5.4 tons | FRASER-JOHNSTON | HRCU-A-CB (Split System: Heat Pump with Remote Outdoor Unit-Air-Source) | HMH72B341 |  |  | XAHB36DXXN1+TXV | Z8ES080B12SMPS1 | 33200 | 17.5 | 8.1 | 32800 | 23000 | 70.12% | 2 | 0 | 10 |  |  |  |  | R-410A | 2.7667 | Residential & Commercial | USHP | Ducted CEE Tier 1
210720681 | Central HP <5.4 tons | CARRIER | HRCU-A-CB (Split System: Heat Pump with Remote Outdoor Unit-Air-Source) | 25VNA436A*031* |  |  | CNPV*4824AL*+UI | 59CU5A100C21**22 | 33800 | 19.5 | 9 | 35000 | 26000 | 74.29% | 2.04 | 0 | 12.5 |  |  |  |  | R-410A | 2.8167 | Residential & Commercial | USHP | Ducted CEE Tier 1
213787639 | Central HP <5.4 tons | TEMPSTAR | HRCU-A-CB (Split System: Heat Pump with Remote Outdoor Unit-Air-Source) | DLCURAH30ABK |  |  | FTMA4B48L0C* | 0 | 31600 | 15.75 | 9 | 32400 | 25800 | 79.63% | 1.88 | 0 | 9.5 |  |  |  |  | R-410A | 2.6333 | Residential & Commercial | USHP
211222742 | Central HP <5.4 tons | DAY & NIGHT | HRCU-A-CB (Split System: Heat Pump with Remote Outdoor Unit-Air-Source) | DLCURAH30ABK |  |  | FM(C,U)4Z30**AL* | 0 | 30400 | 15.5 | 8.5 | 35000 | 27400 | 78.29% | 1.82 | 0 | 9 |  |  |  |  | R-410A | 2.5333 | Residential & Commercial | USHP
211398204 | Central HP <5.4 tons | COLEMAN | HRCU-A-CB (Split System: Heat Pump with Remote Outdoor Unit-Air-Source) | HMH72B341 |  |  | XAFD48FXXN1+TXV | TM8E120C16MP11 | 33600 | 17 | 8.5 | 32400 | 23600 | 72.84% | 2.08 | 0 | 9.5 |  |  |  |  | R-410A | 2.8 | Residential & Commercial | USHP
214397567 | Central HP <5.4 tons | FRASER-JOHNSTON | HRCU-A-CB (Split System: Heat Pump with Remote Outdoor Unit-Air-Source) | HH824E2S11 |  |  | CTF30B5ACS1 | TM9V060B12MP12 | 23000 | 17 | 9.5 | 23000 | 18300 | 79.57% | 2 | 0 | 12 |  |  |  |  | R-454B | 1.9167 | Residential & Commercial | USHP | Ducted CEE Tier 1
214398034 | Central HP <5.4 tons | FRASER-JOHNSTON | HRCU-A-CB (Split System: Heat Pump with Remote Outdoor Unit-Air-Source) | HH860E2S11 |  |  | CTM60C5CHS1 | TM8V120C20MP12 | 53500 | 19 | 9 | 54000 | 39000 | 72.22% | 2 | 0 | 11 |  |  |  |  | R-454B | 4.4583 | Residential & Commercial | USHP | Ducted CEE Tier 1
215870971 | Central HP <5.4 tons | YORK | HRCU-A-CB (Split System: Heat Pump with Remote Outdoor Unit-Air-Source) | HH860E2S11 | ADP |  | CV481**C+TXV | Y91E100C20SMPS1 | 44500 | 17 | 8.3 | 45000 | 33600 | 74.67% | 1.96 | 0 | 11 |  |  |  |  | R-454B | 3.7083 | Residential & Commercial | USHP | Ducted CEE Tier 1
215870920 | Central HP <5.4 tons | YORK | HRCU-A-CB (Split System: Heat Pump with Remote Outdoor Unit-Air-Source) | HH824E2S11 | ADP |  | CX360B*35+TXV | Y82E060A12LMPS1 | 22800 | 18 | 8.8 | 21400 | 17300 | 80.84% | 1.96 | 0 | 11.7 |  |  |  |  | R-454B | 1.9 | Residential & Commercial | USHP | Ducted CEE Tier 1
215679956 | Central HP <5.4 tons | AIRQUEST | HRCU-A-CB (Split System: Heat Pump with Remote Outdoor Unit-Air-Source) | H5H0V36*K*AAA* |  |  | ESH5X60M12A*+WALLCON | *80CSU0601716B* | 34600 | 17 | 8.5 | 34600 | 24800 | 71.68% | 1.92 | 0 | 10 |  |  |  |  | R-454B | 2.8833 | Residential & Commercial | USHP | Ducted CEE Tier 1
215679856 | Central HP <5.4 tons | AIRQUEST | HRCU-A-CB (Split System: Heat Pump with Remote Outdoor Unit-Air-Source) | H5H0V36*K*AAA* |  |  | ESH5X42M12A*+WALLCON | *97CTN1202422A* | 34000 | 16 | 8.5 | 35600 | 25200 | 70.79% | 1.78 | 0 | 9.5 |  |  |  |  | R-454B | 2.8333 | Residential & Commercial | USHP
211390268 | Central HP <5.4 tons | LUXAIRE | HRCU-A-CB (Split System: Heat Pump with Remote Outdoor Unit-Air-Source) | HMH72B341 |  |  | XAFC36DBCN1 | TMLV100C16MP12 | 34000 | 17.5 | 8.5 | 33800 | 23800 | 70.41% | 2.08 | 0 | 10 |  |  |  |  | R-410A | 2.8333 | Residential & Commercial | USHP | Ducted CEE Tier 1
211397803 | Central HP <5.4 tons | COLEMAN | HRCU-A-CB (Split System: Heat Pump with Remote Outdoor Unit-Air-Source) | HMH72B341 |  |  | XAFC48FBCN1 | TM8V080C16MP12 | 34000 | 16.5 | 8.5 | 33200 | 24400 | 73.49% | 2.1 | 0 | 9 |  |  |  |  | R-410A | 2.8333 | Residential & Commercial | USHP
215726644 | Central HP <5.4 tons | YORK | HRCU-A-CB (Split System: Heat Pump with Remote Outdoor Unit-Air-Source) | HH860E2S11 | ADP |  | H,YG50*60+TXV-BLEED | Y81E080C20SMPS1 | 53000 | 19 | 8.5 | 52000 | 38500 | 74.04% | 2 | 0 | 11 |  |  |  |  | R-454B | 4.4167 | Residential & Commercial | USHP | Ducted CEE Tier 1
215726658 | Central HP <5.4 tons | YORK | HRCU-A-CB (Split System: Heat Pump with Remote Outdoor Unit-Air-Source) | HH860E2S11 | ADP |  | H,YG48*60+TXV | Y81E100C16SMPS1 | 44000 | 18 | 8.5 | 42000 | 32800 | 78.1% | 2 | 0 | 12 |  |  |  |  | R-454B | 3.6667 | Residential & Commercial | USHP | Ducted CEE Tier 1
215726677 | Central HP <5.4 tons | YORK | HRCU-A-CB (Split System: Heat Pump with Remote Outdoor Unit-Air-Source) | HH860E2S11 | ADP |  | H,YG48*60+TXV-BLEED | Y81E100C20SMPS1 | 44500 | 18 | 8.5 | 42500 | 33000 | 77.65% | 2 | 0 | 12 |  |  |  |  | R-454B | 3.7083 | Residential & Commercial | USHP | Ducted CEE Tier 1
215726692 | Central HP <5.4 tons | YORK | HRCU-A-CB (Split System: Heat Pump with Remote Outdoor Unit-Air-Source) | HH860E2S11 | ADP |  | H,YG37*48+TXV | Y81E120C16SMPS1 | 44000 | 17 | 8.5 | 42000 | 32600 | 77.62% | 2 | 0 | 12 |  |  |  |  | R-454B | 3.6667 | Residential & Commercial | USHP | Ducted CEE Tier 1
211240193 | Central HP <5.4 tons | CARRIER | HRCU-A-CB (Split System: Heat Pump with Remote Outdoor Unit-Air-Source) | 38MURAQ24AB3* |  |  | CNPV*3621AL* | 58S(B,C)*A090E21**20 | 24600 | 16.5 | 8.5 | 26600 | 22400 | 84.21% | 1.84 | 0 | 10.5 |  |  |  |  | R-410A | 2.05 | Residential & Commercial | USHP | Ducted CEE Tier 1
215731734 | Central HP <5.4 tons | YORK | HRCU-A-CB (Split System: Heat Pump with Remote Outdoor Unit-Air-Source) | HH860E2S11 | ADP |  | H,YG86*48+TXV | Y81E120C16SMPS1 | 44000 | 18 | 8.5 | 42000 | 32600 | 77.62% | 2 | 0 | 12 |  |  |  |  | R-454B | 3.6667 | Residential & Commercial | USHP | Ducted CEE Tier 1
215731580 | Central HP <5.4 tons | YORK | HRCU-A-CB (Split System: Heat Pump with Remote Outdoor Unit-Air-Source) | HH860E2S11 | ADP |  | H,YG55*60+TXV | TM9Y100C20MP11 | 52500 | 18 | 8.5 | 52500 | 39000 | 74.29% | 2 | 0 | 11 |  |  |  |  | R-454B | 4.375 | Residential & Commercial | USHP | Ducted CEE Tier 1
216751527 | Central HP <5.4 tons | YORK | HRCU-A-CB (Split System: Heat Pump with Remote Outdoor Unit-Air-Source) | HH824E2S11 | ADP |  | H,YG80*36+TXV-BLEED | TM9Y040A10MP11 | 23000 | 17 | 8.95 | 21400 | 17600 | 82.24% | 2 | 0 | 12 |  |  |  |  | R-454B | 1.9167 | Residential & Commercial | USHP | Ducted CEE Tier 1
216751561 | Central HP <5.4 tons | YORK | HRCU-A-CB (Split System: Heat Pump with Remote Outdoor Unit-Air-Source) | HH824E2S11 | ADP |  | H,YG34*36+TXV-BLEED | Y91E060A10SMPS1 | 22800 | 18 | 8.9 | 21400 | 18100 | 84.58% | 1.98 | 0 | 11.7 |  |  |  |  | R-454B | 1.9 | Residential & Commercial | USHP | Ducted CEE Tier 1
215293315 | Central HP <5.4 tons | AIRQUEST | HRCU-A-CB (Split System: Heat Pump with Remote Outdoor Unit-Air-Source) | DLCURAH24ABK | ADP |  | H,GG1K936 | *96VTN1002122B* | 23800 | 17 | 8.5 | 24800 | 23400 | 94.35% | 1.98 | 0 | 10.5 |  |  |  |  | R-410A | 1.9833 | Residential & Commercial | USHP | Ducted CEE Tier 1
212971118 | Central HP <5.4 tons | KEEPRITE | HRCU-A-CB (Split System: Heat Pump with Remote Outdoor Unit-Air-Source) | DLCURAH24ABK |  |  | EA*4X24L14A* | *80VTL0451412B* | 23200 | 17 | 9.5 | 38500 | 27200 | 70.65% | 2.32 | 0 | 10 |  |  |  |  | R-410A | 1.9333 | Residential & Commercial | USHP | Ducted CEE Tier 1
212555748 | Central HP <5.4 tons | DAY & NIGHT | HRCU-A-CB (Split System: Heat Pump with Remote Outdoor Unit-Air-Source) | CVH848GKA2* | ADP |  | FG49960 | *95CSU0802120A* | 45500 | 17 | 8.5 | 43500 | 34400 | 79.08% | 2 | 0 | 10 |  |  |  |  | R-410A | 3.7917 | Residential & Commercial | USHP | Ducted CEE Tier 1
215870966 | Central HP <5.4 tons | YORK | HRCU-A-CB (Split System: Heat Pump with Remote Outdoor Unit-Air-Source) | HH860E2S11 | ADP |  | CX601C*35+TXV | Y91E080C20SMPS1 | 44500 | 18 | 8.5 | 44500 | 33000 | 74.16% | 2 | 0 | 12 |  |  |  |  | R-454B | 3.7083 | Residential & Commercial | USHP | Ducted CEE Tier 1
215939877 | Central HP <5.4 tons | AIRQUEST | HRCU-A-CB (Split System: Heat Pump with Remote Outdoor Unit-Air-Source) | H5H3V36*K*AAA* |  |  | EA*5X61M21A*+WALLCON | *97CTN0802120A* | 34400 | 20 | 9 | 34400 | 26200 | 76.16% | 1.96 | 0 | 11.7 |  |  |  |  | R-454B | 2.8667 | Residential & Commercial | USHP | Ducted CEE Tier 1
215940427 | Central HP <5.4 tons | AIRQUEST | HRCU-A-CB (Split System: Heat Pump with Remote Outdoor Unit-Air-Source) | H5H3V36*K*AAA* |  |  | EVM5X60M21A*+WALLCON | *97CTN0601716A* | 35200 | 21 | 8.5 | 38500 | 29400 | 76.36% | 2.02 | 0 | 11.7 |  |  |  |  | R-454B | 2.9333 | Residential & Commercial | USHP | Ducted CEE Tier 1
215942383 | Central HP <5.4 tons | AIRQUEST | HRCU-A-CB (Split System: Heat Pump with Remote Outdoor Unit-Air-Source) | H5H3V36*K*AAA* |  |  | EVM5X49M21A*+WALLCON | *97CMN0601714B* | 35200 | 21 | 8.5 | 37400 | 28000 | 74.87% | 2.06 | 0 | 11.7 |  |  |  |  | R-454B | 2.9333 | Residential & Commercial | USHP | Ducted CEE Tier 1
215942403 | Central HP <5.4 tons | AIRQUEST | HRCU-A-CB (Split System: Heat Pump with Remote Outdoor Unit-Air-Source) | H5H3V36*K*AAA* |  |  | EVM5X60M21A*+WALLCON | *97CMN0601714B* | 35200 | 21 | 8.5 | 37400 | 28000 | 74.87% | 2.06 | 0 | 11.7 |  |  |  |  | R-454B | 2.9333 | Residential & Commercial | USHP | Ducted CEE Tier 1
215942483 | Central HP <5.4 tons | AIRQUEST | HRCU-A-CB (Split System: Heat Pump with Remote Outdoor Unit-Air-Source) | H5H3V36*K*AAA* |  |  | EVD5X61M21A*+WALLCON | *80CTL0702120B* | 35800 | 22 | 8.5 | 37400 | 28400 | 75.94% | 2.02 | 0 | 12.5 |  |  |  |  | R-454B | 2.9833 | Residential & Commercial | USHP | Ducted CEE Tier 1
215942503 | Central HP <5.4 tons | AIRQUEST | HRCU-A-CB (Split System: Heat Pump with Remote Outdoor Unit-Air-Source) | H5H3V36*K*AAA* |  |  | EVD5X61M21A*+WALLCON | *80CTL1102120B* | 36000 | 22 | 8.5 | 37400 | 28200 | 75.4% | 2.04 | 0 | 12.5 |  |  |  |  | R-454B | 3 | Residential & Commercial | USHP | Ducted CEE Tier 1
214776416 | Central HP <5.4 tons | YORK | HRCU-A-CB (Split System: Heat Pump with Remote Outdoor Unit-Air-Source) | HH860E2S11 | ADP |  | CV600**C+TXV | TL8E080C16UH11 | 44000 | 17 | 8.4 | 43500 | 33800 | 77.7% | 1.98 | 0 | 10.5 |  |  |  |  | R-454B | 3.6667 | Residential & Commercial | USHP | Ducted CEE Tier 1
214776446 | Central HP <5.4 tons | YORK | HRCU-A-CB (Split System: Heat Pump with Remote Outdoor Unit-Air-Source) | HH860E2S11 | ADP |  | CV482**C+TXV | TL9E080C16UH11 | 44000 | 17 | 8.4 | 44000 | 34000 | 77.27% | 1.98 | 0 | 10.5 |  |  |  |  | R-454B | 3.6667 | Residential & Commercial | USHP | Ducted CEE Tier 1
214776447 | Central HP <5.4 tons | YORK | HRCU-A-CB (Split System: Heat Pump with Remote Outdoor Unit-Air-Source) | HH860E2S11 | ADP |  | CV600**C+TXV | TL9E080C16UH11 | 44000 | 17 | 8.4 | 44000 | 34000 | 77.27% | 1.98 | 0 | 10.5 |  |  |  |  | R-454B | 3.6667 | Residential & Commercial | USHP | Ducted CEE Tier 1
214776448 | Central HP <5.4 tons | YORK | HRCU-A-CB (Split System: Heat Pump with Remote Outdoor Unit-Air-Source) | HH860E2S11 | ADP |  | CV601**C+TXV | TL9E080C16UH11 | 44500 | 17 | 8.5 | 44000 | 34000 | 77.27% | 2 | 0 | 11 |  |  |  |  | R-454B | 3.7083 | Residential & Commercial | USHP | Ducted CEE Tier 1
214776449 | Central HP <5.4 tons | YORK | HRCU-A-CB (Split System: Heat Pump with Remote Outdoor Unit-Air-Source) | HH860E2S11 | ADP |  | CX601C*35+TXV | TL9E080C16UH11 | 44500 | 18 | 8.5 | 44000 | 34000 | 77.27% | 2 | 0 | 11 |  |  |  |  | R-454B | 3.7083 | Residential & Commercial | USHP | Ducted CEE Tier 1
214776464 | Central HP <5.4 tons | YORK | HRCU-A-CB (Split System: Heat Pump with Remote Outdoor Unit-Air-Source) | HH860E2S11 | ADP |  | CH605D*C+TXV | TL9E100C20UH11 | 52000 | 18 | 8.5 | 51500 | 38000 | 73.79% | 2 | 0 | 11 |  |  |  |  | R-454B | 4.3333 | Residential & Commercial | USHP | Ducted CEE Tier 1
214776465 | Central HP <5.4 tons | YORK | HRCU-A-CB (Split System: Heat Pump with Remote Outdoor Unit-Air-Source) | HH860E2S11 | ADP |  | CV605**C+TXV | TL9E100C20UH11 | 52000 | 18 | 8.5 | 51500 | 38000 | 73.79% | 2 | 0 | 11 |  |  |  |  | R-454B | 4.3333 | Residential & Commercial | USHP | Ducted CEE Tier 1
214776514 | Central HP <5.4 tons | YORK | HRCU-A-CB (Split System: Heat Pump with Remote Outdoor Unit-Air-Source) | HH860E2S11 | ADP |  | CV606**C+TXV | TM9E100C16MP12 | 44500 | 18 | 8.5 | 44000 | 34000 | 77.27% | 2 | 0 | 11 |  |  |  |  | R-454B | 3.7083 | Residential & Commercial | USHP | Ducted CEE Tier 1
214776529 | Central HP <5.4 tons | YORK | HRCU-A-CB (Split System: Heat Pump with Remote Outdoor Unit-Air-Source) | HH860E2S11 | ADP |  | CV603**A+TXV | TM9E100C20MP12 | 53500 | 19 | 8.5 | 53000 | 39500 | 74.53% | 2 | 0 | 11 |  |  |  |  | R-454B | 4.4583 | Residential & Commercial | USHP | Ducted CEE Tier 1
214776547 | Central HP <5.4 tons | YORK | HRCU-A-CB (Split System: Heat Pump with Remote Outdoor Unit-Air-Source) | HH860E2S11 | ADP |  | CV609**A+TXV | TM9E120D20MP12 | 53000 | 19 | 8.5 | 52500 | 39000 | 74.29% | 2 | 0 | 11 |  |  |  |  | R-454B | 4.4167 | Residential & Commercial | USHP | Ducted CEE Tier 1
214776548 | Central HP <5.4 tons | YORK | HRCU-A-CB (Split System: Heat Pump with Remote Outdoor Unit-Air-Source) | HH860E2S11 | ADP |  | CH480C*C+TXV | TM9V080C16MP12 | 42500 | 17 | 8.3 | 42000 | 33000 | 78.57% | 1.96 | 0 | 10.5 |  |  |  |  | R-454B | 3.5417 | Residential & Commercial | USHP | Ducted CEE Tier 1
214776566 | Central HP <5.4 tons | YORK | HRCU-A-CB (Split System: Heat Pump with Remote Outdoor Unit-Air-Source) | HH860E2S11 | ADP |  | CV481**C+TXV | TM9V100C16MP12 | 42500 | 17 | 8.3 | 42000 | 32800 | 78.1% | 1.96 | 0 | 11 |  |  |  |  | R-454B | 3.5417 | Residential & Commercial | USHP | Ducted CEE Tier 1
214776614 | Central HP <5.4 tons | YORK | HRCU-A-CB (Split System: Heat Pump with Remote Outdoor Unit-Air-Source) | HH860E2S11 | ADP |  | CV600**C+TXV | TMLE080C16MP11 | 44000 | 17 | 8.4 | 43500 | 33800 | 77.7% | 1.98 | 0 | 10.5 |  |  |  |  | R-454B | 3.6667 | Residential & Commercial | USHP | Ducted CEE Tier 1
214776616 | Central HP <5.4 tons | YORK | HRCU-A-CB (Split System: Heat Pump with Remote Outdoor Unit-Air-Source) | HH860E2S11 | ADP |  | CX601C*35+TXV | TMLE080C16MP11 | 44500 | 18 | 8.5 | 43500 | 33800 | 77.7% | 2 | 0 | 11 |  |  |  |  | R-454B | 3.7083 | Residential & Commercial | USHP | Ducted CEE Tier 1
214776631 | Central HP <5.4 tons | YORK | HRCU-A-CB (Split System: Heat Pump with Remote Outdoor Unit-Air-Source) | HH860E2S11 | ADP |  | CH605D*C+TXV | TMLE080C20MP11 | 53500 | 18 | 8.5 | 53000 | 39500 | 74.53% | 2 | 0 | 11 |  |  |  |  | R-454B | 4.4583 | Residential & Commercial | USHP | Ducted CEE Tier 1
214776646 | Central HP <5.4 tons | YORK | HRCU-A-CB (Split System: Heat Pump with Remote Outdoor Unit-Air-Source) | HH860E2S11 | ADP |  | CV600**C+TXV | TMLE100C16MP11 | 44000 | 17 | 8.4 | 43500 | 33800 | 77.7% | 1.98 | 0 | 10.5 |  |  |  |  | R-454B | 3.6667 | Residential & Commercial | USHP | Ducted CEE Tier 1
214053757 | Central HP <5.4 tons | LENNOX | HRCU-A-CB (Split System: Heat Pump with Remote Outdoor Unit-Air-Source) | SL25XPV-048-230A** | ADP |  | HG50960 | SL280UH090XV60C* | 45000 | 21 | 9.2 | 43500 | 36800 | 84.6% | 1.84 | 0 | 12.5 |  |  |  |  | R-410A | 3.75 | Residential & Commercial | USHP | Ducted CEE Tier 1
214053759 | Central HP <5.4 tons | LENNOX | HRCU-A-CB (Split System: Heat Pump with Remote Outdoor Unit-Air-Source) | SL25XPV-048-230A** | ADP |  | HG50960 | SL280UH110V60C* | 46000 | 20 | 9.3 | 42000 | 35800 | 85.24% | 1.88 | 0 | 12.5 |  |  |  |  | R-410A | 3.8333 | Residential & Commercial | USHP | Ducted CEE Tier 1
212520290 | Central HP <5.4 tons | CARRIER | HRCU-A-CB (Split System: Heat Pump with Remote Outdoor Unit-Air-Source) | 38MURAQ24AB3* | ADP |  | H,PG34936 | 58TP*A110V21**22 | 23800 | 17 | 8.1 | 24400 | 23200 | 95.08% | 1.96 | 0 | 10.5 |  |  |  |  | R-410A | 1.9833 | Residential & Commercial | USHP | Ducted CEE Tier 1
212970367 | Central HP <5.4 tons | BRYANT HEATING AND COOLING SYSTEMS | HRCU-A-CB (Split System: Heat Pump with Remote Outdoor Unit-Air-Source) | 38MURAQ36AB3* |  |  | CAP**3617AL* | 82*SB48070V17*** | 35000 | 15.5 | 8.1 | 38500 | 35200 | 91.43% | 1.82 | 0 | 9.5 |  |  |  |  | R-410A | 2.9167 | Residential & Commercial | USHP
210470054 | Central HP <5.4 tons | CARRIER | HRCU-A-CB (Split System: Heat Pump with Remote Outdoor Unit-Air-Source) | 25VNA837A*031* |  |  | CAP**3621AL*+UI | 59CU5A080C21**20 | 31600 | 17 | 8.1 | 33200 | 24200 | 72.89% | 1.86 | 0 | 11 |  |  |  |  | R-410A | 2.6333 | Residential & Commercial | USHP | Ducted CEE Tier 1
210472863 | Central HP <5.4 tons | CARRIER | HRCU-A-CB (Split System: Heat Pump with Remote Outdoor Unit-Air-Source) | 25VNA825A*032* |  |  | CAP**4221AL*+UI | 58CU*A100C21**20 | 23800 | 16.5 | 8.1 | 21400 | 16700 | 78.04% | 1.94 | 0 | 10.5 |  |  |  |  | R-410A | 1.9833 | Residential & Commercial | USHP | Ducted CEE Tier 1
213297335 | Central HP <5.4 tons | FRASER-JOHNSTON | HRCU-A-CB (Split System: Heat Pump with Remote Outdoor Unit-Air-Source) | HMH72B341 |  |  | XAFC36DXXN1+TXV | Z8ES100C20SMPS1 | 34000 | 17.5 | 8.5 | 33400 | 24200 | 72.46% | 2.14 | 0 | 9.5 |  |  |  |  | R-410A | 2.8333 | Residential & Commercial | USHP
213297635 | Central HP <5.4 tons | FRASER-JOHNSTON | HRCU-A-CB (Split System: Heat Pump with Remote Outdoor Unit-Air-Source) | HMH72B341 |  |  | XAHB36DXXN1+TXV | Z8ES080B12LMPS1 | 33200 | 17.5 | 8.1 | 32800 | 23000 | 70.12% | 2 | 0 | 10 |  |  |  |  | R-410A | 2.7667 | Residential & Commercial | USHP | Ducted CEE Tier 1
211398508 | Central HP <5.4 tons | COLEMAN | HRCU-A-CB (Split System: Heat Pump with Remote Outdoor Unit-Air-Source) | HMH72B341 |  |  | XAFC48FXXN1+TXV | TM8E100C16MP11 | 33600 | 17 | 8.5 | 32400 | 23600 | 72.84% | 2.06 | 0 | 9.5 |  |  |  |  | R-410A | 2.8 | Residential & Commercial | USHP
211240690 | Central HP <5.4 tons | DAY & NIGHT | HRCU-A-CB (Split System: Heat Pump with Remote Outdoor Unit-Air-Source) | DLCURAH24ABK |  |  | EA*4X24L17A* | *92ESN0601714A* | 24000 | 16.5 | 8.5 | 26800 | 23800 | 88.81% | 1.96 | 0 | 10 |  |  |  |  | R-410A | 2 | Residential & Commercial | USHP | Ducted CEE Tier 1
211241610 | Central HP <5.4 tons | DAY & NIGHT | HRCU-A-CB (Split System: Heat Pump with Remote Outdoor Unit-Air-Source) | DLCURAH24ABK |  |  | EA*4X30L17A* | *96VTN0601412A* | 23400 | 16.5 | 8.5 | 26000 | 24000 | 92.31% | 1.98 | 0 | 10 |  |  |  |  | R-410A | 1.95 | Residential & Commercial | USHP | Ducted CEE Tier 1
212978720 | Central HP <5.4 tons | BRYANT HEATING AND COOLING SYSTEMS | HRCU-A-CB (Split System: Heat Pump with Remote Outdoor Unit-Air-Source) | 38MURAQ24AB3* |  |  | CNPV*3617AL* | 8(0,1)*SB36070M17*** | 23400 | 17 | 8.1 | 25800 | 24200 | 93.8% | 2.04 | 0 | 10.5 |  |  |  |  | R-410A | 1.95 | Residential & Commercial | USHP | Ducted CEE Tier 1
212979120 | Central HP <5.4 tons | BRYANT HEATING AND COOLING SYSTEMS | HRCU-A-CB (Split System: Heat Pump with Remote Outdoor Unit-Air-Source) | 38MURAQ24AB3* |  |  | CAP**2417AL* | 8(0,1)*SB48070M17*** | 23400 | 17 | 9 | 26800 | 26400 | 98.51% | 2.24 | 0 | 10 |  |  |  |  | R-410A | 1.95 | Residential & Commercial | USHP | Ducted CEE Tier 1
212520148 | Central HP <5.4 tons | CARRIER | HRCU-A-CB (Split System: Heat Pump with Remote Outdoor Unit-Air-Source) | 38MURAQ18AB3* | ADP |  | H,PG24936 | 58S(B,C)*A045E14**12 | 18000 | 16 | 8.5 | 17300 | 18300 | 105.8% | 2.26 | 0 | 11 |  |  |  |  | R-410A | 1.5 | Residential & Commercial | USHP | Ducted CEE Tier 1
216752097 | Central HP <5.4 tons | YORK | HRCU-A-CB (Split System: Heat Pump with Remote Outdoor Unit-Air-Source) | HH824E2S11 | ADP |  | H,YG7J*30+TXV-BLEED | Y82E080B12LMPS1 | 22400 | 18 | 9.25 | 21400 | 18200 | 85.05% | 1.96 | 0 | 11.5 |  |  |  |  | R-454B | 1.8667 | Residential & Commercial | USHP | Ducted CEE Tier 1
215405740 | Central HP <5.4 tons | YORK | HRCU-A-CB (Split System: Heat Pump with Remote Outdoor Unit-Air-Source) | HH824E2S11 | ADP |  | CH360B*C+TXV+AEF48BXP* | 0 | 24000 | 19 | 9.4 | 22400 | 16600 | 74.11% | 2.08 | 0 | 12 |  |  |  |  | R-454B | 2 | Residential & Commercial | USHP | Ducted CEE Tier 1
216752044 | Central HP <5.4 tons | YORK | HRCU-A-CB (Split System: Heat Pump with Remote Outdoor Unit-Air-Source) | HH824E2S11 | ADP |  | H,YG7J*24+TXV-BLEED | TM8Y060A12MP11 | 22400 | 17 | 8.8 | 21400 | 17800 | 83.18% | 1.96 | 0 | 11.5 |  |  |  |  | R-454B | 1.8667 | Residential & Commercial | USHP | Ducted CEE Tier 1
216752080 | Central HP <5.4 tons | YORK | HRCU-A-CB (Split System: Heat Pump with Remote Outdoor Unit-Air-Source) | HH824E2S11 | ADP |  | H,YG33*30+TXV-BLEED | TM9Y060B12MP11 | 22400 | 17 | 9.25 | 21400 | 18000 | 84.11% | 1.96 | 0 | 11.5 |  |  |  |  | R-454B | 1.8667 | Residential & Commercial | USHP | Ducted CEE Tier 1
215731599 | Central HP <5.4 tons | YORK | HRCU-A-CB (Split System: Heat Pump with Remote Outdoor Unit-Air-Source) | HH860E2S11 | ADP |  | H,YG74*60+TXV-BLEED | TM9Y120D20MP11 | 53000 | 19 | 8.5 | 52500 | 39000 | 74.29% | 2 | 0 | 11 |  |  |  |  | R-454B | 4.4167 | Residential & Commercial | USHP | Ducted CEE Tier 1
216751893 | Central HP <5.4 tons | YORK | HRCU-A-CB (Split System: Heat Pump with Remote Outdoor Unit-Air-Source) | HH860E2S11 | ADP |  | H,YG3K*48+TXV-BLEED | Y91E100C20SMPS1 | 45500 | 18 | 9 | 44500 | 33600 | 75.51% | 2 | 0 | 11.7 |  |  |  |  | R-454B | 3.7917 | Residential & Commercial | USHP | Ducted CEE Tier 1
212971202 | Central HP <5.4 tons | KEEPRITE | HRCU-A-CB (Split System: Heat Pump with Remote Outdoor Unit-Air-Source) | DLCURAH24ABK |  |  | EN(A,D)4X24L14** | *80VTL0451412B* | 23400 | 17 | 8.5 | 27000 | 25000 | 92.59% | 2.08 | 0 | 10 |  |  |  |  | R-410A | 1.95 | Residential & Commercial | USHP | Ducted CEE Tier 1
212971250 | Central HP <5.4 tons | KEEPRITE | HRCU-A-CB (Split System: Heat Pump with Remote Outdoor Unit-Air-Source) | DLCURAH24ABK |  |  | EN(A,D,W)4X36L17** | *80VTL0451412B* | 23600 | 17 | 8.5 | 26200 | 24600 | 93.89% | 2.04 | 0 | 10.5 |  |  |  |  | R-410A | 1.9667 | Residential & Commercial | USHP | Ducted CEE Tier 1
215726728 | Central HP <5.4 tons | YORK | HRCU-A-CB (Split System: Heat Pump with Remote Outdoor Unit-Air-Source) | HH860E2S11 | ADP |  | H,YG48*60+TXV-BLEED | Y81E130D20SMPS1 | 45000 | 18 | 9 | 43000 | 33200 | 77.21% | 2 | 0 | 12 |  |  |  |  | R-454B | 3.75 | Residential & Commercial | USHP | Ducted CEE Tier 1
215731322 | Central HP <5.4 tons | YORK | HRCU-A-CB (Split System: Heat Pump with Remote Outdoor Unit-Air-Source) | HH860E2S11 | ADP |  | H,YG72*48+TXV | TM8V080C16MP12 | 43500 | 18 | 8.5 | 42000 | 32800 | 78.1% | 2 | 0 | 11.7 |  |  |  |  | R-454B | 3.625 | Residential & Commercial | USHP | Ducted CEE Tier 1
215731340 | Central HP <5.4 tons | YORK | HRCU-A-CB (Split System: Heat Pump with Remote Outdoor Unit-Air-Source) | HH860E2S11 | ADP |  | H,YG55*60+TXV-BLEED | TM8V080C16MP12 | 43500 | 18 | 8.5 | 42000 | 32800 | 78.1% | 2 | 0 | 11.7 |  |  |  |  | R-454B | 3.625 | Residential & Commercial | USHP | Ducted CEE Tier 1
215731372 | Central HP <5.4 tons | YORK | HRCU-A-CB (Split System: Heat Pump with Remote Outdoor Unit-Air-Source) | HH860E2S11 | ADP |  | H,YG37*60+TXV-BLEED | TM8V100C16MP12 | 43500 | 17 | 8.5 | 42000 | 32800 | 78.1% | 2 | 0 | 11.7 |  |  |  |  | R-454B | 3.625 | Residential & Commercial | USHP | Ducted CEE Tier 1
215731389 | Central HP <5.4 tons | YORK | HRCU-A-CB (Split System: Heat Pump with Remote Outdoor Unit-Air-Source) | HH860E2S11 | ADP |  | H,YG54*48+TXV-BLEED | TM8V100C16MP12 | 43500 | 18 | 8.5 | 42000 | 32800 | 78.1% | 2 | 0 | 11.7 |  |  |  |  | R-454B | 3.625 | Residential & Commercial | USHP | Ducted CEE Tier 1
215731406 | Central HP <5.4 tons | YORK | HRCU-A-CB (Split System: Heat Pump with Remote Outdoor Unit-Air-Source) | HH860E2S11 | ADP |  | H,YG51*48+TXV-BLEED | TM8V100C16MP12 | 43500 | 18 | 8.5 | 42000 | 32800 | 78.1% | 2 | 0 | 11.7 |  |  |  |  | R-454B | 3.625 | Residential & Commercial | USHP | Ducted CEE Tier 1
215731407 | Central HP <5.4 tons | YORK | HRCU-A-CB (Split System: Heat Pump with Remote Outdoor Unit-Air-Source) | HH860E2S11 | ADP |  | H,YG51*60+TXV-BLEED | TM8V100C16MP12 | 43500 | 18 | 8.5 | 42000 | 32800 | 78.1% | 2 | 0 | 11.7 |  |  |  |  | R-454B | 3.625 | Residential & Commercial | USHP | Ducted CEE Tier 1
213297655 | Central HP <5.4 tons | FRASER-JOHNSTON | HRCU-A-CB (Split System: Heat Pump with Remote Outdoor Unit-Air-Source) | HMH72B341 |  |  | XAHB36DXXN1+TXV | Z8ES040A12LMPS1 | 33200 | 17.5 | 8.1 | 32800 | 23000 | 70.12% | 2.02 | 0 | 10 |  |  |  |  | R-410A | 2.7667 | Residential & Commercial | USHP | Ducted CEE Tier 1
213297535 | Central HP <5.4 tons | FRASER-JOHNSTON | HRCU-A-CB (Split System: Heat Pump with Remote Outdoor Unit-Air-Source) | HMH72B341 |  |  | XAHC36DBCN1 | Z8ES120C16LMPS1 | 34000 | 17.5 | 8.1 | 33400 | 24000 | 71.86% | 2.08 | 0 | 9.5 |  |  |  |  | R-410A | 2.8333 | Residential & Commercial | USHP
213297585 | Central HP <5.4 tons | FRASER-JOHNSTON | HRCU-A-CB (Split System: Heat Pump with Remote Outdoor Unit-Air-Source) | HMH72B341 |  |  | XAFB36DXXN1+TXV | Z8ES100B12LMPS1 | 34000 | 18 | 8.1 | 34000 | 24600 | 72.35% | 2.1 | 0 | 9.5 |  |  |  |  | R-410A | 2.8333 | Residential & Commercial | USHP
213296935 | Central HP <5.4 tons | FRASER-JOHNSTON | HRCU-A-CB (Split System: Heat Pump with Remote Outdoor Unit-Air-Source) | HMH72B341 |  |  | XAFC36DXXN1+TXV | Z8ES080C20SMPS1 | 34000 | 18 | 8.5 | 33400 | 24400 | 73.05% | 2.12 | 0 | 10 |  |  |  |  | R-410A | 2.8333 | Residential & Commercial | USHP | Ducted CEE Tier 1
213297050 | Central HP <5.4 tons | FRASER-JOHNSTON | HRCU-A-CB (Split System: Heat Pump with Remote Outdoor Unit-Air-Source) | HMH72B341 |  |  | XAHC36DXXN1+TXV | Z9ES060B12SMPS1 | 33000 | 16.5 | 8.1 | 32200 | 22800 | 70.81% | 2 | 0 | 9.5 |  |  |  |  | R-410A | 2.75 | Residential & Commercial | USHP
213297070 | Central HP <5.4 tons | FRASER-JOHNSTON | HRCU-A-CB (Split System: Heat Pump with Remote Outdoor Unit-Air-Source) | HMH72B341 |  |  | XAFC36DXXN1+TXV | Z8ET100C20LMPS1 | 34000 | 18.5 | 8.5 | 33400 | 24200 | 72.46% | 2.14 | 0 | 9.5 |  |  |  |  | R-410A | 2.8333 | Residential & Commercial | USHP
213297150 | Central HP <5.4 tons | FRASER-JOHNSTON | HRCU-A-CB (Split System: Heat Pump with Remote Outdoor Unit-Air-Source) | HMH72B341 |  |  | XAHB30CXXN1+TXV | Z8ES100B12SMPS1 | 32000 | 17 | 8.1 | 32200 | 22600 | 70.19% | 2 | 0 | 9.5 |  |  |  |  | R-410A | 2.6667 | Residential & Commercial | USHP
213297720 | Central HP <5.4 tons | FRASER-JOHNSTON | HRCU-A-CB (Split System: Heat Pump with Remote Outdoor Unit-Air-Source) | HMH72B341 |  |  | XAFC30CXXN1+TXV | Z9ES060B12SMPS1 | 32400 | 17 | 8.1 | 33000 | 23200 | 70.3% | 2.02 | 0 | 9.5 |  |  |  |  | R-410A | 2.7 | Residential & Commercial | USHP
211295818 | Central HP <5.4 tons | BRYANT HEATING AND COOLING SYSTEMS | HRCU-A-CB (Split System: Heat Pump with Remote Outdoor Unit-Air-Source) | 38MURAQ30AB3* |  |  | CAP**3721AL* | 83*SA48060E17*** | 31200 | 15.2 | 8.5 | 33400 | 26000 | 77.84% | 1.86 | 0 | 9 |  |  |  |  | R-410A | 2.6 | Residential & Commercial | USHP
210596719 | Central HP <5.4 tons | KEEPRITE | HRCU-A-CB (Split System: Heat Pump with Remote Outdoor Unit-Air-Source) | CVH825GKA2* |  |  | EA*4X42L24A*+WALLCON | *80CTL1352422A* | 23800 | 16.5 | 8.1 | 21400 | 16600 | 77.57% | 1.96 | 0 | 11 |  |  |  |  | R-410A | 1.9833 | Residential & Commercial | USHP | Ducted CEE Tier 1
215292739 | Central HP <5.4 tons | AIRQUEST | HRCU-A-CB (Split System: Heat Pump with Remote Outdoor Unit-Air-Source) | DLCURAH24ABK | ADP |  | HG32924 | *96VTN0601412A* | 23200 | 16 | 8.5 | 24800 | 25200 | 101.6% | 2.14 | 0 | 10 |  |  |  |  | R-410A | 1.9333 | Residential & Commercial | USHP | Ducted CEE Tier 1
212986586 | Central HP <5.4 tons | AIRQUEST | HRCU-A-CB (Split System: Heat Pump with Remote Outdoor Unit-Air-Source) | DLCURAH24ABK |  |  | EA*4X37L17A* | *96MSN0401712A* | 24000 | 15.5 | 8.5 | 25600 | 22200 | 86.72% | 1.82 | 0 | 10 |  |  |  |  | R-410A | 2 | Residential & Commercial | USHP | Ducted CEE Tier 1
214075277 | Central HP <5.4 tons | RHEEM | HRCU-A-CB (Split System: Heat Pump with Remote Outdoor Unit-Air-Source) | RD17AZ60AJ3N |  |  | RCFZ6024STANM | R801V1505A24UH | 55500 | 18 | 8.1 | 53500 | 49000 | 91.59% | 1.75 | 0 | 10 |  |  |  |  | R-410A | 4.625 | Residential & Commercial | USHP | Ducted CEE Tier 1
214075326 | Central HP <5.4 tons | RHEEM | HRCU-A-CB (Split System: Heat Pump with Remote Outdoor Unit-Air-Source) | RD17AZ60AJ3N |  |  | RCFZ6024STANM | R951V0855A21M4S | 55000 | 17 | 8.1 | 54000 | 49500 | 91.67% | 1.75 | 0 | 10 |  |  |  |  | R-410A | 4.5833 | Residential & Commercial | USHP | Ducted CEE Tier 1
212979156 | Central HP <5.4 tons | BRYANT HEATING AND COOLING SYSTEMS | HRCU-A-CB (Split System: Heat Pump with Remote Outdoor Unit-Air-Source) | 38MURAQ24AB3* |  |  | CAP**3617AL* | 8(0,1)*SB48070M17*** | 23800 | 17 | 8.5 | 26200 | 23800 | 90.84% | 1.98 | 0 | 10 |  |  |  |  | R-410A | 1.9833 | Residential & Commercial | USHP | Ducted CEE Tier 1
212982416 | Central HP <5.4 tons | KEEPRITE | HRCU-A-CB (Split System: Heat Pump with Remote Outdoor Unit-Air-Source) | DLCURAH18ABK |  |  | EA*4X30L17A* | *80MSU0401712A* | 17500 | 16 | 8.5 | 18100 | 18500 | 102.2% | 2.24 | 0 | 10.5 |  |  |  |  | R-410A | 1.4583 | Residential & Commercial | USHP | Ducted CEE Tier 1
212982248 | Central HP <5.4 tons | KEEPRITE | HRCU-A-CB (Split System: Heat Pump with Remote Outdoor Unit-Air-Source) | DLCURAH24ABK |  |  | EA*4X24L17A* | *80MSU0401712A* | 23400 | 16.5 | 8.5 | 26400 | 25400 | 96.21% | 2.14 | 0 | 10 |  |  |  |  | R-410A | 1.95 | Residential & Commercial | USHP | Ducted CEE Tier 1
211241744 | Central HP <5.4 tons | DAY & NIGHT | HRCU-A-CB (Split System: Heat Pump with Remote Outdoor Unit-Air-Source) | DLCURAH24ABK |  |  | EA*4X30L17A* | *92ESN0401410A* | 24000 | 15.2 | 8.5 | 26600 | 23000 | 86.47% | 1.86 | 0 | 9.5 |  |  |  |  | R-410A | 2 | Residential & Commercial | USHP
211241879 | Central HP <5.4 tons | DAY & NIGHT | HRCU-A-CB (Split System: Heat Pump with Remote Outdoor Unit-Air-Source) | DLCURAH24ABK |  |  | EA*4X36L17A* | *95ESU0401712A* | 23800 | 16.5 | 8.5 | 25800 | 23200 | 89.92% | 1.92 | 0 | 10 |  |  |  |  | R-410A | 1.9833 | Residential & Commercial | USHP | Ducted CEE Tier 1
211241993 | Central HP <5.4 tons | DAY & NIGHT | HRCU-A-CB (Split System: Heat Pump with Remote Outdoor Unit-Air-Source) | DLCURAH24ABK |  |  | EA*4X36L17A* | *80VTL0701716A* | 24200 | 17 | 8.5 | 26000 | 22600 | 86.92% | 1.88 | 0 | 10 |  |  |  |  | R-410A | 2.0167 | Residential & Commercial | USHP | Ducted CEE Tier 1
214075361 | Central HP <5.4 tons | RHEEM | HRCU-A-CB (Split System: Heat Pump with Remote Outdoor Unit-Air-Source) | RD17AZ60AJ3N |  |  | RCFZ6024STANM | R97MV1155A24DHS | 55000 | 18 | 8.1 | 54000 | 49500 | 91.67% | 1.75 | 0 | 10 |  |  |  |  | R-410A | 4.5833 | Residential & Commercial | USHP | Ducted CEE Tier 1
214849229 | Central HP <5.4 tons | RHEEM | HRCU-A-CB (Split System: Heat Pump with Remote Outdoor Unit-Air-Source) | RD17AZ60AJ3N | ADP |  | H,RE49960 | R801V1005A21UHS | 53000 | 17 | 8.1 | 51500 | 48500 | 94.17% | 1.75 | 0 | 9.5 |  |  |  |  | R-410A | 4.4167 | Residential & Commercial | USHP
211242147 | Central HP <5.4 tons | DAY & NIGHT | HRCU-A-CB (Split System: Heat Pump with Remote Outdoor Unit-Air-Source) | DLCURAH24ABK |  |  | EA*4X36L17A* | *92ESN0801716A* | 24400 | 17 | 8.5 | 26200 | 22400 | 85.5% | 1.86 | 0 | 10 |  |  |  |  | R-410A | 2.0333 | Residential & Commercial | USHP | Ducted CEE Tier 1
211242795 | Central HP <5.4 tons | DAY & NIGHT | HRCU-A-CB (Split System: Heat Pump with Remote Outdoor Unit-Air-Source) | DLCURAH24ABK |  |  | EA*4X37L17A* | *96VSN0401712A* | 24600 | 15.5 | 8.5 | 25800 | 21600 | 83.72% | 1.78 | 0 | 10 |  |  |  |  | R-410A | 2.05 | Residential & Commercial | USHP | Ducted CEE Tier 1
214397493 | Central HP <5.4 tons | FRASER-JOHNSTON | HRCU-A-CB (Split System: Heat Pump with Remote Outdoor Unit-Air-Source) | HH860E2S11 |  |  | CTM60C5CGS1 | TM9E080C20MP12 | 44500 | 17 | 9 | 45000 | 33800 | 75.11% | 2 | 0 | 11.7 |  |  |  |  | R-454B | 3.7083 | Residential & Commercial | USHP | Ducted CEE Tier 1
215679286 | Central HP <5.4 tons | AIRQUEST | HRCU-A-CB (Split System: Heat Pump with Remote Outdoor Unit-Air-Source) | H5H0V36*K*AAA* |  |  | EA*5X37M21A*+WALLCON | *80CSU0401712B* | 34600 | 17.5 | 9 | 35200 | 25000 | 71.02% | 1.9 | 0 | 10 |  |  |  |  | R-454B | 2.8833 | Residential & Commercial | USHP | Ducted CEE Tier 1
215679636 | Central HP <5.4 tons | AIRQUEST | HRCU-A-CB (Split System: Heat Pump with Remote Outdoor Unit-Air-Source) | H5H0V36*K*AAA* |  |  | EA*5X61M21A*+WALLCON | *97CTN0801716A* | 34600 | 18 | 9 | 34600 | 25000 | 72.25% | 1.92 | 0 | 10 |  |  |  |  | R-454B | 2.8833 | Residential & Commercial | USHP | Ducted CEE Tier 1
215679786 | Central HP <5.4 tons | AIRQUEST | HRCU-A-CB (Split System: Heat Pump with Remote Outdoor Unit-Air-Source) | H5H0V36*K*AAA* |  |  | ESH5X42M12A*+WALLCON | *96CTN0802120B* | 34000 | 16 | 8.5 | 35600 | 25200 | 70.79% | 1.76 | 0 | 9.5 |  |  |  |  | R-454B | 2.8333 | Residential & Commercial | USHP
215679836 | Central HP <5.4 tons | AIRQUEST | HRCU-A-CB (Split System: Heat Pump with Remote Outdoor Unit-Air-Source) | H5H0V36*K*AAA* |  |  | ESH5X42M12A*+WALLCON | *97CTN0802120A* | 34000 | 16 | 8.5 | 35600 | 25200 | 70.79% | 1.76 | 0 | 9.5 |  |  |  |  | R-454B | 2.8333 | Residential & Commercial | USHP
214849228 | Central HP <5.4 tons | RHEEM | HRCU-A-CB (Split System: Heat Pump with Remote Outdoor Unit-Air-Source) | RD17AZ60AJ3N | ADP |  | H,RE49(1,2)60+TXV | R801V1005A21UHS | 53000 | 17 | 8.1 | 51500 | 48500 | 94.17% | 1.75 | 0 | 9.5 |  |  |  |  | R-410A | 4.4167 | Residential & Commercial | USHP
214849235 | Central HP <5.4 tons | RHEEM | HRCU-A-CB (Split System: Heat Pump with Remote Outdoor Unit-Air-Source) | RD17AZ60AJ3N | ADP |  | H,RE49960 | R801V1505A24UH | 53000 | 17 | 8.1 | 51500 | 48500 | 94.17% | 1.75 | 0 | 9.5 |  |  |  |  | R-410A | 4.4167 | Residential & Commercial | USHP
215726468 | Central HP <5.4 tons | YORK | HRCU-A-CB (Split System: Heat Pump with Remote Outdoor Unit-Air-Source) | HH860E2S11 | ADP |  | H,YG50*60+TXV | TM8V080C16MP12 | 43500 | 18 | 8.5 | 42000 | 32800 | 78.1% | 2 | 0 | 11.7 |  |  |  |  | R-454B | 3.625 | Residential & Commercial | USHP | Ducted CEE Tier 1
215726503 | Central HP <5.4 tons | YORK | HRCU-A-CB (Split System: Heat Pump with Remote Outdoor Unit-Air-Source) | HH860E2S11 | ADP |  | H,YG48*48+TXV | TM8V100C20MP12 | 44000 | 18 | 8.5 | 42500 | 33200 | 78.12% | 2 | 0 | 11.7 |  |  |  |  | R-454B | 3.6667 | Residential & Commercial | USHP | Ducted CEE Tier 1
215726551 | Central HP <5.4 tons | YORK | HRCU-A-CB (Split System: Heat Pump with Remote Outdoor Unit-Air-Source) | HH860E2S11 | ADP |  | H,YG49*60+TXV-BLEED | TM9Y080C16MP11 | 44000 | 17 | 8.5 | 42500 | 33400 | 78.59% | 2 | 0 | 11 |  |  |  |  | R-454B | 3.6667 | Residential & Commercial | USHP | Ducted CEE Tier 1
215726601 | Central HP <5.4 tons | YORK | HRCU-A-CB (Split System: Heat Pump with Remote Outdoor Unit-Air-Source) | HH860E2S11 | ADP |  | H,YG48*48+TXV-BLEED | TM9Y120D20MP11 | 44000 | 18 | 8.5 | 42000 | 33000 | 78.57% | 2 | 0 | 11.7 |  |  |  |  | R-454B | 3.6667 | Residential & Commercial | USHP | Ducted CEE Tier 1
215726633 | Central HP <5.4 tons | YORK | HRCU-A-CB (Split System: Heat Pump with Remote Outdoor Unit-Air-Source) | HH860E2S11 | ADP |  | H,YG84*60+TXV | Y81E080C16SMPS1 | 44500 | 18 | 8.5 | 42500 | 33000 | 77.65% | 2 | 0 | 12 |  |  |  |  | R-454B | 3.7083 | Residential & Commercial | USHP | Ducted CEE Tier 1
215726651 | Central HP <5.4 tons | YORK | HRCU-A-CB (Split System: Heat Pump with Remote Outdoor Unit-Air-Source) | HH860E2S11 | ADP |  | H,YG88*60+TXV-BLEED | Y81E080C20SMPS1 | 53000 | 19 | 8.5 | 52000 | 38500 | 74.04% | 2 | 0 | 11 |  |  |  |  | R-454B | 4.4167 | Residential & Commercial | USHP | Ducted CEE Tier 1
215726686 | Central HP <5.4 tons | YORK | HRCU-A-CB (Split System: Heat Pump with Remote Outdoor Unit-Air-Source) | HH860E2S11 | ADP |  | H,YG84*60+TXV | Y81E100C20SMPS1 | 53000 | 19 | 8.5 | 51500 | 38000 | 73.79% | 2 | 0 | 11.7 |  |  |  |  | R-454B | 4.4167 | Residential & Commercial | USHP | Ducted CEE Tier 1
215726703 | Central HP <5.4 tons | YORK | HRCU-A-CB (Split System: Heat Pump with Remote Outdoor Unit-Air-Source) | HH860E2S11 | ADP |  | H,YG50*48+TXV | Y81E120C16SMPS1 | 44000 | 18 | 8.5 | 41500 | 32600 | 78.55% | 2 | 0 | 12 |  |  |  |  | R-454B | 3.6667 | Residential & Commercial | USHP | Ducted CEE Tier 1
215935193 | Central HP <5.4 tons | TEMPSTAR | HRCU-A-CB (Split System: Heat Pump with Remote Outdoor Unit-Air-Source) | T5H3V36*K*AAA* |  |  | EVM5X60M21A*+WALLCON | *80CTL0701716B* | 35400 | 21.5 | 8.5 | 38500 | 29000 | 75.32% | 2.02 | 0 | 12 |  |  |  |  | R-454B | 2.95 | Residential & Commercial | USHP | Ducted CEE Tier 1
215935243 | Central HP <5.4 tons | TEMPSTAR | HRCU-A-CB (Split System: Heat Pump with Remote Outdoor Unit-Air-Source) | T5H3V36*K*AAA* |  |  | EVM5X60M21A*+WALLCON | *95CSU0601716B* | 35400 | 21.5 | 8.5 | 38500 | 29000 | 75.32% | 2.02 | 0 | 12 |  |  |  |  | R-454B | 2.95 | Residential & Commercial | USHP | Ducted CEE Tier 1
214849219 | Central HP <5.4 tons | RHEEM | HRCU-A-CB (Split System: Heat Pump with Remote Outdoor Unit-Air-Source) | RD17AZ60AJ3N | ADP |  | H,RE49(1,2)60+TXV | R801V0755A21DZ | 53000 | 17 | 8.1 | 52000 | 48500 | 93.27% | 1.75 | 0 | 9.5 |  |  |  |  | R-410A | 4.4167 | Residential & Commercial | USHP
214849224 | Central HP <5.4 tons | RHEEM | HRCU-A-CB (Split System: Heat Pump with Remote Outdoor Unit-Air-Source) | RD17AZ60AJ3N | ADP |  | H,RE51960 | R801V0755A21UHS | 54000 | 17 | 8.1 | 52000 | 49000 | 94.23% | 1.75 | 0 | 9.5 |  |  |  |  | R-410A | 4.5 | Residential & Commercial | USHP
215731439 | Central HP <5.4 tons | YORK | HRCU-A-CB (Split System: Heat Pump with Remote Outdoor Unit-Air-Source) | HH860E2S11 | ADP |  | H,YG3K*48+TXV-BLEED | TM8V100C20MP12 | 44500 | 18 | 8.5 | 43000 | 33400 | 77.67% | 2 | 0 | 11 |  |  |  |  | R-454B | 3.7083 | Residential & Commercial | USHP | Ducted CEE Tier 1
215731440 | Central HP <5.4 tons | YORK | HRCU-A-CB (Split System: Heat Pump with Remote Outdoor Unit-Air-Source) | HH860E2S11 | ADP |  | H,YG3K*60+TXV-BLEED | TM8V100C20MP12 | 44500 | 18 | 8.5 | 43000 | 33400 | 77.67% | 2 | 0 | 11 |  |  |  |  | R-454B | 3.7083 | Residential & Commercial | USHP | Ducted CEE Tier 1
215731488 | Central HP <5.4 tons | YORK | HRCU-A-CB (Split System: Heat Pump with Remote Outdoor Unit-Air-Source) | HH860E2S11 | ADP |  | H,YG37*60+TXV | TM9V120D20MP12 | 52000 | 18 | 8.35 | 52000 | 38500 | 74.04% | 1.98 | 0 | 10.5 |  |  |  |  | R-454B | 4.3333 | Residential & Commercial | USHP | Ducted CEE Tier 1
215731507 | Central HP <5.4 tons | YORK | HRCU-A-CB (Split System: Heat Pump with Remote Outdoor Unit-Air-Source) | HH860E2S11 | ADP |  | H,YG3K*48+TXV-BLEED | TM9Y080C16MP11 | 44000 | 16 | 8.5 | 42500 | 33400 | 78.59% | 2 | 0 | 11 |  |  |  |  | R-454B | 3.6667 | Residential & Commercial | USHP | Ducted CEE Tier 1
215731540 | Central HP <5.4 tons | YORK | HRCU-A-CB (Split System: Heat Pump with Remote Outdoor Unit-Air-Source) | HH860E2S11 | ADP |  | H,YG72*60+TXV | TM9Y100C16MP11 | 44000 | 17 | 8.5 | 42500 | 33400 | 78.59% | 2 | 0 | 11 |  |  |  |  | R-454B | 3.6667 | Residential & Commercial | USHP | Ducted CEE Tier 1
215731572 | Central HP <5.4 tons | YORK | HRCU-A-CB (Split System: Heat Pump with Remote Outdoor Unit-Air-Source) | HH860E2S11 | ADP |  | H,YG72*60+TXV | TM9Y100C20MP11 | 52500 | 17 | 8.5 | 52500 | 39000 | 74.29% | 2 | 0 | 11 |  |  |  |  | R-454B | 4.375 | Residential & Commercial | USHP | Ducted CEE Tier 1
215731573 | Central HP <5.4 tons | YORK | HRCU-A-CB (Split System: Heat Pump with Remote Outdoor Unit-Air-Source) | HH860E2S11 | ADP |  | H,YG3K*48+TXV-BLEED | TM9Y100C20MP11 | 44500 | 17 | 8.5 | 44500 | 34400 | 77.3% | 2 | 0 | 11 |  |  |  |  | R-454B | 3.7083 | Residential & Commercial | USHP | Ducted CEE Tier 1
215731589 | Central HP <5.4 tons | YORK | HRCU-A-CB (Split System: Heat Pump with Remote Outdoor Unit-Air-Source) | HH860E2S11 | ADP |  | H,YG72*48+TXV | TM9Y120D20MP11 | 44000 | 18 | 8.5 | 42000 | 33000 | 78.57% | 2 | 0 | 11.7 |  |  |  |  | R-454B | 3.6667 | Residential & Commercial | USHP | Ducted CEE Tier 1
215290365 | Central HP <5.4 tons | AIRQUEST | HRCU-A-CB (Split System: Heat Pump with Remote Outdoor Unit-Air-Source) | DLCURAH18ABK | ADP |  | H,GE32930 | *96VTN0801716A* | 17100 | 16 | 8.5 | 16700 | 18800 | 112.6% | 2.3 | 0 | 10 |  |  |  |  | R-410A | 1.425 | Residential & Commercial | USHP | Ducted CEE Tier 1
212985916 | Central HP <5.4 tons | AIRQUEST | HRCU-A-CB (Split System: Heat Pump with Remote Outdoor Unit-Air-Source) | DLCURAH18ABK |  |  | EA*4X30L14A* | *96MSN0261410A* | 17400 | 16 | 8.5 | 18000 | 18800 | 104.4% | 2.26 | 0 | 10.5 |  |  |  |  | R-410A | 1.45 | Residential & Commercial | USHP | Ducted CEE Tier 1
212988404 | Central HP <5.4 tons | AIRQUEST | HRCU-A-CB (Split System: Heat Pump with Remote Outdoor Unit-Air-Source) | DLCURAH36ABK |  |  | EA*4X48L24A* | *96MSN1402422A* | 35600 | 16.5 | 8.5 | 37800 | 34600 | 91.53% | 2.02 | 0 | 10 |  |  |  |  | R-410A | 2.9667 | Residential & Commercial | USHP | Ducted CEE Tier 1
214242978 | Central HP <5.4 tons | AIRQUEST | HRCU-A-CB (Split System: Heat Pump with Remote Outdoor Unit-Air-Source) | HVH825GKA2* |  |  | EN(A,D,W)4X42L21**+WALLCON | *80CTL0901716B* | 23800 | 16.5 | 8.1 | 21400 | 16700 | 78.04% | 1.96 | 0 | 11 |  |  |  |  | R-410A | 1.9833 | Residential & Commercial | USHP | Ducted CEE Tier 1
216738000 | Central HP <5.4 tons | AIRQUEST | HRCU-A-CB (Split System: Heat Pump with Remote Outdoor Unit-Air-Source) | D5CUHAH24AAK |  |  | ESH5X36M12A* | *80MS(N,L)0451412A* | 22800 | 15.5 | 8.1 | 20800 | 18500 | 88.94% | 1.9 | 0 | 10.5 |  |  |  |  | R-454B | 1.9 | Residential & Commercial | USHP | Ducted CEE Tier 1
212986950 | Central HP <5.4 tons | AIRQUEST | HRCU-A-CB (Split System: Heat Pump with Remote Outdoor Unit-Air-Source) | DLCURAH24ABK |  |  | EN(A,D)4X30L14** | *96MSN0601412A* | 23400 | 16.5 | 8.1 | 26400 | 24600 | 93.18% | 2.04 | 0 | 10 |  |  |  |  | R-410A | 1.95 | Residential & Commercial | USHP | Ducted CEE Tier 1
212989240 | Central HP <5.4 tons | AIRQUEST | HRCU-A-CB (Split System: Heat Pump with Remote Outdoor Unit-Air-Source) | DLCURAH24ABK |  |  | EN(A,D,W)4X36L17** | *95MSU0601716A* | 23600 | 17 | 8.5 | 26400 | 24400 | 92.42% | 2.02 | 0 | 10.5 |  |  |  |  | R-410A | 1.9667 | Residential & Commercial | USHP | Ducted CEE Tier 1
215942633 | Central HP <5.4 tons | AIRQUEST | HRCU-A-CB (Split System: Heat Pump with Remote Outdoor Unit-Air-Source) | H5H3V36*K*AAA* |  |  | EVD5X61M21A*+WALLCON | *97CTN0802120A* | 35800 | 22 | 8.5 | 37400 | 28400 | 75.94% | 2.04 | 0 | 12.5 |  |  |  |  | R-454B | 2.9833 | Residential & Commercial | USHP | Ducted CEE Tier 1
215942583 | Central HP <5.4 tons | AIRQUEST | HRCU-A-CB (Split System: Heat Pump with Remote Outdoor Unit-Air-Source) | H5H3V36*K*AAA* |  |  | EVD5X61M24A*+WALLCON | *97CMN0802120B* | 36000 | 22 | 8.5 | 37400 | 28200 | 75.4% | 2.04 | 0 | 12.5 |  |  |  |  | R-454B | 3 | Residential & Commercial | USHP | Ducted CEE Tier 1
215731655 | Central HP <5.4 tons | YORK | HRCU-A-CB (Split System: Heat Pump with Remote Outdoor Unit-Air-Source) | HH860E2S11 | ADP |  | H,YG72*48+TXV | Y81E100C16SMPS1 | 44000 | 18 | 8.5 | 42000 | 32800 | 78.1% | 2 | 0 | 12 |  |  |  |  | R-454B | 3.6667 | Residential & Commercial | USHP | Ducted CEE Tier 1
215731674 | Central HP <5.4 tons | YORK | HRCU-A-CB (Split System: Heat Pump with Remote Outdoor Unit-Air-Source) | HH860E2S11 | ADP |  | H,YG51*60+TXV | Y81E100C16SMPS1 | 44000 | 18 | 8.5 | 42000 | 32800 | 78.1% | 2 | 0 | 12 |  |  |  |  | R-454B | 3.6667 | Residential & Commercial | USHP | Ducted CEE Tier 1
215731708 | Central HP <5.4 tons | YORK | HRCU-A-CB (Split System: Heat Pump with Remote Outdoor Unit-Air-Source) | HH860E2S11 | ADP |  | H,YG72*60+TXV | Y81E120C16SMPS1 | 44000 | 18 | 8.5 | 41500 | 32600 | 78.55% | 2 | 0 | 12 |  |  |  |  | R-454B | 3.6667 | Residential & Commercial | USHP | Ducted CEE Tier 1
215731739 | Central HP <5.4 tons | YORK | HRCU-A-CB (Split System: Heat Pump with Remote Outdoor Unit-Air-Source) | HH860E2S11 | ADP |  | H,YG72*60+TXV-BLEED | Y81E120C20SMPS1 | 52500 | 18 | 8.5 | 51500 | 38000 | 73.79% | 2 | 0 | 11.7 |  |  |  |  | R-454B | 4.375 | Residential & Commercial | USHP | Ducted CEE Tier 1
215731740 | Central HP <5.4 tons | YORK | HRCU-A-CB (Split System: Heat Pump with Remote Outdoor Unit-Air-Source) | HH860E2S11 | ADP |  | H,YG72*60+TXV | Y81E120C20SMPS1 | 52500 | 18 | 8.5 | 51500 | 38000 | 73.79% | 2 | 0 | 11.7 |  |  |  |  | R-454B | 4.375 | Residential & Commercial | USHP | Ducted CEE Tier 1
213076680 | Central HP <5.4 tons | KEEPRITE | HRCU-A-CB (Split System: Heat Pump with Remote Outdoor Unit-Air-Source) | DLCURAH36ABK |  |  | EA*4X43L21A* | *80VTL0902120B* | 36800 | 16 | 8.5 | 38500 | 35000 | 90.91% | 2.08 | 0 | 10 |  |  |  |  | R-410A | 3.0667 | Residential & Commercial | USHP | Ducted CEE Tier 1
213076783 | Central HP <5.4 tons | KEEPRITE | HRCU-A-CB (Split System: Heat Pump with Remote Outdoor Unit-Air-Source) | DLCURAH36ABK |  |  | EA*4X43L21A* | *80VTL1102122B* | 36600 | 16 | 8.5 | 38000 | 34800 | 91.58% | 2.06 | 0 | 10 |  |  |  |  | R-410A | 3.05 | Residential & Commercial | USHP | Ducted CEE Tier 1
211245999 | Central HP <5.4 tons | CARRIER | HRCU-A-CB (Split System: Heat Pump with Remote Outdoor Unit-Air-Source) | 38MURAQ24AB3* |  |  | CAP**3017AL* | GG96VTAA30040A | 23200 | 16 | 8.5 | 25800 | 24200 | 93.8% | 2.02 | 0 | 10 |  |  |  |  | R-410A | 1.9333 | Residential & Commercial | USHP | Ducted CEE Tier 1
215726736 | Central HP <5.4 tons | YORK | HRCU-A-CB (Split System: Heat Pump with Remote Outdoor Unit-Air-Source) | HH860E2S11 | ADP |  | H,YG52*60+TXV | Y81E130D20SMPS1 | 54000 | 19 | 8.5 | 52500 | 39000 | 74.29% | 2 | 0 | 11.7 |  |  |  |  | R-454B | 4.5 | Residential & Commercial | USHP | Ducted CEE Tier 1
211242980 | Central HP <5.4 tons | DAY & NIGHT | HRCU-A-CB (Split System: Heat Pump with Remote Outdoor Unit-Air-Source) | DLCURAH24ABK |  |  | EA*4X37L17A* | *96VTN0401410A* | 24200 | 16 | 8.5 | 25600 | 21800 | 85.16% | 1.8 | 0 | 10 |  |  |  |  | R-410A | 2.0167 | Residential & Commercial | USHP | Ducted CEE Tier 1
211243382 | Central HP <5.4 tons | DAY & NIGHT | HRCU-A-CB (Split System: Heat Pump with Remote Outdoor Unit-Air-Source) | DLCURAH24ABK |  |  | EA*4X37L21A* | *80ESU0401712A* | 24600 | 17.5 | 8.5 | 25200 | 21000 | 83.33% | 1.78 | 0 | 10.5 |  |  |  |  | R-410A | 2.05 | Residential & Commercial | USHP | Ducted CEE Tier 1
211243467 | Central HP <5.4 tons | DAY & NIGHT | HRCU-A-CB (Split System: Heat Pump with Remote Outdoor Unit-Air-Source) | DLCURAH24ABK |  |  | EA*4X37L21A* | *96VTN0802120A* | 24200 | 17 | 8.1 | 25000 | 21400 | 85.6% | 1.8 | 0 | 10 |  |  |  |  | R-410A | 2.0167 | Residential & Commercial | USHP | Ducted CEE Tier 1
211244217 | Central HP <5.4 tons | DAY & NIGHT | HRCU-A-CB (Split System: Heat Pump with Remote Outdoor Unit-Air-Source) | DLCURAH24ABK |  |  | EN(A,D)4X24L17** | *92ESN0401712A* | 23200 | 15.5 | 8.5 | 26600 | 24200 | 90.98% | 1.98 | 0 | 10 |  |  |  |  | R-410A | 1.9333 | Residential & Commercial | USHP | Ducted CEE Tier 1
211244349 | Central HP <5.4 tons | DAY & NIGHT | HRCU-A-CB (Split System: Heat Pump with Remote Outdoor Unit-Air-Source) | DLCURAH24ABK |  |  | EN(A,D)4X30L14** | *96VTN0601412A* | 23400 | 16.5 | 8.1 | 25800 | 24000 | 93.02% | 1.98 | 0 | 10 |  |  |  |  | R-410A | 1.95 | Residential & Commercial | USHP | Ducted CEE Tier 1
211244451 | Central HP <5.4 tons | DAY & NIGHT | HRCU-A-CB (Split System: Heat Pump with Remote Outdoor Unit-Air-Source) | DLCURAH24ABK |  |  | EN(A,D)4X30L17** | *96VSN0401712A* | 23400 | 16 | 8.1 | 25800 | 24000 | 93.02% | 1.98 | 0 | 10 |  |  |  |  | R-410A | 1.95 | Residential & Commercial | USHP | Ducted CEE Tier 1
212970683 | Central HP <5.4 tons | KEEPRITE | HRCU-A-CB (Split System: Heat Pump with Remote Outdoor Unit-Air-Source) | DLCURAH36ABK |  |  | EA*4X43L21A* | *80VSL0902120B* | 36800 | 16 | 8.5 | 39000 | 35000 | 89.74% | 2.08 | 0 | 10 |  |  |  |  | R-410A | 3.0667 | Residential & Commercial | USHP | Ducted CEE Tier 1
212971486 | Central HP <5.4 tons | KEEPRITE | HRCU-A-CB (Split System: Heat Pump with Remote Outdoor Unit-Air-Source) | DLCURAH18ABK |  |  | EN(A,D)4X24L17** | *80VTL0701716B* | 17500 | 16 | 8.5 | 18500 | 19200 | 103.8% | 2.3 | 0 | 10.5 |  |  |  |  | R-410A | 1.4583 | Residential & Commercial | USHP | Ducted CEE Tier 1
213297835 | Central HP <5.4 tons | FRASER-JOHNSTON | HRCU-A-CB (Split System: Heat Pump with Remote Outdoor Unit-Air-Source) | HMH72B341 |  |  | XAUB30CXXN1+TXV | Z8ES080B12LMPS1 | 33000 | 18 | 8.5 | 33000 | 23400 | 70.91% | 2.04 | 0 | 9.5 |  |  |  |  | R-410A | 2.75 | Residential & Commercial | USHP
213297905 | Central HP <5.4 tons | FRASER-JOHNSTON | HRCU-A-CB (Split System: Heat Pump with Remote Outdoor Unit-Air-Source) | HMH72B341 |  |  | XAUB36DXXN1+TXV | Z9ES060A10SMPS1 | 33400 | 18.5 | 8.1 | 32800 | 23200 | 70.73% | 2.02 | 0 | 9.5 |  |  |  |  | R-410A | 2.7833 | Residential & Commercial | USHP
213297470 | Central HP <5.4 tons | FRASER-JOHNSTON | HRCU-A-CB (Split System: Heat Pump with Remote Outdoor Unit-Air-Source) | HMH72B341 |  |  | XAFB36DXXN1+TXV | Z9ES060B12SMPS1 | 34000 | 17 | 8.1 | 33400 | 23800 | 71.26% | 2.04 | 0 | 9.5 |  |  |  |  | R-410A | 2.8333 | Residential & Commercial | USHP
210472962 | Central HP <5.4 tons | CARRIER | HRCU-A-CB (Split System: Heat Pump with Remote Outdoor Unit-Air-Source) | 25VNA825A*032* |  |  | CAP**4221AL*+UI | 58TN*A090C17**16 | 23800 | 17.5 | 8.1 | 21400 | 16500 | 77.1% | 1.98 | 0 | 11 |  |  |  |  | R-410A | 1.9833 | Residential & Commercial | USHP | Ducted CEE Tier 1
210473028 | Central HP <5.4 tons | CARRIER | HRCU-A-CB (Split System: Heat Pump with Remote Outdoor Unit-Air-Source) | 25VNA825A*032* |  |  | CAP**4224AL*+UI | 59TN6B120C24**22 | 23800 | 17 | 8.1 | 21400 | 16600 | 77.57% | 1.96 | 0 | 11 |  |  |  |  | R-410A | 1.9833 | Residential & Commercial | USHP | Ducted CEE Tier 1
216738031 | Central HP <5.4 tons | AIRQUEST | HRCU-A-CB (Split System: Heat Pump with Remote Outdoor Unit-Air-Source) | D5CUHAH24AAK |  |  | ESH5X36M12A* | *80MS(N,L)0701712A* | 22600 | 16 | 8.1 | 20600 | 18400 | 89.32% | 1.85 | 0 | 10.5 |  |  |  |  | R-454B | 1.8833 | Residential & Commercial | USHP | Ducted CEE Tier 1
216738100 | Central HP <5.4 tons | AIRQUEST | HRCU-A-CB (Split System: Heat Pump with Remote Outdoor Unit-Air-Source) | D5CUHAH24AAK |  |  | ESH5X36M12A* | *80MS(N,L)1102120A* | 22600 | 16 | 8.1 | 20600 | 18400 | 89.32% | 1.9 | 0 | 11 |  |  |  |  | R-454B | 1.8833 | Residential & Commercial | USHP | Ducted CEE Tier 1
212986334 | Central HP <5.4 tons | AIRQUEST | HRCU-A-CB (Split System: Heat Pump with Remote Outdoor Unit-Air-Source) | DLCURAH18ABK |  |  | EN(A,D)4X18L14** | *96MSN0401410A* | 17200 | 15.5 | 8.5 | 18500 | 19800 | 107% | 2.38 | 0 | 10.5 |  |  |  |  | R-410A | 1.4333 | Residential & Commercial | USHP | Ducted CEE Tier 1
212988808 | Central HP <5.4 tons | AIRQUEST | HRCU-A-CB (Split System: Heat Pump with Remote Outdoor Unit-Air-Source) | DLCURAH18ABK |  |  | EA*4X30L17A* | *95MSU0401712A* | 17400 | 16 | 8.5 | 18000 | 18800 | 104.4% | 2.26 | 0 | 10.5 |  |  |  |  | R-410A | 1.45 | Residential & Commercial | USHP | Ducted CEE Tier 1
216738130 | Central HP <5.4 tons | AIRQUEST | HRCU-A-CB (Split System: Heat Pump with Remote Outdoor Unit-Air-Source) | D5CUHAH24AAK |  |  | ESH5X36M12A* | *80MS(N,L)1552420A* | 22800 | 15.5 | 8.1 | 20800 | 18500 | 88.94% | 1.85 | 0 | 10.5 |  |  |  |  | R-454B | 1.9 | Residential & Commercial | USHP | Ducted CEE Tier 1
216738165 | Central HP <5.4 tons | AIRQUEST | HRCU-A-CB (Split System: Heat Pump with Remote Outdoor Unit-Air-Source) | D5CUHAH24AAK |  |  | ESH5X36M12A* | *80VSL0901716B* | 22600 | 15.5 | 8.1 | 20600 | 18400 | 89.32% | 1.85 | 0 | 10.5 |  |  |  |  | R-454B | 1.8833 | Residential & Commercial | USHP | Ducted CEE Tier 1
215726737 | Central HP <5.4 tons | YORK | HRCU-A-CB (Split System: Heat Pump with Remote Outdoor Unit-Air-Source) | HH860E2S11 | ADP |  | H,YG84*60+TXV | Y81E130D20SMPS1 | 54000 | 19 | 8.5 | 52500 | 39000 | 74.29% | 2 | 0 | 11.7 |  |  |  |  | R-454B | 4.5 | Residential & Commercial | USHP | Ducted CEE Tier 1
215731315 | Central HP <5.4 tons | YORK | HRCU-A-CB (Split System: Heat Pump with Remote Outdoor Unit-Air-Source) | HH860E2S11 | ADP |  | H,YG37*60+TXV-BLEED | TM8V080C16MP12 | 43500 | 17 | 8.5 | 42000 | 32800 | 78.1% | 2 | 0 | 11.7 |  |  |  |  | R-454B | 3.625 | Residential & Commercial | USHP | Ducted CEE Tier 1
215731399 | Central HP <5.4 tons | YORK | HRCU-A-CB (Split System: Heat Pump with Remote Outdoor Unit-Air-Source) | HH860E2S11 | ADP |  | H,YG55*48+TXV | TM8V100C16MP12 | 43500 | 18 | 8.5 | 42000 | 32800 | 78.1% | 2 | 0 | 11.7 |  |  |  |  | R-454B | 3.625 | Residential & Commercial | USHP | Ducted CEE Tier 1
215731432 | Central HP <5.4 tons | YORK | HRCU-A-CB (Split System: Heat Pump with Remote Outdoor Unit-Air-Source) | HH860E2S11 | ADP |  | H,YG72*48+TXV-BLEED | TM8V100C20MP12 | 44000 | 18 | 8.5 | 42500 | 33200 | 78.12% | 2 | 0 | 11.7 |  |  |  |  | R-454B | 3.6667 | Residential & Commercial | USHP | Ducted CEE Tier 1
215731466 | Central HP <5.4 tons | YORK | HRCU-A-CB (Split System: Heat Pump with Remote Outdoor Unit-Air-Source) | HH860E2S11 | ADP |  | H,YG72*48+TXV | TM8V120C20MP12 | 44000 | 18 | 8.5 | 42500 | 33200 | 78.12% | 2 | 0 | 11.7 |  |  |  |  | R-454B | 3.6667 | Residential & Commercial | USHP | Ducted CEE Tier 1
215731497 | Central HP <5.4 tons | YORK | HRCU-A-CB (Split System: Heat Pump with Remote Outdoor Unit-Air-Source) | HH860E2S11 | ADP |  | H,YG51*60+TXV-BLEED | TM9V120D20MP12 | 53000 | 19 | 8.5 | 52500 | 39000 | 74.29% | 2 | 0 | 11 |  |  |  |  | R-454B | 4.4167 | Residential & Commercial | USHP | Ducted CEE Tier 1
215731513 | Central HP <5.4 tons | YORK | HRCU-A-CB (Split System: Heat Pump with Remote Outdoor Unit-Air-Source) | HH860E2S11 | ADP |  | H,YG54*48+TXV | TM9Y080C16MP11 | 44000 | 17 | 8.5 | 42500 | 33400 | 78.59% | 2 | 0 | 11 |  |  |  |  | R-454B | 3.6667 | Residential & Commercial | USHP | Ducted CEE Tier 1
215731548 | Central HP <5.4 tons | YORK | HRCU-A-CB (Split System: Heat Pump with Remote Outdoor Unit-Air-Source) | HH860E2S11 | ADP |  | H,YG54*60+TXV | TM9Y100C16MP11 | 44000 | 17 | 8.5 | 42500 | 33400 | 78.59% | 2 | 0 | 11 |  |  |  |  | R-454B | 3.6667 | Residential & Commercial | USHP | Ducted CEE Tier 1
215870969 | Central HP <5.4 tons | YORK | HRCU-A-CB (Split System: Heat Pump with Remote Outdoor Unit-Air-Source) | HH860E2S11 | ADP |  | CV603**A+TXV | Y91E080C20SMPS1 | 44500 | 18 | 8.5 | 44500 | 33000 | 74.16% | 2 | 0 | 12 |  |  |  |  | R-454B | 3.7083 | Residential & Commercial | USHP | Ducted CEE Tier 1
215870974 | Central HP <5.4 tons | YORK | HRCU-A-CB (Split System: Heat Pump with Remote Outdoor Unit-Air-Source) | HH860E2S11 | ADP |  | CH600D*C+TXV | Y91E100C20SMPS1 | 45000 | 17 | 8.4 | 45000 | 33600 | 74.67% | 1.98 | 0 | 11.5 |  |  |  |  | R-454B | 3.75 | Residential & Commercial | USHP | Ducted CEE Tier 1
216019548 | Central HP <5.4 tons | YORK | HRCU-A-CB (Split System: Heat Pump with Remote Outdoor Unit-Air-Source) | HH824E2S11 | ADP |  | H,YG7J(1,2)36+TXV-BLEED | Y81E080B12SMPS1 | 23000 | 18 | 9.5 | 21400 | 18700 | 87.38% | 2 | 0 | 12 |  |  |  |  | R-454B | 1.9167 | Residential & Commercial | USHP | Ducted CEE Tier 1
216019550 | Central HP <5.4 tons | YORK | HRCU-A-CB (Split System: Heat Pump with Remote Outdoor Unit-Air-Source) | HH824E2S11 | ADP |  | H,YG7J(1,2)36+TXV-BLEED | Y81E100B12SMPS1 | 23000 | 18 | 9.5 | 21400 | 19000 | 88.79% | 2 | 0 | 12 |  |  |  |  | R-454B | 1.9167 | Residential & Commercial | USHP | Ducted CEE Tier 1
215870926 | Central HP <5.4 tons | YORK | HRCU-A-CB (Split System: Heat Pump with Remote Outdoor Unit-Air-Source) | HH824E2S11 | ADP |  | CX360A*35+TXV | Y91E060A10SMPS1 | 22200 | 17 | 8.2 | 21200 | 17200 | 81.13% | 1.94 | 0 | 11.5 |  |  |  |  | R-454B | 1.85 | Residential & Commercial | USHP | Ducted CEE Tier 1
215870928 | Central HP <5.4 tons | YORK | HRCU-A-CB (Split System: Heat Pump with Remote Outdoor Unit-Air-Source) | HH824E2S11 | ADP |  | CH360B*C+TXV | Y91E060A10SMPS1 | 22200 | 17 | 8.2 | 21200 | 17200 | 81.13% | 1.94 | 0 | 11.5 |  |  |  |  | R-454B | 1.85 | Residential & Commercial | USHP | Ducted CEE Tier 1
215870978 | Central HP <5.4 tons | YORK | HRCU-A-CB (Split System: Heat Pump with Remote Outdoor Unit-Air-Source) | HH860E2S11 | ADP |  | CV605**C+TXV | Y91E100C20SMPS1 | 45500 | 18 | 8.5 | 45000 | 33600 | 74.67% | 2 | 0 | 11.7 |  |  |  |  | R-454B | 3.7917 | Residential & Commercial | USHP | Ducted CEE Tier 1
215726455 | Central HP <5.4 tons | YORK | HRCU-A-CB (Split System: Heat Pump with Remote Outdoor Unit-Air-Source) | HH860E2S11 | ADP |  | H,YG37*48+TXV-BLEED | TM8V080C16MP12 | 43500 | 17 | 8.5 | 42000 | 32800 | 78.1% | 2 | 0 | 11.7 |  |  |  |  | R-454B | 3.625 | Residential & Commercial | USHP | Ducted CEE Tier 1
215726457 | Central HP <5.4 tons | YORK | HRCU-A-CB (Split System: Heat Pump with Remote Outdoor Unit-Air-Source) | HH860E2S11 | ADP |  | H,YG48*48+TXV-BLEED | TM8V080C16MP12 | 43500 | 18 | 8.5 | 42000 | 32800 | 78.1% | 2 | 0 | 11.7 |  |  |  |  | R-454B | 3.625 | Residential & Commercial | USHP | Ducted CEE Tier 1
215726471 | Central HP <5.4 tons | YORK | HRCU-A-CB (Split System: Heat Pump with Remote Outdoor Unit-Air-Source) | HH860E2S11 | ADP |  | H,YG84*48+TXV-BLEED | TM8V080C16MP12 | 43500 | 18 | 8.5 | 42000 | 32800 | 78.1% | 2 | 0 | 11.7 |  |  |  |  | R-454B | 3.625 | Residential & Commercial | USHP | Ducted CEE Tier 1
215731550 | Central HP <5.4 tons | YORK | HRCU-A-CB (Split System: Heat Pump with Remote Outdoor Unit-Air-Source) | HH860E2S11 | ADP |  | H,YG55*60+TXV-BLEED | TM9Y100C16MP11 | 44000 | 17 | 8.5 | 42500 | 33400 | 78.59% | 2 | 0 | 11 |  |  |  |  | R-454B | 3.6667 | Residential & Commercial | USHP | Ducted CEE Tier 1
215731564 | Central HP <5.4 tons | YORK | HRCU-A-CB (Split System: Heat Pump with Remote Outdoor Unit-Air-Source) | HH860E2S11 | ADP |  | H,YG52*48+TXV | TM9Y100C16MP11 | 44000 | 17 | 8.5 | 42500 | 33400 | 78.59% | 2 | 0 | 11 |  |  |  |  | R-454B | 3.6667 | Residential & Commercial | USHP | Ducted CEE Tier 1
215731613 | Central HP <5.4 tons | YORK | HRCU-A-CB (Split System: Heat Pump with Remote Outdoor Unit-Air-Source) | HH860E2S11 | ADP |  | H,YG54*48+TXV | Y81E080C16SMPS1 | 44500 | 18 | 8.5 | 42500 | 33000 | 77.65% | 2 | 0 | 12 |  |  |  |  | R-454B | 3.7083 | Residential & Commercial | USHP | Ducted CEE Tier 1
215731614 | Central HP <5.4 tons | YORK | HRCU-A-CB (Split System: Heat Pump with Remote Outdoor Unit-Air-Source) | HH860E2S11 | ADP |  | H,YG54*60+TXV | Y81E080C16SMPS1 | 44500 | 18 | 8.5 | 42500 | 33000 | 77.65% | 2 | 0 | 12 |  |  |  |  | R-454B | 3.7083 | Residential & Commercial | USHP | Ducted CEE Tier 1
215731664 | Central HP <5.4 tons | YORK | HRCU-A-CB (Split System: Heat Pump with Remote Outdoor Unit-Air-Source) | HH860E2S11 | ADP |  | H,YG54*60+TXV | Y81E100C16SMPS1 | 44000 | 18 | 8.5 | 42000 | 32800 | 78.1% | 2 | 0 | 12 |  |  |  |  | R-454B | 3.6667 | Residential & Commercial | USHP | Ducted CEE Tier 1
215731666 | Central HP <5.4 tons | YORK | HRCU-A-CB (Split System: Heat Pump with Remote Outdoor Unit-Air-Source) | HH860E2S11 | ADP |  | H,YG55*60+TXV-BLEED | Y81E100C16SMPS1 | 44000 | 18 | 8.5 | 42000 | 32800 | 78.1% | 2 | 0 | 12 |  |  |  |  | R-454B | 3.6667 | Residential & Commercial | USHP | Ducted CEE Tier 1
215731697 | Central HP <5.4 tons | YORK | HRCU-A-CB (Split System: Heat Pump with Remote Outdoor Unit-Air-Source) | HH860E2S11 | ADP |  | H,YG55*60+TXV-BLEED | Y81E100C20SMPS1 | 53000 | 19 | 8.5 | 51500 | 38000 | 73.79% | 2 | 0 | 11.7 |  |  |  |  | R-454B | 4.4167 | Residential & Commercial | USHP | Ducted CEE Tier 1
215731698 | Central HP <5.4 tons | YORK | HRCU-A-CB (Split System: Heat Pump with Remote Outdoor Unit-Air-Source) | HH860E2S11 | ADP |  | H,YG55*60+TXV | Y81E100C20SMPS1 | 53000 | 19 | 8.5 | 51500 | 38000 | 73.79% | 2 | 0 | 11.7 |  |  |  |  | R-454B | 4.4167 | Residential & Commercial | USHP | Ducted CEE Tier 1
210473094 | Central HP <5.4 tons | CARRIER | HRCU-A-CB (Split System: Heat Pump with Remote Outdoor Unit-Air-Source) | 25VNA825A*032* |  |  | CAP**4321AL*+UI | 59CU5A080C21**20 | 24400 | 17 | 8.5 | 21200 | 16600 | 78.3% | 2.04 | 0 | 11 |  |  |  |  | R-410A | 2.0333 | Residential & Commercial | USHP | Ducted CEE Tier 1
210473512 | Central HP <5.4 tons | CARRIER | HRCU-A-CB (Split System: Heat Pump with Remote Outdoor Unit-Air-Source) | 25VNA825A*032* |  |  | CAP**4824AL*+UI | 59TN6B100C21**22 | 24200 | 16.5 | 8.1 | 21000 | 16500 | 78.57% | 2.02 | 0 | 11 |  |  |  |  | R-410A | 2.0167 | Residential & Commercial | USHP | Ducted CEE Tier 1
213311125 | Central HP <5.4 tons | PAYNE HEATING AND COOLING | HRCU-A-CB (Split System: Heat Pump with Remote Outdoor Unit-Air-Source) | 38MURAQ18AB3* | ADP |  | V36H***P219+CBPE3A* | 0 | 17800 | 15.5 | 9 | 17100 | 19400 | 113.5% | 2.4 | 0 | 10.5 |  |  |  |  | R-410A | 1.4833 | Residential & Commercial | USHP | Ducted CEE Tier 1
214810414 | Central HP <5.4 tons | RHEEM | HRCU-A-CB (Split System: Heat Pump with Remote Outdoor Unit-Air-Source) | RD17AZ60AJ3N | ADP |  | H,RE84960 | R962V1005A21M4S | 53000 | 17 | 8.1 | 52000 | 49000 | 94.23% | 1.75 | 0 | 9.5 |  |  |  |  | R-410A | 4.4167 | Residential & Commercial | USHP
212520155 | Central HP <5.4 tons | CARRIER | HRCU-A-CB (Split System: Heat Pump with Remote Outdoor Unit-Air-Source) | 38MURAQ18AB3* | ADP |  | H,PG9J936 | 58S(B,C)*A045E17**12 | 17900 | 16 | 8.5 | 16900 | 18100 | 107.1% | 2.22 | 0 | 10.5 |  |  |  |  | R-410A | 1.4917 | Residential & Commercial | USHP | Ducted CEE Tier 1
212520171 | Central HP <5.4 tons | CARRIER | HRCU-A-CB (Split System: Heat Pump with Remote Outdoor Unit-Air-Source) | 38MURAQ18AB3* | ADP |  | H,PG9J936 | 58SP*A045V17**16 | 17600 | 16 | 8.5 | 16900 | 18700 | 110.7% | 2.3 | 0 | 10.5 |  |  |  |  | R-410A | 1.4667 | Residential & Commercial | USHP | Ducted CEE Tier 1
212520172 | Central HP <5.4 tons | CARRIER | HRCU-A-CB (Split System: Heat Pump with Remote Outdoor Unit-Air-Source) | 38MURAQ18AB3* | ADP |  | H,PG24936 | 58SP*A070V17**16 | 17400 | 16 | 8.5 | 16700 | 18800 | 112.6% | 2.32 | 0 | 10.5 |  |  |  |  | R-410A | 1.45 | Residential & Commercial | USHP | Ducted CEE Tier 1
212520173 | Central HP <5.4 tons | CARRIER | HRCU-A-CB (Split System: Heat Pump with Remote Outdoor Unit-Air-Source) | 38MURAQ18AB3* | ADP |  | H,PG32936 | 58SP*A070V17**16 | 17100 | 16 | 8.5 | 16700 | 18800 | 112.6% | 2.32 | 0 | 10 |  |  |  |  | R-410A | 1.425 | Residential & Commercial | USHP | Ducted CEE Tier 1
215933104 | Central HP <5.4 tons | CARRIER | HRCU-A-CB (Split System: Heat Pump with Remote Outdoor Unit-Air-Source) | 27VNA336A*030* |  |  | CSAH*3612AM*+UI | 58TN*B090C21**20 | 33400 | 19 | 9 | 34800 | 26600 | 76.44% | 1.92 | 0 | 11.5 |  |  |  |  | R-454B | 2.7833 | Residential & Commercial | USHP | Ducted CEE Tier 1
215933154 | Central HP <5.4 tons | CARRIER | HRCU-A-CB (Split System: Heat Pump with Remote Outdoor Unit-Air-Source) | 27VNA336A*030* |  |  | CSAH*3612AM*+UI | 59CU5B100C21**22 | 33400 | 19 | 9 | 34800 | 26600 | 76.44% | 1.94 | 0 | 11.5 |  |  |  |  | R-454B | 2.7833 | Residential & Commercial | USHP | Ducted CEE Tier 1
215933304 | Central HP <5.4 tons | CARRIER | HRCU-A-CB (Split System: Heat Pump with Remote Outdoor Unit-Air-Source) | 27VNA336A*030* |  |  | CSAH*4212AM*+UI | 58TN*B070C14**12 | 33400 | 19 | 9 | 35200 | 27000 | 76.7% | 1.92 | 0 | 11 |  |  |  |  | R-454B | 2.7833 | Residential & Commercial | USHP | Ducted CEE Tier 1
215933324 | Central HP <5.4 tons | CARRIER | HRCU-A-CB (Split System: Heat Pump with Remote Outdoor Unit-Air-Source) | 27VNA336A*030* |  |  | CSAH*4212AM*+UI | 58TN*B070C21**20 | 33600 | 19 | 9 | 34800 | 26600 | 76.44% | 1.92 | 0 | 11 |  |  |  |  | R-454B | 2.8 | Residential & Commercial | USHP | Ducted CEE Tier 1
216738449 | Central HP <5.4 tons | AIRQUEST | HRCU-A-CB (Split System: Heat Pump with Remote Outdoor Unit-Air-Source) | D5CUHAH24AAK |  |  | ESH5X36M12A* | *92MSN0601412A* | 23000 | 15.2 | 8.1 | 21000 | 18700 | 89.05% | 1.85 | 0 | 10.5 |  |  |  |  | R-454B | 1.9167 | Residential & Commercial | USHP | Ducted CEE Tier 1
216739000 | Central HP <5.4 tons | AIRQUEST | HRCU-A-CB (Split System: Heat Pump with Remote Outdoor Unit-Air-Source) | D5CUHAH24AAK |  |  | FEVB0024**+NAVA53601CK | 0 | 23000 | 15.5 | 8.5 | 21000 | 18700 | 89.05% | 1.98 | 0 | 11 |  |  |  |  | R-454B | 1.9167 | Residential & Commercial | USHP | Ducted CEE Tier 1
213774528 | Central HP <5.4 tons | AIRQUEST | HRCU-A-CB (Split System: Heat Pump with Remote Outdoor Unit-Air-Source) | HVH825GKA3* |  |  | EHD4X42AAL+WALLCON | *96CTN0801714B* | 24000 | 16 | 8.1 | 21400 | 16600 | 77.57% | 2 | 0 | 10.5 |  |  |  |  | R-410A | 2 | Residential & Commercial | USHP | Ducted CEE Tier 1
213774558 | Central HP <5.4 tons | AIRQUEST | HRCU-A-CB (Split System: Heat Pump with Remote Outdoor Unit-Air-Source) | HVH825GKA3* |  |  | EHD4X48AAL+WALLCON | *80CTL0451712B* | 24200 | 16 | 8.1 | 21400 | 16700 | 78.04% | 2 | 0 | 10.5 |  |  |  |  | R-410A | 2.0167 | Residential & Commercial | USHP | Ducted CEE Tier 1
214848989 | Central HP <5.4 tons | YORK | HRCU-A-CB (Split System: Heat Pump with Remote Outdoor Unit-Air-Source) | HH860E2S11 | ADP |  | H,YG84*60+TXV-BLEED | TM9E120D20MP12 | 53000 | 19 | 8.5 | 52500 | 39000 | 74.29% | 2 | 0 | 11 |  |  |  |  | R-454B | 4.4167 | Residential & Commercial | USHP | Ducted CEE Tier 1
213778738 | Central HP <5.4 tons | AIRQUEST | HRCU-A-CB (Split System: Heat Pump with Remote Outdoor Unit-Air-Source) | HVH837GKA** |  |  | EA*4X36L17A*+WALLCON | *80CTL0701412B* | 31400 | 16.5 | 8.1 | 33400 | 24400 | 73.05% | 1.82 | 0 | 10.5 |  |  |  |  | R-410A | 2.6167 | Residential & Commercial | USHP | Ducted CEE Tier 1
213778788 | Central HP <5.4 tons | AIRQUEST | HRCU-A-CB (Split System: Heat Pump with Remote Outdoor Unit-Air-Source) | HVH837GKA** |  |  | EA*4X36L17A*+WALLCON | *97CMN0801714B* | 31400 | 16.5 | 8.1 | 33200 | 24400 | 73.49% | 1.82 | 0 | 10.5 |  |  |  |  | R-410A | 2.6167 | Residential & Commercial | USHP | Ducted CEE Tier 1
213778938 | Central HP <5.4 tons | AIRQUEST | HRCU-A-CB (Split System: Heat Pump with Remote Outdoor Unit-Air-Source) | HVH837GKA** |  |  | EA*4X37L21A*+WALLCON | *80CTL0451712B* | 32600 | 16.5 | 8.1 | 33200 | 25400 | 76.51% | 1.94 | 0 | 10.5 |  |  |  |  | R-410A | 2.7167 | Residential & Commercial | USHP | Ducted CEE Tier 1
213779338 | Central HP <5.4 tons | AIRQUEST | HRCU-A-CB (Split System: Heat Pump with Remote Outdoor Unit-Air-Source) | HVH837GKA** |  |  | EA*4X43L21A*+WALLCON | *96CTN0601714B* | 32800 | 17 | 8.1 | 33000 | 25400 | 76.97% | 1.96 | 0 | 11 |  |  |  |  | R-410A | 2.7333 | Residential & Commercial | USHP | Ducted CEE Tier 1
213779358 | Central HP <5.4 tons | AIRQUEST | HRCU-A-CB (Split System: Heat Pump with Remote Outdoor Unit-Air-Source) | HVH837GKA** |  |  | EA*4X43L21A*+WALLCON | *96CTN1002122B* | 33000 | 17 | 8.5 | 32600 | 25000 | 76.69% | 1.98 | 0 | 11.5 |  |  |  |  | R-410A | 2.75 | Residential & Commercial | USHP | Ducted CEE Tier 1
213780008 | Central HP <5.4 tons | AIRQUEST | HRCU-A-CB (Split System: Heat Pump with Remote Outdoor Unit-Air-Source) | HVH837GKA** |  |  | EHD4X42AAL+WALLCON | *80CTL0901716B* | 32200 | 16.5 | 8.1 | 33000 | 24800 | 75.15% | 1.94 | 0 | 11 |  |  |  |  | R-410A | 2.6833 | Residential & Commercial | USHP | Ducted CEE Tier 1
213780258 | Central HP <5.4 tons | AIRQUEST | HRCU-A-CB (Split System: Heat Pump with Remote Outdoor Unit-Air-Source) | HVH837GKA** |  |  | EHD4X48AAL+WALLCON | *96CTN0601714B* | 32400 | 16 | 8.1 | 33000 | 25200 | 76.36% | 1.94 | 0 | 10.5 |  |  |  |  | R-410A | 2.7 | Residential & Commercial | USHP | Ducted CEE Tier 1
213780308 | Central HP <5.4 tons | AIRQUEST | HRCU-A-CB (Split System: Heat Pump with Remote Outdoor Unit-Air-Source) | HVH837GKA** |  |  | EHD4X60AAL+WALLCON | *80CTL0701412B* | 32800 | 16.5 | 8.1 | 32400 | 25600 | 79.01% | 2 | 0 | 11 |  |  |  |  | R-410A | 2.7333 | Residential & Commercial | USHP | Ducted CEE Tier 1
216739049 | Central HP <5.4 tons | AIRQUEST | HRCU-A-CB (Split System: Heat Pump with Remote Outdoor Unit-Air-Source) | D5CUHAH24AAK |  |  | F5MA5*30L*B* | 0 | 23400 | 16 | 8.5 | 21200 | 18800 | 88.68% | 1.96 | 0 | 11 |  |  |  |  | R-454B | 1.95 | Residential & Commercial | USHP | Ducted CEE Tier 1
214052512 | Central HP <5.4 tons | LENNOX | HRCU-A-CB (Split System: Heat Pump with Remote Outdoor Unit-Air-Source) | EL22XPV-024-230A** | ADP |  | HG80936 | SL297UH060NV36B* | 23800 | 20 | 8.5 | 22000 | 15400 | 70% | 1.9 | 0 | 13.5 |  |  |  |  | R-410A | 1.9833 | Residential & Commercial | USHP | Ducted CEE Tier 1
214052513 | Central HP <5.4 tons | LENNOX | HRCU-A-CB (Split System: Heat Pump with Remote Outdoor Unit-Air-Source) | EL22XPV-024-230A** | ADP |  | HG34936 | SLP98UH070XV36B* | 23800 | 21 | 8.5 | 22000 | 15400 | 70% | 1.92 | 0 | 13.5 |  |  |  |  | R-410A | 1.9833 | Residential & Commercial | USHP | Ducted CEE Tier 1
216737963 | Central HP <5.4 tons | AIRQUEST | HRCU-A-CB (Split System: Heat Pump with Remote Outdoor Unit-Air-Source) | D5CUHAH24AAK |  |  | ESH5X36M12A* | *80CSU0401712A* | 23400 | 17 | 8.5 | 21200 | 18800 | 88.68% | 1.94 | 0 | 11 |  |  |  |  | R-454B | 1.95 | Residential & Commercial | USHP | Ducted CEE Tier 1
213780728 | Central HP <5.4 tons | AIRQUEST | HRCU-A-CB (Split System: Heat Pump with Remote Outdoor Unit-Air-Source) | HVH837GKA2* |  |  | EA*4X36L21A*+WALLCON | *80CTL0451712B* | 31200 | 16.5 | 8.1 | 33400 | 24600 | 73.65% | 1.82 | 0 | 10.5 |  |  |  |  | R-410A | 2.6 | Residential & Commercial | USHP | Ducted CEE Tier 1
213781378 | Central HP <5.4 tons | AIRQUEST | HRCU-A-CB (Split System: Heat Pump with Remote Outdoor Unit-Air-Source) | HVH837GKA2* |  |  | EA*4X48L21A*+WALLCON | *96CTN0801714B* | 32200 | 17 | 8.1 | 32800 | 25000 | 76.22% | 1.96 | 0 | 11 |  |  |  |  | R-410A | 2.6833 | Residential & Commercial | USHP | Ducted CEE Tier 1
215932157 | Central HP <5.4 tons | AIRQUEST | HRCU-A-CB (Split System: Heat Pump with Remote Outdoor Unit-Air-Source) | H5H3V36*K*AAA* |  |  | EA*5X37M17A*+WALLCON | *96CTN0601714B* | 33200 | 19 | 9.5 | 34400 | 26400 | 76.74% | 2.06 | 0 | 10.5 |  |  |  |  | R-454B | 2.7667 | Residential & Commercial | USHP | Ducted CEE Tier 1
213076932 | Central HP <5.4 tons | KEEPRITE | HRCU-A-CB (Split System: Heat Pump with Remote Outdoor Unit-Air-Source) | DLCURAH36ABK |  |  | EA*4X36L17A* | *96VSN0801716B* | 35200 | 15.2 | 8.1 | 39000 | 35400 | 90.77% | 1.82 | 0 | 9.5 |  |  |  |  | R-410A | 2.9333 | Residential & Commercial | USHP
213076982 | Central HP <5.4 tons | KEEPRITE | HRCU-A-CB (Split System: Heat Pump with Remote Outdoor Unit-Air-Source) | DLCURAH36ABK |  |  | EA*4X43L21A* | *96VSN0801716B* | 36600 | 15.5 | 8.5 | 38500 | 35000 | 90.91% | 2.06 | 0 | 10 |  |  |  |  | R-410A | 3.05 | Residential & Commercial | USHP | Ducted CEE Tier 1
210470145 | Central HP <5.4 tons | CARRIER | HRCU-A-CB (Split System: Heat Pump with Remote Outdoor Unit-Air-Source) | 25VNA837A*031* |  |  | CAP**4221AL*+UI | 58CU*A040C17**12 | 31800 | 17 | 8.1 | 33200 | 24400 | 73.49% | 1.88 | 0 | 11 |  |  |  |  | R-410A | 2.65 | Residential & Commercial | USHP | Ducted CEE Tier 1
210470264 | Central HP <5.4 tons | CARRIER | HRCU-A-CB (Split System: Heat Pump with Remote Outdoor Unit-Air-Source) | 25VNA837A*031* |  |  | CAP**6024AL*+UI | 58TN*A090C21**20 | 32800 | 17.5 | 8.5 | 31800 | 24800 | 77.99% | 1.98 | 0 | 11.7 |  |  |  |  | R-410A | 2.7333 | Residential & Commercial | USHP | Ducted CEE Tier 1
215932257 | Central HP <5.4 tons | AIRQUEST | HRCU-A-CB (Split System: Heat Pump with Remote Outdoor Unit-Air-Source) | H5H3V36*K*AAA* |  |  | EA*5X42M21A*+WALLCON | *80CTL1102120B* | 32800 | 20 | 9.5 | 34600 | 26600 | 76.88% | 2.02 | 0 | 11.5 |  |  |  |  | R-454B | 2.7333 | Residential & Commercial | USHP | Ducted CEE Tier 1
216737981 | Central HP <5.4 tons | AIRQUEST | HRCU-A-CB (Split System: Heat Pump with Remote Outdoor Unit-Air-Source) | D5CUHAH24AAK |  |  | ESH5X36M12A* | *80CSU0802120A* | 23600 | 15.2 | 8.5 | 21200 | 18900 | 89.15% | 1.98 | 0 | 11 |  |  |  |  | R-454B | 1.9667 | Residential & Commercial | USHP | Ducted CEE Tier 1
215932307 | Central HP <5.4 tons | AIRQUEST | HRCU-A-CB (Split System: Heat Pump with Remote Outdoor Unit-Air-Source) | H5H3V36*K*AAA* |  |  | EA*5X42M21A*+WALLCON | *97CMN0801714B* | 32400 | 19.5 | 9.5 | 35400 | 27200 | 76.84% | 2 | 0 | 11 |  |  |  |  | R-454B | 2.7 | Residential & Commercial | USHP | Ducted CEE Tier 1
215932507 | Central HP <5.4 tons | AIRQUEST | HRCU-A-CB (Split System: Heat Pump with Remote Outdoor Unit-Air-Source) | H5H3V36*K*AAA* |  |  | EA*5X48M21A*+WALLCON | *96CTN0601714B* | 33000 | 19.5 | 9.5 | 34000 | 26000 | 76.47% | 2.04 | 0 | 11 |  |  |  |  | R-454B | 2.75 | Residential & Commercial | USHP | Ducted CEE Tier 1
215932757 | Central HP <5.4 tons | AIRQUEST | HRCU-A-CB (Split System: Heat Pump with Remote Outdoor Unit-Air-Source) | H5H3V36*K*AAA* |  |  | EA*5X61M21A*+WALLCON | *95CSU0802120B* | 34400 | 20 | 9 | 34400 | 26200 | 76.16% | 1.96 | 0 | 11.7 |  |  |  |  | R-454B | 2.8667 | Residential & Commercial | USHP | Ducted CEE Tier 1
215932907 | Central HP <5.4 tons | AIRQUEST | HRCU-A-CB (Split System: Heat Pump with Remote Outdoor Unit-Air-Source) | H5H3V36*K*AAA* |  |  | EA*5X61M24A*+WALLCON | *97CMN0602120B* | 34200 | 20 | 9 | 34800 | 26400 | 75.86% | 1.92 | 0 | 11.5 |  |  |  |  | R-454B | 2.85 | Residential & Commercial | USHP | Ducted CEE Tier 1
216737224 | Central HP <5.4 tons | AIRQUEST | HRCU-A-CB (Split System: Heat Pump with Remote Outdoor Unit-Air-Source) | D5CUHAH24AAK |  |  | ESH5X30M12A* | *80MSU0601716A* | 22800 | 16 | 8.5 | 21200 | 19000 | 89.62% | 1.96 | 0 | 10.5 |  |  |  |  | R-454B | 1.9 | Residential & Commercial | USHP | Ducted CEE Tier 1
215933057 | Central HP <5.4 tons | AIRQUEST | HRCU-A-CB (Split System: Heat Pump with Remote Outdoor Unit-Air-Source) | H5H3V36*K*AAA* |  |  | ESH5X36M12A*+WALLCON | *80CTL0451712B* | 32800 | 18.5 | 9 | 35800 | 27600 | 77.09% | 1.88 | 0 | 10.5 |  |  |  |  | R-454B | 2.7333 | Residential & Commercial | USHP | Ducted CEE Tier 1
215933077 | Central HP <5.4 tons | AIRQUEST | HRCU-A-CB (Split System: Heat Pump with Remote Outdoor Unit-Air-Source) | H5H3V36*K*AAA* |  |  | ESH5X36M12A*+WALLCON | *80CTL0701716B* | 33200 | 18.5 | 9 | 35200 | 27000 | 76.7% | 1.92 | 0 | 11 |  |  |  |  | R-454B | 2.7667 | Residential & Commercial | USHP | Ducted CEE Tier 1
215931537 | Central HP <5.4 tons | AIRQUEST | HRCU-A-CB (Split System: Heat Pump with Remote Outdoor Unit-Air-Source) | H5H3V60*K*AAA* |  |  | EA*5X60M24A*+WALLCON | *80CTL0702120B* | 55500 | 18 | 8.1 | 60500 | 46500 | 76.86% | 1.95 | 0 | 11 |  |  |  |  | R-454B | 4.625 | Residential & Commercial | USHP | Ducted CEE Tier 1
215292752 | Central HP <5.4 tons | AIRQUEST | HRCU-A-CB (Split System: Heat Pump with Remote Outdoor Unit-Air-Source) | DLCURAH24ABK | ADP |  | H,GG35936 | *96VTN0601412A* | 23600 | 16 | 8.5 | 24200 | 23000 | 95.04% | 1.94 | 0 | 10 |  |  |  |  | R-410A | 1.9667 | Residential & Commercial | USHP | Ducted CEE Tier 1
213780378 | Central HP <5.4 tons | AIRQUEST | HRCU-A-CB (Split System: Heat Pump with Remote Outdoor Unit-Air-Source) | HVH837GKA** |  |  | EHD4X60AAL+WALLCON | *97CMN0601714B* | 32800 | 16 | 8.1 | 32400 | 25200 | 77.78% | 1.96 | 0 | 11 |  |  |  |  | R-410A | 2.7333 | Residential & Commercial | USHP | Ducted CEE Tier 1
213779758 | Central HP <5.4 tons | AIRQUEST | HRCU-A-CB (Split System: Heat Pump with Remote Outdoor Unit-Air-Source) | HVH837GKA** |  |  | EA*4X61L24A*+WALLCON | *80CTL1102120B* | 33200 | 17.5 | 8.5 | 32000 | 24800 | 77.5% | 2 | 0 | 11.5 |  |  |  |  | R-410A | 2.7667 | Residential & Commercial | USHP | Ducted CEE Tier 1
214849003 | Central HP <5.4 tons | YORK | HRCU-A-CB (Split System: Heat Pump with Remote Outdoor Unit-Air-Source) | HH860E2S11 | ADP |  | H,YG84*60+TXV-BLEED | Y81E120C20SMPS1 | 52500 | 19 | 8.5 | 51500 | 38000 | 73.79% | 2 | 0 | 11.7 |  |  |  |  | R-454B | 4.375 | Residential & Commercial | USHP | Ducted CEE Tier 1
214242324 | Central HP <5.4 tons | TEMPSTAR | HRCU-A-CB (Split System: Heat Pump with Remote Outdoor Unit-Air-Source) | TVH825GKA3* |  |  | EN(A,D,W)4X48L21**+WALLCON | *96CTN1002122B* | 24200 | 17 | 8.1 | 21200 | 16500 | 77.83% | 2 | 0 | 11.5 |  |  |  |  | R-410A | 2.0167 | Residential & Commercial | USHP | Ducted CEE Tier 1
215933157 | Central HP <5.4 tons | AIRQUEST | HRCU-A-CB (Split System: Heat Pump with Remote Outdoor Unit-Air-Source) | H5H3V36*K*AAA* |  |  | ESH5X36M12A*+WALLCON | *95CSU1002122B* | 33400 | 19 | 9 | 34800 | 26600 | 76.44% | 1.94 | 0 | 11.5 |  |  |  |  | R-454B | 2.7833 | Residential & Commercial | USHP | Ducted CEE Tier 1
215933227 | Central HP <5.4 tons | AIRQUEST | HRCU-A-CB (Split System: Heat Pump with Remote Outdoor Unit-Air-Source) | H5H3V36*K*AAA* |  |  | ESH5X36M12A*+WALLCON | *96CTN0401410B* | 31800 | 17 | 9 | 34000 | 26200 | 77.06% | 1.94 | 0 | 10.5 |  |  |  |  | R-454B | 2.65 | Residential & Commercial | USHP | Ducted CEE Tier 1
215933477 | Central HP <5.4 tons | AIRQUEST | HRCU-A-CB (Split System: Heat Pump with Remote Outdoor Unit-Air-Source) | H5H3V36*K*AAA* |  |  | ESH5X42M12A*+WALLCON | *96CTN0801714B* | 33400 | 19 | 9 | 35000 | 26800 | 76.57% | 1.9 | 0 | 11 |  |  |  |  | R-454B | 2.7833 | Residential & Commercial | USHP | Ducted CEE Tier 1
215932657 | Central HP <5.4 tons | AIRQUEST | HRCU-A-CB (Split System: Heat Pump with Remote Outdoor Unit-Air-Source) | H5H3V36*K*AAA* |  |  | EA*5X61M21A*+WALLCON | *80CSU0401712A* | 34400 | 20.5 | 9 | 34600 | 26200 | 75.72% | 1.94 | 0 | 11.7 |  |  |  |  | R-454B | 2.8667 | Residential & Commercial | USHP | Ducted CEE Tier 1
210470429 | Central HP <5.4 tons | CARRIER | HRCU-A-CB (Split System: Heat Pump with Remote Outdoor Unit-Air-Source) | 25VNA837A*031* |  |  | CAP**6121AL*+UI | 58TN*A070C17**16 | 33200 | 17.5 | 8.5 | 32200 | 25000 | 77.64% | 1.98 | 0 | 11.7 |  |  |  |  | R-410A | 2.7667 | Residential & Commercial | USHP | Ducted CEE Tier 1
213297025 | Central HP <5.4 tons | FRASER-JOHNSTON | HRCU-A-CB (Split System: Heat Pump with Remote Outdoor Unit-Air-Source) | HMH72B341 |  |  | XAUB36DXXN1+TXV | Z9ET080B12SMPS1 | 34000 | 18.5 | 8.1 | 33400 | 24200 | 72.46% | 2.08 | 0 | 9.5 |  |  |  |  | R-410A | 2.8333 | Residential & Commercial | USHP
211241677 | Central HP <5.4 tons | DAY & NIGHT | HRCU-A-CB (Split System: Heat Pump with Remote Outdoor Unit-Air-Source) | DLCURAH24ABK |  |  | EA*4X30L17A* | *80ES(N,L)0901714A* | 24600 | 16.5 | 8.5 | 26600 | 22600 | 84.96% | 1.86 | 0 | 10 |  |  |  |  | R-410A | 2.05 | Residential & Commercial | USHP | Ducted CEE Tier 1
211242345 | Central HP <5.4 tons | DAY & NIGHT | HRCU-A-CB (Split System: Heat Pump with Remote Outdoor Unit-Air-Source) | DLCURAH24ABK |  |  | EA*4X36L21A* | *96VTN1002122A* | 23800 | 17 | 8.5 | 25800 | 23200 | 89.92% | 1.92 | 0 | 10 |  |  |  |  | R-410A | 1.9833 | Residential & Commercial | USHP | Ducted CEE Tier 1
210470649 | Central HP <5.4 tons | CARRIER | HRCU-A-CB (Split System: Heat Pump with Remote Outdoor Unit-Air-Source) | 25VNA837A*031* |  |  | CAP**6124AL*+UI | 59MN7B060C21**20 | 33000 | 17.5 | 8.5 | 32400 | 25200 | 77.78% | 1.98 | 0 | 11.7 |  |  |  |  | R-410A | 2.75 | Residential & Commercial | USHP | Ducted CEE Tier 1
210470832 | Central HP <5.4 tons | CARRIER | HRCU-A-CB (Split System: Heat Pump with Remote Outdoor Unit-Air-Source) | 25VNA837A*031* |  |  | CNPV*4824AL*+UI | 59CU5A080C21**20 | 32400 | 17.5 | 8.1 | 32800 | 24800 | 75.61% | 1.96 | 0 | 11.7 |  |  |  |  | R-410A | 2.7 | Residential & Commercial | USHP | Ducted CEE Tier 1
211243868 | Central HP <5.4 tons | DAY & NIGHT | HRCU-A-CB (Split System: Heat Pump with Remote Outdoor Unit-Air-Source) | DLCURAH24ABK |  |  | EN(A,D)4X24L17** | *96VSN0401410A* | 23400 | 15.5 | 8.5 | 26600 | 24000 | 90.23% | 1.96 | 0 | 10 |  |  |  |  | R-410A | 1.95 | Residential & Commercial | USHP | Ducted CEE Tier 1
211245271 | Central HP <5.4 tons | KEEPRITE | HRCU-A-CB (Split System: Heat Pump with Remote Outdoor Unit-Air-Source) | DLCURAH24ABK |  |  | EN(A,D,W)4X36L17** | OLV098A12* | 23400 | 16.5 | 8.1 | 25800 | 24200 | 93.8% | 2 | 0 | 10 |  |  |  |  | R-410A | 1.95 | Residential & Commercial | USHP | Ducted CEE Tier 1
213076050 | Central HP <5.4 tons | KEEPRITE | HRCU-A-CB (Split System: Heat Pump with Remote Outdoor Unit-Air-Source) | DLCURAH30ABK |  |  | EA*4X42L24A* | *95MSU1002120A* | 29800 | 15.2 | 8.1 | 38000 | 27600 | 72.63% | 1.78 | 0 | 9 |  |  |  |  | R-410A | 2.4833 | Residential & Commercial | USHP
216891515 | Central HP <5.4 tons | FRIEDRICH | HRCU-A-CB (Split System: Heat Pump with Remote Outdoor Unit-Air-Source) | RD18AY36AJVC |  |  | RCFY3621STANM | FR962V0855A21M4 | 31400 | 19 | 8.5 | 31400 | 27800 | 88.54% | 1.9 | 0 | 12 |  |  |  |  | R-454B | 2.6167 | Residential & Commercial | USHP | Ducted CEE Tier 1
216891497 | Central HP <5.4 tons | FRIEDRICH | HRCU-A-CB (Split System: Heat Pump with Remote Outdoor Unit-Air-Source) | RD18AY36AJVC |  |  | RCFY3621STANM | FR98MV1005A21UP | 31400 | 19 | 8.5 | 31400 | 27800 | 88.54% | 1.9 | 0 | 12 |  |  |  |  | R-454B | 2.6167 | Residential & Commercial | USHP | Ducted CEE Tier 1
215933234 | Central HP <5.4 tons | CARRIER | HRCU-A-CB (Split System: Heat Pump with Remote Outdoor Unit-Air-Source) | 27VNA336A*030* |  |  | CSAH*3612AM*+UI | 59TN6C060C17**14 | 33000 | 18.5 | 9 | 34400 | 26200 | 76.16% | 1.92 | 0 | 10.5 |  |  |  |  | R-454B | 2.75 | Residential & Commercial | USHP | Ducted CEE Tier 1
215933334 | Central HP <5.4 tons | CARRIER | HRCU-A-CB (Split System: Heat Pump with Remote Outdoor Unit-Air-Source) | 27VNA336A*030* |  |  | CSAH*4212AM*+UI | 58TN*B090C17**16 | 33600 | 19 | 9 | 34800 | 26600 | 76.44% | 1.92 | 0 | 11 |  |  |  |  | R-454B | 2.8 | Residential & Commercial | USHP | Ducted CEE Tier 1
215933384 | Central HP <5.4 tons | CARRIER | HRCU-A-CB (Split System: Heat Pump with Remote Outdoor Unit-Air-Source) | 27VNA336A*030* |  |  | CSAH*4212AM*+UI | 59CU5B100C21**22 | 33600 | 19.5 | 9 | 34600 | 26400 | 76.3% | 1.92 | 0 | 11.7 |  |  |  |  | R-454B | 2.8 | Residential & Commercial | USHP | Ducted CEE Tier 1
215933654 | Central HP <5.4 tons | CARRIER | HRCU-A-CB (Split System: Heat Pump with Remote Outdoor Unit-Air-Source) | 27VNA336A*030* |  |  | CSAH*4812AM*+UI | 59MN7C080C17**14 | 33400 | 19 | 9 | 35200 | 27000 | 76.7% | 1.92 | 0 | 11 |  |  |  |  | R-454B | 2.7833 | Residential & Commercial | USHP | Ducted CEE Tier 1
214776680 | Central HP <5.4 tons | YORK | HRCU-A-CB (Split System: Heat Pump with Remote Outdoor Unit-Air-Source) | HH860E2S11 | ADP |  | CV603**A+TXV | TMLE120C20MP11 | 53000 | 19 | 8.5 | 52500 | 39000 | 74.29% | 2 | 0 | 11 |  |  |  |  | R-454B | 4.4167 | Residential & Commercial | USHP | Ducted CEE Tier 1
214776697 | Central HP <5.4 tons | YORK | HRCU-A-CB (Split System: Heat Pump with Remote Outdoor Unit-Air-Source) | HH860E2S11 | ADP |  | CV602D*A+TXV | TMLE130D20MP11 | 54000 | 19 | 8.5 | 53000 | 39500 | 74.53% | 2 | 0 | 11 |  |  |  |  | R-454B | 4.5 | Residential & Commercial | USHP | Ducted CEE Tier 1
214849232 | Central HP <5.4 tons | RHEEM | HRCU-A-CB (Split System: Heat Pump with Remote Outdoor Unit-Air-Source) | RD17AZ60AJ3N | ADP |  | H,RE49960 | R801V1255A24UH | 53000 | 17 | 8.1 | 51500 | 48500 | 94.17% | 1.75 | 0 | 9.5 |  |  |  |  | R-410A | 4.4167 | Residential & Commercial | USHP
211245455 | Central HP <5.4 tons | KEEPRITE | HRCU-A-CB (Split System: Heat Pump with Remote Outdoor Unit-Air-Source) | DLCURAH24ABK |  |  | EN(A,D)4X36L21** | *80VSL0902120A* | 23800 | 16.5 | 8.1 | 26000 | 23200 | 89.23% | 1.92 | 0 | 10.5 |  |  |  |  | R-410A | 1.9833 | Residential & Commercial | USHP | Ducted CEE Tier 1
211243985 | Central HP <5.4 tons | DAY & NIGHT | HRCU-A-CB (Split System: Heat Pump with Remote Outdoor Unit-Air-Source) | DLCURAH24ABK |  |  | EN(A,D)4X24L17** | *80VTL0451412A* | 23800 | 16 | 8.5 | 26800 | 23200 | 86.57% | 1.92 | 0 | 10 |  |  |  |  | R-410A | 1.9833 | Residential & Commercial | USHP | Ducted CEE Tier 1
211244250 | Central HP <5.4 tons | DAY & NIGHT | HRCU-A-CB (Split System: Heat Pump with Remote Outdoor Unit-Air-Source) | DLCURAH24ABK |  |  | EN(A,D)4X24L17** | OMV098J12* | 23400 | 16 | 8.5 | 26600 | 24000 | 90.23% | 1.98 | 0 | 10 |  |  |  |  | R-410A | 1.95 | Residential & Commercial | USHP | Ducted CEE Tier 1
211244268 | Central HP <5.4 tons | DAY & NIGHT | HRCU-A-CB (Split System: Heat Pump with Remote Outdoor Unit-Air-Source) | DLCURAH24ABK |  |  | EN(A,D)4X24L17** | OMV112K14A | 23800 | 15.2 | 8.5 | 27000 | 23200 | 85.93% | 1.9 | 0 | 10 |  |  |  |  | R-410A | 1.9833 | Residential & Commercial | USHP | Ducted CEE Tier 1
213076747 | Central HP <5.4 tons | KEEPRITE | HRCU-A-CB (Split System: Heat Pump with Remote Outdoor Unit-Air-Source) | DLCURAH36ABK |  |  | EA*4X37L21A* | *80VTL1102122B* | 36400 | 16 | 8.5 | 38000 | 34800 | 91.58% | 2.06 | 0 | 10 |  |  |  |  | R-410A | 3.0333 | Residential & Commercial | USHP | Ducted CEE Tier 1
210473981 | Central HP <5.4 tons | CARRIER | HRCU-A-CB (Split System: Heat Pump with Remote Outdoor Unit-Air-Source) | 25VNA825A*032* |  |  | CNPV*4821AL*+UI | 59TN6B080C17**14 | 24000 | 16.5 | 8.1 | 21400 | 16600 | 77.57% | 2 | 0 | 11 |  |  |  |  | R-410A | 2 | Residential & Commercial | USHP | Ducted CEE Tier 1
215870922 | Central HP <5.4 tons | YORK | HRCU-A-CB (Split System: Heat Pump with Remote Outdoor Unit-Air-Source) | HH824E2S11 | ADP |  | CX360B*35+TXV | Y91E060A10SMPS1 | 22800 | 17 | 8.35 | 21400 | 17200 | 80.37% | 1.96 | 0 | 11.7 |  |  |  |  | R-454B | 1.9 | Residential & Commercial | USHP | Ducted CEE Tier 1
216017539 | Central HP <5.4 tons | YORK | HRCU-A-C (Split System: Heat Pump with Remote Outdoor Unit with No Indoor Fan --Air Source) | HH860E2S11 | ADP |  | H,YG88*60+TXV-BLEED+TD | 0 | 44500 | 15.2 | 8.5 | 44000 | 33800 | 76.82% | 2 | 0 | 11 |  |  |  |  | R-454B | 3.7083 | Residential & Commercial | USHP | Ducted CEE Tier 1
214584562 | Central HP <5.4 tons | LUXAIRE | HRCU-A-CB (Split System: Heat Pump with Remote Outdoor Unit-Air-Source) | HH860E2S11 |  |  | CTM60C5CGS1 | Z8ES100C16SMPS1 | 44000 | 18 | 9 | 44000 | 33200 | 75.45% | 2 | 0 | 12 |  |  |  |  | R-454B | 3.6667 | Residential & Commercial | USHP | Ducted CEE Tier 1
216017534 | Central HP <5.4 tons | YORK | HRCU-A-C (Split System: Heat Pump with Remote Outdoor Unit with No Indoor Fan --Air Source) | HH824E2S11 | ADP |  | H,YG9J*30+TXV-BLEED+TD | 0 | 23000 | 15.2 | 8.5 | 21400 | 17000 | 79.44% | 2 | 0 | 11 |  |  |  |  | R-454B | 1.9167 | Residential & Commercial | USHP | Ducted CEE Tier 1
212552673 | Central HP <5.4 tons | DAY & NIGHT | HRCU-A-CB (Split System: Heat Pump with Remote Outdoor Unit-Air-Source) | CVH848GKA** | ADP |  | PL60H210P299 | *97CMN1002122A* | 46000 | 17 | 8.5 | 44000 | 34600 | 78.64% | 2 | 0 | 10 |  |  |  |  | R-410A | 3.8333 | Residential & Commercial | USHP | Ducted CEE Tier 1
215934734 | Central HP <5.4 tons | CARRIER | HRCU-A-CB (Split System: Heat Pump with Remote Outdoor Unit-Air-Source) | 27VNA336A*030* |  |  | CVAMA4221XMA*+UI | 59MN7C060C17**14 | 34000 | 20 | 8.1 | 38000 | 27000 | 71.05% | 2 | 0 | 11 |  |  |  |  | R-454B | 2.8333 | Residential & Commercial | USHP | Ducted CEE Tier 1
215934534 | Central HP <5.4 tons | CARRIER | HRCU-A-CB (Split System: Heat Pump with Remote Outdoor Unit-Air-Source) | 27VNA348A*030* |  |  | CSAH*4812AM*+UI | 59TN6C120C24**22 | 44500 | 20 | 9 | 48500 | 36400 | 75.05% | 1.82 | 0 | 10.5 |  |  |  |  | R-454B | 3.7083 | Residential & Commercial | USHP | Ducted CEE Tier 1
211652989 | Central HP <5.4 tons | LENNOX | HRCU-A-CB (Split System: Heat Pump with Remote Outdoor Unit-Air-Source) | SL25XPV-024-230A** | ADP |  | LP36/37R9 | SL297UH040NV36B* | 22800 | 22 | 10 | 19600 | 19600 | 100% | 1.96 | 0 | 14.5 |  |  |  |  | R-410A | 1.9 | Residential & Commercial | USHP | Ducted CEE Tier 1
215933074 | Central HP <5.4 tons | CARRIER | HRCU-A-CB (Split System: Heat Pump with Remote Outdoor Unit-Air-Source) | 27VNA336A*030* |  |  | CSAH*3612AM*+UI | 58TN*B070C17**16 | 33200 | 18.5 | 9 | 35200 | 27000 | 76.7% | 1.92 | 0 | 11 |  |  |  |  | R-454B | 2.7667 | Residential & Commercial | USHP | Ducted CEE Tier 1
215933094 | Central HP <5.4 tons | CARRIER | HRCU-A-CB (Split System: Heat Pump with Remote Outdoor Unit-Air-Source) | 27VNA336A*030* |  |  | CSAH*3612AM*+UI | 58TN*B090C17**16 | 33200 | 19 | 9 | 35000 | 26800 | 76.57% | 1.92 | 0 | 11 |  |  |  |  | R-454B | 2.7667 | Residential & Commercial | USHP | Ducted CEE Tier 1
215933144 | Central HP <5.4 tons | CARRIER | HRCU-A-CB (Split System: Heat Pump with Remote Outdoor Unit-Air-Source) | 27VNA336A*030* |  |  | CSAH*3612AM*+UI | 59CU5B080C21**20 | 33200 | 18.5 | 9 | 35000 | 26800 | 76.57% | 1.92 | 0 | 11 |  |  |  |  | R-454B | 2.7667 | Residential & Commercial | USHP | Ducted CEE Tier 1
215933174 | Central HP <5.4 tons | CARRIER | HRCU-A-CB (Split System: Heat Pump with Remote Outdoor Unit-Air-Source) | 27VNA336A*030* |  |  | CSAH*3612AM*+UI | 59MN7C060C21**20 | 33000 | 18.5 | 9 | 35400 | 27200 | 76.84% | 1.92 | 0 | 11 |  |  |  |  | R-454B | 2.75 | Residential & Commercial | USHP | Ducted CEE Tier 1
215423446 | Central HP <5.4 tons | YORK | HRCU-A-CB (Split System: Heat Pump with Remote Outdoor Unit-Air-Source) | HH860E2S11 | ADP |  | H,YE35*48+TXV | TL9E080C16UH11 | 43500 | 17 | 8.3 | 44000 | 34000 | 77.27% | 1.96 | 0 | 10.5 |  |  |  |  | R-454B | 3.625 | Residential & Commercial | USHP | Ducted CEE Tier 1
215423462 | Central HP <5.4 tons | YORK | HRCU-A-CB (Split System: Heat Pump with Remote Outdoor Unit-Air-Source) | HH860E2S11 | ADP |  | H,YE84*60+TXV | TL9E080C16UH11 | 44500 | 18 | 8.5 | 44000 | 34000 | 77.27% | 2 | 0 | 11 |  |  |  |  | R-454B | 3.7083 | Residential & Commercial | USHP | Ducted CEE Tier 1
215423477 | Central HP <5.4 tons | YORK | HRCU-A-CB (Split System: Heat Pump with Remote Outdoor Unit-Air-Source) | HH860E2S11 | ADP |  | H,YE36*60+TXV-BLEED | TM8E080C16MP11 | 44000 | 17 | 8.4 | 43500 | 33800 | 77.7% | 1.98 | 0 | 10.5 |  |  |  |  | R-454B | 3.6667 | Residential & Commercial | USHP | Ducted CEE Tier 1
215423512 | Central HP <5.4 tons | YORK | HRCU-A-CB (Split System: Heat Pump with Remote Outdoor Unit-Air-Source) | HH860E2S11 | ADP |  | H,YE2K*60+TXV | TM8E100C16MP11 | 44500 | 17 | 8.45 | 43500 | 33800 | 77.7% | 2 | 0 | 11 |  |  |  |  | R-454B | 3.7083 | Residential & Commercial | USHP | Ducted CEE Tier 1
214719941 | Central HP <5.4 tons | LUXAIRE | HRCU-A-CB (Split System: Heat Pump with Remote Outdoor Unit-Air-Source) | HH860E2S11 |  |  | CTU60C5XGS1+TXV | TM9Y080C16MP11 | 43500 | 17 | 9 | 44500 | 33800 | 75.96% | 2 | 0 | 11 |  |  |  |  | R-454B | 3.625 | Residential & Commercial | USHP | Ducted CEE Tier 1
215870980 | Central HP <5.4 tons | YORK | HRCU-A-CB (Split System: Heat Pump with Remote Outdoor Unit-Air-Source) | HH860E2S11 | ADP |  | CV603**A+TXV | Y91E100C20SMPS1 | 45500 | 18 | 8.5 | 45000 | 33600 | 74.67% | 2 | 0 | 11.7 |  |  |  |  | R-454B | 3.7917 | Residential & Commercial | USHP | Ducted CEE Tier 1
216051091 | Central HP <5.4 tons | FRIEDRICH | HRCU-A-CB (Split System: Heat Pump with Remote Outdoor Unit-Air-Source) | FRP19AY36AJVC |  |  | TCFY3621MEAAM | FR962V0603A17M4 | 34200 | 20 | 10 | 34200 | 29600 | 86.55% | 2 | 0 | 12 |  |  |  |  | R-454B | 2.85 | Residential & Commercial | USHP | Ducted CEE Tier 1
215870930 | Central HP <5.4 tons | YORK | HRCU-A-CB (Split System: Heat Pump with Remote Outdoor Unit-Air-Source) | HH824E2S11 | ADP |  | CX360B*35+TXV | Y91E060B12SMPS1 | 23000 | 17 | 9 | 21400 | 18200 | 85.05% | 2 | 0 | 11.7 |  |  |  |  | R-454B | 1.9167 | Residential & Commercial | USHP | Ducted CEE Tier 1
215870932 | Central HP <5.4 tons | YORK | HRCU-A-CB (Split System: Heat Pump with Remote Outdoor Unit-Air-Source) | HH824E2S11 | ADP |  | CH360**C+TXV | Y91E060B12SMPS1 | 23000 | 16 | 8.95 | 21400 | 18200 | 85.05% | 1.98 | 0 | 11.7 |  |  |  |  | R-454B | 1.9167 | Residential & Commercial | USHP | Ducted CEE Tier 1
215731711 | Central HP <5.4 tons | YORK | HRCU-A-CB (Split System: Heat Pump with Remote Outdoor Unit-Air-Source) | HH860E2S11 | ADP |  | H,YG3K*48+TXV | Y81E120C16SMPS1 | 44000 | 17 | 8.5 | 42000 | 32600 | 77.62% | 2 | 0 | 12 |  |  |  |  | R-454B | 3.6667 | Residential & Commercial | USHP | Ducted CEE Tier 1
215731729 | Central HP <5.4 tons | YORK | HRCU-A-CB (Split System: Heat Pump with Remote Outdoor Unit-Air-Source) | HH860E2S11 | ADP |  | H,YG74*48+TXV | Y81E120C16SMPS1 | 44000 | 18 | 8.5 | 41500 | 32600 | 78.55% | 2 | 0 | 12 |  |  |  |  | R-454B | 3.6667 | Residential & Commercial | USHP | Ducted CEE Tier 1
215731736 | Central HP <5.4 tons | YORK | HRCU-A-CB (Split System: Heat Pump with Remote Outdoor Unit-Air-Source) | HH860E2S11 | ADP |  | H,YG88*48+TXV | Y81E120C16SMPS1 | 44000 | 18 | 8.5 | 42000 | 32600 | 77.62% | 2 | 0 | 12 |  |  |  |  | R-454B | 3.6667 | Residential & Commercial | USHP | Ducted CEE Tier 1
215731761 | Central HP <5.4 tons | YORK | HRCU-A-CB (Split System: Heat Pump with Remote Outdoor Unit-Air-Source) | HH860E2S11 | ADP |  | H,YG74*60+TXV | Y81E120C20SMPS1 | 52500 | 19 | 8.5 | 51500 | 38000 | 73.79% | 2 | 0 | 11.7 |  |  |  |  | R-454B | 4.375 | Residential & Commercial | USHP | Ducted CEE Tier 1
211228003 | Central HP <5.4 tons | DAY & NIGHT | HRCU-A-CB (Split System: Heat Pump with Remote Outdoor Unit-Air-Source) | DLCURAH36ABK |  |  | EA*4X42L24A* | *95ESN0802120A* | 36200 | 15.5 | 8.1 | 39500 | 35200 | 89.11% | 1.92 | 0 | 10 |  |  |  |  | R-410A | 3.0167 | Residential & Commercial | USHP | Ducted CEE Tier 1
212609395 | Central HP <5.4 tons | RHEEM | HRCU-A-CB (Split System: Heat Pump with Remote Outdoor Unit-Air-Source) | RP18AZ48AJVC |  |  | RCFZ6021SEAAM | R802V1005A21UHS | 44500 | 19 | 8.5 | 43000 | 45000 | 104.7% | 2 | 0 | 11.7 |  |  |  |  | R-410A | 3.7083 | Residential & Commercial | USHP | Ducted CEE Tier 1
211240293 | Central HP <5.4 tons | DAY & NIGHT | HRCU-A-CB (Split System: Heat Pump with Remote Outdoor Unit-Air-Source) | DLCURAH24ABK |  |  | EA*4X24L14A* | *96VTN0401410A* | 23400 | 15.5 | 8.5 | 26800 | 24800 | 92.54% | 2.04 | 0 | 9.5 |  |  |  |  | R-410A | 1.95 | Residential & Commercial | USHP
211241181 | Central HP <5.4 tons | DAY & NIGHT | HRCU-A-CB (Split System: Heat Pump with Remote Outdoor Unit-Air-Source) | DLCURAH24ABK |  |  | EA*4X25L17A* | *92ESN0401712A* | 24200 | 16 | 8.1 | 25400 | 21600 | 85.04% | 1.78 | 0 | 10 |  |  |  |  | R-410A | 2.0167 | Residential & Commercial | USHP | Ducted CEE Tier 1
211241406 | Central HP <5.4 tons | DAY & NIGHT | HRCU-A-CB (Split System: Heat Pump with Remote Outdoor Unit-Air-Source) | DLCURAH24ABK |  |  | EA*4X30L17A* | *96VSN0401410A* | 23200 | 16 | 8.5 | 25800 | 24200 | 93.8% | 2.02 | 0 | 10 |  |  |  |  | R-410A | 1.9333 | Residential & Commercial | USHP | Ducted CEE Tier 1
211226993 | Central HP <5.4 tons | AIRQUEST | HRCU-A-CB (Split System: Heat Pump with Remote Outdoor Unit-Air-Source) | DLCURAH36ABK |  |  | EA*4X37L21A* | *92ESN0601714A* | 36400 | 16 | 8.5 | 38500 | 34800 | 90.39% | 2.08 | 0 | 10 |  |  |  |  | R-410A | 3.0333 | Residential & Commercial | USHP | Ducted CEE Tier 1
211227025 | Central HP <5.4 tons | AIRQUEST | HRCU-A-CB (Split System: Heat Pump with Remote Outdoor Unit-Air-Source) | DLCURAH36ABK |  |  | EA*4X37L21A* | *92ESN1002122A* | 37400 | 15.5 | 8.5 | 39000 | 35000 | 89.74% | 2.16 | 0 | 10 |  |  |  |  | R-410A | 3.1167 | Residential & Commercial | USHP | Ducted CEE Tier 1
211228766 | Central HP <5.4 tons | DAY & NIGHT | HRCU-A-CB (Split System: Heat Pump with Remote Outdoor Unit-Air-Source) | DLCURAH36ABK |  |  | EA*4X48L21A* | *80ES(N,L)0702116A* | 35600 | 16.5 | 8.5 | 37800 | 34600 | 91.53% | 2.04 | 0 | 10 |  |  |  |  | R-410A | 2.9667 | Residential & Commercial | USHP | Ducted CEE Tier 1
211228834 | Central HP <5.4 tons | DAY & NIGHT | HRCU-A-CB (Split System: Heat Pump with Remote Outdoor Unit-Air-Source) | DLCURAH36ABK |  |  | EA*4X48L21A* | *80VSL0701716A* | 35600 | 16 | 8.1 | 37800 | 34600 | 91.53% | 2.04 | 0 | 10 |  |  |  |  | R-410A | 2.9667 | Residential & Commercial | USHP | Ducted CEE Tier 1
211229051 | Central HP <5.4 tons | DAY & NIGHT | HRCU-A-CB (Split System: Heat Pump with Remote Outdoor Unit-Air-Source) | DLCURAH36ABK |  |  | EA*4X48L21A* | *95ESN1002120A* | 36400 | 15.5 | 8.5 | 38500 | 34800 | 90.39% | 2.08 | 0 | 10 |  |  |  |  | R-410A | 3.0333 | Residential & Commercial | USHP | Ducted CEE Tier 1
211228314 | Central HP <5.4 tons | AIRQUEST | HRCU-A-CB (Split System: Heat Pump with Remote Outdoor Unit-Air-Source) | DLCURAH36ABK |  |  | EA*4X43L21A* | *80VSL0702120A* | 36200 | 16 | 8.5 | 38500 | 34800 | 90.39% | 2.06 | 0 | 10 |  |  |  |  | R-410A | 3.0167 | Residential & Commercial | USHP | Ducted CEE Tier 1
211228366 | Central HP <5.4 tons | AIRQUEST | HRCU-A-CB (Split System: Heat Pump with Remote Outdoor Unit-Air-Source) | DLCURAH36ABK |  |  | EA*4X43L21A* | *80ESU1002120A* | 36400 | 16 | 8.5 | 38500 | 34800 | 90.39% | 2.08 | 0 | 10 |  |  |  |  | R-410A | 3.0333 | Residential & Commercial | USHP | Ducted CEE Tier 1
211228399 | Central HP <5.4 tons | AIRQUEST | HRCU-A-CB (Split System: Heat Pump with Remote Outdoor Unit-Air-Source) | DLCURAH36ABK |  |  | EA*4X43L21A* | *80VTL1102122A* | 37200 | 15.5 | 8.5 | 38500 | 34800 | 90.39% | 2.12 | 0 | 10 |  |  |  |  | R-410A | 3.1 | Residential & Commercial | USHP | Ducted CEE Tier 1
211228598 | Central HP <5.4 tons | AIRQUEST | HRCU-A-CB (Split System: Heat Pump with Remote Outdoor Unit-Air-Source) | DLCURAH36ABK |  |  | EA*4X43L21A* | *95ESU1002120A* | 36600 | 16 | 8.5 | 38500 | 34800 | 90.39% | 2.1 | 0 | 10 |  |  |  |  | R-410A | 3.05 | Residential & Commercial | USHP | Ducted CEE Tier 1
215423514 | Central HP <5.4 tons | YORK | HRCU-A-CB (Split System: Heat Pump with Remote Outdoor Unit-Air-Source) | HH860E2S11 | ADP |  | H,YE48*60+TXV-BLEED | TM8E100C16MP11 | 44500 | 18 | 8.5 | 43500 | 33800 | 77.7% | 2 | 0 | 11 |  |  |  |  | R-454B | 3.7083 | Residential & Commercial | USHP | Ducted CEE Tier 1
215423528 | Central HP <5.4 tons | YORK | HRCU-A-CB (Split System: Heat Pump with Remote Outdoor Unit-Air-Source) | HH860E2S11 | ADP |  | H,YE3K*60+TXV | TM8E100C20MP11 | 53000 | 18 | 8.45 | 53000 | 39500 | 74.53% | 1.98 | 0 | 10.5 |  |  |  |  | R-454B | 4.4167 | Residential & Commercial | USHP | Ducted CEE Tier 1
215423529 | Central HP <5.4 tons | YORK | HRCU-A-CB (Split System: Heat Pump with Remote Outdoor Unit-Air-Source) | HH860E2S11 | ADP |  | H,YE48*60+TXV-BLEED | TM8E100C20MP11 | 53500 | 18 | 8.5 | 53000 | 39500 | 74.53% | 2 | 0 | 11 |  |  |  |  | R-454B | 4.4583 | Residential & Commercial | USHP | Ducted CEE Tier 1
215423545 | Central HP <5.4 tons | YORK | HRCU-A-CB (Split System: Heat Pump with Remote Outdoor Unit-Air-Source) | HH860E2S11 | ADP |  | H,YE48*48+TXV | TM8E120C16MP11 | 44500 | 18 | 8.5 | 43500 | 33800 | 77.7% | 2 | 0 | 11 |  |  |  |  | R-454B | 3.7083 | Residential & Commercial | USHP | Ducted CEE Tier 1
215424450 | Central HP <5.4 tons | YORK | HRCU-A-CB (Split System: Heat Pump with Remote Outdoor Unit-Air-Source) | HH824E2S11 | ADP |  | H,YE7J*36+TXV | TM8E040A12MP11 | 22400 | 16 | 8.8 | 21000 | 16800 | 80% | 1.96 | 0 | 11.5 |  |  |  |  | R-454B | 1.8667 | Residential & Commercial | USHP | Ducted CEE Tier 1
215424481 | Central HP <5.4 tons | YORK | HRCU-A-CB (Split System: Heat Pump with Remote Outdoor Unit-Air-Source) | HH824E2S11 | ADP |  | H,YE31*30+TXV | TM8V080B12MP12 | 21800 | 17 | 8.5 | 21200 | 17700 | 83.49% | 1.9 | 0 | 10 |  |  |  |  | R-454B | 1.8167 | Residential & Commercial | USHP | Ducted CEE Tier 1
215423547 | Central HP <5.4 tons | YORK | HRCU-A-CB (Split System: Heat Pump with Remote Outdoor Unit-Air-Source) | HH860E2S11 | ADP |  | H,YE54*48+TXV | TM8E120C16MP11 | 44500 | 18 | 8.5 | 43500 | 33800 | 77.7% | 2 | 0 | 11 |  |  |  |  | R-454B | 3.7083 | Residential & Commercial | USHP | Ducted CEE Tier 1
215423564 | Central HP <5.4 tons | YORK | HRCU-A-CB (Split System: Heat Pump with Remote Outdoor Unit-Air-Source) | HH860E2S11 | ADP |  | H,YE84*60+TXV | TM8E120C20MP11 | 53000 | 19 | 8.5 | 52500 | 39000 | 74.29% | 2 | 0 | 11 |  |  |  |  | R-454B | 4.4167 | Residential & Commercial | USHP | Ducted CEE Tier 1
214385392 | Central HP <5.4 tons | COMFORTMAKER | HRCU-A-CB (Split System: Heat Pump with Remote Outdoor Unit-Air-Source) | DLCURAH36ABK | ADP |  | H,YE35936 | *95MSU0601716A* | 35000 | 16 | 8.1 | 36800 | 34600 | 94.02% | 1.86 | 0 | 9.5 |  |  |  |  | R-410A | 2.9167 | Residential & Commercial | USHP
214385661 | Central HP <5.4 tons | COMFORTMAKER | HRCU-A-CB (Split System: Heat Pump with Remote Outdoor Unit-Air-Source) | DLCURAH36ABK | ADP |  | H,YA10936 | *80MSU0601716A* | 33600 | 16 | 8.1 | 36800 | 34600 | 94.02% | 1.88 | 0 | 9.5 |  |  |  |  | R-410A | 2.8 | Residential & Commercial | USHP
215731714 | Central HP <5.4 tons | YORK | HRCU-A-CB (Split System: Heat Pump with Remote Outdoor Unit-Air-Source) | HH860E2S11 | ADP |  | H,YG54*60+TXV-BLEED | Y81E120C16SMPS1 | 44000 | 18 | 8.5 | 41500 | 32600 | 78.55% | 2 | 0 | 12 |  |  |  |  | R-454B | 3.6667 | Residential & Commercial | USHP | Ducted CEE Tier 1
215731716 | Central HP <5.4 tons | YORK | HRCU-A-CB (Split System: Heat Pump with Remote Outdoor Unit-Air-Source) | HH860E2S11 | ADP |  | H,YG54*60+TXV | Y81E120C16SMPS1 | 44000 | 18 | 8.5 | 41500 | 32600 | 78.55% | 2 | 0 | 12 |  |  |  |  | R-454B | 3.6667 | Residential & Commercial | USHP | Ducted CEE Tier 1
215731733 | Central HP <5.4 tons | YORK | HRCU-A-CB (Split System: Heat Pump with Remote Outdoor Unit-Air-Source) | HH860E2S11 | ADP |  | H,YG86*48+TXV-BLEED | Y81E120C16SMPS1 | 44000 | 18 | 8.5 | 42000 | 32600 | 77.62% | 2 | 0 | 12 |  |  |  |  | R-454B | 3.6667 | Residential & Commercial | USHP | Ducted CEE Tier 1
215731781 | Central HP <5.4 tons | YORK | HRCU-A-CB (Split System: Heat Pump with Remote Outdoor Unit-Air-Source) | HH860E2S11 | ADP |  | H,YG3K*60+TXV | Y81E130D20SMPS1 | 45000 | 18 | 9 | 43000 | 33200 | 77.21% | 2 | 0 | 12 |  |  |  |  | R-454B | 3.75 | Residential & Commercial | USHP | Ducted CEE Tier 1
211227203 | Central HP <5.4 tons | AIRQUEST | HRCU-A-CB (Split System: Heat Pump with Remote Outdoor Unit-Air-Source) | DLCURAH36ABK |  |  | EA*4X37L21A* | *96VTN1002122A* | 36800 | 16.5 | 8.5 | 38500 | 34800 | 90.39% | 2.1 | 0 | 10 |  |  |  |  | R-410A | 3.0667 | Residential & Commercial | USHP | Ducted CEE Tier 1
211227482 | Central HP <5.4 tons | AIRQUEST | HRCU-A-CB (Split System: Heat Pump with Remote Outdoor Unit-Air-Source) | DLCURAH36ABK |  |  | EA*4X42L21A* | *80VTL1102122A* | 36200 | 15.5 | 8.1 | 39500 | 35200 | 89.11% | 1.92 | 0 | 10 |  |  |  |  | R-410A | 3.0167 | Residential & Commercial | USHP | Ducted CEE Tier 1
211227702 | Central HP <5.4 tons | AIRQUEST | HRCU-A-CB (Split System: Heat Pump with Remote Outdoor Unit-Air-Source) | DLCURAH36ABK |  |  | EA*4X42L21A* | *96VTN1002120A* | 35800 | 15.5 | 8.1 | 39500 | 35200 | 89.11% | 1.9 | 0 | 9.5 |  |  |  |  | R-410A | 2.9833 | Residential & Commercial | USHP
215423450 | Central HP <5.4 tons | YORK | HRCU-A-CB (Split System: Heat Pump with Remote Outdoor Unit-Air-Source) | HH860E2S11 | ADP |  | H,YE37*60+TXV | TL9E080C16UH11 | 44500 | 17 | 8.5 | 44000 | 34000 | 77.27% | 2 | 0 | 11 |  |  |  |  | R-454B | 3.7083 | Residential & Commercial | USHP | Ducted CEE Tier 1
215423466 | Central HP <5.4 tons | YORK | HRCU-A-CB (Split System: Heat Pump with Remote Outdoor Unit-Air-Source) | HH860E2S11 | ADP |  | H,YE37*60+TXV | TL9E100C20UH11 | 51000 | 18 | 8.35 | 51500 | 38000 | 73.79% | 1.98 | 0 | 10.5 |  |  |  |  | R-454B | 4.25 | Residential & Commercial | USHP | Ducted CEE Tier 1
215423482 | Central HP <5.4 tons | YORK | HRCU-A-CB (Split System: Heat Pump with Remote Outdoor Unit-Air-Source) | HH860E2S11 | ADP |  | H,YE2K*60+TXV | TM8E080C16MP11 | 44500 | 17 | 8.45 | 43500 | 33800 | 77.7% | 2 | 0 | 11 |  |  |  |  | R-454B | 3.7083 | Residential & Commercial | USHP | Ducted CEE Tier 1
215423484 | Central HP <5.4 tons | YORK | HRCU-A-CB (Split System: Heat Pump with Remote Outdoor Unit-Air-Source) | HH860E2S11 | ADP |  | H,YE48*60+TXV-BLEED | TM8E080C16MP11 | 44500 | 18 | 8.5 | 43500 | 33800 | 77.7% | 2 | 0 | 11 |  |  |  |  | R-454B | 3.7083 | Residential & Commercial | USHP | Ducted CEE Tier 1
215423518 | Central HP <5.4 tons | YORK | HRCU-A-CB (Split System: Heat Pump with Remote Outdoor Unit-Air-Source) | HH860E2S11 | ADP |  | H,YE54*60+TXV | TM8E100C16MP11 | 44500 | 18 | 8.5 | 43500 | 33800 | 77.7% | 2 | 0 | 11 |  |  |  |  | R-454B | 3.7083 | Residential & Commercial | USHP | Ducted CEE Tier 1
215423541 | Central HP <5.4 tons | YORK | HRCU-A-CB (Split System: Heat Pump with Remote Outdoor Unit-Air-Source) | HH860E2S11 | ADP |  | H,YE2K*48+TXV | TM8E120C16MP11 | 44500 | 17 | 8.45 | 43500 | 33800 | 77.7% | 2 | 0 | 11 |  |  |  |  | R-454B | 3.7083 | Residential & Commercial | USHP | Ducted CEE Tier 1
215726498 | Central HP <5.4 tons | YORK | HRCU-A-CB (Split System: Heat Pump with Remote Outdoor Unit-Air-Source) | HH860E2S11 | ADP |  | H,YG86*60+TXV | TM8V100C16MP12 | 43500 | 18 | 8.5 | 42000 | 32800 | 78.1% | 2 | 0 | 11.7 |  |  |  |  | R-454B | 3.625 | Residential & Commercial | USHP | Ducted CEE Tier 1
215726562 | Central HP <5.4 tons | YORK | HRCU-A-CB (Split System: Heat Pump with Remote Outdoor Unit-Air-Source) | HH860E2S11 | ADP |  | H,YG84*60+TXV | TM9Y080C16MP11 | 44000 | 17 | 8.5 | 42500 | 33400 | 78.59% | 2 | 0 | 11 |  |  |  |  | R-454B | 3.6667 | Residential & Commercial | USHP | Ducted CEE Tier 1
215726582 | Central HP <5.4 tons | YORK | HRCU-A-CB (Split System: Heat Pump with Remote Outdoor Unit-Air-Source) | HH860E2S11 | ADP |  | H,YG84*48+TXV-BLEED | TM9Y100C16MP11 | 44000 | 17 | 8.5 | 42500 | 33400 | 78.59% | 2 | 0 | 11 |  |  |  |  | R-454B | 3.6667 | Residential & Commercial | USHP | Ducted CEE Tier 1
215726587 | Central HP <5.4 tons | YORK | HRCU-A-CB (Split System: Heat Pump with Remote Outdoor Unit-Air-Source) | HH860E2S11 | ADP |  | H,YG88*60+TXV-BLEED | TM9Y100C16MP11 | 44000 | 17 | 8.5 | 42500 | 33400 | 78.59% | 2 | 0 | 11 |  |  |  |  | R-454B | 3.6667 | Residential & Commercial | USHP | Ducted CEE Tier 1
215726612 | Central HP <5.4 tons | YORK | HRCU-A-CB (Split System: Heat Pump with Remote Outdoor Unit-Air-Source) | HH860E2S11 | ADP |  | H,YG86*60+TXV | TM9Y120D20MP11 | 53000 | 19 | 8.5 | 52500 | 39000 | 74.29% | 2 | 0 | 11 |  |  |  |  | R-454B | 4.4167 | Residential & Commercial | USHP | Ducted CEE Tier 1
215726623 | Central HP <5.4 tons | YORK | HRCU-A-CB (Split System: Heat Pump with Remote Outdoor Unit-Air-Source) | HH860E2S11 | ADP |  | H,YG49*48+TXV | Y81E080C16SMPS1 | 44500 | 18 | 8.5 | 42500 | 33000 | 77.65% | 2 | 0 | 12 |  |  |  |  | R-454B | 3.7083 | Residential & Commercial | USHP | Ducted CEE Tier 1
215726646 | Central HP <5.4 tons | YORK | HRCU-A-CB (Split System: Heat Pump with Remote Outdoor Unit-Air-Source) | HH860E2S11 | ADP |  | H,YG52*60+TXV-BLEED | Y81E080C20SMPS1 | 53000 | 19 | 8.5 | 52000 | 38500 | 74.04% | 2 | 0 | 11 |  |  |  |  | R-454B | 4.4167 | Residential & Commercial | USHP | Ducted CEE Tier 1
215726657 | Central HP <5.4 tons | YORK | HRCU-A-CB (Split System: Heat Pump with Remote Outdoor Unit-Air-Source) | HH860E2S11 | ADP |  | H,YG48*48+TXV | Y81E100C16SMPS1 | 44000 | 18 | 8.5 | 42000 | 32800 | 78.1% | 2 | 0 | 12 |  |  |  |  | R-454B | 3.6667 | Residential & Commercial | USHP | Ducted CEE Tier 1
215423548 | Central HP <5.4 tons | YORK | HRCU-A-CB (Split System: Heat Pump with Remote Outdoor Unit-Air-Source) | HH860E2S11 | ADP |  | H,YE54*60+TXV | TM8E120C16MP11 | 44500 | 18 | 8.5 | 43500 | 33800 | 77.7% | 2 | 0 | 11 |  |  |  |  | R-454B | 3.7083 | Residential & Commercial | USHP | Ducted CEE Tier 1
215423575 | Central HP <5.4 tons | YORK | HRCU-A-CB (Split System: Heat Pump with Remote Outdoor Unit-Air-Source) | HH860E2S11 | ADP |  | H,YE49*60+TXV | TM8E130D20MP11 | 54000 | 19 | 8.5 | 53000 | 39500 | 74.53% | 2 | 0 | 11 |  |  |  |  | R-454B | 4.5 | Residential & Commercial | USHP | Ducted CEE Tier 1
211228252 | Central HP <5.4 tons | DAY & NIGHT | HRCU-A-CB (Split System: Heat Pump with Remote Outdoor Unit-Air-Source) | DLCURAH36ABK |  |  | EA*4X43L21A* | *80ES(N,L)0901714A* | 37000 | 16 | 8.5 | 38500 | 34800 | 90.39% | 2.1 | 0 | 10 |  |  |  |  | R-410A | 3.0833 | Residential & Commercial | USHP | Ducted CEE Tier 1
211227850 | Central HP <5.4 tons | AIRQUEST | HRCU-A-CB (Split System: Heat Pump with Remote Outdoor Unit-Air-Source) | DLCURAH36ABK |  |  | EA*4X42L24A* | *80ES(N,L)1552420A* | 36400 | 15.5 | 8.1 | 39500 | 35200 | 89.11% | 1.94 | 0 | 10 |  |  |  |  | R-410A | 3.0333 | Residential & Commercial | USHP | Ducted CEE Tier 1
215423582 | Central HP <5.4 tons | YORK | HRCU-A-CB (Split System: Heat Pump with Remote Outdoor Unit-Air-Source) | HH860E2S11 | ADP |  | H,YE37*60+TXV | TM8V080C16MP12 | 43500 | 17 | 8.5 | 42000 | 32800 | 78.1% | 2 | 0 | 11.7 |  |  |  |  | R-454B | 3.625 | Residential & Commercial | USHP | Ducted CEE Tier 1
215423602 | Central HP <5.4 tons | YORK | HRCU-A-CB (Split System: Heat Pump with Remote Outdoor Unit-Air-Source) | HH860E2S11 | ADP |  | H,YE2K*60+TXV | TM8V100C16MP12 | 43000 | 17 | 8.45 | 42000 | 32800 | 78.1% | 2 | 0 | 11.5 |  |  |  |  | R-454B | 3.5833 | Residential & Commercial | USHP | Ducted CEE Tier 1
211228011 | Central HP <5.4 tons | AIRQUEST | HRCU-A-CB (Split System: Heat Pump with Remote Outdoor Unit-Air-Source) | DLCURAH36ABK |  |  | EA*4X42L24A* | *95ESN1002120A* | 36000 | 15.5 | 8.1 | 39500 | 35200 | 89.11% | 1.92 | 0 | 10 |  |  |  |  | R-410A | 3 | Residential & Commercial | USHP | Ducted CEE Tier 1
211228070 | Central HP <5.4 tons | AIRQUEST | HRCU-A-CB (Split System: Heat Pump with Remote Outdoor Unit-Air-Source) | DLCURAH36ABK |  |  | EA*4X42L24A* | *96VSN1202422A* | 35400 | 16 | 8.1 | 38500 | 35000 | 90.91% | 1.88 | 0 | 10 |  |  |  |  | R-410A | 2.95 | Residential & Commercial | USHP | Ducted CEE Tier 1
214776415 | Central HP <5.4 tons | YORK | HRCU-A-CB (Split System: Heat Pump with Remote Outdoor Unit-Air-Source) | HH860E2S11 | ADP |  | CV482**C+TXV | TL8E080C16UH11 | 44000 | 17 | 8.4 | 43500 | 33800 | 77.7% | 1.98 | 0 | 10.5 |  |  |  |  | R-454B | 3.6667 | Residential & Commercial | USHP | Ducted CEE Tier 1
214776429 | Central HP <5.4 tons | YORK | HRCU-A-CB (Split System: Heat Pump with Remote Outdoor Unit-Air-Source) | HH860E2S11 | ADP |  | CH600D*C+TXV | TL8E100C20UH11 | 50500 | 18 | 8.3 | 51500 | 38000 | 73.79% | 1.96 | 0 | 10.5 |  |  |  |  | R-454B | 4.2083 | Residential & Commercial | USHP | Ducted CEE Tier 1
214776463 | Central HP <5.4 tons | YORK | HRCU-A-CB (Split System: Heat Pump with Remote Outdoor Unit-Air-Source) | HH860E2S11 | ADP |  | CX601C*35+TXV | TL9E100C20UH11 | 52000 | 19 | 8.5 | 51500 | 38000 | 73.79% | 2 | 0 | 11 |  |  |  |  | R-454B | 4.3333 | Residential & Commercial | USHP | Ducted CEE Tier 1
211228666 | Central HP <5.4 tons | AIRQUEST | HRCU-A-CB (Split System: Heat Pump with Remote Outdoor Unit-Air-Source) | DLCURAH36ABK |  |  | EA*4X43L21A* | OLV098A12* | 36200 | 15.2 | 8.5 | 38500 | 35000 | 90.91% | 2.06 | 0 | 9.5 |  |  |  |  | R-410A | 3.0167 | Residential & Commercial | USHP
211229403 | Central HP <5.4 tons | DAY & NIGHT | HRCU-A-CB (Split System: Heat Pump with Remote Outdoor Unit-Air-Source) | DLCURAH36ABK |  |  | EA*4X48L24A* | *80VTL0902120A* | 35600 | 16.5 | 8.1 | 37800 | 34600 | 91.53% | 2.04 | 0 | 10 |  |  |  |  | R-410A | 2.9667 | Residential & Commercial | USHP | Ducted CEE Tier 1
211229586 | Central HP <5.4 tons | DAY & NIGHT | HRCU-A-CB (Split System: Heat Pump with Remote Outdoor Unit-Air-Source) | DLCURAH36ABK |  |  | EA*4X48L24A* | *95ESU1002122A* | 37200 | 15.5 | 8.5 | 38500 | 35000 | 90.91% | 2.12 | 0 | 10 |  |  |  |  | R-410A | 3.1 | Residential & Commercial | USHP | Ducted CEE Tier 1
211229634 | Central HP <5.4 tons | DAY & NIGHT | HRCU-A-CB (Split System: Heat Pump with Remote Outdoor Unit-Air-Source) | DLCURAH36ABK |  |  | EA*4X48L24A* | OLV112A16A | 35800 | 15.5 | 8.5 | 38500 | 34800 | 90.39% | 2.04 | 0 | 10 |  |  |  |  | R-410A | 2.9833 | Residential & Commercial | USHP | Ducted CEE Tier 1
211230087 | Central HP <5.4 tons | DAY & NIGHT | HRCU-A-CB (Split System: Heat Pump with Remote Outdoor Unit-Air-Source) | DLCURAH36ABK |  |  | EN(A,D,W)4X48L21** | *80VTL1102122A* | 37000 | 16 | 8.1 | 39500 | 35000 | 88.61% | 2.06 | 0 | 10.5 |  |  |  |  | R-410A | 3.0833 | Residential & Commercial | USHP | Ducted CEE Tier 1
215931973 | Central HP <5.4 tons | TEMPSTAR | HRCU-A-CB (Split System: Heat Pump with Remote Outdoor Unit-Air-Source) | T5H3V36*K*AAA* |  |  | EA*5X25M17A*+WALLCON | *97CMN0601714B* | 33400 | 19 | 9.5 | 34400 | 26200 | 76.16% | 2.04 | 0 | 10.5 |  |  |  |  | R-454B | 2.7833 | Residential & Commercial | USHP | Ducted CEE Tier 1
215932723 | Central HP <5.4 tons | TEMPSTAR | HRCU-A-CB (Split System: Heat Pump with Remote Outdoor Unit-Air-Source) | T5H3V36*K*AAA* |  |  | EA*5X61M21A*+WALLCON | *80CTL0901716B* | 34400 | 20.5 | 9 | 34400 | 26200 | 76.16% | 1.96 | 0 | 11.7 |  |  |  |  | R-454B | 2.8667 | Residential & Commercial | USHP | Ducted CEE Tier 1
216891480 | Central HP <5.4 tons | RHEEM | HRCU-A-CB (Split System: Heat Pump with Remote Outdoor Unit-Air-Source) | RD18AY36AJVC |  |  | RCFY3621STANM | R801V1005A21DZ | 31800 | 19 | 8.5 | 31800 | 27400 | 86.16% | 2 | 0 | 12 |  |  |  |  | R-454B | 2.65 | Residential & Commercial | USHP | Ducted CEE Tier 1
216891496 | Central HP <5.4 tons | RHEEM | HRCU-A-CB (Split System: Heat Pump with Remote Outdoor Unit-Air-Source) | RD18AY36AJVC |  |  | RCFY3621STANM | R921V0855A21M4 | 31400 | 19 | 8.5 | 31400 | 27800 | 88.54% | 1.9 | 0 | 12 |  |  |  |  | R-454B | 2.6167 | Residential & Commercial | USHP | Ducted CEE Tier 1
216891516 | Central HP <5.4 tons | RHEEM | HRCU-A-CB (Split System: Heat Pump with Remote Outdoor Unit-Air-Source) | RD18AY36AJVC |  |  | RCFY3621STANM | R921V0603A17M4 | 31200 | 18 | 8.5 | 31200 | 27800 | 89.1% | 1.9 | 0 | 12 |  |  |  |  | R-454B | 2.6 | Residential & Commercial | USHP | Ducted CEE Tier 1
216891582 | Central HP <5.4 tons | RHEEM | HRCU-A-CB (Split System: Heat Pump with Remote Outdoor Unit-Air-Source) | RD18AY36AJVC |  |  | RCFY3617STANM | R802V0754A17UH | 31600 | 19 | 8.5 | 31600 | 27600 | 87.34% | 2 | 0 | 12 |  |  |  |  | R-454B | 2.6333 | Residential & Commercial | USHP | Ducted CEE Tier 1
216891596 | Central HP <5.4 tons | RHEEM | HRCU-A-CB (Split System: Heat Pump with Remote Outdoor Unit-Air-Source) | RD18AY36AJVC |  |  | RCFY3621STANM | R97MV0855A21DH | 31400 | 19 | 8.5 | 31400 | 27600 | 87.9% | 1.9 | 0 | 12 |  |  |  |  | R-454B | 2.6167 | Residential & Commercial | USHP | Ducted CEE Tier 1
215423578 | Central HP <5.4 tons | YORK | HRCU-A-CB (Split System: Heat Pump with Remote Outdoor Unit-Air-Source) | HH860E2S11 | ADP |  | H,YE35*48+TXV | TM8V080C16MP12 | 42500 | 17 | 8.3 | 42000 | 32800 | 78.1% | 1.96 | 0 | 11 |  |  |  |  | R-454B | 3.5417 | Residential & Commercial | USHP | Ducted CEE Tier 1
215423579 | Central HP <5.4 tons | YORK | HRCU-A-CB (Split System: Heat Pump with Remote Outdoor Unit-Air-Source) | HH860E2S11 | ADP |  | H,YE36*60+TXV-BLEED | TM8V080C16MP12 | 43000 | 17 | 8.4 | 42000 | 32800 | 78.1% | 1.98 | 0 | 11.5 |  |  |  |  | R-454B | 3.5833 | Residential & Commercial | USHP | Ducted CEE Tier 1
215424482 | Central HP <5.4 tons | YORK | HRCU-A-CB (Split System: Heat Pump with Remote Outdoor Unit-Air-Source) | HH824E2S11 | ADP |  | H,YE32*36+TXV | TM8V080B12MP12 | 22200 | 17 | 8.65 | 21200 | 17700 | 83.49% | 1.94 | 0 | 10.5 |  |  |  |  | R-454B | 1.85 | Residential & Commercial | USHP | Ducted CEE Tier 1
215424514 | Central HP <5.4 tons | YORK | HRCU-A-CB (Split System: Heat Pump with Remote Outdoor Unit-Air-Source) | HH824E2S11 | ADP |  | H,YE7J*30+TXV | TM9E040A10MP12 | 22400 | 16 | 8.8 | 21400 | 17700 | 82.71% | 1.96 | 0 | 10.5 |  |  |  |  | R-454B | 1.8667 | Residential & Commercial | USHP | Ducted CEE Tier 1
215423662 | Central HP <5.4 tons | YORK | HRCU-A-CB (Split System: Heat Pump with Remote Outdoor Unit-Air-Source) | HH860E2S11 | ADP |  | H,YE37*60+TXV | TM8Y100C16MP11 | 44000 | 17 | 8.5 | 42000 | 33000 | 78.57% | 2 | 0 | 11.7 |  |  |  |  | R-454B | 3.6667 | Residential & Commercial | USHP | Ducted CEE Tier 1
215423681 | Central HP <5.4 tons | YORK | HRCU-A-CB (Split System: Heat Pump with Remote Outdoor Unit-Air-Source) | HH860E2S11 | ADP |  | H,YE48*60+TXV-BLEED | TM8Y100C20MP11 | 44500 | 18 | 8.5 | 43000 | 33400 | 77.67% | 2 | 0 | 11.7 |  |  |  |  | R-454B | 3.7083 | Residential & Commercial | USHP | Ducted CEE Tier 1
215424565 | Central HP <5.4 tons | YORK | HRCU-A-CB (Split System: Heat Pump with Remote Outdoor Unit-Air-Source) | HH824E2S11 | ADP |  | H,YE32*36+TXV | TM9V080B12MP12 | 22200 | 17 | 8.65 | 21200 | 17300 | 81.6% | 1.94 | 0 | 11.5 |  |  |  |  | R-454B | 1.85 | Residential & Commercial | USHP | Ducted CEE Tier 1
215424598 | Central HP <5.4 tons | YORK | HRCU-A-CB (Split System: Heat Pump with Remote Outdoor Unit-Air-Source) | HH824E2S11 | ADP |  | H,YE8J*36+TXV | TM9Y080B12MP11 | 23000 | 17 | 9 | 21400 | 18100 | 84.58% | 2 | 0 | 11.7 |  |  |  |  | R-454B | 1.9167 | Residential & Commercial | USHP | Ducted CEE Tier 1
216891363 | Central HP <5.4 tons | FRIEDRICH | HRCU-A-CB (Split System: Heat Pump with Remote Outdoor Unit-Air-Source) | RD18AY36AJVC |  |  | RCFY3621MTANM | FR951V0705A21UHU | 32600 | 19 | 10 | 32600 | 27800 | 85.28% | 2.1 | 0 | 12 |  |  |  |  | R-454B | 2.7167 | Residential & Commercial | USHP | Ducted CEE Tier 1
216891365 | Central HP <5.4 tons | FRIEDRICH | HRCU-A-CB (Split System: Heat Pump with Remote Outdoor Unit-Air-Source) | RD18AY36AJVC |  |  | RCFY3621MTANM | FR802V0755A21UH | 32600 | 19 | 10 | 32600 | 27800 | 85.28% | 2.1 | 0 | 12 |  |  |  |  | R-454B | 2.7167 | Residential & Commercial | USHP | Ducted CEE Tier 1
216891465 | Central HP <5.4 tons | FRIEDRICH | HRCU-A-CB (Split System: Heat Pump with Remote Outdoor Unit-Air-Source) | RD18AY36AJVC |  |  | RCFY3617STANM | FR951V0703A17M4 | 31400 | 18 | 8.5 | 31400 | 27800 | 88.54% | 1.9 | 0 | 12 |  |  |  |  | R-454B | 2.6167 | Residential & Commercial | USHP | Ducted CEE Tier 1
216891474 | Central HP <5.4 tons | FRIEDRICH | HRCU-A-CB (Split System: Heat Pump with Remote Outdoor Unit-Air-Source) | RD18AY36AJVC |  |  | RCFY3621STANM | FR802V1004A17UH | 31600 | 19 | 8.5 | 31600 | 27600 | 87.34% | 1.9 | 0 | 12 |  |  |  |  | R-454B | 2.6333 | Residential & Commercial | USHP | Ducted CEE Tier 1
215934584 | Central HP <5.4 tons | CARRIER | HRCU-A-CB (Split System: Heat Pump with Remote Outdoor Unit-Air-Source) | 27VNA348A*030* |  |  | CSAH*6012AM*+UI | 59CU5B100C21**22 | 45000 | 20.5 | 9 | 48500 | 36400 | 75.05% | 1.84 | 0 | 11.5 |  |  |  |  | R-454B | 3.75 | Residential & Commercial | USHP | Ducted CEE Tier 1
211228152 | Central HP <5.4 tons | DAY & NIGHT | HRCU-A-CB (Split System: Heat Pump with Remote Outdoor Unit-Air-Source) | DLCURAH36ABK |  |  | EA*4X42L24A* | OLV112A16A | 35400 | 15.2 | 8.1 | 39500 | 35200 | 89.11% | 1.88 | 0 | 9.5 |  |  |  |  | R-410A | 2.95 | Residential & Commercial | USHP
211228170 | Central HP <5.4 tons | DAY & NIGHT | HRCU-A-CB (Split System: Heat Pump with Remote Outdoor Unit-Air-Source) | DLCURAH36ABK |  |  | EA*4X42L24A* | OMV154L20A | 36200 | 16 | 8.1 | 39500 | 35200 | 89.11% | 1.92 | 0 | 10 |  |  |  |  | R-410A | 3.0167 | Residential & Commercial | USHP | Ducted CEE Tier 1
213076669 | Central HP <5.4 tons | KEEPRITE | HRCU-A-CB (Split System: Heat Pump with Remote Outdoor Unit-Air-Source) | DLCURAH36ABK |  |  | EA*4X42L24A* | *80VTL0902120B* | 35200 | 16 | 8.1 | 38500 | 35000 | 90.91% | 1.88 | 0 | 10 |  |  |  |  | R-410A | 2.9333 | Residential & Commercial | USHP | Ducted CEE Tier 1
216891682 | Central HP <5.4 tons | FRIEDRICH | HRCU-A-CB (Split System: Heat Pump with Remote Outdoor Unit-Air-Source) | RD18AY36AJVC |  |  | RCFY3621STANM | FR801V1004A17UH | 31600 | 19 | 8.5 | 31600 | 27600 | 87.34% | 1.9 | 0 | 12 |  |  |  |  | R-454B | 2.6333 | Residential & Commercial | USHP | Ducted CEE Tier 1
216891700 | Central HP <5.4 tons | FRIEDRICH | HRCU-A-CB (Split System: Heat Pump with Remote Outdoor Unit-Air-Source) | RD18AY36AJVC |  |  | RCFY3621STANM | FR951V0403A17M4 | 31400 | 18 | 8.5 | 31400 | 27800 | 88.54% | 1.9 | 0 | 12 |  |  |  |  | R-454B | 2.6167 | Residential & Commercial | USHP | Ducted CEE Tier 1
216891598 | Central HP <5.4 tons | FRIEDRICH | HRCU-A-CB (Split System: Heat Pump with Remote Outdoor Unit-Air-Source) | RD18AY36AJVC |  |  | RCFY3617STANM | FR97MV0703A17DH | 31200 | 18 | 8.5 | 31200 | 27800 | 89.1% | 1.9 | 0 | 12 |  |  |  |  | R-454B | 2.6 | Residential & Commercial | USHP | Ducted CEE Tier 1
216891482 | Central HP <5.4 tons | FRIEDRICH | HRCU-A-CB (Split System: Heat Pump with Remote Outdoor Unit-Air-Source) | RD18AY36AJVC |  |  | RCFY3621STANM | FR951V0403A17UH | 31200 | 18 | 8.5 | 31200 | 28000 | 89.74% | 1.9 | 0 | 11.7 |  |  |  |  | R-454B | 2.6 | Residential & Commercial | USHP | Ducted CEE Tier 1
214776496 | Central HP <5.4 tons | YORK | HRCU-A-CB (Split System: Heat Pump with Remote Outdoor Unit-Air-Source) | HH860E2S11 | ADP |  | CV605**C+TXV | TM9E080C20MP12 | 53500 | 18 | 8.5 | 53000 | 39500 | 74.53% | 2 | 0 | 11 |  |  |  |  | R-454B | 4.4583 | Residential & Commercial | USHP | Ducted CEE Tier 1
211227537 | Central HP <5.4 tons | KEEPRITE | HRCU-A-CB (Split System: Heat Pump with Remote Outdoor Unit-Air-Source) | DLCURAH36ABK |  |  | EA*4X42L21A* | *92ESN0802120A* | 35200 | 16.5 | 8.1 | 38500 | 35000 | 90.91% | 1.88 | 0 | 10 |  |  |  |  | R-410A | 2.9333 | Residential & Commercial | USHP | Ducted CEE Tier 1
211222758 | Central HP <5.4 tons | DAY & NIGHT | HRCU-A-CB (Split System: Heat Pump with Remote Outdoor Unit-Air-Source) | DLCURAH30ABK |  |  | FMA4X30**AL* | 0 | 31200 | 15.5 | 8.5 | 35400 | 26800 | 75.71% | 1.86 | 0 | 9 |  |  |  |  | R-410A | 2.6 | Residential & Commercial | USHP
211227221 | Central HP <5.4 tons | AIRQUEST | HRCU-A-CB (Split System: Heat Pump with Remote Outdoor Unit-Air-Source) | DLCURAH36ABK |  |  | EA*4X37L21A* | OLV112A16A | 36600 | 15.2 | 8.5 | 38500 | 35000 | 90.91% | 2.08 | 0 | 10 |  |  |  |  | R-410A | 3.05 | Residential & Commercial | USHP | Ducted CEE Tier 1
211227655 | Central HP <5.4 tons | DAY & NIGHT | HRCU-A-CB (Split System: Heat Pump with Remote Outdoor Unit-Air-Source) | DLCURAH36ABK |  |  | EA*4X42L21A* | *95ESU1002120A* | 35800 | 16 | 8.1 | 38500 | 35000 | 90.91% | 1.9 | 0 | 10 |  |  |  |  | R-410A | 2.9833 | Residential & Commercial | USHP | Ducted CEE Tier 1
211227705 | Central HP <5.4 tons | DAY & NIGHT | HRCU-A-CB (Split System: Heat Pump with Remote Outdoor Unit-Air-Source) | DLCURAH36ABK |  |  | EA*4X42L21A* | *96VTN1002120A* | 35800 | 15.5 | 8.1 | 39500 | 35200 | 89.11% | 1.9 | 0 | 9.5 |  |  |  |  | R-410A | 2.9833 | Residential & Commercial | USHP
211227871 | Central HP <5.4 tons | DAY & NIGHT | HRCU-A-CB (Split System: Heat Pump with Remote Outdoor Unit-Air-Source) | DLCURAH36ABK |  |  | EA*4X42L24A* | *80VSL0902120A* | 35000 | 16 | 8.1 | 38500 | 35000 | 90.91% | 1.86 | 0 | 9.5 |  |  |  |  | R-410A | 2.9167 | Residential & Commercial | USHP
211227320 | Central HP <5.4 tons | AIRQUEST | HRCU-A-CB (Split System: Heat Pump with Remote Outdoor Unit-Air-Source) | DLCURAH36ABK |  |  | EA*4X42L21A* | *80ES(N,L)0702116A* | 35200 | 16 | 8.1 | 38500 | 35000 | 90.91% | 1.88 | 0 | 9.5 |  |  |  |  | R-410A | 2.9333 | Residential & Commercial | USHP
211227521 | Central HP <5.4 tons | AIRQUEST | HRCU-A-CB (Split System: Heat Pump with Remote Outdoor Unit-Air-Source) | DLCURAH36ABK |  |  | EA*4X42L21A* | *92ESN0801716A* | 35400 | 16 | 8.1 | 38500 | 35000 | 90.91% | 1.88 | 0 | 10 |  |  |  |  | R-410A | 2.95 | Residential & Commercial | USHP | Ducted CEE Tier 1
214849230 | Central HP <5.4 tons | RHEEM | HRCU-A-CB (Split System: Heat Pump with Remote Outdoor Unit-Air-Source) | RD17AZ60AJ3N | ADP |  | H,RE51960 | R801V1005A21UHS | 54000 | 17 | 8.1 | 51500 | 48500 | 94.17% | 1.75 | 0 | 9.5 |  |  |  |  | R-410A | 4.5 | Residential & Commercial | USHP
215423696 | Central HP <5.4 tons | YORK | HRCU-A-CB (Split System: Heat Pump with Remote Outdoor Unit-Air-Source) | HH860E2S11 | ADP |  | H,YE48*60+TXV | TM8Y120C20MP11 | 44500 | 18 | 8.5 | 43000 | 33400 | 77.67% | 2 | 0 | 11.7 |  |  |  |  | R-454B | 3.7083 | Residential & Commercial | USHP | Ducted CEE Tier 1
215423714 | Central HP <5.4 tons | YORK | HRCU-A-CB (Split System: Heat Pump with Remote Outdoor Unit-Air-Source) | HH860E2S11 | ADP |  | H,YE54*60+TXV | TM9E080C16MP12 | 44500 | 18 | 8.5 | 43500 | 34000 | 78.16% | 2 | 0 | 11 |  |  |  |  | R-454B | 3.7083 | Residential & Commercial | USHP | Ducted CEE Tier 1
215424614 | Central HP <5.4 tons | YORK | HRCU-A-CB (Split System: Heat Pump with Remote Outdoor Unit-Air-Source) | HH824E2S11 | ADP |  | H,YE7J*36+TXV-BLEED | Y81E080B12SMPS1 | 23000 | 18 | 9 | 21400 | 18100 | 84.58% | 2 | 0 | 12 |  |  |  |  | R-454B | 1.9167 | Residential & Commercial | USHP | Ducted CEE Tier 1
215424647 | Central HP <5.4 tons | YORK | HRCU-A-CB (Split System: Heat Pump with Remote Outdoor Unit-Air-Source) | HH824E2S11 | ADP |  | H,YE33*36+TXV | Y91E026A08SMPS1 | 22400 | 17 | 8.3 | 21400 | 16900 | 78.97% | 1.96 | 0 | 11.5 |  |  |  |  | R-454B | 1.8667 | Residential & Commercial | USHP | Ducted CEE Tier 1
215423730 | Central HP <5.4 tons | YORK | HRCU-A-CB (Split System: Heat Pump with Remote Outdoor Unit-Air-Source) | HH860E2S11 | ADP |  | H,YE84*60+TXV | TM9E080C20MP12 | 53500 | 19 | 8.5 | 53000 | 39500 | 74.53% | 2 | 0 | 11 |  |  |  |  | R-454B | 4.4583 | Residential & Commercial | USHP | Ducted CEE Tier 1
215423763 | Central HP <5.4 tons | YORK | HRCU-A-CB (Split System: Heat Pump with Remote Outdoor Unit-Air-Source) | HH860E2S11 | ADP |  | H,YE36*60+TXV | TM9E120D20MP12 | 51500 | 18 | 8.3 | 52500 | 39000 | 74.29% | 1.96 | 0 | 10.5 |  |  |  |  | R-454B | 4.2917 | Residential & Commercial | USHP | Ducted CEE Tier 1
215423798 | Central HP <5.4 tons | YORK | HRCU-A-CB (Split System: Heat Pump with Remote Outdoor Unit-Air-Source) | HH860E2S11 | ADP |  | H,YE2K*60+TXV | TM9V100C16MP12 | 43000 | 17 | 8.45 | 42000 | 32800 | 78.1% | 2 | 0 | 11.5 |  |  |  |  | R-454B | 3.5833 | Residential & Commercial | USHP | Ducted CEE Tier 1
215423814 | Central HP <5.4 tons | YORK | HRCU-A-CB (Split System: Heat Pump with Remote Outdoor Unit-Air-Source) | HH860E2S11 | ADP |  | H,YE3K*60+TXV | TM9V100C20MP12 | 44000 | 18 | 8.5 | 43000 | 33400 | 77.67% | 2 | 0 | 11 |  |  |  |  | R-454B | 3.6667 | Residential & Commercial | USHP | Ducted CEE Tier 1
211227309 | Central HP <5.4 tons | AIRQUEST | HRCU-A-CB (Split System: Heat Pump with Remote Outdoor Unit-Air-Source) | DLCURAH36ABK |  |  | EA*4X42L21A* | *80ES(N,L)0701716A* | 35200 | 16 | 8.1 | 38500 | 35000 | 90.91% | 1.88 | 0 | 9.5 |  |  |  |  | R-410A | 2.9333 | Residential & Commercial | USHP
211228579 | Central HP <5.4 tons | DAY & NIGHT | HRCU-A-CB (Split System: Heat Pump with Remote Outdoor Unit-Air-Source) | DLCURAH36ABK |  |  | EA*4X43L21A* | *95ESU0601716A* | 36800 | 15.5 | 8.5 | 38500 | 34800 | 90.39% | 2.1 | 0 | 10 |  |  |  |  | R-410A | 3.0667 | Residential & Commercial | USHP | Ducted CEE Tier 1
211228754 | Central HP <5.4 tons | DAY & NIGHT | HRCU-A-CB (Split System: Heat Pump with Remote Outdoor Unit-Air-Source) | DLCURAH36ABK |  |  | EA*4X48L21A* | *80ES(N,L)0701712A* | 36000 | 15.5 | 8.5 | 38500 | 34800 | 90.39% | 2.06 | 0 | 10 |  |  |  |  | R-410A | 3 | Residential & Commercial | USHP | Ducted CEE Tier 1
211227584 | Central HP <5.4 tons | AIRQUEST | HRCU-A-CB (Split System: Heat Pump with Remote Outdoor Unit-Air-Source) | DLCURAH36ABK |  |  | EA*4X42L21A* | *95ESN1002122A* | 36600 | 15.2 | 8.5 | 40000 | 35200 | 88% | 1.94 | 0 | 10 |  |  |  |  | R-410A | 3.05 | Residential & Commercial | USHP | Ducted CEE Tier 1
211227593 | Central HP <5.4 tons | AIRQUEST | HRCU-A-CB (Split System: Heat Pump with Remote Outdoor Unit-Air-Source) | DLCURAH36ABK |  |  | EA*4X42L21A* | *96VSN0601714A* | 35000 | 15.2 | 8.1 | 38500 | 35200 | 91.43% | 1.86 | 0 | 9.5 |  |  |  |  | R-410A | 2.9167 | Residential & Commercial | USHP
215726712 | Central HP <5.4 tons | YORK | HRCU-A-CB (Split System: Heat Pump with Remote Outdoor Unit-Air-Source) | HH860E2S11 | ADP |  | H,YG88*60+TXV-BLEED | Y81E120C16SMPS1 | 44000 | 18 | 8.5 | 41500 | 32600 | 78.55% | 2 | 0 | 12 |  |  |  |  | R-454B | 3.6667 | Residential & Commercial | USHP | Ducted CEE Tier 1
215726721 | Central HP <5.4 tons | YORK | HRCU-A-CB (Split System: Heat Pump with Remote Outdoor Unit-Air-Source) | HH860E2S11 | ADP |  | H,YG52*60+TXV | Y81E120C20SMPS1 | 52500 | 19 | 8.5 | 51500 | 38000 | 73.79% | 2 | 0 | 11.7 |  |  |  |  | R-454B | 4.375 | Residential & Commercial | USHP | Ducted CEE Tier 1
215731335 | Central HP <5.4 tons | YORK | HRCU-A-CB (Split System: Heat Pump with Remote Outdoor Unit-Air-Source) | HH860E2S11 | ADP |  | H,YG54*48+TXV | TM8V080C16MP12 | 43500 | 18 | 8.5 | 42000 | 32800 | 78.1% | 2 | 0 | 11.7 |  |  |  |  | R-454B | 3.625 | Residential & Commercial | USHP | Ducted CEE Tier 1
215731362 | Central HP <5.4 tons | YORK | HRCU-A-CB (Split System: Heat Pump with Remote Outdoor Unit-Air-Source) | HH860E2S11 | ADP |  | H,YG52*48+TXV-BLEED | TM8V080C16MP12 | 43500 | 18 | 8.5 | 42000 | 32800 | 78.1% | 2 | 0 | 11.7 |  |  |  |  | R-454B | 3.625 | Residential & Commercial | USHP | Ducted CEE Tier 1
215731369 | Central HP <5.4 tons | YORK | HRCU-A-CB (Split System: Heat Pump with Remote Outdoor Unit-Air-Source) | HH860E2S11 | ADP |  | H,YG88*48+TXV-BLEED | TM8V080C16MP12 | 43500 | 18 | 8.5 | 42000 | 32800 | 78.1% | 2 | 0 | 11.7 |  |  |  |  | R-454B | 3.625 | Residential & Commercial | USHP | Ducted CEE Tier 1
215731467 | Central HP <5.4 tons | YORK | HRCU-A-CB (Split System: Heat Pump with Remote Outdoor Unit-Air-Source) | HH860E2S11 | ADP |  | H,YG72*60+TXV | TM8V120C20MP12 | 44000 | 18 | 8.5 | 42500 | 33200 | 78.12% | 2 | 0 | 11.7 |  |  |  |  | R-454B | 3.6667 | Residential & Commercial | USHP | Ducted CEE Tier 1
212969567 | Central HP <5.4 tons | BRYANT HEATING AND COOLING SYSTEMS | HRCU-A-CB (Split System: Heat Pump with Remote Outdoor Unit-Air-Source) | 38MURAQ18AB3* |  |  | CNPV*2414AL* | 82*SB36045V14*** | 17700 | 16.5 | 8.5 | 18700 | 19100 | 102.1% | 2.3 | 0 | 11 |  |  |  |  | R-410A | 1.475 | Residential & Commercial | USHP | Ducted CEE Tier 1
215933284 | Central HP <5.4 tons | CARRIER | HRCU-A-CB (Split System: Heat Pump with Remote Outdoor Unit-Air-Source) | 27VNA336A*030* |  |  | CSAH*4212AM*+UI | 58CU*A100C21**20 | 33600 | 19 | 9 | 35000 | 26600 | 76% | 1.92 | 0 | 11 |  |  |  |  | R-454B | 2.8 | Residential & Commercial | USHP | Ducted CEE Tier 1
211227771 | Central HP <5.4 tons | KEEPRITE | HRCU-A-CB (Split System: Heat Pump with Remote Outdoor Unit-Air-Source) | DLCURAH36ABK |  |  | EA*4X42L24A* | *80ES(N,L)0702116A* | 35200 | 16 | 8.1 | 38500 | 35000 | 90.91% | 1.88 | 0 | 10 |  |  |  |  | R-410A | 2.9333 | Residential & Commercial | USHP | Ducted CEE Tier 1
211227855 | Central HP <5.4 tons | KEEPRITE | HRCU-A-CB (Split System: Heat Pump with Remote Outdoor Unit-Air-Source) | DLCURAH36ABK |  |  | EA*4X42L24A* | *80ES(N,L)1552420A* | 36400 | 15.5 | 8.1 | 39500 | 35200 | 89.11% | 1.94 | 0 | 10 |  |  |  |  | R-410A | 3.0333 | Residential & Commercial | USHP | Ducted CEE Tier 1
214776498 | Central HP <5.4 tons | YORK | HRCU-A-CB (Split System: Heat Pump with Remote Outdoor Unit-Air-Source) | HH860E2S11 | ADP |  | CV603**A+TXV | TM9E080C20MP12 | 53500 | 19 | 8.5 | 53000 | 39500 | 74.53% | 2 | 0 | 11 |  |  |  |  | R-454B | 4.4583 | Residential & Commercial | USHP | Ducted CEE Tier 1
214776531 | Central HP <5.4 tons | YORK | HRCU-A-CB (Split System: Heat Pump with Remote Outdoor Unit-Air-Source) | HH860E2S11 | ADP |  | CH602**A+TXV | TM9E100C20MP12 | 53500 | 19 | 8.5 | 53000 | 39500 | 74.53% | 2 | 0 | 11 |  |  |  |  | R-454B | 4.4583 | Residential & Commercial | USHP | Ducted CEE Tier 1
214776546 | Central HP <5.4 tons | YORK | HRCU-A-CB (Split System: Heat Pump with Remote Outdoor Unit-Air-Source) | HH860E2S11 | ADP |  | CV602D*A+TXV | TM9E120D20MP12 | 53000 | 19 | 8.5 | 52500 | 39000 | 74.29% | 2 | 0 | 11 |  |  |  |  | R-454B | 4.4167 | Residential & Commercial | USHP | Ducted CEE Tier 1
214776583 | Central HP <5.4 tons | YORK | HRCU-A-CB (Split System: Heat Pump with Remote Outdoor Unit-Air-Source) | HH860E2S11 | ADP |  | CH604**C+TXV | TM9V100C20MP12 | 52000 | 19 | 8.5 | 51500 | 38000 | 73.79% | 2 | 0 | 11 |  |  |  |  | R-454B | 4.3333 | Residential & Commercial | USHP | Ducted CEE Tier 1
214776597 | Central HP <5.4 tons | YORK | HRCU-A-CB (Split System: Heat Pump with Remote Outdoor Unit-Air-Source) | HH860E2S11 | ADP |  | CH604**C+TXV | TM9V120D20MP12 | 53000 | 19 | 8.5 | 52500 | 39000 | 74.29% | 2 | 0 | 11 |  |  |  |  | R-454B | 4.4167 | Residential & Commercial | USHP | Ducted CEE Tier 1
214776598 | Central HP <5.4 tons | YORK | HRCU-A-CB (Split System: Heat Pump with Remote Outdoor Unit-Air-Source) | HH860E2S11 | ADP |  | CH600D*C+TXV | TM9V120D20MP12 | 51500 | 18 | 8.3 | 52500 | 39000 | 74.29% | 1.96 | 0 | 10.5 |  |  |  |  | R-454B | 4.2917 | Residential & Commercial | USHP | Ducted CEE Tier 1
211227891 | Central HP <5.4 tons | KEEPRITE | HRCU-A-CB (Split System: Heat Pump with Remote Outdoor Unit-Air-Source) | DLCURAH36ABK |  |  | EA*4X42L24A* | *80VSL1102422A* | 35400 | 16.5 | 8.1 | 38500 | 35000 | 90.91% | 1.88 | 0 | 10 |  |  |  |  | R-410A | 2.95 | Residential & Commercial | USHP | Ducted CEE Tier 1
211228057 | Central HP <5.4 tons | KEEPRITE | HRCU-A-CB (Split System: Heat Pump with Remote Outdoor Unit-Air-Source) | DLCURAH36ABK |  |  | EA*4X42L24A* | *96VSN0802120A* | 35600 | 16 | 8.1 | 38500 | 35000 | 90.91% | 1.9 | 0 | 10 |  |  |  |  | R-410A | 2.9667 | Residential & Commercial | USHP | Ducted CEE Tier 1
214776663 | Central HP <5.4 tons | YORK | HRCU-A-CB (Split System: Heat Pump with Remote Outdoor Unit-Air-Source) | HH860E2S11 | ADP |  | CH605D*C+TXV | TMLE100C20MP11 | 53500 | 18 | 8.5 | 53000 | 39500 | 74.53% | 2 | 0 | 11 |  |  |  |  | R-454B | 4.4583 | Residential & Commercial | USHP | Ducted CEE Tier 1
214776664 | Central HP <5.4 tons | YORK | HRCU-A-CB (Split System: Heat Pump with Remote Outdoor Unit-Air-Source) | HH860E2S11 | ADP |  | CV605**C+TXV | TMLE100C20MP11 | 53500 | 18 | 8.5 | 53000 | 39500 | 74.53% | 2 | 0 | 11 |  |  |  |  | R-454B | 4.4583 | Residential & Commercial | USHP | Ducted CEE Tier 1
214776666 | Central HP <5.4 tons | YORK | HRCU-A-CB (Split System: Heat Pump with Remote Outdoor Unit-Air-Source) | HH860E2S11 | ADP |  | CV603**A+TXV | TMLE100C20MP11 | 53500 | 19 | 8.5 | 53000 | 39500 | 74.53% | 2 | 0 | 11 |  |  |  |  | R-454B | 4.4583 | Residential & Commercial | USHP | Ducted CEE Tier 1
216891491 | Central HP <5.4 tons | FRIEDRICH | HRCU-A-CB (Split System: Heat Pump with Remote Outdoor Unit-Air-Source) | RD18AY36AJVC |  |  | RCFY3621STANM | FR951V0705A21UHU | 31400 | 19 | 8.5 | 31400 | 27600 | 87.9% | 1.9 | 0 | 12 |  |  |  |  | R-454B | 2.6167 | Residential & Commercial | USHP | Ducted CEE Tier 1
216891550 | Central HP <5.4 tons | FRIEDRICH | HRCU-A-CB (Split System: Heat Pump with Remote Outdoor Unit-Air-Source) | RD18AY36AJVC |  |  | RCFY3621STANM | FR962V0603A17M4 | 31200 | 18 | 8.5 | 31200 | 27800 | 89.1% | 1.9 | 0 | 12 |  |  |  |  | R-454B | 2.6 | Residential & Commercial | USHP | Ducted CEE Tier 1
216891332 | Central HP <5.4 tons | FRIEDRICH | HRCU-A-CB (Split System: Heat Pump with Remote Outdoor Unit-Air-Source) | RD18AY36AJVC |  |  | RCFY3621MTANM | FR951V0703A17M4 | 32400 | 18 | 10 | 32400 | 28000 | 86.42% | 2.1 | 0 | 12 |  |  |  |  | R-454B | 2.7 | Residential & Commercial | USHP | Ducted CEE Tier 1
216891380 | Central HP <5.4 tons | FRIEDRICH | HRCU-A-CB (Split System: Heat Pump with Remote Outdoor Unit-Air-Source) | RD18AY36AJVC |  |  | RCFY3621MTANM | FR801V1005A21UHS | 32600 | 19 | 10 | 32600 | 27800 | 85.28% | 2.1 | 0 | 12 |  |  |  |  | R-454B | 2.7167 | Residential & Commercial | USHP | Ducted CEE Tier 1
216891389 | Central HP <5.4 tons | FRIEDRICH | HRCU-A-CB (Split System: Heat Pump with Remote Outdoor Unit-Air-Source) | RD18AY36AJVC |  |  | RCFY3621MTANM | FR802V0504A17UH | 32200 | 18 | 10 | 32200 | 28000 | 86.96% | 2.1 | 0 | 12 |  |  |  |  | R-454B | 2.6833 | Residential & Commercial | USHP | Ducted CEE Tier 1
216891800 | Central HP <5.4 tons | FRIEDRICH | HRCU-A-CB (Split System: Heat Pump with Remote Outdoor Unit-Air-Source) | RD18AY36AJVC |  |  | RCFY3624MTANM | FR802V1505A24UH | 32600 | 19 | 10 | 32600 | 27800 | 85.28% | 2.1 | 0 | 12 |  |  |  |  | R-454B | 2.7167 | Residential & Commercial | USHP | Ducted CEE Tier 1
211227817 | Central HP <5.4 tons | DAY & NIGHT | HRCU-A-CB (Split System: Heat Pump with Remote Outdoor Unit-Air-Source) | DLCURAH36ABK |  |  | EA*4X42L24A* | *80ES(N,L)1102120A* | 35400 | 16 | 8.1 | 38500 | 35000 | 90.91% | 1.88 | 0 | 10 |  |  |  |  | R-410A | 2.95 | Residential & Commercial | USHP | Ducted CEE Tier 1
211227285 | Central HP <5.4 tons | AIRQUEST | HRCU-A-CB (Split System: Heat Pump with Remote Outdoor Unit-Air-Source) | DLCURAH36ABK |  |  | EA*4X42L21A* | *80ES(N,L)0451712A* | 35200 | 15.5 | 8.1 | 38500 | 35000 | 90.91% | 1.86 | 0 | 9.5 |  |  |  |  | R-410A | 2.9333 | Residential & Commercial | USHP
216752112 | Central HP <5.4 tons | YORK | HRCU-A-CB (Split System: Heat Pump with Remote Outdoor Unit-Air-Source) | HH824E2S11 | ADP |  | H,YG1K*36+TXV-BLEED | Y91E060A10SMPS1 | 23000 | 19 | 9 | 21400 | 18100 | 84.58% | 2 | 0 | 12 |  |  |  |  | R-454B | 1.9167 | Residential & Commercial | USHP | Ducted CEE Tier 1
212970413 | Central HP <5.4 tons | KEEPRITE | HRCU-A-CB (Split System: Heat Pump with Remote Outdoor Unit-Air-Source) | DLCURAH36ABK |  |  | EA*4X42L21A* | *80VSL0701716B* | 35400 | 15.5 | 8.1 | 38500 | 35200 | 91.43% | 1.9 | 0 | 9.5 |  |  |  |  | R-410A | 2.95 | Residential & Commercial | USHP
213088506 | Central HP <5.4 tons | TEMPSTAR | HRCU-A-CB (Split System: Heat Pump with Remote Outdoor Unit-Air-Source) | DLCURAH36ABK | ADP |  | H,RG82936+AEFE4B* | 0 | 37000 | 16 | 8.1 | 36800 | 34400 | 93.48% | 2 | 0 | 10 |  |  |  |  | R-410A | 3.0833 | Residential & Commercial | USHP | Ducted CEE Tier 1
215423829 | Central HP <5.4 tons | YORK | HRCU-A-CB (Split System: Heat Pump with Remote Outdoor Unit-Air-Source) | HH860E2S11 | ADP |  | H,YE48*48+TXV | TM9V120D20MP12 | 44000 | 18 | 8.5 | 42000 | 33000 | 78.57% | 2 | 0 | 11.7 |  |  |  |  | R-454B | 3.6667 | Residential & Commercial | USHP | Ducted CEE Tier 1
215423831 | Central HP <5.4 tons | YORK | HRCU-A-CB (Split System: Heat Pump with Remote Outdoor Unit-Air-Source) | HH860E2S11 | ADP |  | H,YE54*60+TXV | TM9V120D20MP12 | 53000 | 19 | 8.5 | 52500 | 39000 | 74.29% | 2 | 0 | 11 |  |  |  |  | R-454B | 4.4167 | Residential & Commercial | USHP | Ducted CEE Tier 1
215423848 | Central HP <5.4 tons | YORK | HRCU-A-CB (Split System: Heat Pump with Remote Outdoor Unit-Air-Source) | HH860E2S11 | ADP |  | H,YE54*60+TXV | TM9Y080C16MP11 | 44000 | 17 | 8.5 | 42500 | 33400 | 78.59% | 2 | 0 | 11 |  |  |  |  | R-454B | 3.6667 | Residential & Commercial | USHP | Ducted CEE Tier 1
215423880 | Central HP <5.4 tons | YORK | HRCU-A-CB (Split System: Heat Pump with Remote Outdoor Unit-Air-Source) | HH860E2S11 | ADP |  | H,YE55*60+TXV | TM9Y100C20MP11 | 52500 | 18 | 8.5 | 52500 | 39000 | 74.29% | 2 | 0 | 11 |  |  |  |  | R-454B | 4.375 | Residential & Commercial | USHP | Ducted CEE Tier 1
215423912 | Central HP <5.4 tons | YORK | HRCU-A-CB (Split System: Heat Pump with Remote Outdoor Unit-Air-Source) | HH860E2S11 | ADP |  | H,YE74*48+TXV | Y81E080C16SMPS1 | 44500 | 18 | 8.5 | 42500 | 33000 | 77.65% | 2 | 0 | 12 |  |  |  |  | R-454B | 3.7083 | Residential & Commercial | USHP | Ducted CEE Tier 1
215423914 | Central HP <5.4 tons | YORK | HRCU-A-CB (Split System: Heat Pump with Remote Outdoor Unit-Air-Source) | HH860E2S11 | ADP |  | H,YE86*60+TXV | Y81E080C16SMPS1 | 44500 | 18 | 8.5 | 42500 | 33000 | 77.65% | 2 | 0 | 12 |  |  |  |  | R-454B | 3.7083 | Residential & Commercial | USHP | Ducted CEE Tier 1
215423929 | Central HP <5.4 tons | YORK | HRCU-A-CB (Split System: Heat Pump with Remote Outdoor Unit-Air-Source) | HH860E2S11 | ADP |  | H,YE36*60+TXV-BLEED | Y81E100C16SMPS1 | 43500 | 17 | 8.4 | 42000 | 32800 | 78.1% | 1.98 | 0 | 11.7 |  |  |  |  | R-454B | 3.625 | Residential & Commercial | USHP | Ducted CEE Tier 1
215423945 | Central HP <5.4 tons | YORK | HRCU-A-CB (Split System: Heat Pump with Remote Outdoor Unit-Air-Source) | HH860E2S11 | ADP |  | H,YE86*60+TXV | Y81E100C16SMPS1 | 44000 | 18 | 8.5 | 42000 | 32800 | 78.1% | 2 | 0 | 12 |  |  |  |  | R-454B | 3.6667 | Residential & Commercial | USHP | Ducted CEE Tier 1
215423964 | Central HP <5.4 tons | YORK | HRCU-A-CB (Split System: Heat Pump with Remote Outdoor Unit-Air-Source) | HH860E2S11 | ADP |  | H,YE2K*48+TXV | Y81E120C16SMPS1 | 43500 | 17 | 8.45 | 42000 | 32600 | 77.62% | 2 | 0 | 11.7 |  |  |  |  | R-454B | 3.625 | Residential & Commercial | USHP | Ducted CEE Tier 1
215423997 | Central HP <5.4 tons | YORK | HRCU-A-CB (Split System: Heat Pump with Remote Outdoor Unit-Air-Source) | HH860E2S11 | ADP |  | H,YE54*60+TXV | Y81E130D20SMPS1 | 54000 | 19 | 8.5 | 52500 | 39000 | 74.29% | 2 | 0 | 11.7 |  |  |  |  | R-454B | 4.5 | Residential & Commercial | USHP | Ducted CEE Tier 1
215424013 | Central HP <5.4 tons | YORK | HRCU-A-CB (Split System: Heat Pump with Remote Outdoor Unit-Air-Source) | HH860E2S11 | ADP |  | H,YE54*48+TXV | Y91E080C16SMPS1 | 45000 | 18 | 8.5 | 45000 | 33400 | 74.22% | 2 | 0 | 11.7 |  |  |  |  | R-454B | 3.75 | Residential & Commercial | USHP | Ducted CEE Tier 1
215424031 | Central HP <5.4 tons | YORK | HRCU-A-CB (Split System: Heat Pump with Remote Outdoor Unit-Air-Source) | HH860E2S11 | ADP |  | H,YE54*48+TXV | Y91E080C20SMPS1 | 44500 | 18 | 8.5 | 44500 | 33000 | 74.16% | 2 | 0 | 12 |  |  |  |  | R-454B | 3.7083 | Residential & Commercial | USHP | Ducted CEE Tier 1
215424062 | Central HP <5.4 tons | YORK | HRCU-A-CB (Split System: Heat Pump with Remote Outdoor Unit-Air-Source) | HH860E2S11 | ADP |  | H,YE2K*60+TXV | Y91E100C20SMPS1 | 45500 | 17 | 8.45 | 45000 | 33600 | 74.67% | 2 | 0 | 11.7 |  |  |  |  | R-454B | 3.7917 | Residential & Commercial | USHP | Ducted CEE Tier 1
215424096 | Central HP <5.4 tons | YORK | HRCU-A-CB (Split System: Heat Pump with Remote Outdoor Unit-Air-Source) | HH860E2S11 | ADP |  | H,YE2K*60+TXV | YP9C080C16MP13 | 43000 | 17 | 8.45 | 42000 | 33000 | 78.57% | 2 | 0 | 10.5 |  |  |  |  | R-454B | 3.5833 | Residential & Commercial | USHP | Ducted CEE Tier 1
215424097 | Central HP <5.4 tons | YORK | HRCU-A-CB (Split System: Heat Pump with Remote Outdoor Unit-Air-Source) | HH860E2S11 | ADP |  | H,YE3K*60+TXV | YP9C080C16MP13 | 43500 | 17 | 8.5 | 42000 | 33000 | 78.57% | 2 | 0 | 11 |  |  |  |  | R-454B | 3.625 | Residential & Commercial | USHP | Ducted CEE Tier 1
215424112 | Central HP <5.4 tons | YORK | HRCU-A-CB (Split System: Heat Pump with Remote Outdoor Unit-Air-Source) | HH860E2S11 | ADP |  | H,YE37*60+TXV | YP9C100C16MP13 | 43500 | 17 | 8.5 | 42000 | 32800 | 78.1% | 2 | 0 | 11.7 |  |  |  |  | R-454B | 3.625 | Residential & Commercial | USHP | Ducted CEE Tier 1
211227611 | Central HP <5.4 tons | AIRQUEST | HRCU-A-CB (Split System: Heat Pump with Remote Outdoor Unit-Air-Source) | DLCURAH36ABK |  |  | EA*4X42L21A* | *96VSN0802120A* | 35600 | 16 | 8.1 | 38500 | 35000 | 90.91% | 1.88 | 0 | 10 |  |  |  |  | R-410A | 2.9667 | Residential & Commercial | USHP | Ducted CEE Tier 1
211227918 | Central HP <5.4 tons | AIRQUEST | HRCU-A-CB (Split System: Heat Pump with Remote Outdoor Unit-Air-Source) | DLCURAH36ABK |  |  | EA*4X42L24A* | *80VTL0902120A* | 35000 | 16 | 8.1 | 38500 | 35000 | 90.91% | 1.86 | 0 | 9.5 |  |  |  |  | R-410A | 2.9167 | Residential & Commercial | USHP
211228111 | Central HP <5.4 tons | AIRQUEST | HRCU-A-CB (Split System: Heat Pump with Remote Outdoor Unit-Air-Source) | DLCURAH36ABK |  |  | EA*4X42L24A* | *96VTN0802120A* | 35000 | 16 | 8.1 | 38500 | 35000 | 90.91% | 1.86 | 0 | 9.5 |  |  |  |  | R-410A | 2.9167 | Residential & Commercial | USHP
215934134 | Central HP <5.4 tons | CARRIER | HRCU-A-CB (Split System: Heat Pump with Remote Outdoor Unit-Air-Source) | 27VNA348A*030* |  |  | CAA**6121AM*+UI | 58CU*A100C21**20 | 45000 | 21 | 9.5 | 48500 | 37000 | 76.29% | 2 | 0 | 11 |  |  |  |  | R-454B | 3.75 | Residential & Commercial | USHP | Ducted CEE Tier 1
211229040 | Central HP <5.4 tons | DAY & NIGHT | HRCU-A-CB (Split System: Heat Pump with Remote Outdoor Unit-Air-Source) | DLCURAH36ABK |  |  | EA*4X48L21A* | *95ESN0802120A* | 36600 | 15.5 | 8.5 | 38500 | 34800 | 90.39% | 2.08 | 0 | 10 |  |  |  |  | R-410A | 3.05 | Residential & Commercial | USHP | Ducted CEE Tier 1
212969517 | Central HP <5.4 tons | BRYANT HEATING AND COOLING SYSTEMS | HRCU-A-CB (Split System: Heat Pump with Remote Outdoor Unit-Air-Source) | 38MURAQ18AB3* |  |  | CAP**2414AL* | 82*SB36045V14*** | 17700 | 16.5 | 8.5 | 18600 | 19400 | 104.3% | 2.32 | 0 | 10.5 |  |  |  |  | R-410A | 1.475 | Residential & Commercial | USHP | Ducted CEE Tier 1
212970017 | Central HP <5.4 tons | BRYANT HEATING AND COOLING SYSTEMS | HRCU-A-CB (Split System: Heat Pump with Remote Outdoor Unit-Air-Source) | 38MURAQ18AB3* |  |  | CNPV*3017AL* | 82*SB48070V17*** | 17500 | 16 | 8.1 | 18000 | 18600 | 103.3% | 2.24 | 0 | 11 |  |  |  |  | R-410A | 1.4583 | Residential & Commercial | USHP | Ducted CEE Tier 1
214776696 | Central HP <5.4 tons | YORK | HRCU-A-CB (Split System: Heat Pump with Remote Outdoor Unit-Air-Source) | HH860E2S11 | ADP |  | CH602**A+TXV | TMLE130D20MP11 | 54000 | 19 | 8.5 | 53000 | 39500 | 74.53% | 2 | 0 | 11 |  |  |  |  | R-454B | 4.5 | Residential & Commercial | USHP | Ducted CEE Tier 1
214776713 | Central HP <5.4 tons | YORK | HRCU-A-CB (Split System: Heat Pump with Remote Outdoor Unit-Air-Source) | HH860E2S11 | ADP |  | CH602**A+TXV | TMLV100C16MP12 | 43500 | 18 | 8.5 | 42000 | 32800 | 78.1% | 2 | 0 | 11.7 |  |  |  |  | R-454B | 3.625 | Residential & Commercial | USHP | Ducted CEE Tier 1
214776715 | Central HP <5.4 tons | YORK | HRCU-A-CB (Split System: Heat Pump with Remote Outdoor Unit-Air-Source) | HH860E2S11 | ADP |  | CV609**A+TXV | TMLV100C16MP12 | 43500 | 18 | 8.5 | 42000 | 32800 | 78.1% | 2 | 0 | 11.7 |  |  |  |  | R-454B | 3.625 | Residential & Commercial | USHP | Ducted CEE Tier 1
214776730 | Central HP <5.4 tons | YORK | HRCU-A-CB (Split System: Heat Pump with Remote Outdoor Unit-Air-Source) | HH860E2S11 | ADP |  | CH600C*C+TXV | Y81E080C16SMPS1 | 44000 | 17 | 8.45 | 42500 | 33000 | 77.65% | 1.98 | 0 | 11.7 |  |  |  |  | R-454B | 3.6667 | Residential & Commercial | USHP | Ducted CEE Tier 1
214776733 | Central HP <5.4 tons | YORK | HRCU-A-CB (Split System: Heat Pump with Remote Outdoor Unit-Air-Source) | HH860E2S11 | ADP |  | CV482**C+TXV | Y81E080C16SMPS1 | 44000 | 17 | 8.4 | 42500 | 33000 | 77.65% | 1.98 | 0 | 11.7 |  |  |  |  | R-454B | 3.6667 | Residential & Commercial | USHP | Ducted CEE Tier 1
214776747 | Central HP <5.4 tons | YORK | HRCU-A-CB (Split System: Heat Pump with Remote Outdoor Unit-Air-Source) | HH860E2S11 | ADP |  | CH604**C+TXV | Y81E080C20SMPS1 | 53000 | 19 | 8.5 | 52000 | 38500 | 74.04% | 2 | 0 | 11 |  |  |  |  | R-454B | 4.4167 | Residential & Commercial | USHP | Ducted CEE Tier 1
214776750 | Central HP <5.4 tons | YORK | HRCU-A-CB (Split System: Heat Pump with Remote Outdoor Unit-Air-Source) | HH860E2S11 | ADP |  | CV601**C+TXV | Y81E080C20SMPS1 | 52000 | 18 | 8.35 | 52000 | 38500 | 74.04% | 1.98 | 0 | 10.5 |  |  |  |  | R-454B | 4.3333 | Residential & Commercial | USHP | Ducted CEE Tier 1
211228106 | Central HP <5.4 tons | KEEPRITE | HRCU-A-CB (Split System: Heat Pump with Remote Outdoor Unit-Air-Source) | DLCURAH36ABK |  |  | EA*4X42L24A* | *95ESU1002122A* | 36600 | 15.2 | 8.1 | 40000 | 35200 | 88% | 1.94 | 0 | 10 |  |  |  |  | R-410A | 3.05 | Residential & Commercial | USHP | Ducted CEE Tier 1
214776749 | Central HP <5.4 tons | YORK | HRCU-A-CB (Split System: Heat Pump with Remote Outdoor Unit-Air-Source) | HH860E2S11 | ADP |  | CV600**C+TXV | Y81E080C20SMPS1 | 51500 | 18 | 8.3 | 52000 | 38500 | 74.04% | 1.96 | 0 | 10.5 |  |  |  |  | R-454B | 4.2917 | Residential & Commercial | USHP | Ducted CEE Tier 1
214776831 | Central HP <5.4 tons | YORK | HRCU-A-CB (Split System: Heat Pump with Remote Outdoor Unit-Air-Source) | HH860E2S11 | ADP |  | CH602**A+TXV | YP9C120D20MP13 | 53000 | 19 | 8.5 | 53000 | 39000 | 73.58% | 2 | 0 | 11 |  |  |  |  | R-454B | 4.4167 | Residential & Commercial | USHP | Ducted CEE Tier 1
214776880 | Central HP <5.4 tons | YORK | HRCU-A-CB (Split System: Heat Pump with Remote Outdoor Unit-Air-Source) | HH860E2S11 | ADP |  | CH600C*C+TXV | YPLC120C20MP13 | 52000 | 18 | 8.3 | 52000 | 38500 | 74.04% | 1.96 | 0 | 10.5 |  |  |  |  | R-454B | 4.3333 | Residential & Commercial | USHP | Ducted CEE Tier 1
214777199 | Central HP <5.4 tons | YORK | HRCU-A-CB (Split System: Heat Pump with Remote Outdoor Unit-Air-Source) | HH860E2S11 | ADP |  | CV602C*A+TXV | TL9E080C16UH11 | 44500 | 18 | 8.5 | 44000 | 34000 | 77.27% | 2 | 0 | 11 |  |  |  |  | R-454B | 3.7083 | Residential & Commercial | USHP | Ducted CEE Tier 1
214777217 | Central HP <5.4 tons | YORK | HRCU-A-CB (Split System: Heat Pump with Remote Outdoor Unit-Air-Source) | HH860E2S11 | ADP |  | CV602C*A+TXV | TMLV120C20MP12 | 53000 | 19 | 8.5 | 52000 | 38500 | 74.04% | 2 | 0 | 11 |  |  |  |  | R-454B | 4.4167 | Residential & Commercial | USHP | Ducted CEE Tier 1
214777218 | Central HP <5.4 tons | YORK | HRCU-A-CB (Split System: Heat Pump with Remote Outdoor Unit-Air-Source) | HH860E2S11 | ADP |  | CV602C*A+TXV | Y81E080C16SMPS1 | 44500 | 18 | 8.5 | 42500 | 33000 | 77.65% | 2 | 0 | 12 |  |  |  |  | R-454B | 3.7083 | Residential & Commercial | USHP | Ducted CEE Tier 1
215423455 | Central HP <5.4 tons | YORK | HRCU-A-CB (Split System: Heat Pump with Remote Outdoor Unit-Air-Source) | HH860E2S11 | ADP |  | H,YE48*48+TXV | TL9E080C16UH11 | 44500 | 18 | 8.5 | 44000 | 34000 | 77.27% | 2 | 0 | 11 |  |  |  |  | R-454B | 3.7083 | Residential & Commercial | USHP | Ducted CEE Tier 1
215423487 | Central HP <5.4 tons | YORK | HRCU-A-CB (Split System: Heat Pump with Remote Outdoor Unit-Air-Source) | HH860E2S11 | ADP |  | H,YE54*48+TXV | TM8E080C16MP11 | 44500 | 18 | 8.5 | 43500 | 33800 | 77.7% | 2 | 0 | 11 |  |  |  |  | R-454B | 3.7083 | Residential & Commercial | USHP | Ducted CEE Tier 1
216891528 | Central HP <5.4 tons | FRIEDRICH | HRCU-A-CB (Split System: Heat Pump with Remote Outdoor Unit-Air-Source) | RD18AY36AJVC |  |  | RCFY3621STANM | FR962V0705A21M4 | 31400 | 18 | 8.5 | 31400 | 27600 | 87.9% | 1.9 | 0 | 12 |  |  |  |  | R-454B | 2.6167 | Residential & Commercial | USHP | Ducted CEE Tier 1
214776763 | Central HP <5.4 tons | YORK | HRCU-A-CB (Split System: Heat Pump with Remote Outdoor Unit-Air-Source) | HH860E2S11 | ADP |  | CV600**C+TXV | Y81E100C20SMPS1 | 51500 | 18 | 8.3 | 51500 | 38000 | 73.79% | 1.96 | 0 | 11 |  |  |  |  | R-454B | 4.2917 | Residential & Commercial | USHP | Ducted CEE Tier 1
214776764 | Central HP <5.4 tons | YORK | HRCU-A-CB (Split System: Heat Pump with Remote Outdoor Unit-Air-Source) | HH860E2S11 | ADP |  | CV601**C+TXV | Y81E100C20SMPS1 | 52000 | 18 | 8.35 | 51500 | 38000 | 73.79% | 1.98 | 0 | 11 |  |  |  |  | R-454B | 4.3333 | Residential & Commercial | USHP | Ducted CEE Tier 1
216891543 | Central HP <5.4 tons | FRIEDRICH | HRCU-A-CB (Split System: Heat Pump with Remote Outdoor Unit-Air-Source) | RD18AY36AJVC |  |  | RCFY3621STANM | FR962V0403A17M4 | 31400 | 18 | 8.5 | 31400 | 27800 | 88.54% | 1.9 | 0 | 12 |  |  |  |  | R-454B | 2.6167 | Residential & Commercial | USHP | Ducted CEE Tier 1
216891493 | Central HP <5.4 tons | FRIEDRICH | HRCU-A-CB (Split System: Heat Pump with Remote Outdoor Unit-Air-Source) | RD18AY36AJVC |  |  | RCFY3621STANM | FR801V0504A17UHU | 31200 | 18 | 8.5 | 31200 | 28000 | 89.74% | 1.9 | 0 | 11.7 |  |  |  |  | R-454B | 2.6 | Residential & Commercial | USHP | Ducted CEE Tier 1
214776765 | Central HP <5.4 tons | YORK | HRCU-A-CB (Split System: Heat Pump with Remote Outdoor Unit-Air-Source) | HH860E2S11 | ADP |  | CX601C*35+TXV | Y81E100C20SMPS1 | 53000 | 19 | 8.5 | 51500 | 38000 | 73.79% | 2 | 0 | 11.7 |  |  |  |  | R-454B | 4.4167 | Residential & Commercial | USHP | Ducted CEE Tier 1
214776780 | Central HP <5.4 tons | YORK | HRCU-A-CB (Split System: Heat Pump with Remote Outdoor Unit-Air-Source) | HH860E2S11 | ADP |  | CH605D*C+TXV | Y81E120C20SMPS1 | 52500 | 18 | 8.5 | 51500 | 38000 | 73.79% | 2 | 0 | 11.7 |  |  |  |  | R-454B | 4.375 | Residential & Commercial | USHP | Ducted CEE Tier 1
214776332 | Central HP <5.4 tons | YORK | HRCU-A-CB (Split System: Heat Pump with Remote Outdoor Unit-Air-Source) | HH824E2S11 | ADP |  | CH360**C+TXV | TM9E060A10MP12 | 22200 | 16 | 8.65 | 21200 | 17700 | 83.49% | 1.94 | 0 | 10.5 |  |  |  |  | R-454B | 1.85 | Residential & Commercial | USHP | Ducted CEE Tier 1
214776365 | Central HP <5.4 tons | YORK | HRCU-A-CB (Split System: Heat Pump with Remote Outdoor Unit-Air-Source) | HH824E2S11 | ADP |  | CH360**C+TXV | TMLE060A12MP11 | 22200 | 17 | 8.65 | 21200 | 17500 | 82.55% | 1.94 | 0 | 11 |  |  |  |  | R-454B | 1.85 | Residential & Commercial | USHP | Ducted CEE Tier 1
215423504 | Central HP <5.4 tons | YORK | HRCU-A-CB (Split System: Heat Pump with Remote Outdoor Unit-Air-Source) | HH860E2S11 | ADP |  | H,YE84*60+TXV | TM8E080C20MP11 | 53500 | 19 | 8.5 | 53000 | 39500 | 74.53% | 2 | 0 | 11 |  |  |  |  | R-454B | 4.4583 | Residential & Commercial | USHP | Ducted CEE Tier 1
215423586 | Central HP <5.4 tons | YORK | HRCU-A-CB (Split System: Heat Pump with Remote Outdoor Unit-Air-Source) | HH860E2S11 | ADP |  | H,YE48*60+TXV-BLEED | TM8V080C16MP12 | 43500 | 18 | 8.5 | 42000 | 32800 | 78.1% | 2 | 0 | 11.7 |  |  |  |  | R-454B | 3.625 | Residential & Commercial | USHP | Ducted CEE Tier 1
215423587 | Central HP <5.4 tons | YORK | HRCU-A-CB (Split System: Heat Pump with Remote Outdoor Unit-Air-Source) | HH860E2S11 | ADP |  | H,YE48*48+TXV | TM8V080C16MP12 | 43500 | 18 | 8.5 | 42000 | 32800 | 78.1% | 2 | 0 | 11.7 |  |  |  |  | R-454B | 3.625 | Residential & Commercial | USHP | Ducted CEE Tier 1
215423619 | Central HP <5.4 tons | YORK | HRCU-A-CB (Split System: Heat Pump with Remote Outdoor Unit-Air-Source) | HH860E2S11 | ADP |  | H,YE48*60+TXV-BLEED | TM8V100C20MP12 | 44000 | 18 | 8.5 | 42500 | 33200 | 78.12% | 2 | 0 | 11.7 |  |  |  |  | R-454B | 3.6667 | Residential & Commercial | USHP | Ducted CEE Tier 1
215423621 | Central HP <5.4 tons | YORK | HRCU-A-CB (Split System: Heat Pump with Remote Outdoor Unit-Air-Source) | HH860E2S11 | ADP |  | H,YE48*60+TXV | TM8V100C20MP12 | 44000 | 18 | 8.5 | 42500 | 33200 | 78.12% | 2 | 0 | 11.7 |  |  |  |  | R-454B | 3.6667 | Residential & Commercial | USHP | Ducted CEE Tier 1
215423622 | Central HP <5.4 tons | YORK | HRCU-A-CB (Split System: Heat Pump with Remote Outdoor Unit-Air-Source) | HH860E2S11 | ADP |  | H,YE54*60+TXV | TM8V100C20MP12 | 53000 | 19 | 8.5 | 52000 | 38500 | 74.04% | 2 | 0 | 11 |  |  |  |  | R-454B | 4.4167 | Residential & Commercial | USHP | Ducted CEE Tier 1
215423623 | Central HP <5.4 tons | YORK | HRCU-A-CB (Split System: Heat Pump with Remote Outdoor Unit-Air-Source) | HH860E2S11 | ADP |  | H,YE55*60+TXV | TM8V100C20MP12 | 53000 | 19 | 8.5 | 52000 | 38500 | 74.04% | 2 | 0 | 11 |  |  |  |  | R-454B | 4.4167 | Residential & Commercial | USHP | Ducted CEE Tier 1
215423655 | Central HP <5.4 tons | YORK | HRCU-A-CB (Split System: Heat Pump with Remote Outdoor Unit-Air-Source) | HH860E2S11 | ADP |  | H,YE74*48+TXV | TM8Y080C16MP11 | 44000 | 18 | 8.5 | 42000 | 33000 | 78.57% | 2 | 0 | 11.7 |  |  |  |  | R-454B | 3.6667 | Residential & Commercial | USHP | Ducted CEE Tier 1
215423656 | Central HP <5.4 tons | YORK | HRCU-A-CB (Split System: Heat Pump with Remote Outdoor Unit-Air-Source) | HH860E2S11 | ADP |  | H,YE84*60+TXV | TM8Y080C16MP11 | 44000 | 18 | 8.5 | 42000 | 33000 | 78.57% | 2 | 0 | 11.7 |  |  |  |  | R-454B | 3.6667 | Residential & Commercial | USHP | Ducted CEE Tier 1
215423670 | Central HP <5.4 tons | YORK | HRCU-A-CB (Split System: Heat Pump with Remote Outdoor Unit-Air-Source) | HH860E2S11 | ADP |  | H,YE54*60+TXV | TM8Y100C16MP11 | 44000 | 18 | 8.5 | 42000 | 33000 | 78.57% | 2 | 0 | 11.7 |  |  |  |  | R-454B | 3.6667 | Residential & Commercial | USHP | Ducted CEE Tier 1
215423686 | Central HP <5.4 tons | YORK | HRCU-A-CB (Split System: Heat Pump with Remote Outdoor Unit-Air-Source) | HH860E2S11 | ADP |  | H,YE49*60+TXV | TM8Y100C20MP11 | 53500 | 19 | 8.5 | 53000 | 39500 | 74.53% | 2 | 0 | 11 |  |  |  |  | R-454B | 4.4583 | Residential & Commercial | USHP | Ducted CEE Tier 1
215423687 | Central HP <5.4 tons | YORK | HRCU-A-CB (Split System: Heat Pump with Remote Outdoor Unit-Air-Source) | HH860E2S11 | ADP |  | H,YE84*60+TXV | TM8Y100C20MP11 | 53500 | 19 | 8.5 | 53000 | 39500 | 74.53% | 2 | 0 | 11 |  |  |  |  | R-454B | 4.4583 | Residential & Commercial | USHP | Ducted CEE Tier 1
215423688 | Central HP <5.4 tons | YORK | HRCU-A-CB (Split System: Heat Pump with Remote Outdoor Unit-Air-Source) | HH860E2S11 | ADP |  | H,YE86*60+TXV | TM8Y100C20MP11 | 53500 | 19 | 8.5 | 53000 | 39500 | 74.53% | 2 | 0 | 11 |  |  |  |  | R-454B | 4.4583 | Residential & Commercial | USHP | Ducted CEE Tier 1
215423720 | Central HP <5.4 tons | YORK | HRCU-A-CB (Split System: Heat Pump with Remote Outdoor Unit-Air-Source) | HH860E2S11 | ADP |  | H,YE36*60+TXV-BLEED | TM9E080C20MP12 | 52000 | 18 | 8.3 | 53000 | 39500 | 74.53% | 1.96 | 0 | 10.5 |  |  |  |  | R-454B | 4.3333 | Residential & Commercial | USHP | Ducted CEE Tier 1
215423823 | Central HP <5.4 tons | YORK | HRCU-A-CB (Split System: Heat Pump with Remote Outdoor Unit-Air-Source) | HH860E2S11 | ADP |  | H,YE36*60+TXV-BLEED | TM9V120D20MP12 | 51500 | 18 | 8.3 | 52500 | 39000 | 74.29% | 1.96 | 0 | 10.5 |  |  |  |  | R-454B | 4.2917 | Residential & Commercial | USHP | Ducted CEE Tier 1
215423840 | Central HP <5.4 tons | YORK | HRCU-A-CB (Split System: Heat Pump with Remote Outdoor Unit-Air-Source) | HH860E2S11 | ADP |  | H,YE37*60+TXV | TM9Y080C16MP11 | 44000 | 16 | 8.5 | 42500 | 33400 | 78.59% | 2 | 0 | 11 |  |  |  |  | R-454B | 3.6667 | Residential & Commercial | USHP | Ducted CEE Tier 1
215423870 | Central HP <5.4 tons | YORK | HRCU-A-CB (Split System: Heat Pump with Remote Outdoor Unit-Air-Source) | HH860E2S11 | ADP |  | H,YE84*60+TXV | TM9Y100C16MP11 | 44000 | 17 | 8.5 | 42500 | 33400 | 78.59% | 2 | 0 | 11 |  |  |  |  | R-454B | 3.6667 | Residential & Commercial | USHP | Ducted CEE Tier 1
215423887 | Central HP <5.4 tons | YORK | HRCU-A-CB (Split System: Heat Pump with Remote Outdoor Unit-Air-Source) | HH860E2S11 | ADP |  | H,YE2K*60+TXV | TM9Y120D20MP11 | 52000 | 18 | 8.35 | 52500 | 39000 | 74.29% | 1.96 | 0 | 10.5 |  |  |  |  | R-454B | 4.3333 | Residential & Commercial | USHP | Ducted CEE Tier 1
215423889 | Central HP <5.4 tons | YORK | HRCU-A-CB (Split System: Heat Pump with Remote Outdoor Unit-Air-Source) | HH860E2S11 | ADP |  | H,YE48*60+TXV-BLEED | TM9Y120D20MP11 | 44000 | 18 | 8.5 | 42000 | 33000 | 78.57% | 2 | 0 | 11.7 |  |  |  |  | R-454B | 3.6667 | Residential & Commercial | USHP | Ducted CEE Tier 1
215423890 | Central HP <5.4 tons | YORK | HRCU-A-CB (Split System: Heat Pump with Remote Outdoor Unit-Air-Source) | HH860E2S11 | ADP |  | H,YE48*48+TXV | TM9Y120D20MP11 | 44000 | 18 | 8.5 | 42000 | 33000 | 78.57% | 2 | 0 | 11.7 |  |  |  |  | R-454B | 3.6667 | Residential & Commercial | USHP | Ducted CEE Tier 1
215423904 | Central HP <5.4 tons | YORK | HRCU-A-CB (Split System: Heat Pump with Remote Outdoor Unit-Air-Source) | HH860E2S11 | ADP |  | H,YE3K*60+TXV | Y81E080C16SMPS1 | 44500 | 18 | 8.5 | 42500 | 33000 | 77.65% | 2 | 0 | 12 |  |  |  |  | R-454B | 3.7083 | Residential & Commercial | USHP | Ducted CEE Tier 1
215423922 | Central HP <5.4 tons | YORK | HRCU-A-CB (Split System: Heat Pump with Remote Outdoor Unit-Air-Source) | HH860E2S11 | ADP |  | H,YE48*60+TXV | Y81E080C20SMPS1 | 44000 | 18 | 8.5 | 42500 | 33000 | 77.65% | 2 | 0 | 12 |  |  |  |  | R-454B | 3.6667 | Residential & Commercial | USHP | Ducted CEE Tier 1
215423974 | Central HP <5.4 tons | YORK | HRCU-A-CB (Split System: Heat Pump with Remote Outdoor Unit-Air-Source) | HH860E2S11 | ADP |  | H,YE74*48+TXV | Y81E120C16SMPS1 | 44000 | 18 | 8.5 | 41500 | 32600 | 78.55% | 2 | 0 | 12 |  |  |  |  | R-454B | 3.6667 | Residential & Commercial | USHP | Ducted CEE Tier 1
215424022 | Central HP <5.4 tons | YORK | HRCU-A-CB (Split System: Heat Pump with Remote Outdoor Unit-Air-Source) | HH860E2S11 | ADP |  | H,YE36*48+TXV | Y91E080C20SMPS1 | 44000 | 17 | 8.4 | 44500 | 33000 | 74.16% | 1.98 | 0 | 11.7 |  |  |  |  | R-454B | 3.6667 | Residential & Commercial | USHP | Ducted CEE Tier 1
215424023 | Central HP <5.4 tons | YORK | HRCU-A-CB (Split System: Heat Pump with Remote Outdoor Unit-Air-Source) | HH860E2S11 | ADP |  | H,YE36*60+TXV | Y91E080C20SMPS1 | 44000 | 17 | 8.4 | 44500 | 33000 | 74.16% | 1.98 | 0 | 11.7 |  |  |  |  | R-454B | 3.6667 | Residential & Commercial | USHP | Ducted CEE Tier 1
215424037 | Central HP <5.4 tons | YORK | HRCU-A-CB (Split System: Heat Pump with Remote Outdoor Unit-Air-Source) | HH860E2S11 | ADP |  | H,YE86*60+TXV | Y91E080C20SMPS1 | 44500 | 18 | 8.5 | 44500 | 33000 | 74.16% | 2 | 0 | 12 |  |  |  |  | R-454B | 3.7083 | Residential & Commercial | USHP | Ducted CEE Tier 1
215424074 | Central HP <5.4 tons | YORK | HRCU-A-CB (Split System: Heat Pump with Remote Outdoor Unit-Air-Source) | HH860E2S11 | ADP |  | H,YE35*48+TXV | Y91E120D20SMPS1 | 45500 | 17 | 8.3 | 45000 | 33800 | 75.11% | 1.96 | 0 | 11 |  |  |  |  | R-454B | 3.7917 | Residential & Commercial | USHP | Ducted CEE Tier 1
215424122 | Central HP <5.4 tons | YORK | HRCU-A-CB (Split System: Heat Pump with Remote Outdoor Unit-Air-Source) | HH860E2S11 | ADP |  | H,YE49*60+TXV | YP9C100C16MP13 | 43500 | 18 | 8.5 | 42000 | 32800 | 78.1% | 2 | 0 | 11.7 |  |  |  |  | R-454B | 3.625 | Residential & Commercial | USHP | Ducted CEE Tier 1
215424137 | Central HP <5.4 tons | YORK | HRCU-A-CB (Split System: Heat Pump with Remote Outdoor Unit-Air-Source) | HH860E2S11 | ADP |  | H,YE84*60+TXV | YP9C100C20MP13 | 52000 | 19 | 8.5 | 51500 | 38000 | 73.79% | 2 | 0 | 11 |  |  |  |  | R-454B | 4.3333 | Residential & Commercial | USHP | Ducted CEE Tier 1
215424139 | Central HP <5.4 tons | YORK | HRCU-A-CB (Split System: Heat Pump with Remote Outdoor Unit-Air-Source) | HH860E2S11 | ADP |  | H,YE36*60+TXV-BLEED | YP9C120D20MP13 | 51500 | 18 | 8.3 | 52500 | 39000 | 74.29% | 1.96 | 0 | 10.5 |  |  |  |  | R-454B | 4.2917 | Residential & Commercial | USHP | Ducted CEE Tier 1
215424438 | Central HP <5.4 tons | YORK | HRCU-A-CB (Split System: Heat Pump with Remote Outdoor Unit-Air-Source) | HH824E2S11 | ADP |  | H,YE33*36+TXV | TL9E060B12UH11 | 22600 | 17 | 8.8 | 21400 | 17700 | 82.71% | 1.96 | 0 | 11.5 |  |  |  |  | R-454B | 1.8833 | Residential & Commercial | USHP | Ducted CEE Tier 1
215424439 | Central HP <5.4 tons | YORK | HRCU-A-CB (Split System: Heat Pump with Remote Outdoor Unit-Air-Source) | HH824E2S11 | ADP |  | H,YE7J*36+TXV-BLEED | TL9E060B12UH11 | 22400 | 17 | 8.8 | 21400 | 17700 | 82.71% | 1.96 | 0 | 11 |  |  |  |  | R-454B | 1.8667 | Residential & Commercial | USHP | Ducted CEE Tier 1
215424457 | Central HP <5.4 tons | YORK | HRCU-A-CB (Split System: Heat Pump with Remote Outdoor Unit-Air-Source) | HH824E2S11 | ADP |  | H,YE7J*36+TXV-BLEED | TM8E060A12MP11 | 22400 | 17 | 8.8 | 21400 | 17500 | 81.78% | 1.96 | 0 | 11 |  |  |  |  | R-454B | 1.8667 | Residential & Commercial | USHP | Ducted CEE Tier 1
215424473 | Central HP <5.4 tons | YORK | HRCU-A-CB (Split System: Heat Pump with Remote Outdoor Unit-Air-Source) | HH824E2S11 | ADP |  | H,YE32*36+TXV | TM8E100B12MP11 | 22200 | 17 | 8.65 | 21200 | 17700 | 83.49% | 1.94 | 0 | 11.5 |  |  |  |  | R-454B | 1.85 | Residential & Commercial | USHP | Ducted CEE Tier 1
215424492 | Central HP <5.4 tons | YORK | HRCU-A-CB (Split System: Heat Pump with Remote Outdoor Unit-Air-Source) | HH824E2S11 | ADP |  | H,YE31*30+TXV | TM8Y080B12MP11 | 21800 | 17 | 8.5 | 21200 | 17200 | 81.13% | 1.9 | 0 | 11 |  |  |  |  | R-454B | 1.8167 | Residential & Commercial | USHP | Ducted CEE Tier 1
215424506 | Central HP <5.4 tons | YORK | HRCU-A-CB (Split System: Heat Pump with Remote Outdoor Unit-Air-Source) | HH824E2S11 | ADP |  | H,YE7J*36+TXV | TM9E026A08MP12 | 22400 | 16 | 8.8 | 21400 | 17200 | 80.37% | 1.96 | 0 | 10.5 |  |  |  |  | R-454B | 1.8667 | Residential & Commercial | USHP | Ducted CEE Tier 1
215424542 | Central HP <5.4 tons | YORK | HRCU-A-CB (Split System: Heat Pump with Remote Outdoor Unit-Air-Source) | HH824E2S11 | ADP |  | H,YE7J*36+TXV | TM9E080B12MP12 | 23000 | 17 | 9 | 21400 | 18300 | 85.51% | 2 | 0 | 11.7 |  |  |  |  | R-454B | 1.9167 | Residential & Commercial | USHP | Ducted CEE Tier 1
215424557 | Central HP <5.4 tons | YORK | HRCU-A-CB (Split System: Heat Pump with Remote Outdoor Unit-Air-Source) | HH824E2S11 | ADP |  | H,YE33*36+TXV | TM9V060B12MP12 | 22400 | 17 | 8.8 | 21400 | 17200 | 80.37% | 1.96 | 0 | 11 |  |  |  |  | R-454B | 1.8667 | Residential & Commercial | USHP | Ducted CEE Tier 1
215424558 | Central HP <5.4 tons | YORK | HRCU-A-CB (Split System: Heat Pump with Remote Outdoor Unit-Air-Source) | HH824E2S11 | ADP |  | H,YE7J*36+TXV-BLEED | TM9V060B12MP12 | 22400 | 17 | 8.8 | 21400 | 17200 | 80.37% | 1.96 | 0 | 11 |  |  |  |  | R-454B | 1.8667 | Residential & Commercial | USHP | Ducted CEE Tier 1
215424589 | Central HP <5.4 tons | YORK | HRCU-A-CB (Split System: Heat Pump with Remote Outdoor Unit-Air-Source) | HH824E2S11 | ADP |  | H,YE8J*36+TXV | TM9Y060B12MP11 | 23000 | 17 | 9 | 21400 | 18000 | 84.11% | 2 | 0 | 11.7 |  |  |  |  | R-454B | 1.9167 | Residential & Commercial | USHP | Ducted CEE Tier 1
215424605 | Central HP <5.4 tons | YORK | HRCU-A-CB (Split System: Heat Pump with Remote Outdoor Unit-Air-Source) | HH824E2S11 | ADP |  | H,YE7J*36+TXV-BLEED | Y81E060A12SMPS1 | 22400 | 17 | 8.8 | 21000 | 16900 | 80.48% | 1.96 | 0 | 11.5 |  |  |  |  | R-454B | 1.8667 | Residential & Commercial | USHP | Ducted CEE Tier 1
215424606 | Central HP <5.4 tons | YORK | HRCU-A-CB (Split System: Heat Pump with Remote Outdoor Unit-Air-Source) | HH824E2S11 | ADP |  | H,YE7J*30+TXV | Y81E060A12SMPS1 | 22400 | 17 | 8.8 | 21000 | 16900 | 80.48% | 1.96 | 0 | 11.5 |  |  |  |  | R-454B | 1.8667 | Residential & Commercial | USHP | Ducted CEE Tier 1
215424607 | Central HP <5.4 tons | YORK | HRCU-A-CB (Split System: Heat Pump with Remote Outdoor Unit-Air-Source) | HH824E2S11 | ADP |  | H,YE7J*36+TXV | Y81E060A12SMPS1 | 22400 | 17 | 8.8 | 21000 | 16900 | 80.48% | 1.96 | 0 | 11.5 |  |  |  |  | R-454B | 1.8667 | Residential & Commercial | USHP | Ducted CEE Tier 1
215424640 | Central HP <5.4 tons | YORK | HRCU-A-CB (Split System: Heat Pump with Remote Outdoor Unit-Air-Source) | HH824E2S11 | ADP |  | H,YE7J*30+TXV | Y82E080B12LMPS1 | 23000 | 18 | 9 | 21400 | 18100 | 84.58% | 2 | 0 | 12 |  |  |  |  | R-454B | 1.9167 | Residential & Commercial | USHP | Ducted CEE Tier 1
215424657 | Central HP <5.4 tons | YORK | HRCU-A-CB (Split System: Heat Pump with Remote Outdoor Unit-Air-Source) | HH824E2S11 | ADP |  | H,YE7J*36+TXV-BLEED | Y91E040A10SMPS1 | 22400 | 17 | 8.3 | 21400 | 17400 | 81.31% | 1.96 | 0 | 11.5 |  |  |  |  | R-454B | 1.8667 | Residential & Commercial | USHP | Ducted CEE Tier 1
215424659 | Central HP <5.4 tons | YORK | HRCU-A-CB (Split System: Heat Pump with Remote Outdoor Unit-Air-Source) | HH824E2S11 | ADP |  | H,YE7J*36+TXV | Y91E040A10SMPS1 | 22400 | 17 | 8.3 | 21400 | 17400 | 81.31% | 1.96 | 0 | 11.5 |  |  |  |  | R-454B | 1.8667 | Residential & Commercial | USHP | Ducted CEE Tier 1
211227071 | Central HP <5.4 tons | DAY & NIGHT | HRCU-A-CB (Split System: Heat Pump with Remote Outdoor Unit-Air-Source) | DLCURAH36ABK |  |  | EA*4X37L21A* | *95ESN1002120A* | 37000 | 15.5 | 8.5 | 38500 | 34800 | 90.39% | 2.1 | 0 | 10 |  |  |  |  | R-410A | 3.0833 | Residential & Commercial | USHP | Ducted CEE Tier 1
215424140 | Central HP <5.4 tons | YORK | HRCU-A-CB (Split System: Heat Pump with Remote Outdoor Unit-Air-Source) | HH860E2S11 | ADP |  | H,YE36*60+TXV | YP9C120D20MP13 | 51500 | 18 | 8.3 | 52500 | 39000 | 74.29% | 1.96 | 0 | 10.5 |  |  |  |  | R-454B | 4.2917 | Residential & Commercial | USHP | Ducted CEE Tier 1
215425326 | Central HP <5.4 tons | YORK | HRCU-A-CB (Split System: Heat Pump with Remote Outdoor Unit-Air-Source) | HH860E2S11 | ADP |  | H,YE3K*48+TXV | TL9E080C16UH11 | 44500 | 18 | 8.5 | 44000 | 34000 | 77.27% | 2 | 0 | 11 |  |  |  |  | R-454B | 3.7083 | Residential & Commercial | USHP | Ducted CEE Tier 1
215425360 | Central HP <5.4 tons | YORK | HRCU-A-CB (Split System: Heat Pump with Remote Outdoor Unit-Air-Source) | HH860E2S11 | ADP |  | H,YE86*48+TXV | TM8E100C16MP11 | 44500 | 18 | 8.5 | 43500 | 33800 | 77.7% | 2 | 0 | 11 |  |  |  |  | R-454B | 3.7083 | Residential & Commercial | USHP | Ducted CEE Tier 1
215425374 | Central HP <5.4 tons | YORK | HRCU-A-CB (Split System: Heat Pump with Remote Outdoor Unit-Air-Source) | HH860E2S11 | ADP |  | H,YE72*60+TXV | TM8E120C20MP11 | 53000 | 19 | 8.5 | 52500 | 39000 | 74.29% | 2 | 0 | 11 |  |  |  |  | R-454B | 4.4167 | Residential & Commercial | USHP | Ducted CEE Tier 1
215425377 | Central HP <5.4 tons | YORK | HRCU-A-CB (Split System: Heat Pump with Remote Outdoor Unit-Air-Source) | HH860E2S11 | ADP |  | H,YE74*60+TXV | TM8E130D20MP11 | 54000 | 19 | 8.5 | 53000 | 39500 | 74.53% | 2 | 0 | 11 |  |  |  |  | R-454B | 4.5 | Residential & Commercial | USHP | Ducted CEE Tier 1
215425393 | Central HP <5.4 tons | YORK | HRCU-A-CB (Split System: Heat Pump with Remote Outdoor Unit-Air-Source) | HH860E2S11 | ADP |  | H,YE1K*48+TXV | TM8V100C16MP12 | 43000 | 17 | 8.45 | 42000 | 32800 | 78.1% | 1.98 | 0 | 11.5 |  |  |  |  | R-454B | 3.5833 | Residential & Commercial | USHP | Ducted CEE Tier 1
215425441 | Central HP <5.4 tons | YORK | HRCU-A-CB (Split System: Heat Pump with Remote Outdoor Unit-Air-Source) | HH860E2S11 | ADP |  | H,YE55*48+TXV | TM9E080C16MP12 | 44500 | 18 | 8.5 | 43500 | 34000 | 78.16% | 2 | 0 | 11 |  |  |  |  | R-454B | 3.7083 | Residential & Commercial | USHP | Ducted CEE Tier 1
215425461 | Central HP <5.4 tons | YORK | HRCU-A-CB (Split System: Heat Pump with Remote Outdoor Unit-Air-Source) | HH860E2S11 | ADP |  | H,YE74*60+TXV | TM9E100C20MP12 | 53500 | 19 | 8.5 | 53000 | 39500 | 74.53% | 2 | 0 | 11 |  |  |  |  | R-454B | 4.4583 | Residential & Commercial | USHP | Ducted CEE Tier 1
215425491 | Central HP <5.4 tons | YORK | HRCU-A-CB (Split System: Heat Pump with Remote Outdoor Unit-Air-Source) | HH860E2S11 | ADP |  | H,YE74*60+TXV | TM9V120D20MP12 | 53000 | 19 | 8.5 | 52500 | 39000 | 74.29% | 2 | 0 | 11 |  |  |  |  | R-454B | 4.4167 | Residential & Commercial | USHP | Ducted CEE Tier 1
215425509 | Central HP <5.4 tons | YORK | HRCU-A-CB (Split System: Heat Pump with Remote Outdoor Unit-Air-Source) | HH860E2S11 | ADP |  | H,YE53*48+TXV | TM9Y100C16MP11 | 44000 | 17 | 8.5 | 42500 | 33400 | 78.59% | 2 | 0 | 11 |  |  |  |  | R-454B | 3.6667 | Residential & Commercial | USHP | Ducted CEE Tier 1
215425528 | Central HP <5.4 tons | YORK | HRCU-A-CB (Split System: Heat Pump with Remote Outdoor Unit-Air-Source) | HH860E2S11 | ADP |  | H,YE74*60+TXV | Y81E080C16SMPS1 | 44500 | 18 | 8.5 | 42500 | 33000 | 77.65% | 2 | 0 | 12 |  |  |  |  | R-454B | 3.7083 | Residential & Commercial | USHP | Ducted CEE Tier 1
215425559 | Central HP <5.4 tons | YORK | HRCU-A-CB (Split System: Heat Pump with Remote Outdoor Unit-Air-Source) | HH860E2S11 | ADP |  | H,YE86*48+TXV | Y81E120C16SMPS1 | 44000 | 18 | 8.5 | 41500 | 32600 | 78.55% | 2 | 0 | 12 |  |  |  |  | R-454B | 3.6667 | Residential & Commercial | USHP | Ducted CEE Tier 1
215425591 | Central HP <5.4 tons | YORK | HRCU-A-CB (Split System: Heat Pump with Remote Outdoor Unit-Air-Source) | HH860E2S11 | ADP |  | H,YE3K*48+TXV | Y91E100C16SMPS1 | 45500 | 18 | 8.5 | 45000 | 33800 | 75.11% | 2 | 0 | 11.7 |  |  |  |  | R-454B | 3.7917 | Residential & Commercial | USHP | Ducted CEE Tier 1
215425594 | Central HP <5.4 tons | YORK | HRCU-A-CB (Split System: Heat Pump with Remote Outdoor Unit-Air-Source) | HH860E2S11 | ADP |  | H,YE53*48+TXV | Y91E100C16SMPS1 | 45500 | 18 | 8.5 | 45000 | 33800 | 75.11% | 2 | 0 | 11.7 |  |  |  |  | R-454B | 3.7917 | Residential & Commercial | USHP | Ducted CEE Tier 1
215682926 | Central HP <5.4 tons | AIRQUEST | HRCU-A-CB (Split System: Heat Pump with Remote Outdoor Unit-Air-Source) | H5H0V60*K*AAA* |  |  | EVM5X61M24A*+WALLCON | *96CTN0802120B* | 57500 | 18.5 | 9 | 64000 | 45000 | 70.31% | 2.08 | 0 | 9 |  |  |  |  | R-454B | 4.7917 | Residential & Commercial | USHP
214719829 | Central HP <5.4 tons | LUXAIRE | HRCU-A-CB (Split System: Heat Pump with Remote Outdoor Unit-Air-Source) | HH836E2S11 |  |  | CTU48C5XFS1+TXV | TM8E080C16MP11 | 33200 | 19 | 9 | 31200 | 25400 | 81.41% | 2 | 0 | 11 |  |  |  |  | R-454B | 2.7667 | Residential & Commercial | USHP | Ducted CEE Tier 1
214719997 | Central HP <5.4 tons | LUXAIRE | HRCU-A-CB (Split System: Heat Pump with Remote Outdoor Unit-Air-Source) | HH836E2S11 |  |  | CTU48C5XFS1+TXV | TMLE100C20MP11 | 34400 | 17 | 8.5 | 32600 | 25800 | 79.14% | 2 | 0 | 11 |  |  |  |  | R-454B | 2.8667 | Residential & Commercial | USHP | Ducted CEE Tier 1
214719904 | Central HP <5.4 tons | LUXAIRE | HRCU-A-CB (Split System: Heat Pump with Remote Outdoor Unit-Air-Source) | HH836E2S11 |  |  | CTU48C5XFS1+TXV | LP9C080C16MP13 | 33200 | 18 | 9 | 31600 | 25400 | 80.38% | 2 | 0 | 11 |  |  |  |  | R-454B | 2.7667 | Residential & Commercial | USHP | Ducted CEE Tier 1
214720049 | Central HP <5.4 tons | LUXAIRE | HRCU-A-CB (Split System: Heat Pump with Remote Outdoor Unit-Air-Source) | HH836E2S11 |  |  | CTU48C5XFS1+TXV | TM9Y080C16MP11 | 32800 | 19 | 9 | 31000 | 25200 | 81.29% | 2 | 0 | 11 |  |  |  |  | R-454B | 2.7333 | Residential & Commercial | USHP | Ducted CEE Tier 1
215931833 | Central HP <5.4 tons | TEMPSTAR | HRCU-A-CB (Split System: Heat Pump with Remote Outdoor Unit-Air-Source) | T5H3V60*K*AAA* |  |  | ESH5X60M12A*+WALLCON | *80CTL0902120B* | 56500 | 18 | 8.1 | 61000 | 45500 | 74.59% | 2 | 0 | 11.5 |  |  |  |  | R-454B | 4.7083 | Residential & Commercial | USHP | Ducted CEE Tier 1
215931883 | Central HP <5.4 tons | TEMPSTAR | HRCU-A-CB (Split System: Heat Pump with Remote Outdoor Unit-Air-Source) | T5H3V60*K*AAA* |  |  | ESH5X60M12A*+WALLCON | *97CMN0802120B* | 56000 | 17.5 | 8.1 | 61000 | 46000 | 75.41% | 1.95 | 0 | 11 |  |  |  |  | R-454B | 4.6667 | Residential & Commercial | USHP | Ducted CEE Tier 1
215430639 | Central HP <5.4 tons | LUXAIRE | HRCU-A-CB (Split System: Heat Pump with Remote Outdoor Unit-Air-Source) | HH836E2S11 | ADP |  | H,YG80(1,2)36+TXV | Z8ET080B12LMPS1 | 32800 | 19 | 8.5 | 28400 | 24400 | 85.92% | 2 | 0 | 11.7 |  |  |  |  | R-454B | 2.7333 | Residential & Commercial | USHP | Ducted CEE Tier 1
215731834 | Central HP <5.4 tons | YORK | HRCU-A-CB (Split System: Heat Pump with Remote Outdoor Unit-Air-Source) | HH836E2S11 | ADP |  | H,YG48*36+TXV-BLEED | Y81E120C20SMPS1 | 33600 | 19 | 8.5 | 30000 | 25000 | 83.33% | 2 | 0 | 11 |  |  |  |  | R-454B | 2.8 | Residential & Commercial | USHP | Ducted CEE Tier 1
214053765 | Central HP <5.4 tons | LENNOX | HRCU-A-CB (Split System: Heat Pump with Remote Outdoor Unit-Air-Source) | SL25XPV-048-230A** | ADP |  | HG50960 | SLP99UH110XV60C* | 46000 | 20 | 9.3 | 42000 | 35800 | 85.24% | 1.88 | 0 | 12.5 |  |  |  |  | R-410A | 3.8333 | Residential & Commercial | USHP | Ducted CEE Tier 1
216751928 | Central HP <5.4 tons | YORK | HRCU-A-CB (Split System: Heat Pump with Remote Outdoor Unit-Air-Source) | HH836E2S11 | ADP |  | H,YG48*36+TXV-BLEED | TM8Y060A12MP11 | 32600 | 18 | 8.5 | 29000 | 24800 | 85.52% | 2 | 0 | 11 |  |  |  |  | R-454B | 2.7167 | Residential & Commercial | USHP | Ducted CEE Tier 1
216751943 | Central HP <5.4 tons | YORK | HRCU-A-CB (Split System: Heat Pump with Remote Outdoor Unit-Air-Source) | HH836E2S11 | ADP |  | H,YG48*36+TXV-BLEED | TM8Y100C16MP11 | 33800 | 19 | 9 | 30200 | 25000 | 82.78% | 2 | 0 | 11 |  |  |  |  | R-454B | 2.8167 | Residential & Commercial | USHP | Ducted CEE Tier 1
214853967 | Central HP <5.4 tons | RHEEM | HRCU-A-CB (Split System: Heat Pump with Remote Outdoor Unit-Air-Source) | RD17AZ60AJ3N | ADP |  | H,RE51(1,2)60+TXV | R801V1005A21UHS | 54000 | 17 | 8.1 | 51500 | 48500 | 94.17% | 1.75 | 0 | 9.5 |  |  |  |  | R-410A | 4.5 | Residential & Commercial | USHP
214853968 | Central HP <5.4 tons | RHEEM | HRCU-A-CB (Split System: Heat Pump with Remote Outdoor Unit-Air-Source) | RD17AZ60AJ3N | ADP |  | H,RE51(1,2)60+TXV | R801V1255A24UH | 54000 | 17 | 8.1 | 51500 | 48500 | 94.17% | 1.75 | 0 | 9.5 |  |  |  |  | R-410A | 4.5 | Residential & Commercial | USHP
215931707 | Central HP <5.4 tons | AIRQUEST | HRCU-A-CB (Split System: Heat Pump with Remote Outdoor Unit-Air-Source) | H5H3V60*K*AAA* |  |  | EA*5X61M24A*+WALLCON | *80CTL1102120B* | 57000 | 19 | 8.5 | 60500 | 46500 | 76.86% | 2.02 | 0 | 11.5 |  |  |  |  | R-454B | 4.75 | Residential & Commercial | USHP | Ducted CEE Tier 1
215931887 | Central HP <5.4 tons | AIRQUEST | HRCU-A-CB (Split System: Heat Pump with Remote Outdoor Unit-Air-Source) | H5H3V60*K*AAA* |  |  | ESH5X60M12A*+WALLCON | *97CMN1002122B* | 56500 | 18 | 8.1 | 61000 | 46000 | 75.41% | 1.95 | 0 | 11 |  |  |  |  | R-454B | 4.7083 | Residential & Commercial | USHP | Ducted CEE Tier 1
211227449 | Central HP <5.4 tons | AIRQUEST | HRCU-A-CB (Split System: Heat Pump with Remote Outdoor Unit-Air-Source) | DLCURAH36ABK |  |  | EA*4X42L21A* | *80ESU1002120A* | 35400 | 16 | 8.1 | 38500 | 35000 | 90.91% | 1.88 | 0 | 10 |  |  |  |  | R-410A | 2.95 | Residential & Commercial | USHP | Ducted CEE Tier 1
211227510 | Central HP <5.4 tons | AIRQUEST | HRCU-A-CB (Split System: Heat Pump with Remote Outdoor Unit-Air-Source) | DLCURAH36ABK |  |  | EA*4X42L21A* | *92ESN0601714A* | 35400 | 16 | 8.1 | 38500 | 35000 | 90.91% | 1.88 | 0 | 10 |  |  |  |  | R-410A | 2.95 | Residential & Commercial | USHP | Ducted CEE Tier 1
211227778 | Central HP <5.4 tons | AIRQUEST | HRCU-A-CB (Split System: Heat Pump with Remote Outdoor Unit-Air-Source) | DLCURAH36ABK |  |  | EA*4X42L24A* | *80ES(N,L)0902116A* | 35800 | 16 | 8.1 | 39500 | 35000 | 88.61% | 1.9 | 0 | 10 |  |  |  |  | R-410A | 2.9833 | Residential & Commercial | USHP | Ducted CEE Tier 1
211228503 | Central HP <5.4 tons | DAY & NIGHT | HRCU-A-CB (Split System: Heat Pump with Remote Outdoor Unit-Air-Source) | DLCURAH36ABK |  |  | EA*4X43L21A* | *95ESN0802120A* | 37200 | 15.5 | 8.5 | 38500 | 35000 | 90.91% | 2.12 | 0 | 10 |  |  |  |  | R-410A | 3.1 | Residential & Commercial | USHP | Ducted CEE Tier 1
213160933 | Central HP <5.4 tons | DAY & NIGHT | HRCU-A-CB (Split System: Heat Pump with Remote Outdoor Unit-Air-Source) | DLCURAH24ABK | ADP |  | PL36H175P159+AEFE4B* | 0 | 24200 | 18 | 9 | 25000 | 22600 | 90.4% | 1.92 | 0 | 10.5 |  |  |  |  | R-410A | 2.0167 | Residential & Commercial | USHP | Ducted CEE Tier 1
213779670 | Central HP <5.4 tons | COMFORTMAKER | HRCU-A-CB (Split System: Heat Pump with Remote Outdoor Unit-Air-Source) | CVH837GKA** |  |  | EA*4X61L21A*+WALLCON | *80CTL1102120B* | 33200 | 17.5 | 8.5 | 32000 | 24800 | 77.5% | 1.98 | 0 | 11.5 |  |  |  |  | R-410A | 2.7667 | Residential & Commercial | USHP | Ducted CEE Tier 1
212978345 | Central HP <5.4 tons | BRYANT HEATING AND COOLING SYSTEMS | HRCU-A-CB (Split System: Heat Pump with Remote Outdoor Unit-Air-Source) | 38MURAQ18AB3* |  |  | CNPV*3017AL* | 8(0,1)*SB36070M14*** | 17400 | 16.5 | 8.1 | 18000 | 18700 | 103.9% | 2.26 | 0 | 11 |  |  |  |  | R-410A | 1.45 | Residential & Commercial | USHP | Ducted CEE Tier 1
213366559 | Central HP <5.4 tons | COLEMAN | HRCU-A-CB (Split System: Heat Pump with Remote Outdoor Unit-Air-Source) | HMH72B341 | ADP |  | V,Y36H175P159 | Z8ET080B12LMPS1 | 33200 | 18 | 8.5 | 31400 | 23000 | 73.25% | 2.04 | 0 | 9.5 |  |  |  |  | R-410A | 2.7667 | Residential & Commercial | USHP
211230254 | Central HP <5.4 tons | DAY & NIGHT | HRCU-A-CB (Split System: Heat Pump with Remote Outdoor Unit-Air-Source) | DLCURAH36ABK |  |  | EN(A,D,W)4X48L21** | *96VSN1002120A* | 36200 | 16 | 8.1 | 38500 | 34800 | 90.39% | 2.02 | 0 | 10 |  |  |  |  | R-410A | 3.0167 | Residential & Commercial | USHP | Ducted CEE Tier 1
214776314 | Central HP <5.4 tons | YORK | HRCU-A-CB (Split System: Heat Pump with Remote Outdoor Unit-Air-Source) | HH824E2S11 | ADP |  | CV360**C+TXV | TM9E026A08MP12 | 21800 | 16 | 8.45 | 21200 | 17200 | 81.13% | 1.9 | 0 | 10 |  |  |  |  | R-454B | 1.8167 | Residential & Commercial | USHP | Ducted CEE Tier 1
214776363 | Central HP <5.4 tons | YORK | HRCU-A-CB (Split System: Heat Pump with Remote Outdoor Unit-Air-Source) | HH824E2S11 | ADP |  | CV240**C+TXV | TMLE060A12MP11 | 21800 | 17 | 8.5 | 21200 | 17500 | 82.55% | 1.9 | 0 | 11 |  |  |  |  | R-454B | 1.8167 | Residential & Commercial | USHP | Ducted CEE Tier 1
214776380 | Central HP <5.4 tons | YORK | HRCU-A-CB (Split System: Heat Pump with Remote Outdoor Unit-Air-Source) | HH824E2S11 | ADP |  | CV363**C+TXV | Y82E060A12LMPS1 | 22600 | 18 | 8.8 | 21400 | 17300 | 80.84% | 1.96 | 0 | 11.7 |  |  |  |  | R-454B | 1.8833 | Residential & Commercial | USHP | Ducted CEE Tier 1
214849245 | Central HP <5.4 tons | RHEEM | HRCU-A-CB (Split System: Heat Pump with Remote Outdoor Unit-Air-Source) | RD17AZ60AJ3N | ADP |  | H,RE51960 | R802V1255A24UHS | 54000 | 17 | 8.1 | 51500 | 48500 | 94.17% | 1.75 | 0 | 9.5 |  |  |  |  | R-410A | 4.5 | Residential & Commercial | USHP
214588214 | Central HP <5.4 tons | BRYANT HEATING AND COOLING SYSTEMS | HRCU-A-CB (Split System: Heat Pump with Remote Outdoor Unit-Air-Source) | 38MURAQ18AB3* | ADP |  | PL36H***P449 | 926TC30040V14*** | 17200 | 16 | 8.5 | 16600 | 19000 | 114.5% | 2.34 | 0 | 10 |  |  |  |  | R-410A | 1.4333 | Residential & Commercial | USHP | Ducted CEE Tier 1
211244433 | Central HP <5.4 tons | DAY & NIGHT | HRCU-A-CB (Split System: Heat Pump with Remote Outdoor Unit-Air-Source) | DLCURAH24ABK |  |  | EN(A,D)4X30L17** | *96VSN0601714A* | 23400 | 16.5 | 8.1 | 25800 | 24000 | 93.02% | 2 | 0 | 10 |  |  |  |  | R-410A | 1.95 | Residential & Commercial | USHP | Ducted CEE Tier 1
212969730 | Central HP <5.4 tons | COMFORTMAKER | HRCU-A-CB (Split System: Heat Pump with Remote Outdoor Unit-Air-Source) | DLCURAH24ABK |  |  | EA*4X24L14A* | *80VSL0451412B* | 23200 | 17 | 9.5 | 26800 | 27200 | 101.5% | 2.32 | 0 | 10 |  |  |  |  | R-410A | 1.9333 | Residential & Commercial | USHP | Ducted CEE Tier 1
211241799 | Central HP <5.4 tons | KEEPRITE | HRCU-A-CB (Split System: Heat Pump with Remote Outdoor Unit-Air-Source) | DLCURAH24ABK |  |  | EA*4X30L17A* | OLV098A12* | 23200 | 16.5 | 8.5 | 25800 | 24400 | 94.57% | 2.02 | 0 | 10 |  |  |  |  | R-410A | 1.9333 | Residential & Commercial | USHP | Ducted CEE Tier 1
211241892 | Central HP <5.4 tons | KEEPRITE | HRCU-A-CB (Split System: Heat Pump with Remote Outdoor Unit-Air-Source) | DLCURAH24ABK |  |  | EA*4X36L17A* | *80ES(N,L)0701716A* | 25000 | 16 | 8.5 | 26800 | 21800 | 81.34% | 1.8 | 0 | 10 |  |  |  |  | R-410A | 2.0833 | Residential & Commercial | USHP | Ducted CEE Tier 1
211244462 | Central HP <5.4 tons | KEEPRITE | HRCU-A-CB (Split System: Heat Pump with Remote Outdoor Unit-Air-Source) | DLCURAH24ABK |  |  | EN(A,D)4X30L17** | *96VSN0601412A* | 23600 | 16.5 | 8.1 | 25800 | 23800 | 92.25% | 1.98 | 0 | 10 |  |  |  |  | R-410A | 1.9667 | Residential & Commercial | USHP | Ducted CEE Tier 1
211244153 | Central HP <5.4 tons | KEEPRITE | HRCU-A-CB (Split System: Heat Pump with Remote Outdoor Unit-Air-Source) | DLCURAH24ABK |  |  | EN(A,D)4X24L17** | *92ESN0601412A* | 24200 | 15.5 | 8.5 | 27200 | 22600 | 83.09% | 1.86 | 0 | 10 |  |  |  |  | R-410A | 2.0167 | Residential & Commercial | USHP | Ducted CEE Tier 1
211244164 | Central HP <5.4 tons | KEEPRITE | HRCU-A-CB (Split System: Heat Pump with Remote Outdoor Unit-Air-Source) | DLCURAH24ABK |  |  | EN(A,D)4X24L17** | *92ESN0601714A* | 23800 | 16.5 | 8.5 | 26800 | 23200 | 86.57% | 1.92 | 0 | 10 |  |  |  |  | R-410A | 1.9833 | Residential & Commercial | USHP | Ducted CEE Tier 1
211243571 | Central HP <5.4 tons | KEEPRITE | HRCU-A-CB (Split System: Heat Pump with Remote Outdoor Unit-Air-Source) | DLCURAH24ABK |  |  | EA*4X37L21A* | *92ESN0601714A* | 25000 | 17 | 8.5 | 25600 | 20800 | 81.25% | 1.76 | 0 | 10.5 |  |  |  |  | R-410A | 2.0833 | Residential & Commercial | USHP | Ducted CEE Tier 1
214849225 | Central HP <5.4 tons | RHEEM | HRCU-A-CB (Split System: Heat Pump with Remote Outdoor Unit-Air-Source) | RD17AZ60AJ3N | ADP |  | H,RE49(1,2)60+TXV | R801V1005A21DZ | 53000 | 17 | 8.1 | 51500 | 48500 | 94.17% | 1.75 | 0 | 9.5 |  |  |  |  | R-410A | 4.4167 | Residential & Commercial | USHP
211228094 | Central HP <5.4 tons | DAY & NIGHT | HRCU-A-CB (Split System: Heat Pump with Remote Outdoor Unit-Air-Source) | DLCURAH36ABK |  |  | EA*4X42L24A* | *95ESU1002120A* | 35800 | 16 | 8.1 | 38500 | 35000 | 90.91% | 1.9 | 0 | 10 |  |  |  |  | R-410A | 2.9833 | Residential & Commercial | USHP | Ducted CEE Tier 1
211227574 | Central HP <5.4 tons | AIRQUEST | HRCU-A-CB (Split System: Heat Pump with Remote Outdoor Unit-Air-Source) | DLCURAH36ABK |  |  | EA*4X42L21A* | *95ESN0802120A* | 36000 | 15.5 | 8.1 | 39500 | 35200 | 89.11% | 1.92 | 0 | 10 |  |  |  |  | R-410A | 3 | Residential & Commercial | USHP | Ducted CEE Tier 1
211240805 | Central HP <5.4 tons | DAY & NIGHT | HRCU-A-CB (Split System: Heat Pump with Remote Outdoor Unit-Air-Source) | DLCURAH24ABK |  |  | EA*4X25L17A* | *80VSL0451412A* | 25000 | 16.5 | 8.5 | 25800 | 21000 | 81.4% | 1.76 | 0 | 10.5 |  |  |  |  | R-410A | 2.0833 | Residential & Commercial | USHP | Ducted CEE Tier 1
211228799 | Central HP <5.4 tons | AIRQUEST | HRCU-A-CB (Split System: Heat Pump with Remote Outdoor Unit-Air-Source) | DLCURAH36ABK |  |  | EA*4X48L21A* | *80ES(N,L)0902120A* | 36400 | 16 | 8.5 | 38500 | 34800 | 90.39% | 2.08 | 0 | 10 |  |  |  |  | R-410A | 3.0333 | Residential & Commercial | USHP | Ducted CEE Tier 1
211243637 | Central HP <5.4 tons | KEEPRITE | HRCU-A-CB (Split System: Heat Pump with Remote Outdoor Unit-Air-Source) | DLCURAH24ABK |  |  | EA*4X37L21A* | *92ESN0401712A* | 24400 | 16 | 8.1 | 25400 | 21200 | 83.46% | 1.78 | 0 | 10 |  |  |  |  | R-410A | 2.0333 | Residential & Commercial | USHP | Ducted CEE Tier 1
211243687 | Central HP <5.4 tons | KEEPRITE | HRCU-A-CB (Split System: Heat Pump with Remote Outdoor Unit-Air-Source) | DLCURAH24ABK |  |  | EA*4X37L21A* | OMV112K14A | 25000 | 16 | 8.5 | 25600 | 21000 | 82.03% | 1.76 | 0 | 10 |  |  |  |  | R-410A | 2.0833 | Residential & Commercial | USHP | Ducted CEE Tier 1
211243428 | Central HP <5.4 tons | KEEPRITE | HRCU-A-CB (Split System: Heat Pump with Remote Outdoor Unit-Air-Source) | DLCURAH24ABK |  |  | EA*4X37L21A* | *96VTN0801716A* | 24800 | 17 | 8.5 | 25600 | 21000 | 82.03% | 1.76 | 0 | 10.5 |  |  |  |  | R-410A | 2.0667 | Residential & Commercial | USHP | Ducted CEE Tier 1
215423650 | Central HP <5.4 tons | YORK | HRCU-A-CB (Split System: Heat Pump with Remote Outdoor Unit-Air-Source) | HH860E2S11 | ADP |  | H,YE48*60+TXV | TM8Y080C16MP11 | 44000 | 18 | 8.5 | 42000 | 33000 | 78.57% | 2 | 0 | 11.7 |  |  |  |  | R-454B | 3.6667 | Residential & Commercial | USHP | Ducted CEE Tier 1
215423668 | Central HP <5.4 tons | YORK | HRCU-A-CB (Split System: Heat Pump with Remote Outdoor Unit-Air-Source) | HH860E2S11 | ADP |  | H,YE48*60+TXV | TM8Y100C16MP11 | 44000 | 18 | 8.5 | 42000 | 33000 | 78.57% | 2 | 0 | 11.7 |  |  |  |  | R-454B | 3.6667 | Residential & Commercial | USHP | Ducted CEE Tier 1
215423702 | Central HP <5.4 tons | YORK | HRCU-A-CB (Split System: Heat Pump with Remote Outdoor Unit-Air-Source) | HH860E2S11 | ADP |  | H,YE35*48+TXV | TM9E080C16MP12 | 43500 | 17 | 8.3 | 43500 | 34000 | 78.16% | 1.96 | 0 | 10.5 |  |  |  |  | R-454B | 3.625 | Residential & Commercial | USHP | Ducted CEE Tier 1
215423718 | Central HP <5.4 tons | YORK | HRCU-A-CB (Split System: Heat Pump with Remote Outdoor Unit-Air-Source) | HH860E2S11 | ADP |  | H,YE84*60+TXV | TM9E080C16MP12 | 44500 | 18 | 8.5 | 43500 | 34000 | 78.16% | 2 | 0 | 11 |  |  |  |  | R-454B | 3.7083 | Residential & Commercial | USHP | Ducted CEE Tier 1
215870935 | Central HP <5.4 tons | YORK | HRCU-A-CB (Split System: Heat Pump with Remote Outdoor Unit-Air-Source) | HH824E2S11 | ADP |  | CX360B*35+TXV | YP9C060B12MP13 | 23000 | 17 | 9 | 21400 | 17600 | 82.24% | 2 | 0 | 12 |  |  |  |  | R-454B | 1.9167 | Residential & Commercial | USHP | Ducted CEE Tier 1
215424445 | Central HP <5.4 tons | YORK | HRCU-A-CB (Split System: Heat Pump with Remote Outdoor Unit-Air-Source) | HH824E2S11 | ADP |  | H,YE31*30+TXV | TM8E040A12MP11 | 21800 | 16 | 8.5 | 20800 | 16800 | 80.77% | 1.9 | 0 | 11 |  |  |  |  | R-454B | 1.8167 | Residential & Commercial | USHP | Ducted CEE Tier 1
215424486 | Central HP <5.4 tons | YORK | HRCU-A-CB (Split System: Heat Pump with Remote Outdoor Unit-Air-Source) | HH824E2S11 | ADP |  | H,YE7J*36+TXV | TM8V080B12MP12 | 22400 | 17 | 8.8 | 21400 | 17700 | 82.71% | 1.96 | 0 | 10.5 |  |  |  |  | R-454B | 1.8667 | Residential & Commercial | USHP | Ducted CEE Tier 1
215424493 | Central HP <5.4 tons | YORK | HRCU-A-CB (Split System: Heat Pump with Remote Outdoor Unit-Air-Source) | HH824E2S11 | ADP |  | H,YE32*36+TXV | TM8Y080B12MP11 | 22200 | 17 | 8.65 | 21200 | 17200 | 81.13% | 1.94 | 0 | 11.5 |  |  |  |  | R-454B | 1.85 | Residential & Commercial | USHP | Ducted CEE Tier 1
215853420 | Central HP <5.4 tons | FRASER-JOHNSTON | HRCU-A-CB (Split System: Heat Pump with Remote Outdoor Unit-Air-Source) | HH836E2S11 |  |  | CTM36B5CDS1 | Z9ES080B12SMPS1 | 33400 | 18 | 8.5 | 31200 | 25600 | 82.05% | 2 | 0 | 11 |  |  |  |  | R-454B | 2.7833 | Residential & Commercial | USHP | Ducted CEE Tier 1
212394542 | Central HP <5.4 tons | YORK | HRCU-A-CB (Split System: Heat Pump with Remote Outdoor Unit-Air-Source) | HMH72B341 | ADP |  | H,YE33936 | TM9E040A10MP12 | 32200 | 17 | 8.5 | 32400 | 23000 | 70.99% | 1.98 | 0 | 9.5 |  |  |  |  | R-410A | 2.6833 | Residential & Commercial | USHP
216891448 | Central HP <5.4 tons | RHEEM | HRCU-A-CB (Split System: Heat Pump with Remote Outdoor Unit-Air-Source) | RD18AY48AJVC |  |  | RCFY4824MTANM | R802V1255A24UH | 43000 | 18 | 8.5 | 42500 | 33200 | 78.12% | 2.1 | 0 | 12 |  |  |  |  | R-454B | 3.5833 | Residential & Commercial | USHP | Ducted CEE Tier 1
212394558 | Central HP <5.4 tons | YORK | HRCU-A-CB (Split System: Heat Pump with Remote Outdoor Unit-Air-Source) | HMH72B341 | ADP |  | H,YE34936 | TM9E080C16MP12 | 33000 | 18 | 8.5 | 32400 | 22800 | 70.37% | 2.04 | 0 | 10 |  |  |  |  | R-410A | 2.75 | Residential & Commercial | USHP | Ducted CEE Tier 1
212517478 | Central HP <5.4 tons | YORK | HRCU-A-CB (Split System: Heat Pump with Remote Outdoor Unit-Air-Source) | HMH72B341 | ADP |  | CV365*9 | TL8E100C20UH11 | 33400 | 17 | 8.5 | 32400 | 22800 | 70.37% | 2.06 | 0 | 10 |  |  |  |  | R-410A | 2.7833 | Residential & Commercial | USHP | Ducted CEE Tier 1
216751962 | Central HP <5.4 tons | YORK | HRCU-A-CB (Split System: Heat Pump with Remote Outdoor Unit-Air-Source) | HH836E2S11 | ADP |  | H,YG37*36+TXV-BLEED | TM9E080B12MP12 | 33600 | 18 | 8.5 | 30200 | 25600 | 84.77% | 2 | 0 | 11 |  |  |  |  | R-454B | 2.8 | Residential & Commercial | USHP | Ducted CEE Tier 1
216751976 | Central HP <5.4 tons | YORK | HRCU-A-CB (Split System: Heat Pump with Remote Outdoor Unit-Air-Source) | HH836E2S11 | ADP |  | H,YG36*36+TXV-BLEED | TM9E100C16MP12 | 33400 | 19 | 9 | 29800 | 25000 | 83.89% | 2 | 0 | 11 |  |  |  |  | R-454B | 2.7833 | Residential & Commercial | USHP | Ducted CEE Tier 1
216819798 | Central HP <5.4 tons | FRIEDRICH | HRCU-A-CB (Split System: Heat Pump with Remote Outdoor Unit-Air-Source) | RD18AY48AJVC |  |  | RCFY4821STANM | FR97MV0855A21DH | 41000 | 17 | 8.1 | 41000 | 37800 | 92.2% | 2.1 | 0 | 10 |  |  |  |  | R-454B | 3.4167 | Residential & Commercial | USHP | Ducted CEE Tier 1
216819814 | Central HP <5.4 tons | FRIEDRICH | HRCU-A-CB (Split System: Heat Pump with Remote Outdoor Unit-Air-Source) | RD18AY48AJVC |  |  | RCFY4824STANM | FR802V0755A21UH | 41000 | 18 | 8.1 | 41000 | 37600 | 91.71% | 2.1 | 0 | 10 |  |  |  |  | R-454B | 3.4167 | Residential & Commercial | USHP | Ducted CEE Tier 1
216751995 | Central HP <5.4 tons | YORK | HRCU-A-CB (Split System: Heat Pump with Remote Outdoor Unit-Air-Source) | HH836E2S11 | ADP |  | H,YG81*36+TXV-BLEED | TM9V100C16MP12 | 33200 | 19 | 9 | 29600 | 24800 | 83.78% | 2 | 0 | 11 |  |  |  |  | R-454B | 2.7667 | Residential & Commercial | USHP | Ducted CEE Tier 1
214849128 | Central HP <5.4 tons | YORK | HRCU-A-CB (Split System: Heat Pump with Remote Outdoor Unit-Air-Source) | HMH72B341 | ADP |  | CX360A935 | Y81E040A12SMPS1 | 33200 | 18 | 8.5 | 31400 | 23000 | 73.25% | 2.06 | 0 | 10 |  |  |  |  | R-410A | 2.7667 | Residential & Commercial | USHP | Ducted CEE Tier 1
215682176 | Central HP <5.4 tons | AIRQUEST | HRCU-A-CB (Split System: Heat Pump with Remote Outdoor Unit-Air-Source) | H5H0V48*K*AAA* |  |  | EVD5X48M24A*+WALLCON | *96CTN0802120B* | 47000 | 18.5 | 9 | 50000 | 36400 | 72.8% | 2 | 0 | 10 |  |  |  |  | R-454B | 3.9167 | Residential & Commercial | USHP | Ducted CEE Tier 1
212982344 | Central HP <5.4 tons | KEEPRITE | HRCU-A-CB (Split System: Heat Pump with Remote Outdoor Unit-Air-Source) | DLCURAH24ABK |  |  | EN(A,D)4X30L17** | *80MSU0401712A* | 23800 | 16.5 | 8.5 | 25800 | 23800 | 92.25% | 1.98 | 0 | 10.5 |  |  |  |  | R-410A | 1.9833 | Residential & Commercial | USHP | Ducted CEE Tier 1
215889435 | Central HP <5.4 tons | YORK | HRCU-A-CB (Split System: Heat Pump with Remote Outdoor Unit-Air-Source) | HH836E2S11 | ADP |  | FE*TT3*37+TXV | 0 | 33400 | 19 | 9 | 29400 | 24800 | 84.35% | 2 | 0 | 11.7 |  |  |  |  | R-454B | 2.7833 | Residential & Commercial | USHP | Ducted CEE Tier 1
215870944 | Central HP <5.4 tons | YORK | HRCU-A-CB (Split System: Heat Pump with Remote Outdoor Unit-Air-Source) | HH836E2S11 | ADP |  | CH365B*C+TXV | Y81E100B12SMPS1 | 32600 | 17 | 8.4 | 28800 | 24400 | 84.72% | 1.98 | 0 | 11.5 |  |  |  |  | R-454B | 2.7167 | Residential & Commercial | USHP | Ducted CEE Tier 1
215424113 | Central HP <5.4 tons | YORK | HRCU-A-CB (Split System: Heat Pump with Remote Outdoor Unit-Air-Source) | HH860E2S11 | ADP |  | H,YE2K*48+TXV | YP9C100C16MP13 | 43000 | 17 | 8.45 | 42000 | 32800 | 78.1% | 2 | 0 | 11.5 |  |  |  |  | R-454B | 3.5833 | Residential & Commercial | USHP | Ducted CEE Tier 1
215424148 | Central HP <5.4 tons | YORK | HRCU-A-CB (Split System: Heat Pump with Remote Outdoor Unit-Air-Source) | HH860E2S11 | ADP |  | H,YE55*60+TXV | YP9C120D20MP13 | 53000 | 19 | 8.5 | 52500 | 39000 | 74.29% | 2 | 0 | 11 |  |  |  |  | R-454B | 4.4167 | Residential & Commercial | USHP | Ducted CEE Tier 1
215934044 | Central HP <5.4 tons | CARRIER | HRCU-A-CB (Split System: Heat Pump with Remote Outdoor Unit-Air-Source) | 27VNA348A*030* |  |  | CAA**4821AM*+UI | 59MN7C060C21**20 | 43000 | 20 | 9.5 | 48500 | 37200 | 76.7% | 1.88 | 0 | 10 |  |  |  |  | R-454B | 3.5833 | Residential & Commercial | USHP | Ducted CEE Tier 1
212975721 | Central HP <5.4 tons | COMFORTMAKER | HRCU-A-CB (Split System: Heat Pump with Remote Outdoor Unit-Air-Source) | DLCURAH24ABK |  |  | EN(A,D)4X24L17** | *96VTN0601412B* | 23200 | 16.5 | 8.5 | 26800 | 25400 | 94.78% | 2.12 | 0 | 10 |  |  |  |  | R-410A | 1.9333 | Residential & Commercial | USHP | Ducted CEE Tier 1
212976037 | Central HP <5.4 tons | COMFORTMAKER | HRCU-A-CB (Split System: Heat Pump with Remote Outdoor Unit-Air-Source) | DLCURAH24ABK |  |  | EA*4X36L17A* | *96VTN0801716B* | 23600 | 17 | 8.5 | 26000 | 24200 | 93.08% | 2.02 | 0 | 10 |  |  |  |  | R-410A | 1.9667 | Residential & Commercial | USHP | Ducted CEE Tier 1
211243469 | Central HP <5.4 tons | KEEPRITE | HRCU-A-CB (Split System: Heat Pump with Remote Outdoor Unit-Air-Source) | DLCURAH24ABK |  |  | EA*4X37L21A* | *96VTN0802120A* | 24200 | 17 | 8.1 | 25000 | 21400 | 85.6% | 1.8 | 0 | 10 |  |  |  |  | R-410A | 2.0167 | Residential & Commercial | USHP | Ducted CEE Tier 1
211242960 | Central HP <5.4 tons | KEEPRITE | HRCU-A-CB (Split System: Heat Pump with Remote Outdoor Unit-Air-Source) | DLCURAH24ABK |  |  | EA*4X37L17A* | *95ESN0401712A* | 24400 | 15.2 | 8.5 | 26000 | 21600 | 83.08% | 1.78 | 0 | 10 |  |  |  |  | R-410A | 2.0333 | Residential & Commercial | USHP | Ducted CEE Tier 1
211242992 | Central HP <5.4 tons | KEEPRITE | HRCU-A-CB (Split System: Heat Pump with Remote Outdoor Unit-Air-Source) | DLCURAH24ABK |  |  | EA*4X37L17A* | *96VTN0601412A* | 24000 | 16.5 | 8.5 | 25200 | 22000 | 87.3% | 1.84 | 0 | 10 |  |  |  |  | R-410A | 2 | Residential & Commercial | USHP | Ducted CEE Tier 1
211242567 | Central HP <5.4 tons | KEEPRITE | HRCU-A-CB (Split System: Heat Pump with Remote Outdoor Unit-Air-Source) | DLCURAH24ABK |  |  | EA*4X36L21A* | *80ES(N,L)0701712A* | 23400 | 17 | 8.5 | 25600 | 23600 | 92.19% | 1.98 | 0 | 10 |  |  |  |  | R-410A | 1.95 | Residential & Commercial | USHP | Ducted CEE Tier 1
214588287 | Central HP <5.4 tons | BRYANT HEATING AND COOLING SYSTEMS | HRCU-A-CB (Split System: Heat Pump with Remote Outdoor Unit-Air-Source) | 38MURAQ24AB3* | ADP |  | V,C36H***P219 | 926TC36060V14*** | 23400 | 17 | 8.5 | 24600 | 23600 | 95.93% | 2 | 0 | 10 |  |  |  |  | R-410A | 1.95 | Residential & Commercial | USHP | Ducted CEE Tier 1
214720140 | Central HP <5.4 tons | LUXAIRE | HRCU-A-CB (Split System: Heat Pump with Remote Outdoor Unit-Air-Source) | HH836E2S11 |  |  | CTU48C5XFS1+TXV | Z8ES100C20SMPS1 | 34400 | 19 | 9 | 32000 | 25400 | 79.38% | 2 | 0 | 11 |  |  |  |  | R-454B | 2.8667 | Residential & Commercial | USHP | Ducted CEE Tier 1
211398795 | Central HP <5.4 tons | COLEMAN | HRCU-A-CB (Split System: Heat Pump with Remote Outdoor Unit-Air-Source) | HMH72B341 |  |  | XAHC48FXXN1+TXV | TM8E080C16MP11 | 32800 | 16.5 | 8.5 | 31600 | 23000 | 72.78% | 2.04 | 0 | 9.5 |  |  |  |  | R-410A | 2.7333 | Residential & Commercial | USHP
211719710 | Central HP <5.4 tons | COLEMAN | HRCU-A-CB (Split System: Heat Pump with Remote Outdoor Unit-Air-Source) | HMH72B341 |  |  | XAHB36DBCN1 | CPLC080B12MP13 | 32800 | 16.5 | 8.1 | 33000 | 23400 | 70.91% | 1.98 | 0 | 9.5 |  |  |  |  | R-410A | 2.7333 | Residential & Commercial | USHP
211719785 | Central HP <5.4 tons | COLEMAN | HRCU-A-CB (Split System: Heat Pump with Remote Outdoor Unit-Air-Source) | HMH72B341 |  |  | XAUB36DXXN1+TXV | CPLC060A12MP13 | 34000 | 17.5 | 8.1 | 34000 | 24200 | 71.18% | 2.06 | 0 | 9.5 |  |  |  |  | R-410A | 2.8333 | Residential & Commercial | USHP
213779770 | Central HP <5.4 tons | COMFORTMAKER | HRCU-A-CB (Split System: Heat Pump with Remote Outdoor Unit-Air-Source) | CVH837GKA** |  |  | EA*4X61L24A*+WALLCON | *80CTL1352422B* | 33200 | 17.5 | 8.5 | 32000 | 24800 | 77.5% | 2 | 0 | 11.7 |  |  |  |  | R-410A | 2.7667 | Residential & Commercial | USHP | Ducted CEE Tier 1
213780020 | Central HP <5.4 tons | COMFORTMAKER | HRCU-A-CB (Split System: Heat Pump with Remote Outdoor Unit-Air-Source) | CVH837GKA** |  |  | EHD4X42AAL+WALLCON | *80CTL0902120B* | 32400 | 16.5 | 8.1 | 32800 | 24600 | 75% | 1.94 | 0 | 11 |  |  |  |  | R-410A | 2.7 | Residential & Commercial | USHP | Ducted CEE Tier 1
215870943 | Central HP <5.4 tons | YORK | HRCU-A-CB (Split System: Heat Pump with Remote Outdoor Unit-Air-Source) | HH836E2S11 | ADP |  | CV361**C+TXV | Y81E100B12SMPS1 | 32000 | 17 | 8.2 | 28600 | 24400 | 85.31% | 1.94 | 0 | 11 |  |  |  |  | R-454B | 2.6667 | Residential & Commercial | USHP | Ducted CEE Tier 1
215726315 | Central HP <5.4 tons | YORK | HRCU-A-CB (Split System: Heat Pump with Remote Outdoor Unit-Air-Source) | HH836E2S11 | ADP |  | H,YG80*36+TXV | TM8V080B12MP12 | 32400 | 17 | 8.5 | 28800 | 24800 | 86.11% | 2 | 0 | 11 |  |  |  |  | R-454B | 2.7 | Residential & Commercial | USHP | Ducted CEE Tier 1
215726331 | Central HP <5.4 tons | YORK | HRCU-A-CB (Split System: Heat Pump with Remote Outdoor Unit-Air-Source) | HH836E2S11 | ADP |  | H,YG80*36+TXV | TM8V100C16MP12 | 33600 | 18 | 8.5 | 30000 | 25200 | 84% | 2 | 0 | 11 |  |  |  |  | R-454B | 2.8 | Residential & Commercial | USHP | Ducted CEE Tier 1
215726347 | Central HP <5.4 tons | YORK | HRCU-A-CB (Split System: Heat Pump with Remote Outdoor Unit-Air-Source) | HH836E2S11 | ADP |  | H,YG81*36+TXV | TM9V080B12MP12 | 33000 | 18 | 8.5 | 29200 | 24800 | 84.93% | 2 | 0 | 11 |  |  |  |  | R-454B | 2.75 | Residential & Commercial | USHP | Ducted CEE Tier 1
210474132 | Central HP <5.4 tons | KEEPRITE | HRCU-A-CB (Split System: Heat Pump with Remote Outdoor Unit-Air-Source) | CVH825GKA3* |  |  | EN(A,D)4X48L24**+WALLCON | *97CMN1202422A* | 24200 | 16.5 | 8.1 | 21400 | 16600 | 77.57% | 2 | 0 | 11 |  |  |  |  | R-410A | 2.0167 | Residential & Commercial | USHP | Ducted CEE Tier 1
210473465 | Central HP <5.4 tons | KEEPRITE | HRCU-A-CB (Split System: Heat Pump with Remote Outdoor Unit-Air-Source) | CVH825GKA3* |  |  | EA*4X48L24A*+WALLCON | *80CSU1002120A* | 24000 | 16.5 | 8.1 | 21000 | 16600 | 79.05% | 2 | 0 | 11 |  |  |  |  | R-410A | 2 | Residential & Commercial | USHP | Ducted CEE Tier 1
216891250 | Central HP <5.4 tons | FRIEDRICH | HRCU-A-CB (Split System: Heat Pump with Remote Outdoor Unit-Air-Source) | RD18AY36AJVC |  |  | RCFY3621MTANM | FR802V1004A17UH | 32600 | 19 | 10 | 32600 | 27800 | 85.28% | 2.1 | 0 | 12 |  |  |  |  | R-454B | 2.7167 | Residential & Commercial | USHP | Ducted CEE Tier 1
216891251 | Central HP <5.4 tons | FRIEDRICH | HRCU-A-CB (Split System: Heat Pump with Remote Outdoor Unit-Air-Source) | RD18AY36AJVC |  |  | RCFY3621MTANM | FR98MV0855A21UP | 32600 | 19 | 10 | 32600 | 27800 | 85.28% | 2.1 | 0 | 12 |  |  |  |  | R-454B | 2.7167 | Residential & Commercial | USHP | Ducted CEE Tier 1
215424648 | Central HP <5.4 tons | YORK | HRCU-A-CB (Split System: Heat Pump with Remote Outdoor Unit-Air-Source) | HH824E2S11 | ADP |  | H,YE7J*36+TXV-BLEED | Y91E026A08SMPS1 | 22400 | 17 | 8.3 | 21400 | 16900 | 78.97% | 1.96 | 0 | 11.5 |  |  |  |  | R-454B | 1.8667 | Residential & Commercial | USHP | Ducted CEE Tier 1
215424649 | Central HP <5.4 tons | YORK | HRCU-A-CB (Split System: Heat Pump with Remote Outdoor Unit-Air-Source) | HH824E2S11 | ADP |  | H,YE7J*30+TXV | Y91E026A08SMPS1 | 22400 | 17 | 8.3 | 21400 | 16900 | 78.97% | 1.96 | 0 | 11.5 |  |  |  |  | R-454B | 1.8667 | Residential & Commercial | USHP | Ducted CEE Tier 1
211245982 | Central HP <5.4 tons | AIRQUEST | HRCU-A-CB (Split System: Heat Pump with Remote Outdoor Unit-Air-Source) | DLCURAH24ABK |  |  | FVM4X36***L | 0 | 24400 | 17.5 | 8.5 | 26000 | 22400 | 86.15% | 1.88 | 0 | 10.5 |  |  |  |  | R-410A | 2.0333 | Residential & Commercial | USHP | Ducted CEE Tier 1
211398847 | Central HP <5.4 tons | COLEMAN | HRCU-A-CB (Split System: Heat Pump with Remote Outdoor Unit-Air-Source) | HMH72B341 |  |  | XAFD48FXXN1+TXV | TM8E080C16MP11 | 33400 | 17 | 8.5 | 32200 | 23400 | 72.67% | 2.06 | 0 | 9.5 |  |  |  |  | R-410A | 2.7833 | Residential & Commercial | USHP
211398861 | Central HP <5.4 tons | COLEMAN | HRCU-A-CB (Split System: Heat Pump with Remote Outdoor Unit-Air-Source) | HMH72B341 |  |  | XAFD48FXXN1+TXV | TMLE080C16MP11 | 33400 | 17 | 8.5 | 32200 | 23400 | 72.67% | 2.06 | 0 | 9.5 |  |  |  |  | R-410A | 2.7833 | Residential & Commercial | USHP
211246011 | Central HP <5.4 tons | CARRIER | HRCU-A-CB (Split System: Heat Pump with Remote Outdoor Unit-Air-Source) | 38MURAQ24AB3* |  |  | CAP**3721AL* | GG96VTAA48080B | 24800 | 17 | 8.5 | 25600 | 21000 | 82.03% | 1.76 | 0 | 10.5 |  |  |  |  | R-410A | 2.0667 | Residential & Commercial | USHP | Ducted CEE Tier 1
215726314 | Central HP <5.4 tons | YORK | HRCU-A-CB (Split System: Heat Pump with Remote Outdoor Unit-Air-Source) | HH836E2S11 | ADP |  | H,YG80*36+TXV-BLEED | TM8V080B12MP12 | 32400 | 17 | 8.5 | 28800 | 24800 | 86.11% | 2 | 0 | 11 |  |  |  |  | R-454B | 2.7 | Residential & Commercial | USHP | Ducted CEE Tier 1
215726362 | Central HP <5.4 tons | YORK | HRCU-A-CB (Split System: Heat Pump with Remote Outdoor Unit-Air-Source) | HH836E2S11 | ADP |  | H,YG36*36+TXV-BLEED | TM9Y080C16MP11 | 32800 | 19 | 8.5 | 29400 | 23800 | 80.95% | 2 | 0 | 11 |  |  |  |  | R-454B | 2.7333 | Residential & Commercial | USHP | Ducted CEE Tier 1
215726364 | Central HP <5.4 tons | YORK | HRCU-A-CB (Split System: Heat Pump with Remote Outdoor Unit-Air-Source) | HH836E2S11 | ADP |  | H,YG37*36+TXV | TM9Y080C16MP11 | 32800 | 19 | 8.5 | 29400 | 23800 | 80.95% | 2 | 0 | 11 |  |  |  |  | R-454B | 2.7333 | Residential & Commercial | USHP | Ducted CEE Tier 1
215726371 | Central HP <5.4 tons | YORK | HRCU-A-CB (Split System: Heat Pump with Remote Outdoor Unit-Air-Source) | HH836E2S11 | ADP |  | H,YG37*36+TXV | TM9Y100C16MP11 | 32800 | 19 | 8.5 | 29400 | 23800 | 80.95% | 2 | 0 | 11 |  |  |  |  | R-454B | 2.7333 | Residential & Commercial | USHP | Ducted CEE Tier 1
215726396 | Central HP <5.4 tons | YORK | HRCU-A-CB (Split System: Heat Pump with Remote Outdoor Unit-Air-Source) | HH836E2S11 | ADP |  | H,YG80*36+TXV | Y81E080C16SMPS1 | 34000 | 19 | 8.5 | 30200 | 25000 | 82.78% | 2 | 0 | 11 |  |  |  |  | R-454B | 2.8333 | Residential & Commercial | USHP | Ducted CEE Tier 1
215726403 | Central HP <5.4 tons | YORK | HRCU-A-CB (Split System: Heat Pump with Remote Outdoor Unit-Air-Source) | HH836E2S11 | ADP |  | H,YG80*36+TXV-BLEED | Y81E080C20SMPS1 | 34600 | 19 | 8.5 | 30800 | 25400 | 82.47% | 2 | 0 | 11 |  |  |  |  | R-454B | 2.8833 | Residential & Commercial | USHP | Ducted CEE Tier 1
215424504 | Central HP <5.4 tons | YORK | HRCU-A-CB (Split System: Heat Pump with Remote Outdoor Unit-Air-Source) | HH824E2S11 | ADP |  | H,YE7J*36+TXV-BLEED | TM9E026A08MP12 | 22400 | 16 | 8.8 | 21400 | 17200 | 80.37% | 1.96 | 0 | 10.5 |  |  |  |  | R-454B | 1.8667 | Residential & Commercial | USHP | Ducted CEE Tier 1
215424511 | Central HP <5.4 tons | YORK | HRCU-A-CB (Split System: Heat Pump with Remote Outdoor Unit-Air-Source) | HH824E2S11 | ADP |  | H,YE32*36+TXV | TM9E040A10MP12 | 22200 | 16 | 8.65 | 21200 | 17700 | 83.49% | 1.94 | 0 | 10.5 |  |  |  |  | R-454B | 1.85 | Residential & Commercial | USHP | Ducted CEE Tier 1
215424527 | Central HP <5.4 tons | YORK | HRCU-A-CB (Split System: Heat Pump with Remote Outdoor Unit-Air-Source) | HH824E2S11 | ADP |  | H,YE31*24+TXV | TM9E060B12MP12 | 22400 | 16 | 8.75 | 21400 | 17900 | 83.64% | 1.96 | 0 | 11 |  |  |  |  | R-454B | 1.8667 | Residential & Commercial | USHP | Ducted CEE Tier 1
215424534 | Central HP <5.4 tons | YORK | HRCU-A-CB (Split System: Heat Pump with Remote Outdoor Unit-Air-Source) | HH824E2S11 | ADP |  | H,YE8J*30+TXV | TM9E060B12MP12 | 23000 | 17 | 9 | 21400 | 17900 | 83.64% | 2 | 0 | 11.7 |  |  |  |  | R-454B | 1.9167 | Residential & Commercial | USHP | Ducted CEE Tier 1
215424536 | Central HP <5.4 tons | YORK | HRCU-A-CB (Split System: Heat Pump with Remote Outdoor Unit-Air-Source) | HH824E2S11 | ADP |  | H,YE31*24+TXV | TM9E080B12MP12 | 21800 | 17 | 8.5 | 21200 | 17600 | 83.02% | 1.9 | 0 | 11 |  |  |  |  | R-454B | 1.8167 | Residential & Commercial | USHP | Ducted CEE Tier 1
215424545 | Central HP <5.4 tons | YORK | HRCU-A-CB (Split System: Heat Pump with Remote Outdoor Unit-Air-Source) | HH824E2S11 | ADP |  | H,YE31*24+TXV | TM9V040A10MP12 | 21800 | 16 | 8.5 | 21200 | 17100 | 80.66% | 1.9 | 0 | 10 |  |  |  |  | R-454B | 1.8167 | Residential & Commercial | USHP | Ducted CEE Tier 1
215423727 | Central HP <5.4 tons | YORK | HRCU-A-CB (Split System: Heat Pump with Remote Outdoor Unit-Air-Source) | HH860E2S11 | ADP |  | H,YE54*60+TXV | TM9E080C20MP12 | 53500 | 19 | 8.5 | 53000 | 39500 | 74.53% | 2 | 0 | 11 |  |  |  |  | R-454B | 4.4583 | Residential & Commercial | USHP | Ducted CEE Tier 1
215423743 | Central HP <5.4 tons | YORK | HRCU-A-CB (Split System: Heat Pump with Remote Outdoor Unit-Air-Source) | HH860E2S11 | ADP |  | H,YE54*48+TXV | TM9E100C16MP12 | 44500 | 18 | 8.5 | 44000 | 34000 | 77.27% | 2 | 0 | 11 |  |  |  |  | R-454B | 3.7083 | Residential & Commercial | USHP | Ducted CEE Tier 1
213296920 | Central HP <5.4 tons | FRASER-JOHNSTON | HRCU-A-CB (Split System: Heat Pump with Remote Outdoor Unit-Air-Source) | HMH72B341 |  |  | XAFC36DXXN1+TXV | Z8ES100B12LMPS1 | 34000 | 18.5 | 8.1 | 34000 | 24600 | 72.35% | 2.12 | 0 | 9.5 |  |  |  |  | R-410A | 2.8333 | Residential & Commercial | USHP
213296990 | Central HP <5.4 tons | FRASER-JOHNSTON | HRCU-A-CB (Split System: Heat Pump with Remote Outdoor Unit-Air-Source) | HMH72B341 |  |  | XAUB36DXXN1+TXV | Z8ES080B12SMPS1 | 34000 | 18 | 8.1 | 33400 | 24000 | 71.86% | 2.08 | 0 | 10 |  |  |  |  | R-410A | 2.8333 | Residential & Commercial | USHP | Ducted CEE Tier 1
213297565 | Central HP <5.4 tons | FRASER-JOHNSTON | HRCU-A-CB (Split System: Heat Pump with Remote Outdoor Unit-Air-Source) | HMH72B341 |  |  | XAHC36DXXN1+TXV | Z8ES100B12LMPS1 | 33400 | 17.5 | 8.1 | 32800 | 23200 | 70.73% | 2.02 | 0 | 9.5 |  |  |  |  | R-410A | 2.7833 | Residential & Commercial | USHP
213296870 | Central HP <5.4 tons | FRASER-JOHNSTON | HRCU-A-CB (Split System: Heat Pump with Remote Outdoor Unit-Air-Source) | HMH72B341 |  |  | XAFC36DBCN1 | Z8ES120C20LMPS1 | 34000 | 17.5 | 8.5 | 34000 | 24600 | 72.35% | 2.12 | 0 | 9.5 |  |  |  |  | R-410A | 2.8333 | Residential & Commercial | USHP
213297115 | Central HP <5.4 tons | FRASER-JOHNSTON | HRCU-A-CB (Split System: Heat Pump with Remote Outdoor Unit-Air-Source) | HMH72B341 |  |  | XAFC48FXXN1+TXV | Z8ES120C16LMPS1 | 34000 | 16.5 | 8.5 | 32800 | 23400 | 71.34% | 2.1 | 0 | 9.5 |  |  |  |  | R-410A | 2.8333 | Residential & Commercial | USHP
213297265 | Central HP <5.4 tons | FRASER-JOHNSTON | HRCU-A-CB (Split System: Heat Pump with Remote Outdoor Unit-Air-Source) | HMH72B341 |  |  | XAFB36DXXN1+TXV | Z9ES080B12SMPS1 | 34000 | 17 | 8.1 | 33400 | 23800 | 71.26% | 2.06 | 0 | 9.5 |  |  |  |  | R-410A | 2.8333 | Residential & Commercial | USHP
213297315 | Central HP <5.4 tons | FRASER-JOHNSTON | HRCU-A-CB (Split System: Heat Pump with Remote Outdoor Unit-Air-Source) | HMH72B341 |  |  | XAFC36DBCN1 | Z8ET080C16LMPS1 | 34000 | 18.5 | 8.5 | 33400 | 24200 | 72.46% | 2.14 | 0 | 9.5 |  |  |  |  | R-410A | 2.8333 | Residential & Commercial | USHP
214719688 | Central HP <5.4 tons | LUXAIRE | HRCU-A-CB (Split System: Heat Pump with Remote Outdoor Unit-Air-Source) | HH836E2S11 |  |  | CTU36B5XDS1+TXV | TMLE100B12MP11 | 33200 | 18 | 8.5 | 31200 | 25200 | 80.77% | 2 | 0 | 11 |  |  |  |  | R-454B | 2.7667 | Residential & Commercial | USHP | Ducted CEE Tier 1
216819827 | Central HP <5.4 tons | FRIEDRICH | HRCU-A-CB (Split System: Heat Pump with Remote Outdoor Unit-Air-Source) | RD18AY48AJVC |  |  | RCFY4824STANM | FR801V1255A24UH | 41500 | 18 | 8.1 | 41500 | 37400 | 90.12% | 2.1 | 0 | 10 |  |  |  |  | R-454B | 3.4583 | Residential & Commercial | USHP | Ducted CEE Tier 1
216819902 | Central HP <5.4 tons | FRIEDRICH | HRCU-A-CB (Split System: Heat Pump with Remote Outdoor Unit-Air-Source) | RD18AY48AJVC |  |  | RCFY4824STANM | FR962V1155A24M4 | 41000 | 18 | 8.1 | 41000 | 37600 | 91.71% | 2.1 | 0 | 10 |  |  |  |  | R-454B | 3.4167 | Residential & Commercial | USHP | Ducted CEE Tier 1
215934074 | Central HP <5.4 tons | CARRIER | HRCU-A-CB (Split System: Heat Pump with Remote Outdoor Unit-Air-Source) | 27VNA348A*030* |  |  | CAA**4821AM*+UI | 59TN6C080C17**14 | 42500 | 20 | 9 | 48500 | 35200 | 72.58% | 2 | 0 | 11 |  |  |  |  | R-454B | 3.5417 | Residential & Commercial | USHP | Ducted CEE Tier 1
216767072 | Central HP <5.4 tons | TRANE | HRCU-A-CB (Split System: Heat Pump with Remote Outdoor Unit-Air-Source) | 5TWX7036A1 |  |  | 5TXCC007AS3 | S9X1C100U5PSB | 33600 | 15.2 | 8.7 | 32800 | 24200 | 73.78% | 2.18 | 0 | 12 |  |  |  |  | R-454B | 2.8 | Residential & Commercial | USHP | Ducted CEE Tier 1
216767083 | Central HP <5.4 tons | TRANE | HRCU-A-CB (Split System: Heat Pump with Remote Outdoor Unit-Air-Source) | 5TWX7036A1 |  |  | 5TXCC009AS3 | S9X2C080U5PSB | 34400 | 17.1 | 8.7 | 32600 | 24200 | 74.23% | 2.21 | 0 | 12 |  |  |  |  | R-454B | 2.8667 | Residential & Commercial | USHP | Ducted CEE Tier 1
215423811 | Central HP <5.4 tons | YORK | HRCU-A-CB (Split System: Heat Pump with Remote Outdoor Unit-Air-Source) | HH860E2S11 | ADP |  | H,YE36*60+TXV | TM9V100C20MP12 | 50500 | 18 | 8.3 | 51500 | 38000 | 73.79% | 1.96 | 0 | 10.5 |  |  |  |  | R-454B | 4.2083 | Residential & Commercial | USHP | Ducted CEE Tier 1
215423825 | Central HP <5.4 tons | YORK | HRCU-A-CB (Split System: Heat Pump with Remote Outdoor Unit-Air-Source) | HH860E2S11 | ADP |  | H,YE37*60+TXV | TM9V120D20MP12 | 52000 | 18 | 8.35 | 52500 | 39000 | 74.29% | 1.98 | 0 | 10.5 |  |  |  |  | R-454B | 4.3333 | Residential & Commercial | USHP | Ducted CEE Tier 1
215423900 | Central HP <5.4 tons | YORK | HRCU-A-CB (Split System: Heat Pump with Remote Outdoor Unit-Air-Source) | HH860E2S11 | ADP |  | H,YE36*60+TXV | Y81E080C16SMPS1 | 44000 | 17 | 8.4 | 42500 | 33000 | 77.65% | 1.98 | 0 | 11.7 |  |  |  |  | R-454B | 3.6667 | Residential & Commercial | USHP | Ducted CEE Tier 1
215423911 | Central HP <5.4 tons | YORK | HRCU-A-CB (Split System: Heat Pump with Remote Outdoor Unit-Air-Source) | HH860E2S11 | ADP |  | H,YE49*60+TXV | Y81E080C16SMPS1 | 44500 | 18 | 8.5 | 42500 | 33000 | 77.65% | 2 | 0 | 12 |  |  |  |  | R-454B | 3.7083 | Residential & Commercial | USHP | Ducted CEE Tier 1
215423918 | Central HP <5.4 tons | YORK | HRCU-A-CB (Split System: Heat Pump with Remote Outdoor Unit-Air-Source) | HH860E2S11 | ADP |  | H,YE2K*60+TXV | Y81E080C20SMPS1 | 52000 | 18 | 8.35 | 52000 | 38500 | 74.04% | 1.96 | 0 | 10.5 |  |  |  |  | R-454B | 4.3333 | Residential & Commercial | USHP | Ducted CEE Tier 1
215423936 | Central HP <5.4 tons | YORK | HRCU-A-CB (Split System: Heat Pump with Remote Outdoor Unit-Air-Source) | HH860E2S11 | ADP |  | H,YE48*60+TXV-BLEED | Y81E100C16SMPS1 | 44000 | 18 | 8.5 | 42000 | 32800 | 78.1% | 2 | 0 | 12 |  |  |  |  | R-454B | 3.6667 | Residential & Commercial | USHP | Ducted CEE Tier 1
215423959 | Central HP <5.4 tons | YORK | HRCU-A-CB (Split System: Heat Pump with Remote Outdoor Unit-Air-Source) | HH860E2S11 | ADP |  | H,YE35*48+TXV | Y81E120C16SMPS1 | 43000 | 17 | 8.3 | 42000 | 32600 | 77.62% | 1.96 | 0 | 11.7 |  |  |  |  | R-454B | 3.5833 | Residential & Commercial | USHP | Ducted CEE Tier 1
215423961 | Central HP <5.4 tons | YORK | HRCU-A-CB (Split System: Heat Pump with Remote Outdoor Unit-Air-Source) | HH860E2S11 | ADP |  | H,YE36*48+TXV | Y81E120C16SMPS1 | 43500 | 17 | 8.4 | 41500 | 32600 | 78.55% | 1.98 | 0 | 11.7 |  |  |  |  | R-454B | 3.625 | Residential & Commercial | USHP | Ducted CEE Tier 1
215683126 | Central HP <5.4 tons | AIRQUEST | HRCU-A-CB (Split System: Heat Pump with Remote Outdoor Unit-Air-Source) | H5H0V60*K*AAA* |  |  | EVD5X61M21A*+WALLCON | *80CSU0401712B* | 56500 | 18 | 9 | 61500 | 43500 | 70.73% | 2.12 | 0 | 9.5 |  |  |  |  | R-454B | 4.7083 | Residential & Commercial | USHP
211241622 | Central HP <5.4 tons | KEEPRITE | HRCU-A-CB (Split System: Heat Pump with Remote Outdoor Unit-Air-Source) | DLCURAH24ABK |  |  | EA*4X30L17A* | *95ESN0261410A* | 23200 | 16.5 | 8.5 | 25800 | 24400 | 94.57% | 2.02 | 0 | 10 |  |  |  |  | R-410A | 1.9333 | Residential & Commercial | USHP | Ducted CEE Tier 1
212988717 | Central HP <5.4 tons | KEEPRITE | HRCU-A-CB (Split System: Heat Pump with Remote Outdoor Unit-Air-Source) | DLCURAH24ABK |  |  | EA*4X37L21A* | *95MSU0401712A* | 24200 | 17 | 8.5 | 25200 | 21400 | 84.92% | 1.8 | 0 | 10 |  |  |  |  | R-410A | 2.0167 | Residential & Commercial | USHP | Ducted CEE Tier 1
212987815 | Central HP <5.4 tons | KEEPRITE | HRCU-A-CB (Split System: Heat Pump with Remote Outdoor Unit-Air-Source) | DLCURAH24ABK |  |  | EA*4X37L21A* | *96MSN0802120A* | 24200 | 17.5 | 8.5 | 25200 | 21600 | 85.71% | 1.82 | 0 | 10 |  |  |  |  | R-410A | 2.0167 | Residential & Commercial | USHP | Ducted CEE Tier 1
212987467 | Central HP <5.4 tons | KEEPRITE | HRCU-A-CB (Split System: Heat Pump with Remote Outdoor Unit-Air-Source) | DLCURAH24ABK |  |  | EN(A,D)4X30L17** | *96MSN0801716A* | 23800 | 17 | 8.5 | 26400 | 24000 | 90.91% | 2 | 0 | 10.5 |  |  |  |  | R-410A | 1.9833 | Residential & Commercial | USHP | Ducted CEE Tier 1
215726357 | Central HP <5.4 tons | YORK | HRCU-A-CB (Split System: Heat Pump with Remote Outdoor Unit-Air-Source) | HH836E2S11 | ADP |  | H,YG37*36+TXV | TM9Y080B12MP11 | 33000 | 18 | 8.5 | 29400 | 25000 | 85.03% | 2 | 0 | 11 |  |  |  |  | R-454B | 2.75 | Residential & Commercial | USHP | Ducted CEE Tier 1
215726375 | Central HP <5.4 tons | YORK | HRCU-A-CB (Split System: Heat Pump with Remote Outdoor Unit-Air-Source) | HH836E2S11 | ADP |  | H,YG81*36+TXV | TM9Y100C16MP11 | 32800 | 19 | 8.5 | 29400 | 23800 | 80.95% | 2 | 0 | 11 |  |  |  |  | R-454B | 2.7333 | Residential & Commercial | USHP | Ducted CEE Tier 1
215726376 | Central HP <5.4 tons | YORK | HRCU-A-CB (Split System: Heat Pump with Remote Outdoor Unit-Air-Source) | HH836E2S11 | ADP |  | H,YG36*36+TXV-BLEED | TM9Y100C20MP11 | 33800 | 17 | 8.5 | 30800 | 25600 | 83.12% | 2 | 0 | 10 |  |  |  |  | R-454B | 2.8167 | Residential & Commercial | USHP | Ducted CEE Tier 1
215726391 | Central HP <5.4 tons | YORK | HRCU-A-CB (Split System: Heat Pump with Remote Outdoor Unit-Air-Source) | HH836E2S11 | ADP |  | H,YG36*36+TXV-BLEED | Y81E080C16SMPS1 | 34000 | 19 | 8.5 | 30200 | 25000 | 82.78% | 2 | 0 | 11 |  |  |  |  | R-454B | 2.8333 | Residential & Commercial | USHP | Ducted CEE Tier 1
215726409 | Central HP <5.4 tons | YORK | HRCU-A-CB (Split System: Heat Pump with Remote Outdoor Unit-Air-Source) | HH836E2S11 | ADP |  | H,YG37*36+TXV-BLEED | Y81E100B12SMPS1 | 33000 | 18 | 8.5 | 28800 | 24400 | 84.72% | 2 | 0 | 11.7 |  |  |  |  | R-454B | 2.75 | Residential & Commercial | USHP | Ducted CEE Tier 1
215726424 | Central HP <5.4 tons | YORK | HRCU-A-CB (Split System: Heat Pump with Remote Outdoor Unit-Air-Source) | HH836E2S11 | ADP |  | H,YG36*36+TXV | Y81E100C20SMPS1 | 33800 | 19 | 8.5 | 30000 | 25000 | 83.33% | 2 | 0 | 11 |  |  |  |  | R-454B | 2.8167 | Residential & Commercial | USHP | Ducted CEE Tier 1
215870933 | Central HP <5.4 tons | YORK | HRCU-A-CB (Split System: Heat Pump with Remote Outdoor Unit-Air-Source) | HH824E2S11 | ADP |  | CH360B*C+TXV | Y91E060B12SMPS1 | 22800 | 16 | 8.95 | 21400 | 18200 | 85.05% | 1.98 | 0 | 11.5 |  |  |  |  | R-454B | 1.9 | Residential & Commercial | USHP | Ducted CEE Tier 1
215423986 | Central HP <5.4 tons | YORK | HRCU-A-CB (Split System: Heat Pump with Remote Outdoor Unit-Air-Source) | HH860E2S11 | ADP |  | H,YE49*60+TXV | Y81E120C20SMPS1 | 52500 | 19 | 8.5 | 51500 | 38000 | 73.79% | 2 | 0 | 11.7 |  |  |  |  | R-454B | 4.375 | Residential & Commercial | USHP | Ducted CEE Tier 1
215424002 | Central HP <5.4 tons | YORK | HRCU-A-CB (Split System: Heat Pump with Remote Outdoor Unit-Air-Source) | HH860E2S11 | ADP |  | H,YE35*48+TXV | Y91E080C16SMPS1 | 44000 | 17 | 8.3 | 45000 | 33400 | 74.22% | 1.96 | 0 | 11 |  |  |  |  | R-454B | 3.6667 | Residential & Commercial | USHP | Ducted CEE Tier 1
215424027 | Central HP <5.4 tons | YORK | HRCU-A-CB (Split System: Heat Pump with Remote Outdoor Unit-Air-Source) | HH860E2S11 | ADP |  | H,YE3K*60+TXV | Y91E080C20SMPS1 | 44500 | 17 | 8.5 | 44500 | 33000 | 74.16% | 2 | 0 | 12 |  |  |  |  | R-454B | 3.7083 | Residential & Commercial | USHP | Ducted CEE Tier 1
215424059 | Central HP <5.4 tons | YORK | HRCU-A-CB (Split System: Heat Pump with Remote Outdoor Unit-Air-Source) | HH860E2S11 | ADP |  | H,YE36*60+TXV | Y91E100C20SMPS1 | 45000 | 17 | 8.4 | 45000 | 33600 | 74.67% | 1.98 | 0 | 11.5 |  |  |  |  | R-454B | 3.75 | Residential & Commercial | USHP | Ducted CEE Tier 1
215424077 | Central HP <5.4 tons | YORK | HRCU-A-CB (Split System: Heat Pump with Remote Outdoor Unit-Air-Source) | HH860E2S11 | ADP |  | H,YE36*60+TXV | Y91E120D20SMPS1 | 46000 | 17 | 8.4 | 45000 | 33800 | 75.11% | 1.98 | 0 | 11.5 |  |  |  |  | R-454B | 3.8333 | Residential & Commercial | USHP | Ducted CEE Tier 1
215424093 | Central HP <5.4 tons | YORK | HRCU-A-CB (Split System: Heat Pump with Remote Outdoor Unit-Air-Source) | HH860E2S11 | ADP |  | H,YE36*60+TXV | YP9C080C16MP13 | 43000 | 17 | 8.4 | 42000 | 33000 | 78.57% | 1.98 | 0 | 10.5 |  |  |  |  | R-454B | 3.5833 | Residential & Commercial | USHP | Ducted CEE Tier 1
215424120 | Central HP <5.4 tons | YORK | HRCU-A-CB (Split System: Heat Pump with Remote Outdoor Unit-Air-Source) | HH860E2S11 | ADP |  | H,YE54*60+TXV | YP9C100C16MP13 | 43500 | 18 | 8.5 | 42000 | 32800 | 78.1% | 2 | 0 | 11.7 |  |  |  |  | R-454B | 3.625 | Residential & Commercial | USHP | Ducted CEE Tier 1
215424145 | Central HP <5.4 tons | YORK | HRCU-A-CB (Split System: Heat Pump with Remote Outdoor Unit-Air-Source) | HH860E2S11 | ADP |  | H,YE48*48+TXV | YP9C120D20MP13 | 44000 | 18 | 8.5 | 42000 | 33000 | 78.57% | 2 | 0 | 11.7 |  |  |  |  | R-454B | 3.6667 | Residential & Commercial | USHP | Ducted CEE Tier 1
215425366 | Central HP <5.4 tons | YORK | HRCU-A-CB (Split System: Heat Pump with Remote Outdoor Unit-Air-Source) | HH860E2S11 | ADP |  | H,YE3K*48+TXV | TM8E120C16MP11 | 44500 | 18 | 8.5 | 43500 | 33800 | 77.7% | 2 | 0 | 11 |  |  |  |  | R-454B | 3.7083 | Residential & Commercial | USHP | Ducted CEE Tier 1
215425385 | Central HP <5.4 tons | YORK | HRCU-A-CB (Split System: Heat Pump with Remote Outdoor Unit-Air-Source) | HH860E2S11 | ADP |  | H,YE49*48+TXV | TM8V080C16MP12 | 43500 | 18 | 8.5 | 42000 | 32800 | 78.1% | 2 | 0 | 11.7 |  |  |  |  | R-454B | 3.625 | Residential & Commercial | USHP | Ducted CEE Tier 1
215425434 | Central HP <5.4 tons | YORK | HRCU-A-CB (Split System: Heat Pump with Remote Outdoor Unit-Air-Source) | HH860E2S11 | ADP |  | H,YE3K*48+TXV | TM8Y120C20MP11 | 44500 | 18 | 8.5 | 43000 | 33400 | 77.67% | 2 | 0 | 11.7 |  |  |  |  | R-454B | 3.7083 | Residential & Commercial | USHP | Ducted CEE Tier 1
215425436 | Central HP <5.4 tons | YORK | HRCU-A-CB (Split System: Heat Pump with Remote Outdoor Unit-Air-Source) | HH860E2S11 | ADP |  | H,YE37*48+TXV | TM9E080C16MP12 | 44500 | 17 | 8.5 | 43500 | 34000 | 78.16% | 2 | 0 | 11 |  |  |  |  | R-454B | 3.7083 | Residential & Commercial | USHP | Ducted CEE Tier 1
215870956 | Central HP <5.4 tons | YORK | HRCU-A-CB (Split System: Heat Pump with Remote Outdoor Unit-Air-Source) | HH836E2S11 | ADP |  | CH365B*C+TXV | YPLC080B12MP13 | 32000 | 16 | 8.4 | 28800 | 24800 | 86.11% | 1.98 | 0 | 10.5 |  |  |  |  | R-454B | 2.6667 | Residential & Commercial | USHP | Ducted CEE Tier 1
216054424 | Central HP <5.4 tons | YORK | HRCU-A-CB (Split System: Heat Pump with Remote Outdoor Unit-Air-Source) | HH836E2S11 | ADP |  | H,YE34*36+TXV+JMVT12BC2N1 | 0 | 33600 | 18 | 8.9 | 29800 | 25200 | 84.56% | 1.98 | 0 | 11.5 |  |  |  |  | R-454B | 2.8 | Residential & Commercial | USHP | Ducted CEE Tier 1
214849137 | Central HP <5.4 tons | YORK | HRCU-A-CB (Split System: Heat Pump with Remote Outdoor Unit-Air-Source) | HMH72B341 | ADP |  | CV361*9 | Y81E080B12LMPS1 | 33200 | 18 | 8.5 | 31400 | 23000 | 73.25% | 2.04 | 0 | 10 |  |  |  |  | R-410A | 2.7667 | Residential & Commercial | USHP | Ducted CEE Tier 1
216891422 | Central HP <5.4 tons | FRIEDRICH | HRCU-A-CB (Split System: Heat Pump with Remote Outdoor Unit-Air-Source) | RD18AY48AJVC |  |  | RCFY4824MTANM | FR802V1005A21DZ | 43000 | 18 | 8.5 | 42500 | 33000 | 77.65% | 2.1 | 0 | 12 |  |  |  |  | R-454B | 3.5833 | Residential & Commercial | USHP | Ducted CEE Tier 1
212973193 | Central HP <5.4 tons | BRYANT HEATING AND COOLING SYSTEMS | HRCU-A-CB (Split System: Heat Pump with Remote Outdoor Unit-Air-Source) | 38MURAQ24AB3* |  |  | CAP**2517AL* | 926SB36040V17*** | 24200 | 16 | 8.5 | 25400 | 21800 | 85.83% | 1.8 | 0 | 10 |  |  |  |  | R-410A | 2.0167 | Residential & Commercial | USHP | Ducted CEE Tier 1
211227692 | Central HP <5.4 tons | AIRQUEST | HRCU-A-CB (Split System: Heat Pump with Remote Outdoor Unit-Air-Source) | DLCURAH36ABK |  |  | EA*4X42L21A* | *96VTN0802120A* | 35000 | 16 | 8.1 | 38500 | 35000 | 90.91% | 1.86 | 0 | 9.5 |  |  |  |  | R-410A | 2.9167 | Residential & Commercial | USHP
211228228 | Central HP <5.4 tons | DAY & NIGHT | HRCU-A-CB (Split System: Heat Pump with Remote Outdoor Unit-Air-Source) | DLCURAH36ABK |  |  | EA*4X43L21A* | *80ES(N,L)0701712A* | 36400 | 15.5 | 8.5 | 38500 | 34800 | 90.39% | 2.08 | 0 | 10 |  |  |  |  | R-410A | 3.0333 | Residential & Commercial | USHP | Ducted CEE Tier 1
216891441 | Central HP <5.4 tons | FRIEDRICH | HRCU-A-CB (Split System: Heat Pump with Remote Outdoor Unit-Air-Source) | RD18AY48AJVC |  |  | RCFY4824MTANM | FR801V0755A21UH | 43000 | 17 | 8.1 | 43000 | 33200 | 77.21% | 2 | 0 | 11.7 |  |  |  |  | R-454B | 3.5833 | Residential & Commercial | USHP | Ducted CEE Tier 1
211228326 | Central HP <5.4 tons | DAY & NIGHT | HRCU-A-CB (Split System: Heat Pump with Remote Outdoor Unit-Air-Source) | DLCURAH36ABK |  |  | EA*4X43L21A* | *80VSL0902120A* | 36200 | 16 | 8.5 | 38500 | 34800 | 90.39% | 2.06 | 0 | 10 |  |  |  |  | R-410A | 3.0167 | Residential & Commercial | USHP | Ducted CEE Tier 1
211228471 | Central HP <5.4 tons | DAY & NIGHT | HRCU-A-CB (Split System: Heat Pump with Remote Outdoor Unit-Air-Source) | DLCURAH36ABK |  |  | EA*4X43L21A* | *92ESN1002122A* | 37400 | 15.2 | 8.5 | 39000 | 35000 | 89.74% | 2.16 | 0 | 10 |  |  |  |  | R-410A | 3.1167 | Residential & Commercial | USHP | Ducted CEE Tier 1
211390892 | Central HP <5.4 tons | LUXAIRE | HRCU-A-CB (Split System: Heat Pump with Remote Outdoor Unit-Air-Source) | HMH72B341 |  |  | XAHB36DXXN1+TXV | TPLC060A12MP13 | 33400 | 16.5 | 8.1 | 33600 | 23800 | 70.83% | 2.02 | 0 | 9.5 |  |  |  |  | R-410A | 2.7833 | Residential & Commercial | USHP
211391660 | Central HP <5.4 tons | LUXAIRE | HRCU-A-CB (Split System: Heat Pump with Remote Outdoor Unit-Air-Source) | HMH72B341 |  |  | XAHB36DXXN1+TXV | TM8E100B12MP11 | 33200 | 17.5 | 8.1 | 33000 | 23400 | 70.91% | 2.02 | 0 | 9.5 |  |  |  |  | R-410A | 2.7667 | Residential & Commercial | USHP
211388732 | Central HP <5.4 tons | LUXAIRE | HRCU-A-CB (Split System: Heat Pump with Remote Outdoor Unit-Air-Source) | HMH72B341 |  |  | XAFC30CXXN1+TXV | TM9E080C16MP12 | 33000 | 18 | 8.1 | 33000 | 23200 | 70.3% | 2.04 | 0 | 10 |  |  |  |  | R-410A | 2.75 | Residential & Commercial | USHP | Ducted CEE Tier 1
211389115 | Central HP <5.4 tons | LUXAIRE | HRCU-A-CB (Split System: Heat Pump with Remote Outdoor Unit-Air-Source) | HMH72B341 |  |  | XAFB30CXXN1+TXV | TM9E060B12MP12 | 32600 | 17 | 8.1 | 33600 | 23600 | 70.24% | 2 | 0 | 9.5 |  |  |  |  | R-410A | 2.7167 | Residential & Commercial | USHP
211389415 | Central HP <5.4 tons | LUXAIRE | HRCU-A-CB (Split System: Heat Pump with Remote Outdoor Unit-Air-Source) | HMH72B341 |  |  | XAFC30CXXN1+TXV | TM8Y120C20MP11 | 33600 | 18 | 8.5 | 33600 | 23600 | 70.24% | 2.06 | 0 | 9.5 |  |  |  |  | R-410A | 2.8 | Residential & Commercial | USHP
211387810 | Central HP <5.4 tons | LUXAIRE | HRCU-A-CB (Split System: Heat Pump with Remote Outdoor Unit-Air-Source) | HMH72B341 |  |  | XAFC36DXXN1+TXV | TP9C080B12MP13 | 34000 | 17 | 8.1 | 34000 | 24400 | 71.76% | 2.06 | 0 | 9.5 |  |  |  |  | R-410A | 2.8333 | Residential & Commercial | USHP
211387995 | Central HP <5.4 tons | LUXAIRE | HRCU-A-CB (Split System: Heat Pump with Remote Outdoor Unit-Air-Source) | HMH72B341 |  |  | XAFB30CXXN1+TXV | LP9C080B12MP13 | 32800 | 17 | 8.1 | 33600 | 23600 | 70.24% | 2.02 | 0 | 9.5 |  |  |  |  | R-410A | 2.7333 | Residential & Commercial | USHP
211388445 | Central HP <5.4 tons | LUXAIRE | HRCU-A-CB (Split System: Heat Pump with Remote Outdoor Unit-Air-Source) | HMH72B341 |  |  | XAUB30CXXN1+TXV | TP9C060B12MP13 | 32600 | 17 | 8.1 | 33600 | 23600 | 70.24% | 2.02 | 0 | 9.5 |  |  |  |  | R-410A | 2.7167 | Residential & Commercial | USHP
215726428 | Central HP <5.4 tons | YORK | HRCU-A-CB (Split System: Heat Pump with Remote Outdoor Unit-Air-Source) | HH836E2S11 | ADP |  | H,YG80*36+TXV | Y81E100C20SMPS1 | 33800 | 19 | 8.5 | 30000 | 25000 | 83.33% | 2 | 0 | 11 |  |  |  |  | R-454B | 2.8167 | Residential & Commercial | USHP | Ducted CEE Tier 1
215726437 | Central HP <5.4 tons | YORK | HRCU-A-CB (Split System: Heat Pump with Remote Outdoor Unit-Air-Source) | HH836E2S11 | ADP |  | H,YG81*36+TXV-BLEED | Y81E120C16SMPS1 | 33400 | 19 | 8.5 | 29600 | 24800 | 83.78% | 2 | 0 | 11.7 |  |  |  |  | R-454B | 2.7833 | Residential & Commercial | USHP | Ducted CEE Tier 1
215726446 | Central HP <5.4 tons | YORK | HRCU-A-CB (Split System: Heat Pump with Remote Outdoor Unit-Air-Source) | HH836E2S11 | ADP |  | H,YG81*36+TXV | Y81E120C20SMPS1 | 33600 | 19 | 8.5 | 30000 | 25000 | 83.33% | 2 | 0 | 11 |  |  |  |  | R-454B | 2.8 | Residential & Commercial | USHP | Ducted CEE Tier 1
215828353 | Central HP <5.4 tons | YORK | HRCU-A-CB (Split System: Heat Pump with Remote Outdoor Unit-Air-Source) | HMH72B341 | ADP |  | AD-37(P,U)*****9 | Y81E080B12SMPS1 | 33200 | 18 | 8.5 | 31400 | 23000 | 73.25% | 2.04 | 0 | 10 |  |  |  |  | R-410A | 2.7667 | Residential & Commercial | USHP | Ducted CEE Tier 1
215424150 | Central HP <5.4 tons | YORK | HRCU-A-CB (Split System: Heat Pump with Remote Outdoor Unit-Air-Source) | HH860E2S11 | ADP |  | H,YE84*60+TXV | YP9C120D20MP13 | 53000 | 19 | 8.5 | 52500 | 39000 | 74.29% | 2 | 0 | 11 |  |  |  |  | R-454B | 4.4167 | Residential & Commercial | USHP | Ducted CEE Tier 1
215425345 | Central HP <5.4 tons | YORK | HRCU-A-CB (Split System: Heat Pump with Remote Outdoor Unit-Air-Source) | HH860E2S11 | ADP |  | H,YE74*60+TXV | TM8E080C16MP11 | 44500 | 18 | 8.5 | 43500 | 33800 | 77.7% | 2 | 0 | 11 |  |  |  |  | R-454B | 3.7083 | Residential & Commercial | USHP | Ducted CEE Tier 1
215425356 | Central HP <5.4 tons | YORK | HRCU-A-CB (Split System: Heat Pump with Remote Outdoor Unit-Air-Source) | HH860E2S11 | ADP |  | H,YE53*48+TXV | TM8E100C16MP11 | 44500 | 18 | 8.5 | 43500 | 33800 | 77.7% | 2 | 0 | 11 |  |  |  |  | R-454B | 3.7083 | Residential & Commercial | USHP | Ducted CEE Tier 1
215425395 | Central HP <5.4 tons | YORK | HRCU-A-CB (Split System: Heat Pump with Remote Outdoor Unit-Air-Source) | HH860E2S11 | ADP |  | H,YE53*48+TXV | TM8V100C16MP12 | 43500 | 18 | 8.5 | 42000 | 32800 | 78.1% | 2 | 0 | 11.7 |  |  |  |  | R-454B | 3.625 | Residential & Commercial | USHP | Ducted CEE Tier 1
215425404 | Central HP <5.4 tons | YORK | HRCU-A-CB (Split System: Heat Pump with Remote Outdoor Unit-Air-Source) | HH860E2S11 | ADP |  | H,YE72*48+TXV | TM8V120C20MP12 | 44000 | 18 | 8.5 | 42500 | 33200 | 78.12% | 2 | 0 | 11.7 |  |  |  |  | R-454B | 3.6667 | Residential & Commercial | USHP | Ducted CEE Tier 1
215425415 | Central HP <5.4 tons | YORK | HRCU-A-CB (Split System: Heat Pump with Remote Outdoor Unit-Air-Source) | HH860E2S11 | ADP |  | H,YE49*48+TXV | TM8Y080C16MP11 | 44000 | 18 | 8.5 | 42000 | 33000 | 78.57% | 2 | 0 | 11.7 |  |  |  |  | R-454B | 3.6667 | Residential & Commercial | USHP | Ducted CEE Tier 1
215425429 | Central HP <5.4 tons | YORK | HRCU-A-CB (Split System: Heat Pump with Remote Outdoor Unit-Air-Source) | HH860E2S11 | ADP |  | H,YE86*48+TXV | TM8Y100C16MP11 | 44000 | 18 | 8.5 | 42000 | 33000 | 78.57% | 2 | 0 | 11.7 |  |  |  |  | R-454B | 3.6667 | Residential & Commercial | USHP | Ducted CEE Tier 1
215425431 | Central HP <5.4 tons | YORK | HRCU-A-CB (Split System: Heat Pump with Remote Outdoor Unit-Air-Source) | HH860E2S11 | ADP |  | H,YE3K*48+TXV | TM8Y100C20MP11 | 44500 | 18 | 8.5 | 43000 | 33400 | 77.67% | 2 | 0 | 11.7 |  |  |  |  | R-454B | 3.7083 | Residential & Commercial | USHP | Ducted CEE Tier 1
212971199 | Central HP <5.4 tons | COMFORTMAKER | HRCU-A-CB (Split System: Heat Pump with Remote Outdoor Unit-Air-Source) | DLCURAH24ABK |  |  | EN(A,D)4X24L14** | *80VTL0451412B* | 23400 | 17 | 8.5 | 27000 | 25000 | 92.59% | 2.08 | 0 | 10 |  |  |  |  | R-410A | 1.95 | Residential & Commercial | USHP | Ducted CEE Tier 1
212971736 | Central HP <5.4 tons | COMFORTMAKER | HRCU-A-CB (Split System: Heat Pump with Remote Outdoor Unit-Air-Source) | DLCURAH24ABK |  |  | EN(A,D)4X36L21** | *80VTL0701716B* | 23600 | 17 | 8.5 | 26400 | 24200 | 91.67% | 2 | 0 | 10.5 |  |  |  |  | R-410A | 1.9667 | Residential & Commercial | USHP | Ducted CEE Tier 1
216054318 | Central HP <5.4 tons | YORK | HRCU-A-C (Split System: Heat Pump with Remote Outdoor Unit with No Indoor Fan --Air Source) | HH836E2S11 | ADP |  | M36E58*+TXV+TD | 0 | 32200 | 15.2 | 8.5 | 30600 | 23000 | 75.16% | 2 | 0 | 10 |  |  |  |  | R-454B | 2.6833 | Residential & Commercial | USHP | Ducted CEE Tier 1
214776396 | Central HP <5.4 tons | YORK | HRCU-A-CB (Split System: Heat Pump with Remote Outdoor Unit-Air-Source) | HH836E2S11 | ADP |  | CX361B*35+TXV | TM9V080B12MP12 | 33000 | 18 | 8.5 | 29200 | 24800 | 84.93% | 2 | 0 | 11 |  |  |  |  | R-454B | 2.75 | Residential & Commercial | USHP | Ducted CEE Tier 1
214776397 | Central HP <5.4 tons | YORK | HRCU-A-CB (Split System: Heat Pump with Remote Outdoor Unit-Air-Source) | HH836E2S11 | ADP |  | CV365**C+TXV | TM9V080B12MP12 | 32600 | 17 | 8.4 | 29200 | 24800 | 84.93% | 1.98 | 0 | 10.5 |  |  |  |  | R-454B | 2.7167 | Residential & Commercial | USHP | Ducted CEE Tier 1
214776399 | Central HP <5.4 tons | YORK | HRCU-A-CB (Split System: Heat Pump with Remote Outdoor Unit-Air-Source) | HH836E2S11 | ADP |  | CH365B*C+TXV | TMLE080B12MP11 | 32800 | 17 | 8.4 | 29800 | 25000 | 83.89% | 1.98 | 0 | 10.5 |  |  |  |  | R-454B | 2.7333 | Residential & Commercial | USHP | Ducted CEE Tier 1
214849153 | Central HP <5.4 tons | YORK | HRCU-A-CB (Split System: Heat Pump with Remote Outdoor Unit-Air-Source) | HMH72B341 | ADP |  | CV365*9 | Y81E080B12SMPS1 | 33200 | 18 | 8.5 | 31400 | 23000 | 73.25% | 2.04 | 0 | 10 |  |  |  |  | R-410A | 2.7667 | Residential & Commercial | USHP | Ducted CEE Tier 1
214849156 | Central HP <5.4 tons | YORK | HRCU-A-CB (Split System: Heat Pump with Remote Outdoor Unit-Air-Source) | HMH72B341 | ADP |  | CV360*9 | Y82E080B12LMPS1 | 32800 | 18 | 8.3 | 31200 | 23000 | 73.72% | 2 | 0 | 9 |  |  |  |  | R-410A | 2.7333 | Residential & Commercial | USHP
216891286 | Central HP <5.4 tons | FRIEDRICH | HRCU-A-CB (Split System: Heat Pump with Remote Outdoor Unit-Air-Source) | RD18AY36AJVC |  |  | RCFY3621MTANM | FR801V0704A17UH | 32400 | 18 | 10 | 32400 | 28000 | 86.42% | 2.1 | 0 | 12 |  |  |  |  | R-454B | 2.7 | Residential & Commercial | USHP | Ducted CEE Tier 1
215934364 | Central HP <5.4 tons | CARRIER | HRCU-A-CB (Split System: Heat Pump with Remote Outdoor Unit-Air-Source) | 27VNA348A*030* |  |  | CAA**6124AM*+UI | 59MN7C060C21**20 | 44500 | 20.5 | 9.5 | 48500 | 37400 | 77.11% | 2 | 0 | 10.5 |  |  |  |  | R-454B | 3.7083 | Residential & Commercial | USHP | Ducted CEE Tier 1
215423263 | Central HP <5.4 tons | YORK | HRCU-A-CB (Split System: Heat Pump with Remote Outdoor Unit-Air-Source) | HH836E2S11 | ADP |  | H,YE9J*36+TXV-BLEED | TM8Y080C16MP11 | 33000 | 18 | 8.5 | 29800 | 24000 | 80.54% | 2 | 0 | 10.5 |  |  |  |  | R-454B | 2.75 | Residential & Commercial | USHP | Ducted CEE Tier 1
215423345 | Central HP <5.4 tons | YORK | HRCU-A-CB (Split System: Heat Pump with Remote Outdoor Unit-Air-Source) | HH836E2S11 | ADP |  | H,YE80*36+TXV | TM9Y080B12MP11 | 33000 | 18 | 8.5 | 29400 | 25000 | 85.03% | 2 | 0 | 11 |  |  |  |  | R-454B | 2.75 | Residential & Commercial | USHP | Ducted CEE Tier 1
215423346 | Central HP <5.4 tons | YORK | HRCU-A-CB (Split System: Heat Pump with Remote Outdoor Unit-Air-Source) | HH836E2S11 | ADP |  | H,YE34*36+TXV | TM9Y080C16MP11 | 32200 | 18 | 8.35 | 29400 | 23800 | 80.95% | 1.98 | 0 | 10.5 |  |  |  |  | R-454B | 2.6833 | Residential & Commercial | USHP | Ducted CEE Tier 1
215423360 | Central HP <5.4 tons | YORK | HRCU-A-CB (Split System: Heat Pump with Remote Outdoor Unit-Air-Source) | HH836E2S11 | ADP |  | H,YE80*36+TXV | TM9Y100C20MP11 | 33800 | 17 | 8.5 | 30800 | 25600 | 83.12% | 2 | 0 | 10 |  |  |  |  | R-454B | 2.8167 | Residential & Commercial | USHP | Ducted CEE Tier 1
214849130 | Central HP <5.4 tons | YORK | HRCU-A-CB (Split System: Heat Pump with Remote Outdoor Unit-Air-Source) | HMH72B341 | ADP |  | CV363*9 | Y81E040A12SMPS1 | 33200 | 18 | 8.5 | 31400 | 23000 | 73.25% | 2.06 | 0 | 10 |  |  |  |  | R-410A | 2.7667 | Residential & Commercial | USHP | Ducted CEE Tier 1
214849131 | Central HP <5.4 tons | YORK | HRCU-A-CB (Split System: Heat Pump with Remote Outdoor Unit-Air-Source) | HMH72B341 | ADP |  | CX361B935 | Y81E040A12SMPS1 | 34000 | 18 | 8.5 | 31800 | 23800 | 74.84% | 2.1 | 0 | 10 |  |  |  |  | R-410A | 2.8333 | Residential & Commercial | USHP | Ducted CEE Tier 1
213772364 | Central HP <5.4 tons | TEMPSTAR | HRCU-A-CB (Split System: Heat Pump with Remote Outdoor Unit-Air-Source) | TVH825GKA2* |  |  | EHD4X42AAL+WALLCON | *97CMN1002122B* | 24200 | 16 | 8.1 | 21400 | 16600 | 77.57% | 2 | 0 | 10.5 |  |  |  |  | R-410A | 2.0167 | Residential & Commercial | USHP | Ducted CEE Tier 1
213772414 | Central HP <5.4 tons | TEMPSTAR | HRCU-A-CB (Split System: Heat Pump with Remote Outdoor Unit-Air-Source) | TVH825GKA2* |  |  | EHD4X42AAL+WALLCON | *96CTN1002122B* | 24200 | 16 | 8.1 | 21400 | 16600 | 77.57% | 2 | 0 | 10.5 |  |  |  |  | R-410A | 2.0167 | Residential & Commercial | USHP | Ducted CEE Tier 1
213772444 | Central HP <5.4 tons | TEMPSTAR | HRCU-A-CB (Split System: Heat Pump with Remote Outdoor Unit-Air-Source) | TVH825GKA2* |  |  | EHD4X48AAL+WALLCON | *80CTL0701412B* | 24400 | 17 | 8.1 | 21200 | 16600 | 78.3% | 2.02 | 0 | 11 |  |  |  |  | R-410A | 2.0333 | Residential & Commercial | USHP | Ducted CEE Tier 1
213772464 | Central HP <5.4 tons | TEMPSTAR | HRCU-A-CB (Split System: Heat Pump with Remote Outdoor Unit-Air-Source) | TVH825GKA2* |  |  | EHD4X48AAL+WALLCON | *80CTL0901716B* | 24400 | 17 | 8.1 | 21200 | 16600 | 78.3% | 2.02 | 0 | 10.5 |  |  |  |  | R-410A | 2.0333 | Residential & Commercial | USHP | Ducted CEE Tier 1
211227323 | Central HP <5.4 tons | DAY & NIGHT | HRCU-A-CB (Split System: Heat Pump with Remote Outdoor Unit-Air-Source) | DLCURAH36ABK |  |  | EA*4X42L21A* | *80ES(N,L)0702116A* | 35200 | 16 | 8.1 | 38500 | 35000 | 90.91% | 1.88 | 0 | 9.5 |  |  |  |  | R-410A | 2.9333 | Residential & Commercial | USHP
211227004 | Central HP <5.4 tons | AIRQUEST | HRCU-A-CB (Split System: Heat Pump with Remote Outdoor Unit-Air-Source) | DLCURAH36ABK |  |  | EA*4X37L21A* | *92ESN0801716A* | 36200 | 16 | 8.5 | 38500 | 34800 | 90.39% | 2.08 | 0 | 10 |  |  |  |  | R-410A | 3.0167 | Residential & Commercial | USHP | Ducted CEE Tier 1
211227105 | Central HP <5.4 tons | AIRQUEST | HRCU-A-CB (Split System: Heat Pump with Remote Outdoor Unit-Air-Source) | DLCURAH36ABK |  |  | EA*4X37L21A* | *96VSN0801716A* | 36800 | 15.2 | 8.5 | 38500 | 35000 | 90.91% | 2.1 | 0 | 10 |  |  |  |  | R-410A | 3.0667 | Residential & Commercial | USHP | Ducted CEE Tier 1
213160935 | Central HP <5.4 tons | DAY & NIGHT | HRCU-A-CB (Split System: Heat Pump with Remote Outdoor Unit-Air-Source) | DLCURAH24ABK | ADP |  | PL36H175P789+AEFE4B* | 0 | 24200 | 18 | 9 | 25000 | 22600 | 90.4% | 1.92 | 0 | 10.5 |  |  |  |  | R-410A | 2.0167 | Residential & Commercial | USHP | Ducted CEE Tier 1
211227239 | Central HP <5.4 tons | AIRQUEST | HRCU-A-CB (Split System: Heat Pump with Remote Outdoor Unit-Air-Source) | DLCURAH36ABK |  |  | EA*4X37L21A* | OMV112K14A | 36200 | 15.5 | 8.5 | 38500 | 34800 | 90.39% | 2.06 | 0 | 10 |  |  |  |  | R-410A | 3.0167 | Residential & Commercial | USHP | Ducted CEE Tier 1
211227587 | Central HP <5.4 tons | DAY & NIGHT | HRCU-A-CB (Split System: Heat Pump with Remote Outdoor Unit-Air-Source) | DLCURAH36ABK |  |  | EA*4X42L21A* | *95ESN1002122A* | 36600 | 15.2 | 8.5 | 40000 | 35200 | 88% | 1.94 | 0 | 10 |  |  |  |  | R-410A | 3.05 | Residential & Commercial | USHP | Ducted CEE Tier 1
212517480 | Central HP <5.4 tons | YORK | HRCU-A-CB (Split System: Heat Pump with Remote Outdoor Unit-Air-Source) | HMH72B341 | ADP |  | CV360*9 | TL9E100C20UH11 | 32400 | 16 | 8.3 | 32200 | 22600 | 70.19% | 1.98 | 0 | 9 |  |  |  |  | R-410A | 2.7 | Residential & Commercial | USHP
212517482 | Central HP <5.4 tons | YORK | HRCU-A-CB (Split System: Heat Pump with Remote Outdoor Unit-Air-Source) | HMH72B341 | ADP |  | CH367C9 | TL9E100C20UH11 | 33400 | 17 | 8.5 | 32400 | 23000 | 70.99% | 2.06 | 0 | 10 |  |  |  |  | R-410A | 2.7833 | Residential & Commercial | USHP | Ducted CEE Tier 1
215870976 | Central HP <5.4 tons | YORK | HRCU-A-CB (Split System: Heat Pump with Remote Outdoor Unit-Air-Source) | HH860E2S11 | ADP |  | CV601**C+TXV | Y91E100C20SMPS1 | 45500 | 17 | 8.5 | 45000 | 33600 | 74.67% | 2 | 0 | 11.7 |  |  |  |  | R-454B | 3.7917 | Residential & Commercial | USHP | Ducted CEE Tier 1
216819343 | Central HP <5.4 tons | FRIEDRICH | HRCU-A-CB (Split System: Heat Pump with Remote Outdoor Unit-Air-Source) | RD18AY24AJVC |  |  | RCFY2421MTANM | FR951V0603A17M4 | 21000 | 17 | 8.1 | 21000 | 17100 | 81.43% | 1.9 | 0 | 10 |  |  |  |  | R-454B | 1.75 | Residential & Commercial | USHP | Ducted CEE Tier 1
215726413 | Central HP <5.4 tons | YORK | HRCU-A-CB (Split System: Heat Pump with Remote Outdoor Unit-Air-Source) | HH836E2S11 | ADP |  | H,YG81*36+TXV-BLEED | Y81E100B12SMPS1 | 33000 | 18 | 8.5 | 28800 | 24400 | 84.72% | 2 | 0 | 11.7 |  |  |  |  | R-454B | 2.75 | Residential & Commercial | USHP | Ducted CEE Tier 1
215726415 | Central HP <5.4 tons | YORK | HRCU-A-CB (Split System: Heat Pump with Remote Outdoor Unit-Air-Source) | HH836E2S11 | ADP |  | H,YG36*36+TXV-BLEED | Y81E100C16SMPS1 | 33400 | 19 | 8.5 | 29600 | 24800 | 83.78% | 2 | 0 | 11 |  |  |  |  | R-454B | 2.7833 | Residential & Commercial | USHP | Ducted CEE Tier 1
215870936 | Central HP <5.4 tons | YORK | HRCU-A-CB (Split System: Heat Pump with Remote Outdoor Unit-Air-Source) | HH824E2S11 | ADP |  | CV360**C+TXV | YP9C060B12MP13 | 21800 | 17 | 8.45 | 21200 | 17200 | 81.13% | 1.9 | 0 | 11 |  |  |  |  | R-454B | 1.8167 | Residential & Commercial | USHP | Ducted CEE Tier 1
211228987 | Central HP <5.4 tons | DAY & NIGHT | HRCU-A-CB (Split System: Heat Pump with Remote Outdoor Unit-Air-Source) | DLCURAH36ABK |  |  | EA*4X48L21A* | *92ESN0802120A* | 35600 | 16.5 | 8.5 | 37800 | 34600 | 91.53% | 2.04 | 0 | 10 |  |  |  |  | R-410A | 2.9667 | Residential & Commercial | USHP | Ducted CEE Tier 1
211228101 | Central HP <5.4 tons | AIRQUEST | HRCU-A-CB (Split System: Heat Pump with Remote Outdoor Unit-Air-Source) | DLCURAH36ABK |  |  | EA*4X42L24A* | *95ESU1002122A* | 36600 | 15.2 | 8.1 | 40000 | 35200 | 88% | 1.94 | 0 | 10 |  |  |  |  | R-410A | 3.05 | Residential & Commercial | USHP | Ducted CEE Tier 1
214640121 | Central HP <5.4 tons | RHEEM | HRCU-A-CB (Split System: Heat Pump with Remote Outdoor Unit-Air-Source) | RD17AZ60AJ3N | ADP |  | H,RE49960 | R98MV1005A21UPS | 52500 | 16 | 8.1 | 52500 | 49000 | 93.33% | 1.75 | 0 | 9.5 |  |  |  |  | R-410A | 4.375 | Residential & Commercial | USHP
211229085 | Central HP <5.4 tons | AIRQUEST | HRCU-A-CB (Split System: Heat Pump with Remote Outdoor Unit-Air-Source) | DLCURAH36ABK |  |  | EA*4X48L21A* | *96VSN0801716A* | 35600 | 16 | 8.1 | 38500 | 34600 | 89.87% | 2.04 | 0 | 10 |  |  |  |  | R-410A | 2.9667 | Residential & Commercial | USHP | Ducted CEE Tier 1
211230704 | Central HP <5.4 tons | DAY & NIGHT | HRCU-A-CB (Split System: Heat Pump with Remote Outdoor Unit-Air-Source) | DLCURAH36ABK |  |  | EN(A,D)4X48L24** | *96VSN1002120A* | 36200 | 16 | 8.1 | 38500 | 34800 | 90.39% | 2.02 | 0 | 10 |  |  |  |  | R-410A | 3.0167 | Residential & Commercial | USHP | Ducted CEE Tier 1
215424588 | Central HP <5.4 tons | YORK | HRCU-A-CB (Split System: Heat Pump with Remote Outdoor Unit-Air-Source) | HH824E2S11 | ADP |  | H,YE8J*30+TXV | TM9Y060B12MP11 | 23000 | 17 | 9 | 21400 | 18000 | 84.11% | 2 | 0 | 11.7 |  |  |  |  | R-454B | 1.9167 | Residential & Commercial | USHP | Ducted CEE Tier 1
215424611 | Central HP <5.4 tons | YORK | HRCU-A-CB (Split System: Heat Pump with Remote Outdoor Unit-Air-Source) | HH824E2S11 | ADP |  | H,YE31*30+TXV | Y81E080B12SMPS1 | 21800 | 18 | 8.95 | 21200 | 17500 | 82.55% | 1.9 | 0 | 11 |  |  |  |  | R-454B | 1.8167 | Residential & Commercial | USHP | Ducted CEE Tier 1
215425454 | Central HP <5.4 tons | YORK | HRCU-A-CB (Split System: Heat Pump with Remote Outdoor Unit-Air-Source) | HH860E2S11 | ADP |  | H,YE55*48+TXV | TM9E100C16MP12 | 44500 | 18 | 8.5 | 44000 | 34000 | 77.27% | 2 | 0 | 11 |  |  |  |  | R-454B | 3.7083 | Residential & Commercial | USHP | Ducted CEE Tier 1
215425456 | Central HP <5.4 tons | YORK | HRCU-A-CB (Split System: Heat Pump with Remote Outdoor Unit-Air-Source) | HH860E2S11 | ADP |  | H,YE49*48+TXV | TM9E100C16MP12 | 44500 | 18 | 8.5 | 44000 | 34000 | 77.27% | 2 | 0 | 11 |  |  |  |  | R-454B | 3.7083 | Residential & Commercial | USHP | Ducted CEE Tier 1
215424670 | Central HP <5.4 tons | YORK | HRCU-A-CB (Split System: Heat Pump with Remote Outdoor Unit-Air-Source) | HH824E2S11 | ADP |  | H,YE8J*36+TXV | Y91E060A10SMPS1 | 22600 | 17 | 8.45 | 21400 | 17200 | 80.37% | 1.98 | 0 | 11.7 |  |  |  |  | R-454B | 1.8833 | Residential & Commercial | USHP | Ducted CEE Tier 1
215424693 | Central HP <5.4 tons | YORK | HRCU-A-CB (Split System: Heat Pump with Remote Outdoor Unit-Air-Source) | HH824E2S11 | ADP |  | H,YE7J*36+TXV-BLEED | YP9C060B12MP13 | 22400 | 17 | 8.8 | 21400 | 17200 | 80.37% | 1.96 | 0 | 11 |  |  |  |  | R-454B | 1.8667 | Residential & Commercial | USHP | Ducted CEE Tier 1
215425463 | Central HP <5.4 tons | YORK | HRCU-A-CB (Split System: Heat Pump with Remote Outdoor Unit-Air-Source) | HH860E2S11 | ADP |  | H,YE74*60+TXV | TM9E120D20MP12 | 53000 | 19 | 8.5 | 52500 | 39000 | 74.29% | 2 | 0 | 11 |  |  |  |  | R-454B | 4.4167 | Residential & Commercial | USHP | Ducted CEE Tier 1
215425465 | Central HP <5.4 tons | YORK | HRCU-A-CB (Split System: Heat Pump with Remote Outdoor Unit-Air-Source) | HH860E2S11 | ADP |  | H,YE72*48+TXV | TM9V080C16MP12 | 43500 | 18 | 8.5 | 42000 | 33000 | 78.57% | 2 | 0 | 11 |  |  |  |  | R-454B | 3.625 | Residential & Commercial | USHP | Ducted CEE Tier 1
216767097 | Central HP <5.4 tons | TRANE | HRCU-A-CB (Split System: Heat Pump with Remote Outdoor Unit-Air-Source) | 5TWX7036A1 |  |  | 5TXCD010AS3 | S9X1D120U5PSB | 34400 | 16 | 9 | 32200 | 23800 | 73.91% | 2.22 | 0 | 12.5 |  |  |  |  | R-454B | 2.8667 | Residential & Commercial | USHP | Ducted CEE Tier 1
216767124 | Central HP <5.4 tons | TRANE | HRCU-A-CB (Split System: Heat Pump with Remote Outdoor Unit-Air-Source) | 5TWX7048A1 |  |  | 5PX*D008AS3 | S8V2C100M5PDB | 43000 | 15.5 | 8.7 | 44500 | 32600 | 73.26% | 2.19 | 0 | 11.7 |  |  |  |  | R-454B | 3.5833 | Residential & Commercial | USHP | Ducted CEE Tier 1
216767147 | Central HP <5.4 tons | TRANE | HRCU-A-CB (Split System: Heat Pump with Remote Outdoor Unit-Air-Source) | 5TWX7048A1 |  |  | 5PX*D010AS3 | S8V2C100M5PDB | 43500 | 16 | 8.7 | 44000 | 32000 | 72.73% | 2.19 | 0 | 12 |  |  |  |  | R-454B | 3.625 | Residential & Commercial | USHP | Ducted CEE Tier 1
216767222 | Central HP <5.4 tons | TRANE | HRCU-A-CB (Split System: Heat Pump with Remote Outdoor Unit-Air-Source) | 5TWX7060A1 |  |  | 5PX*D010AS3+P0V0C000M50SD | 0 | 52500 | 15.5 | 8.7 | 50500 | 38500 | 76.24% | 2.22 | 0 | 11.2 |  |  |  |  | R-454B | 4.375 | Residential & Commercial | USHP | Ducted CEE Tier 1
216767240 | Central HP <5.4 tons | TRANE | HRCU-A-CB (Split System: Heat Pump with Remote Outdoor Unit-Air-Source) | 5TWX7060A1 |  |  | 5PX*DD10AS3+P0V0D000M50SD | 0 | 51500 | 15.5 | 8.7 | 50500 | 38000 | 75.25% | 2.19 | 0 | 11 |  |  |  |  | R-454B | 4.2917 | Residential & Commercial | USHP | Ducted CEE Tier 1
211397606 | Central HP <5.4 tons | COLEMAN | HRCU-A-CB (Split System: Heat Pump with Remote Outdoor Unit-Air-Source) | HMH72B341 |  |  | XAFD48FBCN1 | TM8V100C16MP12 | 34000 | 16.5 | 8.5 | 33000 | 24400 | 73.94% | 2.1 | 0 | 9 |  |  |  |  | R-410A | 2.8333 | Residential & Commercial | USHP
211397086 | Central HP <5.4 tons | COLEMAN | HRCU-A-CB (Split System: Heat Pump with Remote Outdoor Unit-Air-Source) | HMH72B341 |  |  | XAHC48FXXN1+TXV | TPLC100C20MP13 | 33800 | 16.5 | 8.5 | 32400 | 23800 | 73.46% | 2.06 | 0 | 9 |  |  |  |  | R-410A | 2.8167 | Residential & Commercial | USHP
211397101 | Central HP <5.4 tons | COLEMAN | HRCU-A-CB (Split System: Heat Pump with Remote Outdoor Unit-Air-Source) | HMH72B341 |  |  | XAHC48FXXN1+TXV | TPLC120C20MP13 | 33800 | 16.5 | 8.5 | 32400 | 23800 | 73.46% | 2.06 | 0 | 9 |  |  |  |  | R-410A | 2.8167 | Residential & Commercial | USHP
211397353 | Central HP <5.4 tons | COLEMAN | HRCU-A-CB (Split System: Heat Pump with Remote Outdoor Unit-Air-Source) | HMH72B341 |  |  | XAHD48FBCN1 | CPLC080C16MP13 | 33600 | 16 | 8.5 | 32400 | 23800 | 73.46% | 2.06 | 0 | 9 |  |  |  |  | R-410A | 2.8 | Residential & Commercial | USHP
211245821 | Central HP <5.4 tons | DAY & NIGHT | HRCU-A-CB (Split System: Heat Pump with Remote Outdoor Unit-Air-Source) | DLCURAH24ABK |  |  | FEM4X30**BL | 0 | 24000 | 17 | 8.5 | 26200 | 23400 | 89.31% | 1.94 | 0 | 10 |  |  |  |  | R-410A | 2 | Residential & Commercial | USHP | Ducted CEE Tier 1
211245556 | Central HP <5.4 tons | AIRQUEST | HRCU-A-CB (Split System: Heat Pump with Remote Outdoor Unit-Air-Source) | DLCURAH24ABK |  |  | EN(A,D)4X36L21** | *96VTN0802120A* | 23600 | 17 | 8.1 | 25800 | 23800 | 92.25% | 1.98 | 0 | 10.5 |  |  |  |  | R-410A | 1.9667 | Residential & Commercial | USHP | Ducted CEE Tier 1
214607209 | Central HP <5.4 tons | LENNOX | HRCU-A-CB (Split System: Heat Pump with Remote Outdoor Unit-Air-Source) | SL25XPV-024-230A** | ADP |  | LH18/37D9+LEFE3A* | 0 | 21600 | 21 | 8.95 | 20600 | 20800 | 101% | 1.84 | 0 | 14 |  |  |  |  | R-410A | 1.8 | Residential & Commercial | USHP | Ducted CEE Tier 1
211230754 | Central HP <5.4 tons | DAY & NIGHT | HRCU-A-CB (Split System: Heat Pump with Remote Outdoor Unit-Air-Source) | DLCURAH36ABK |  |  | EN(A,D)4X48L24** | *96VTN0802120A* | 35600 | 16 | 8.1 | 38500 | 34800 | 90.39% | 2 | 0 | 10 |  |  |  |  | R-410A | 2.9667 | Residential & Commercial | USHP | Ducted CEE Tier 1
211010173 | Central HP <5.4 tons | YORK | HRCU-A-CB (Split System: Heat Pump with Remote Outdoor Unit-Air-Source) | YZV36B21 |  |  | JHVVB36DE2C2N1+CC | 0 | 32000 | 19.5 | 8.5 | 33600 | 26400 | 78.57% | 1.9 | 0 | 12.4 |  |  |  |  | R-410A | 2.6667 | Residential & Commercial | USHP | Ducted CEE Tier 1
214607205 | Central HP <5.4 tons | LENNOX | HRCU-A-CB (Split System: Heat Pump with Remote Outdoor Unit-Air-Source) | SL25XPV-024-230A** | ADP |  | L*19/36S9+LEFE4B* | 0 | 21400 | 22 | 8.8 | 20400 | 20800 | 102% | 1.82 | 0 | 13.5 |  |  |  |  | R-410A | 1.7833 | Residential & Commercial | USHP | Ducted CEE Tier 1
215870951 | Central HP <5.4 tons | YORK | HRCU-A-CB (Split System: Heat Pump with Remote Outdoor Unit-Air-Source) | HH836E2S11 | ADP |  | CV361**C+TXV | YP9C080B12MP13 | 32000 | 17 | 8.2 | 29000 | 24800 | 85.52% | 1.94 | 0 | 10.5 |  |  |  |  | R-454B | 2.6667 | Residential & Commercial | USHP | Ducted CEE Tier 1
211245756 | Central HP <5.4 tons | AIRQUEST | HRCU-A-CB (Split System: Heat Pump with Remote Outdoor Unit-Air-Source) | DLCURAH24ABK |  |  | EN(A,D)4X36L21** | OMV098J12* | 23600 | 16.5 | 8.1 | 26000 | 23600 | 90.77% | 1.96 | 0 | 10 |  |  |  |  | R-410A | 1.9667 | Residential & Commercial | USHP | Ducted CEE Tier 1
211245873 | Central HP <5.4 tons | AIRQUEST | HRCU-A-CB (Split System: Heat Pump with Remote Outdoor Unit-Air-Source) | DLCURAH24ABK |  |  | FMA4P30**AL* | 0 | 25200 | 15.2 | 9 | 27800 | 21600 | 77.7% | 1.78 | 0 | 10 |  |  |  |  | R-410A | 2.1 | Residential & Commercial | USHP | Ducted CEE Tier 1
215425608 | Central HP <5.4 tons | YORK | HRCU-A-CB (Split System: Heat Pump with Remote Outdoor Unit-Air-Source) | HH860E2S11 | ADP |  | H,YE84*48+TXV | Y91E100C20SMPS1 | 45500 | 18 | 8.5 | 45000 | 33600 | 74.67% | 2 | 0 | 11.7 |  |  |  |  | R-454B | 3.7917 | Residential & Commercial | USHP | Ducted CEE Tier 1
215425628 | Central HP <5.4 tons | YORK | HRCU-A-CB (Split System: Heat Pump with Remote Outdoor Unit-Air-Source) | HH860E2S11 | ADP |  | H,YE72*48+TXV | YP9C100C16MP13 | 43500 | 18 | 8.5 | 42000 | 32800 | 78.1% | 2 | 0 | 11.7 |  |  |  |  | R-454B | 3.625 | Residential & Commercial | USHP | Ducted CEE Tier 1
215934104 | Central HP <5.4 tons | CARRIER | HRCU-A-CB (Split System: Heat Pump with Remote Outdoor Unit-Air-Source) | 27VNA348A*030* |  |  | CAA**6024AM*+UI | 58TN*B110C21**20 | 45000 | 21.5 | 9.5 | 48000 | 36200 | 75.42% | 2 | 0 | 11 |  |  |  |  | R-454B | 3.75 | Residential & Commercial | USHP | Ducted CEE Tier 1
215934554 | Central HP <5.4 tons | CARRIER | HRCU-A-CB (Split System: Heat Pump with Remote Outdoor Unit-Air-Source) | 27VNA348A*030* |  |  | CSAH*6012AM*+UI | 58TN*B070C14**12 | 43500 | 19.5 | 9 | 49500 | 35600 | 71.92% | 1.9 | 0 | 11 |  |  |  |  | R-454B | 3.625 | Residential & Commercial | USHP | Ducted CEE Tier 1
215934024 | Central HP <5.4 tons | CARRIER | HRCU-A-CB (Split System: Heat Pump with Remote Outdoor Unit-Air-Source) | 27VNA348A*030* |  |  | CAA**4821AM*+UI | 59CU5B080C21**20 | 43500 | 20.5 | 9 | 48000 | 36600 | 76.25% | 2 | 0 | 10.5 |  |  |  |  | R-454B | 3.625 | Residential & Commercial | USHP | Ducted CEE Tier 1
215423380 | Central HP <5.4 tons | YORK | HRCU-A-CB (Split System: Heat Pump with Remote Outdoor Unit-Air-Source) | HH836E2S11 | ADP |  | H,YE80*36+TXV | Y81E100B12SMPS1 | 33000 | 18 | 8.5 | 28800 | 24400 | 84.72% | 2 | 0 | 11.7 |  |  |  |  | R-454B | 2.75 | Residential & Commercial | USHP | Ducted CEE Tier 1
215423394 | Central HP <5.4 tons | YORK | HRCU-A-CB (Split System: Heat Pump with Remote Outdoor Unit-Air-Source) | HH836E2S11 | ADP |  | H,YE9J*36+TXV | Y81E120C16SMPS1 | 33200 | 18 | 8.5 | 29600 | 24800 | 83.78% | 2 | 0 | 11.5 |  |  |  |  | R-454B | 2.7667 | Residential & Commercial | USHP | Ducted CEE Tier 1
215423444 | Central HP <5.4 tons | YORK | HRCU-A-CB (Split System: Heat Pump with Remote Outdoor Unit-Air-Source) | HH836E2S11 | ADP |  | H,YE9J*36+TXV | YP9C100C20MP13 | 34200 | 18 | 8.5 | 31000 | 25600 | 82.58% | 2 | 0 | 10 |  |  |  |  | R-454B | 2.85 | Residential & Commercial | USHP | Ducted CEE Tier 1
215423445 | Central HP <5.4 tons | YORK | HRCU-A-CB (Split System: Heat Pump with Remote Outdoor Unit-Air-Source) | HH836E2S11 | ADP |  | H,YE80*36+TXV | YP9C100C20MP13 | 33800 | 18 | 8.5 | 30600 | 25400 | 83.01% | 2 | 0 | 11 |  |  |  |  | R-454B | 2.8167 | Residential & Commercial | USHP | Ducted CEE Tier 1
215683116 | Central HP <5.4 tons | AIRQUEST | HRCU-A-CB (Split System: Heat Pump with Remote Outdoor Unit-Air-Source) | H5H0V60*K*AAA* |  |  | EVD5X61M21A*+WALLCON | *96CTN0802120B* | 57000 | 18.5 | 9 | 64000 | 45000 | 70.31% | 2.08 | 0 | 9 |  |  |  |  | R-454B | 4.75 | Residential & Commercial | USHP
215425488 | Central HP <5.4 tons | YORK | HRCU-A-CB (Split System: Heat Pump with Remote Outdoor Unit-Air-Source) | HH860E2S11 | ADP |  | H,YE3K*48+TXV | TM9V100C20MP12 | 44000 | 18 | 8.5 | 43000 | 33400 | 77.67% | 2 | 0 | 11 |  |  |  |  | R-454B | 3.6667 | Residential & Commercial | USHP | Ducted CEE Tier 1
215425520 | Central HP <5.4 tons | YORK | HRCU-A-CB (Split System: Heat Pump with Remote Outdoor Unit-Air-Source) | HH860E2S11 | ADP |  | H,YE37*48+TXV | Y81E080C16SMPS1 | 44500 | 17 | 8.5 | 42500 | 33000 | 77.65% | 2 | 0 | 12 |  |  |  |  | R-454B | 3.7083 | Residential & Commercial | USHP | Ducted CEE Tier 1
214849124 | Central HP <5.4 tons | YORK | HRCU-A-CB (Split System: Heat Pump with Remote Outdoor Unit-Air-Source) | HMH72B341 | ADP |  | CV367*9 | Y81E040A12LMPS1 | 34000 | 18 | 8.5 | 31800 | 23800 | 74.84% | 2.1 | 0 | 10 |  |  |  |  | R-410A | 2.8333 | Residential & Commercial | USHP | Ducted CEE Tier 1
214849133 | Central HP <5.4 tons | YORK | HRCU-A-CB (Split System: Heat Pump with Remote Outdoor Unit-Air-Source) | HMH72B341 | ADP |  | CX363B935 | Y81E040A12SMPS1 | 33200 | 18 | 8.5 | 31400 | 23000 | 73.25% | 2.06 | 0 | 10 |  |  |  |  | R-410A | 2.7667 | Residential & Commercial | USHP | Ducted CEE Tier 1
214849117 | Central HP <5.4 tons | YORK | HRCU-A-CB (Split System: Heat Pump with Remote Outdoor Unit-Air-Source) | HMH72B341 | ADP |  | CV361*9 | Y81E040A12LMPS1 | 33200 | 18 | 8.5 | 31400 | 23000 | 73.25% | 2.06 | 0 | 10 |  |  |  |  | R-410A | 2.7667 | Residential & Commercial | USHP | Ducted CEE Tier 1
214849119 | Central HP <5.4 tons | YORK | HRCU-A-CB (Split System: Heat Pump with Remote Outdoor Unit-Air-Source) | HMH72B341 | ADP |  | CH360*9 | Y81E040A12LMPS1 | 33200 | 18 | 8.5 | 31400 | 23000 | 73.25% | 2.06 | 0 | 10 |  |  |  |  | R-410A | 2.7667 | Residential & Commercial | USHP | Ducted CEE Tier 1
215423209 | Central HP <5.4 tons | YORK | HRCU-A-CB (Split System: Heat Pump with Remote Outdoor Unit-Air-Source) | HH836E2S11 | ADP |  | H,YE9J*36+TXV | TM8E080C16MP11 | 32400 | 18 | 8.5 | 29200 | 23600 | 80.82% | 2 | 0 | 10.5 |  |  |  |  | R-454B | 2.7 | Residential & Commercial | USHP | Ducted CEE Tier 1
215423225 | Central HP <5.4 tons | YORK | HRCU-A-CB (Split System: Heat Pump with Remote Outdoor Unit-Air-Source) | HH836E2S11 | ADP |  | H,YE80*36+TXV | TM8E100C16MP11 | 32800 | 19 | 8.5 | 29400 | 25000 | 85.03% | 2 | 0 | 11 |  |  |  |  | R-454B | 2.7333 | Residential & Commercial | USHP | Ducted CEE Tier 1
215934494 | Central HP <5.4 tons | CARRIER | HRCU-A-CB (Split System: Heat Pump with Remote Outdoor Unit-Air-Source) | 27VNA348A*030* |  |  | CSAH*4812AM*+UI | 59MN7C100C21**22 | 44000 | 20 | 9 | 48500 | 36400 | 75.05% | 1.82 | 0 | 10.5 |  |  |  |  | R-454B | 3.6667 | Residential & Commercial | USHP | Ducted CEE Tier 1
212520174 | Central HP <5.4 tons | CARRIER | HRCU-A-CB (Split System: Heat Pump with Remote Outdoor Unit-Air-Source) | 38MURAQ18AB3* | ADP |  | H,PG34936 | 58SP*A070V17**16 | 17400 | 16 | 8.5 | 16700 | 18800 | 112.6% | 2.32 | 0 | 10.5 |  |  |  |  | R-410A | 1.45 | Residential & Commercial | USHP | Ducted CEE Tier 1
215934154 | Central HP <5.4 tons | CARRIER | HRCU-A-CB (Split System: Heat Pump with Remote Outdoor Unit-Air-Source) | 27VNA348A*030* |  |  | CAA**6121AM*+UI | 58TN*B070C17**16 | 44500 | 20.5 | 9 | 49000 | 37400 | 76.33% | 2 | 0 | 11 |  |  |  |  | R-454B | 3.7083 | Residential & Commercial | USHP | Ducted CEE Tier 1
215932884 | Central HP <5.4 tons | CARRIER | HRCU-A-CB (Split System: Heat Pump with Remote Outdoor Unit-Air-Source) | 27VNA336A*030* |  |  | CAA**6124AM*+UI | 59CU5B080C21**20 | 34400 | 20.5 | 9.5 | 34400 | 26000 | 75.58% | 2.06 | 0 | 12 |  |  |  |  | R-454B | 2.8667 | Residential & Commercial | USHP | Ducted CEE Tier 1
215933584 | Central HP <5.4 tons | CARRIER | HRCU-A-CB (Split System: Heat Pump with Remote Outdoor Unit-Air-Source) | 27VNA336A*030* |  |  | CSAH*4812AM*+UI | 58TN*B090C21**20 | 33800 | 19.5 | 9 | 34600 | 26400 | 76.3% | 1.94 | 0 | 11.7 |  |  |  |  | R-454B | 2.8167 | Residential & Commercial | USHP | Ducted CEE Tier 1
215933684 | Central HP <5.4 tons | CARRIER | HRCU-A-CB (Split System: Heat Pump with Remote Outdoor Unit-Air-Source) | 27VNA336A*030* |  |  | CSAH*4812AM*+UI | 59TN6C040C14**10 | 32200 | 17.5 | 9 | 33800 | 26000 | 76.92% | 1.94 | 0 | 10.5 |  |  |  |  | R-454B | 2.6833 | Residential & Commercial | USHP | Ducted CEE Tier 1
215933784 | Central HP <5.4 tons | CARRIER | HRCU-A-CB (Split System: Heat Pump with Remote Outdoor Unit-Air-Source) | 27VNA336A*030* |  |  | CSAH*6012AM*+UI | 58TN*B090C17**16 | 34200 | 19.5 | 9 | 34400 | 26200 | 76.16% | 1.94 | 0 | 11.7 |  |  |  |  | R-454B | 2.85 | Residential & Commercial | USHP | Ducted CEE Tier 1
215934704 | Central HP <5.4 tons | CARRIER | HRCU-A-CB (Split System: Heat Pump with Remote Outdoor Unit-Air-Source) | 27VNA336A*030* |  |  | CVAMA3217XMA*+UI | 59TN6C060C17**14 | 35200 | 21 | 8.5 | 38000 | 28000 | 73.68% | 2.06 | 0 | 11.7 |  |  |  |  | R-454B | 2.9333 | Residential & Commercial | USHP | Ducted CEE Tier 1
215934754 | Central HP <5.4 tons | CARRIER | HRCU-A-CB (Split System: Heat Pump with Remote Outdoor Unit-Air-Source) | 27VNA336A*030* |  |  | CVAMA4321XMA*+UI | 59MN7C060C17**14 | 34400 | 20.5 | 8.5 | 38000 | 27600 | 72.63% | 2.08 | 0 | 11 |  |  |  |  | R-454B | 2.8667 | Residential & Commercial | USHP | Ducted CEE Tier 1
215423232 | Central HP <5.4 tons | YORK | HRCU-A-CB (Split System: Heat Pump with Remote Outdoor Unit-Air-Source) | HH836E2S11 | ADP |  | H,YE35*36+TXV | TM8E120C16MP11 | 32800 | 18 | 8.5 | 28600 | 24400 | 85.31% | 2 | 0 | 11.7 |  |  |  |  | R-454B | 2.7333 | Residential & Commercial | USHP | Ducted CEE Tier 1
215423241 | Central HP <5.4 tons | YORK | HRCU-A-CB (Split System: Heat Pump with Remote Outdoor Unit-Air-Source) | HH836E2S11 | ADP |  | H,YE34*36+TXV | TM8V080B12MP12 | 32000 | 16 | 8.4 | 28800 | 24800 | 86.11% | 1.98 | 0 | 10.5 |  |  |  |  | R-454B | 2.6667 | Residential & Commercial | USHP | Ducted CEE Tier 1
215423257 | Central HP <5.4 tons | YORK | HRCU-A-CB (Split System: Heat Pump with Remote Outdoor Unit-Air-Source) | HH836E2S11 | ADP |  | H,YE35*36+TXV | TM8Y080B12MP11 | 33000 | 18 | 8.5 | 29200 | 24800 | 84.93% | 2 | 0 | 11 |  |  |  |  | R-454B | 2.75 | Residential & Commercial | USHP | Ducted CEE Tier 1
215423259 | Central HP <5.4 tons | YORK | HRCU-A-CB (Split System: Heat Pump with Remote Outdoor Unit-Air-Source) | HH836E2S11 | ADP |  | H,YE9J*36+TXV | TM8Y080B12MP11 | 33000 | 17 | 8.5 | 29200 | 24800 | 84.93% | 2 | 0 | 11 |  |  |  |  | R-454B | 2.75 | Residential & Commercial | USHP | Ducted CEE Tier 1
215423291 | Central HP <5.4 tons | YORK | HRCU-A-CB (Split System: Heat Pump with Remote Outdoor Unit-Air-Source) | HH836E2S11 | ADP |  | H,YE34*36+TXV | TM9E080C16MP12 | 33200 | 18 | 8.35 | 31000 | 25800 | 83.23% | 1.98 | 0 | 10.5 |  |  |  |  | R-454B | 2.7667 | Residential & Commercial | USHP | Ducted CEE Tier 1
215423318 | Central HP <5.4 tons | YORK | HRCU-A-CB (Split System: Heat Pump with Remote Outdoor Unit-Air-Source) | HH836E2S11 | ADP |  | H,YE9J*36+TXV-BLEED | TM9V080B12MP12 | 33000 | 17 | 8.5 | 29200 | 24800 | 84.93% | 2 | 0 | 11 |  |  |  |  | R-454B | 2.75 | Residential & Commercial | USHP | Ducted CEE Tier 1
215423325 | Central HP <5.4 tons | YORK | HRCU-A-CB (Split System: Heat Pump with Remote Outdoor Unit-Air-Source) | HH836E2S11 | ADP |  | H,YE80*36+TXV | TM9V080C16MP12 | 33400 | 18 | 8.5 | 29800 | 25000 | 83.89% | 2 | 0 | 11 |  |  |  |  | R-454B | 2.7833 | Residential & Commercial | USHP | Ducted CEE Tier 1
215423364 | Central HP <5.4 tons | YORK | HRCU-A-CB (Split System: Heat Pump with Remote Outdoor Unit-Air-Source) | HH836E2S11 | ADP |  | H,YE9J*36+TXV | Y81E080B12SMPS1 | 32800 | 17 | 8.5 | 28400 | 24400 | 85.92% | 2 | 0 | 11.7 |  |  |  |  | R-454B | 2.7333 | Residential & Commercial | USHP | Ducted CEE Tier 1
215931894 | Central HP <5.4 tons | CARRIER | HRCU-A-CB (Split System: Heat Pump with Remote Outdoor Unit-Air-Source) | 27VNA360A*030* |  |  | CSAH*6012AM*+UI | 59MN7C120C24**22 | 56000 | 17.5 | 8.1 | 61000 | 46000 | 75.41% | 1.95 | 0 | 11 |  |  |  |  | R-454B | 4.6667 | Residential & Commercial | USHP | Ducted CEE Tier 1
214849367 | Central HP <5.4 tons | RHEEM | HRCU-A-CB (Split System: Heat Pump with Remote Outdoor Unit-Air-Source) | RD17AZ24AJ3N | ADP |  | H,RE32(1,2)36+TXV | R802V1004A17UHS | 21400 | 16 | 9.5 | 21000 | 16400 | 78.1% | 2.1 | 0 | 10.5 |  |  |  |  | R-410A | 1.7833 | Residential & Commercial | USHP | Ducted CEE Tier 1
215932694 | Central HP <5.4 tons | CARRIER | HRCU-A-CB (Split System: Heat Pump with Remote Outdoor Unit-Air-Source) | 27VNA336A*030* |  |  | CAA**6121AM*+UI | 58TN*B070C17**16 | 34200 | 20 | 9 | 34800 | 26400 | 75.86% | 1.94 | 0 | 11.7 |  |  |  |  | R-454B | 2.85 | Residential & Commercial | USHP | Ducted CEE Tier 1
215932714 | Central HP <5.4 tons | CARRIER | HRCU-A-CB (Split System: Heat Pump with Remote Outdoor Unit-Air-Source) | 27VNA336A*030* |  |  | CAA**6121AM*+UI | 58TN*B090C17**16 | 34400 | 20.5 | 9 | 34400 | 26200 | 76.16% | 1.96 | 0 | 11.7 |  |  |  |  | R-454B | 2.8667 | Residential & Commercial | USHP | Ducted CEE Tier 1
215933244 | Central HP <5.4 tons | CARRIER | HRCU-A-CB (Split System: Heat Pump with Remote Outdoor Unit-Air-Source) | 27VNA336A*030* |  |  | CSAH*3612AM*+UI | 59TN6C080C17**14 | 33000 | 18.5 | 9 | 35200 | 27000 | 76.7% | 1.92 | 0 | 11 |  |  |  |  | R-454B | 2.75 | Residential & Commercial | USHP | Ducted CEE Tier 1
215934714 | Central HP <5.4 tons | CARRIER | HRCU-A-CB (Split System: Heat Pump with Remote Outdoor Unit-Air-Source) | 27VNA336A*030* |  |  | CVAMA3617XMA*+UI | 59MN7C060C17**14 | 34000 | 20 | 8.1 | 38000 | 27200 | 71.58% | 2 | 0 | 11 |  |  |  |  | R-454B | 2.8333 | Residential & Commercial | USHP | Ducted CEE Tier 1
211229368 | Central HP <5.4 tons | AIRQUEST | HRCU-A-CB (Split System: Heat Pump with Remote Outdoor Unit-Air-Source) | DLCURAH36ABK |  |  | EA*4X48L24A* | *80VSL1102422A* | 35800 | 16.5 | 8.5 | 37800 | 34600 | 91.53% | 2.04 | 0 | 10 |  |  |  |  | R-410A | 2.9833 | Residential & Commercial | USHP | Ducted CEE Tier 1
211229503 | Central HP <5.4 tons | AIRQUEST | HRCU-A-CB (Split System: Heat Pump with Remote Outdoor Unit-Air-Source) | DLCURAH36ABK |  |  | EA*4X48L24A* | *95ESN1002122A* | 37400 | 15.5 | 8.5 | 38500 | 35000 | 90.91% | 2.14 | 0 | 10 |  |  |  |  | R-410A | 3.1167 | Residential & Commercial | USHP | Ducted CEE Tier 1
211229552 | Central HP <5.4 tons | AIRQUEST | HRCU-A-CB (Split System: Heat Pump with Remote Outdoor Unit-Air-Source) | DLCURAH36ABK |  |  | EA*4X48L24A* | *96VSN1202422A* | 35800 | 16 | 8.5 | 38500 | 34600 | 89.87% | 2.04 | 0 | 10 |  |  |  |  | R-410A | 2.9833 | Residential & Commercial | USHP | Ducted CEE Tier 1
216051082 | Central HP <5.4 tons | FRIEDRICH | HRCU-A-CB (Split System: Heat Pump with Remote Outdoor Unit-Air-Source) | FRP19AY36AJVC |  |  | RCFY3621MEAAM | FR98MV0703A17UP | 34200 | 20 | 10 | 34200 | 29600 | 86.55% | 2 | 0 | 12 |  |  |  |  | R-454B | 2.85 | Residential & Commercial | USHP | Ducted CEE Tier 1
216051115 | Central HP <5.4 tons | FRIEDRICH | HRCU-A-CB (Split System: Heat Pump with Remote Outdoor Unit-Air-Source) | FRP19AY36AJVC |  |  | RCFY3621MEAAM | FR962V0403A17M4 | 34200 | 20 | 10 | 34200 | 29600 | 86.55% | 2 | 0 | 12 |  |  |  |  | R-454B | 2.85 | Residential & Commercial | USHP | Ducted CEE Tier 1
216820432 | Central HP <5.4 tons | FRIEDRICH | HRCU-A-CB (Split System: Heat Pump with Remote Outdoor Unit-Air-Source) | RD18AY60AJVC |  |  | RCFY6024STANM | FR951V1005A21M4 | 50500 | 17 | 10 | 50500 | 38500 | 76.24% | 2 | 0 | 10 |  |  |  |  | R-454B | 4.2083 | Residential & Commercial | USHP | Ducted CEE Tier 1
210470348 | Central HP <5.4 tons | DAY & NIGHT | HRCU-A-CB (Split System: Heat Pump with Remote Outdoor Unit-Air-Source) | CVH837GKA2* |  |  | EA*4X60L24A*+WALLCON | *96CTN1002122A* | 32800 | 17.5 | 8.5 | 31800 | 24800 | 77.99% | 2 | 0 | 11.7 |  |  |  |  | R-410A | 2.7333 | Residential & Commercial | USHP | Ducted CEE Tier 1
215936794 | Central HP <5.4 tons | CARRIER | HRCU-A-CB (Split System: Heat Pump with Remote Outdoor Unit-Air-Source) | 27VNA336A*030* |  |  | CVAVA6024XMA*+UI | 59CU5B100C21**22 | 35600 | 22 | 8.5 | 38000 | 28400 | 74.74% | 2.06 | 0 | 12.5 |  |  |  |  | R-454B | 2.9667 | Residential & Commercial | USHP | Ducted CEE Tier 1
215936844 | Central HP <5.4 tons | CARRIER | HRCU-A-CB (Split System: Heat Pump with Remote Outdoor Unit-Air-Source) | 27VNA336A*030* |  |  | CVAVA6024XMA*+UI | 59TN6C100C21**22 | 35600 | 22 | 8.5 | 38000 | 28400 | 74.74% | 2.04 | 0 | 12.5 |  |  |  |  | R-454B | 2.9667 | Residential & Commercial | USHP | Ducted CEE Tier 1
216769880 | Central HP <5.4 tons | TRANE | HRCU-A-CB (Split System: Heat Pump with Remote Outdoor Unit-Air-Source) | 5TWR7024A1 |  |  | 5PX*C009AS3 | *UHMC100CCV4 | 23800 | 17.1 | 9 | 21400 | 16900 | 78.97% | 2.1 | 0 | 12.5 |  |  |  |  | R-454B | 1.9833 | Residential & Commercial | USHP | Ducted CEE Tier 1
216769930 | Central HP <5.4 tons | TRANE | HRCU-A-CB (Split System: Heat Pump with Remote Outdoor Unit-Air-Source) | 5TWR7036A1 |  |  | 5PX*CD09AS3 | S8X1C100M5PTC | 34400 | 17 | 8.7 | 32600 | 24200 | 74.23% | 2.17 | 0 | 12 |  |  |  |  | R-454B | 2.8667 | Residential & Commercial | USHP | Ducted CEE Tier 1
216769946 | Central HP <5.4 tons | TRANE | HRCU-A-CB (Split System: Heat Pump with Remote Outdoor Unit-Air-Source) | 5TWR7036A1 |  |  | 5TXCC005AS3 | L8V1C100U5VSB | 32800 | 16 | 8.7 | 32600 | 24200 | 74.23% | 2.15 | 0 | 11.7 |  |  |  |  | R-454B | 2.7333 | Residential & Commercial | USHP | Ducted CEE Tier 1
215933504 | Central HP <5.4 tons | CARRIER | HRCU-A-CB (Split System: Heat Pump with Remote Outdoor Unit-Air-Source) | 27VNA336A*030* |  |  | CSAH*4812AM*+UI | 58CU*A040C17**12 | 33600 | 19.5 | 9 | 35000 | 26600 | 76% | 1.92 | 0 | 11.5 |  |  |  |  | R-454B | 2.8 | Residential & Commercial | USHP | Ducted CEE Tier 1
215934744 | Central HP <5.4 tons | CARRIER | HRCU-A-CB (Split System: Heat Pump with Remote Outdoor Unit-Air-Source) | 27VNA336A*030* |  |  | CVAMA4221XMA*+UI | 59TN6C060C17**14 | 34000 | 20.5 | 8.1 | 38000 | 27000 | 71.05% | 1.95 | 0 | 11 |  |  |  |  | R-454B | 2.8333 | Residential & Commercial | USHP | Ducted CEE Tier 1
215935044 | Central HP <5.4 tons | CARRIER | HRCU-A-CB (Split System: Heat Pump with Remote Outdoor Unit-Air-Source) | 27VNA336A*030* |  |  | CVAMA4921XMA*+UI | 58TN*B110C21**20 | 35600 | 22 | 8.5 | 38000 | 28400 | 74.74% | 2.02 | 0 | 12.5 |  |  |  |  | R-454B | 2.9667 | Residential & Commercial | USHP | Ducted CEE Tier 1
215865124 | Central HP <5.4 tons | AMERICAN STANDARD | HRCU-A-CB (Split System: Heat Pump with Remote Outdoor Unit-Air-Source) | 5A6V8X60A1 |  |  | 5PX*DD10AS3+P0V0D000M50SD+LRP | 0 | 53500 | 18.1 | 8.5 | 54500 | 39000 | 71.56% | 2 | 0 | 10.5 |  |  |  |  | R-454B | 4.4583 | Residential & Commercial | USHP | Ducted CEE Tier 1
214810400 | Central HP <5.4 tons | RHEEM | HRCU-A-CB (Split System: Heat Pump with Remote Outdoor Unit-Air-Source) | RD17AZ24AJ3N | ADP |  | H,RE7J924 | R962V0403A17M4S | 21600 | 17 | 8.1 | 21000 | 16500 | 78.57% | 2 | 0 | 9.5 |  |  |  |  | R-410A | 1.8 | Residential & Commercial | USHP
215933204 | Central HP <5.4 tons | CARRIER | HRCU-A-CB (Split System: Heat Pump with Remote Outdoor Unit-Air-Source) | 27VNA336A*030* |  |  | CSAH*3612AM*+UI | 59MN7C100C21**22 | 33400 | 19 | 9 | 34800 | 26600 | 76.44% | 1.92 | 0 | 11 |  |  |  |  | R-454B | 2.7833 | Residential & Commercial | USHP | Ducted CEE Tier 1
215933254 | Central HP <5.4 tons | CARRIER | HRCU-A-CB (Split System: Heat Pump with Remote Outdoor Unit-Air-Source) | 27VNA336A*030* |  |  | CSAH*3612AM*+UI | 59TN6C100C21**22 | 33400 | 19 | 9 | 34800 | 26600 | 76.44% | 1.92 | 0 | 11 |  |  |  |  | R-454B | 2.7833 | Residential & Commercial | USHP | Ducted CEE Tier 1
215933604 | Central HP <5.4 tons | CARRIER | HRCU-A-CB (Split System: Heat Pump with Remote Outdoor Unit-Air-Source) | 27VNA336A*030* |  |  | CSAH*4812AM*+UI | 59CU5B060C17**16 | 33600 | 19 | 9 | 35200 | 27000 | 76.7% | 1.92 | 0 | 11 |  |  |  |  | R-454B | 2.8 | Residential & Commercial | USHP | Ducted CEE Tier 1
215933674 | Central HP <5.4 tons | CARRIER | HRCU-A-CB (Split System: Heat Pump with Remote Outdoor Unit-Air-Source) | 27VNA336A*030* |  |  | CSAH*4812AM*+UI | 59MN7C120C24**22 | 33800 | 19.5 | 9 | 35000 | 26600 | 76% | 1.92 | 0 | 11.5 |  |  |  |  | R-454B | 2.8167 | Residential & Commercial | USHP | Ducted CEE Tier 1
215932204 | Central HP <5.4 tons | CARRIER | HRCU-A-CB (Split System: Heat Pump with Remote Outdoor Unit-Air-Source) | 27VNA336A*030* |  |  | CAA**4221AM*+UI | 58CU*A100C21**20 | 32600 | 19.5 | 9.5 | 35000 | 26800 | 76.57% | 2.02 | 0 | 11 |  |  |  |  | R-454B | 2.7167 | Residential & Commercial | USHP | Ducted CEE Tier 1
214776398 | Central HP <5.4 tons | YORK | HRCU-A-CB (Split System: Heat Pump with Remote Outdoor Unit-Air-Source) | HH836E2S11 | ADP |  | CV361**C+TXV | TMLE080B12MP11 | 32200 | 17 | 8.2 | 29600 | 25000 | 84.46% | 1.94 | 0 | 10.5 |  |  |  |  | R-454B | 2.6833 | Residential & Commercial | USHP | Ducted CEE Tier 1
214849145 | Central HP <5.4 tons | YORK | HRCU-A-CB (Split System: Heat Pump with Remote Outdoor Unit-Air-Source) | HMH72B341 | ADP |  | CX360B935 | Y81E080B12SMPS1 | 33200 | 18 | 8.5 | 31400 | 23000 | 73.25% | 2.04 | 0 | 10 |  |  |  |  | R-410A | 2.7667 | Residential & Commercial | USHP | Ducted CEE Tier 1
214849163 | Central HP <5.4 tons | YORK | HRCU-A-CB (Split System: Heat Pump with Remote Outdoor Unit-Air-Source) | HMH72B341 | ADP |  | CV365*9 | Y82E080B12LMPS1 | 33200 | 18 | 8.5 | 31400 | 23000 | 73.25% | 2.04 | 0 | 9.5 |  |  |  |  | R-410A | 2.7667 | Residential & Commercial | USHP
215423220 | Central HP <5.4 tons | YORK | HRCU-A-CB (Split System: Heat Pump with Remote Outdoor Unit-Air-Source) | HH836E2S11 | ADP |  | H,YE80*36+TXV | TM8E100B12MP11 | 33200 | 18 | 8.5 | 29600 | 25000 | 84.46% | 2 | 0 | 11 |  |  |  |  | R-454B | 2.7667 | Residential & Commercial | USHP | Ducted CEE Tier 1
215423221 | Central HP <5.4 tons | YORK | HRCU-A-CB (Split System: Heat Pump with Remote Outdoor Unit-Air-Source) | HH836E2S11 | ADP |  | H,YE34*36+TXV | TM8E100C16MP11 | 32200 | 18 | 8.35 | 29400 | 25000 | 85.03% | 1.98 | 0 | 10.5 |  |  |  |  | R-454B | 2.6833 | Residential & Commercial | USHP | Ducted CEE Tier 1
215423255 | Central HP <5.4 tons | YORK | HRCU-A-CB (Split System: Heat Pump with Remote Outdoor Unit-Air-Source) | HH836E2S11 | ADP |  | H,YE80*36+TXV | TM8V100C16MP12 | 33600 | 18 | 8.5 | 29600 | 25000 | 84.46% | 2 | 0 | 11 |  |  |  |  | R-454B | 2.8 | Residential & Commercial | USHP | Ducted CEE Tier 1
215423302 | Central HP <5.4 tons | YORK | HRCU-A-CB (Split System: Heat Pump with Remote Outdoor Unit-Air-Source) | HH836E2S11 | ADP |  | H,YE35*36+TXV | TM9E100C16MP12 | 33400 | 18 | 8.5 | 29600 | 24800 | 83.78% | 2 | 0 | 11 |  |  |  |  | R-454B | 2.7833 | Residential & Commercial | USHP | Ducted CEE Tier 1
215423303 | Central HP <5.4 tons | YORK | HRCU-A-CB (Split System: Heat Pump with Remote Outdoor Unit-Air-Source) | HH836E2S11 | ADP |  | H,YE9J*36+TXV-BLEED | TM9E100C16MP12 | 32600 | 18 | 8.5 | 29400 | 23800 | 80.95% | 2 | 0 | 10.5 |  |  |  |  | R-454B | 2.7167 | Residential & Commercial | USHP | Ducted CEE Tier 1
211228355 | Central HP <5.4 tons | AIRQUEST | HRCU-A-CB (Split System: Heat Pump with Remote Outdoor Unit-Air-Source) | DLCURAH36ABK |  |  | EA*4X43L21A* | *80ESU0802120A | 38000 | 15.5 | 8.5 | 39000 | 35000 | 89.74% | 2.16 | 0 | 10 |  |  |  |  | R-410A | 3.1667 | Residential & Commercial | USHP | Ducted CEE Tier 1
211228973 | Central HP <5.4 tons | AIRQUEST | HRCU-A-CB (Split System: Heat Pump with Remote Outdoor Unit-Air-Source) | DLCURAH36ABK |  |  | EA*4X48L21A* | *92ESN0801716A* | 36000 | 16 | 8.5 | 38500 | 34600 | 89.87% | 2.06 | 0 | 10 |  |  |  |  | R-410A | 3 | Residential & Commercial | USHP | Ducted CEE Tier 1
211713401 | Central HP <5.4 tons | KEEPRITE | HRCU-A-CB (Split System: Heat Pump with Remote Outdoor Unit-Air-Source) | DLCURAH30ABK |  |  | EA*4X43L21A* | *80ESU0601716A | 31200 | 15.2 | 8.5 | 33400 | 26000 | 77.84% | 1.86 | 0 | 9 |  |  |  |  | R-410A | 2.6 | Residential & Commercial | USHP
215423321 | Central HP <5.4 tons | YORK | HRCU-A-CB (Split System: Heat Pump with Remote Outdoor Unit-Air-Source) | HH836E2S11 | ADP |  | H,YE34*36+TXV | TM9V080C16MP12 | 33000 | 17 | 8.4 | 29800 | 25000 | 83.89% | 1.98 | 0 | 10.5 |  |  |  |  | R-454B | 2.75 | Residential & Commercial | USHP | Ducted CEE Tier 1
215423322 | Central HP <5.4 tons | YORK | HRCU-A-CB (Split System: Heat Pump with Remote Outdoor Unit-Air-Source) | HH836E2S11 | ADP |  | H,YE35*36+TXV | TM9V080C16MP12 | 33400 | 18 | 8.5 | 29800 | 25000 | 83.89% | 2 | 0 | 11 |  |  |  |  | R-454B | 2.7833 | Residential & Commercial | USHP | Ducted CEE Tier 1
215423335 | Central HP <5.4 tons | YORK | HRCU-A-CB (Split System: Heat Pump with Remote Outdoor Unit-Air-Source) | HH836E2S11 | ADP |  | H,YE80*36+TXV | TM9V100C20MP12 | 33800 | 18 | 8.5 | 30600 | 25400 | 83.01% | 2 | 0 | 11 |  |  |  |  | R-454B | 2.8167 | Residential & Commercial | USHP | Ducted CEE Tier 1
215423388 | Central HP <5.4 tons | YORK | HRCU-A-CB (Split System: Heat Pump with Remote Outdoor Unit-Air-Source) | HH836E2S11 | ADP |  | H,YE9J*36+TXV-BLEED | Y81E100C20SMPS1 | 34200 | 18 | 8.5 | 30200 | 25000 | 82.78% | 2 | 0 | 11 |  |  |  |  | R-454B | 2.85 | Residential & Commercial | USHP | Ducted CEE Tier 1
215423421 | Central HP <5.4 tons | YORK | HRCU-A-CB (Split System: Heat Pump with Remote Outdoor Unit-Air-Source) | HH836E2S11 | ADP |  | H,YE34*36+TXV | YP9C060B12MP13 | 32200 | 16 | 8.4 | 29000 | 24800 | 85.52% | 1.98 | 0 | 10.5 |  |  |  |  | R-454B | 2.6833 | Residential & Commercial | USHP | Ducted CEE Tier 1
215423437 | Central HP <5.4 tons | YORK | HRCU-A-CB (Split System: Heat Pump with Remote Outdoor Unit-Air-Source) | HH836E2S11 | ADP |  | H,YE35*36+TXV | YP9C100C16MP13 | 33400 | 18 | 8.5 | 29400 | 24800 | 84.35% | 2 | 0 | 11 |  |  |  |  | R-454B | 2.7833 | Residential & Commercial | USHP | Ducted CEE Tier 1
215934514 | Central HP <5.4 tons | CARRIER | HRCU-A-CB (Split System: Heat Pump with Remote Outdoor Unit-Air-Source) | 27VNA348A*030* |  |  | CSAH*4812AM*+UI | 59TN6C080C17**14 | 43000 | 19.5 | 8.5 | 49000 | 35400 | 72.24% | 1.8 | 0 | 11 |  |  |  |  | R-454B | 3.5833 | Residential & Commercial | USHP | Ducted CEE Tier 1
215932156 | Central HP <5.4 tons | HEIL | HRCU-A-CB (Split System: Heat Pump with Remote Outdoor Unit-Air-Source) | H5H3V36*K*AAA* |  |  | EA*5X37M17A*+WALLCON | *96CTN0601714B* | 33200 | 19 | 9.5 | 34400 | 26400 | 76.74% | 2.06 | 0 | 10.5 |  |  |  |  | R-454B | 2.7667 | Residential & Commercial | USHP | Ducted CEE Tier 1
211229603 | Central HP <5.4 tons | AIRQUEST | HRCU-A-CB (Split System: Heat Pump with Remote Outdoor Unit-Air-Source) | DLCURAH36ABK |  |  | EA*4X48L24A* | *96VTN1002120A* | 36400 | 15.5 | 8.5 | 38500 | 34800 | 90.39% | 2.08 | 0 | 10 |  |  |  |  | R-410A | 3.0333 | Residential & Commercial | USHP | Ducted CEE Tier 1
211230454 | Central HP <5.4 tons | AIRQUEST | HRCU-A-CB (Split System: Heat Pump with Remote Outdoor Unit-Air-Source) | DLCURAH36ABK |  |  | EN(A,D)4X48L24** | *80ES(N,L)1102120A* | 36200 | 16.5 | 8.1 | 38500 | 34800 | 90.39% | 2.02 | 0 | 10.5 |  |  |  |  | R-410A | 3.0167 | Residential & Commercial | USHP | Ducted CEE Tier 1
215932256 | Central HP <5.4 tons | HEIL | HRCU-A-CB (Split System: Heat Pump with Remote Outdoor Unit-Air-Source) | H5H3V36*K*AAA* |  |  | EA*5X42M21A*+WALLCON | *80CTL1102120B* | 32800 | 20 | 9.5 | 34600 | 26600 | 76.88% | 2.02 | 0 | 11.5 |  |  |  |  | R-454B | 2.7333 | Residential & Commercial | USHP | Ducted CEE Tier 1
216051116 | Central HP <5.4 tons | FRIEDRICH | HRCU-A-CB (Split System: Heat Pump with Remote Outdoor Unit-Air-Source) | FRP19AY36AJVC |  |  | RCFY3621MEAAM | FR962V0703A17M4 | 34200 | 20 | 10 | 34200 | 29600 | 86.55% | 2 | 0 | 12 |  |  |  |  | R-454B | 2.85 | Residential & Commercial | USHP | Ducted CEE Tier 1
215423366 | Central HP <5.4 tons | YORK | HRCU-A-CB (Split System: Heat Pump with Remote Outdoor Unit-Air-Source) | HH836E2S11 | ADP |  | H,YE34*36+TXV | Y81E080C16SMPS1 | 33400 | 18 | 8.35 | 30200 | 25000 | 82.78% | 1.98 | 0 | 10.5 |  |  |  |  | R-454B | 2.7833 | Residential & Commercial | USHP | Ducted CEE Tier 1
215423418 | Central HP <5.4 tons | YORK | HRCU-A-CB (Split System: Heat Pump with Remote Outdoor Unit-Air-Source) | HH836E2S11 | ADP |  | H,YE9J*36+TXV-BLEED | Y91E100C16SMPS1 | 34800 | 17 | 8.1 | 31000 | 24200 | 78.06% | 2 | 0 | 10.5 |  |  |  |  | R-454B | 2.9 | Residential & Commercial | USHP | Ducted CEE Tier 1
214389291 | Central HP <5.4 tons | BRYANT HEATING AND COOLING SYSTEMS | HRCU-A-CB (Split System: Heat Pump with Remote Outdoor Unit-Air-Source) | 284ANV036*0**B* |  |  | CNPV*4821AL*+UI | 987MC42060C17*** | 33600 | 19 | 9 | 37000 | 26200 | 70.81% | 2 | 0 | 11.7 |  |  |  |  | R-410A | 2.8 | Residential & Commercial | USHP | Ducted CEE Tier 1
214389325 | Central HP <5.4 tons | BRYANT HEATING AND COOLING SYSTEMS | HRCU-A-CB (Split System: Heat Pump with Remote Outdoor Unit-Air-Source) | 284ANV036*0**B* |  |  | CNPV*6024AL*+UI | 987MC66120C24*** | 34200 | 20 | 9 | 36200 | 25600 | 70.72% | 2.02 | 0 | 12.5 |  |  |  |  | R-410A | 2.85 | Residential & Commercial | USHP | Ducted CEE Tier 1
214389364 | Central HP <5.4 tons | BRYANT HEATING AND COOLING SYSTEMS | HRCU-A-CB (Split System: Heat Pump with Remote Outdoor Unit-Air-Source) | 284ANV036*0**B* |  |  | CNPV*3617AL*+UI | 88*TB36045C17*** | 32000 | 18 | 9 | 39000 | 27400 | 70.26% | 1.9 | 0 | 11 |  |  |  |  | R-410A | 2.6667 | Residential & Commercial | USHP | Ducted CEE Tier 1
214389398 | Central HP <5.4 tons | BRYANT HEATING AND COOLING SYSTEMS | HRCU-A-CB (Split System: Heat Pump with Remote Outdoor Unit-Air-Source) | 284ANV036*0**B* |  |  | CNPV*3621AL*+UI | 987MC66100C21*** | 32400 | 18.5 | 9 | 38500 | 27000 | 70.13% | 1.92 | 0 | 11.7 |  |  |  |  | R-410A | 2.7 | Residential & Commercial | USHP | Ducted CEE Tier 1
215934014 | Central HP <5.4 tons | CARRIER | HRCU-A-CB (Split System: Heat Pump with Remote Outdoor Unit-Air-Source) | 27VNA348A*030* |  |  | CAA**4821AM*+UI | 58TN*B110C21**20 | 44000 | 21 | 9.5 | 48000 | 36400 | 75.83% | 1.92 | 0 | 11 |  |  |  |  | R-454B | 3.6667 | Residential & Commercial | USHP | Ducted CEE Tier 1
211228611 | Central HP <5.4 tons | DAY & NIGHT | HRCU-A-CB (Split System: Heat Pump with Remote Outdoor Unit-Air-Source) | DLCURAH36ABK |  |  | EA*4X43L21A* | *95ESU1002122A* | 37400 | 15.5 | 8.5 | 39000 | 35000 | 89.74% | 2.14 | 0 | 10 |  |  |  |  | R-410A | 3.1167 | Residential & Commercial | USHP | Ducted CEE Tier 1
207863598 | Central HP <5.4 tons | LENNOX | HRCU-A-CB (Split System: Heat Pump with Remote Outdoor Unit-Air-Source) | SL25XPV-024-230A** | ADP |  | LP36/37R9 | SL280UH090V36B* | 22800 | 23 | 9.7 | 19800 | 19500 | 98.48% | 1.98 | 14 | 15 |  |  |  |  | R-410A | 1.9 | Residential & Commercial | USHP | Ducted CEE Tier 1
212498157 | Central HP <5.4 tons | TEMPSTAR | HRCU-A-CB (Split System: Heat Pump with Remote Outdoor Unit-Air-Source) | DLCURAH24ABK | ADP |  | CP2301A+TXV+TD | 0 | 22600 | 16 | 8.5 | 24200 | 22600 | 93.39% | 1.92 | 0 | 9.5 |  |  |  |  | R-410A | 1.8833 | Residential & Commercial | USHP
216453182 | Central HP <5.4 tons | AMERICAN STANDARD | HRCU-A-CB (Split System: Heat Pump with Remote Outdoor Unit-Air-Source) | 5A6V0X48A1 |  |  | 5PX*DD10AS3 | S8V2D120M5PDB | 45000 | 20 | 9.7 | 47000 | 33800 | 71.91% | 2.1 | 0 | 11.7 |  |  |  |  | R-454B | 3.75 | Residential & Commercial | USHP | Ducted CEE Tier 1
216453196 | Central HP <5.4 tons | AMERICAN STANDARD | HRCU-A-CB (Split System: Heat Pump with Remote Outdoor Unit-Air-Source) | 5A6V0X48A1 |  |  | 5TXCC007AS3 | S8V2C100M5PDB | 44500 | 20 | 9.7 | 47500 | 34200 | 72% | 2.1 | 0 | 11.7 |  |  |  |  | R-454B | 3.7083 | Residential & Commercial | USHP | Ducted CEE Tier 1
216453228 | Central HP <5.4 tons | AMERICAN STANDARD | HRCU-A-CB (Split System: Heat Pump with Remote Outdoor Unit-Air-Source) | 5A6V0X60A1 |  |  | 5PX*CD09AS3 | S8V2C100M5PCB | 53000 | 18.4 | 9 | 54000 | 38000 | 70.37% | 2 | 0 | 10 |  |  |  |  | R-454B | 4.4167 | Residential & Commercial | USHP | Ducted CEE Tier 1
215932206 | Central HP <5.4 tons | HEIL | HRCU-A-CB (Split System: Heat Pump with Remote Outdoor Unit-Air-Source) | H5H3V36*K*AAA* |  |  | EA*5X42M21A*+WALLCON | *80CSU1002120A* | 32600 | 19.5 | 9.5 | 35000 | 26800 | 76.57% | 2.02 | 0 | 11 |  |  |  |  | R-454B | 2.7167 | Residential & Commercial | USHP | Ducted CEE Tier 1
216050999 | Central HP <5.4 tons | FRIEDRICH | HRCU-A-CB (Split System: Heat Pump with Remote Outdoor Unit-Air-Source) | FRP19AY24AJVC |  |  | TCFY2421HEAAM | FR951V0603A17M4 | 22800 | 21 | 8.5 | 22800 | 18600 | 81.58% | 1.8 | 0 | 13 |  |  |  |  | R-454B | 1.9 | Residential & Commercial | USHP | Ducted CEE Tier 1
216051066 | Central HP <5.4 tons | FRIEDRICH | HRCU-A-CB (Split System: Heat Pump with Remote Outdoor Unit-Air-Source) | FRP19AY36AJVC |  |  | RCFY3621MEAAM | FR802V0504A17UH | 34200 | 20 | 10 | 34200 | 29600 | 86.55% | 2 | 0 | 12 |  |  |  |  | R-454B | 2.85 | Residential & Commercial | USHP | Ducted CEE Tier 1
211227928 | Central HP <5.4 tons | AIRQUEST | HRCU-A-CB (Split System: Heat Pump with Remote Outdoor Unit-Air-Source) | DLCURAH36ABK |  |  | EA*4X42L24A* | *80VTL1102122A* | 36200 | 15.5 | 8.1 | 39500 | 35200 | 89.11% | 1.92 | 0 | 10 |  |  |  |  | R-410A | 3.0167 | Residential & Commercial | USHP | Ducted CEE Tier 1
211227969 | Central HP <5.4 tons | AIRQUEST | HRCU-A-CB (Split System: Heat Pump with Remote Outdoor Unit-Air-Source) | DLCURAH36ABK |  |  | EA*4X42L24A* | *92ESN1002120A* | 35200 | 16.5 | 8.1 | 38500 | 35000 | 90.91% | 1.88 | 0 | 10 |  |  |  |  | R-410A | 2.9333 | Residential & Commercial | USHP | Ducted CEE Tier 1
211228121 | Central HP <5.4 tons | AIRQUEST | HRCU-A-CB (Split System: Heat Pump with Remote Outdoor Unit-Air-Source) | DLCURAH36ABK |  |  | EA*4X42L24A* | *96VTN1002120A* | 35800 | 15.5 | 8.1 | 39500 | 35200 | 89.11% | 1.9 | 0 | 10 |  |  |  |  | R-410A | 2.9833 | Residential & Commercial | USHP | Ducted CEE Tier 1
213252516 | Central HP <5.4 tons | BRYANT HEATING AND COOLING SYSTEMS | HRCU-A-CB (Split System: Heat Pump with Remote Outdoor Unit-Air-Source) | 38MURAQ24AB3* | ADP |  | CF251E* | 0 | 23600 | 18 | 8.65 | 24800 | 22600 | 91.13% | 1.86 | 0 | 10 |  |  |  |  | R-410A | 1.9667 | Residential & Commercial | USHP | Ducted CEE Tier 1
211229079 | Central HP <5.4 tons | DAY & NIGHT | HRCU-A-CB (Split System: Heat Pump with Remote Outdoor Unit-Air-Source) | DLCURAH36ABK |  |  | EA*4X48L21A* | *96VSN0601714A* | 35400 | 15.5 | 8.1 | 38500 | 34800 | 90.39% | 2.02 | 0 | 9.5 |  |  |  |  | R-410A | 2.95 | Residential & Commercial | USHP
211229381 | Central HP <5.4 tons | DAY & NIGHT | HRCU-A-CB (Split System: Heat Pump with Remote Outdoor Unit-Air-Source) | DLCURAH36ABK |  |  | EA*4X48L24A* | *80ESU0802120A | 37600 | 15.5 | 8.5 | 39500 | 35000 | 88.61% | 2.14 | 0 | 10 |  |  |  |  | R-410A | 3.1333 | Residential & Commercial | USHP | Ducted CEE Tier 1
211229454 | Central HP <5.4 tons | DAY & NIGHT | HRCU-A-CB (Split System: Heat Pump with Remote Outdoor Unit-Air-Source) | DLCURAH36ABK |  |  | EA*4X48L24A* | *92ESN1002120A* | 35600 | 16.5 | 8.5 | 37800 | 34600 | 91.53% | 2.04 | 0 | 10 |  |  |  |  | R-410A | 2.9667 | Residential & Commercial | USHP | Ducted CEE Tier 1
211229474 | Central HP <5.4 tons | DAY & NIGHT | HRCU-A-CB (Split System: Heat Pump with Remote Outdoor Unit-Air-Source) | DLCURAH36ABK |  |  | EA*4X48L24A* | *92ESN1202420A* | 36200 | 16 | 8.5 | 38500 | 34600 | 89.87% | 2.08 | 0 | 10 |  |  |  |  | R-410A | 3.0167 | Residential & Commercial | USHP | Ducted CEE Tier 1
211228638 | Central HP <5.4 tons | AIRQUEST | HRCU-A-CB (Split System: Heat Pump with Remote Outdoor Unit-Air-Source) | DLCURAH36ABK |  |  | EA*4X43L21A* | *96VTN0802120A* | 37000 | 15.5 | 8.5 | 38500 | 35000 | 90.91% | 2.1 | 0 | 10 |  |  |  |  | R-410A | 3.0833 | Residential & Commercial | USHP | Ducted CEE Tier 1
215934874 | Central HP <5.4 tons | CARRIER | HRCU-A-CB (Split System: Heat Pump with Remote Outdoor Unit-Air-Source) | 27VNA336A*030* |  |  | CVAMA4421XMA*+UI | 59CU5B080C21**20 | 35600 | 21.5 | 8.5 | 38000 | 28600 | 75.26% | 2.04 | 0 | 12 |  |  |  |  | R-454B | 2.9667 | Residential & Commercial | USHP | Ducted CEE Tier 1
215934954 | Central HP <5.4 tons | CARRIER | HRCU-A-CB (Split System: Heat Pump with Remote Outdoor Unit-Air-Source) | 27VNA336A*030* |  |  | CVAMA4821XMA*+UI | 59MN7C060C17**14 | 34400 | 20.5 | 8.5 | 38000 | 27600 | 72.63% | 2.08 | 0 | 11 |  |  |  |  | R-454B | 2.8667 | Residential & Commercial | USHP | Ducted CEE Tier 1
215935024 | Central HP <5.4 tons | CARRIER | HRCU-A-CB (Split System: Heat Pump with Remote Outdoor Unit-Air-Source) | 27VNA336A*030* |  |  | CVAMA4921XMA*+UI | 58TN*B090C17**16 | 35600 | 22 | 8.5 | 38000 | 28600 | 75.26% | 2.02 | 0 | 12 |  |  |  |  | R-454B | 2.9667 | Residential & Commercial | USHP | Ducted CEE Tier 1
215935074 | Central HP <5.4 tons | CARRIER | HRCU-A-CB (Split System: Heat Pump with Remote Outdoor Unit-Air-Source) | 27VNA336A*030* |  |  | CVAMA4921XMA*+UI | 59CU5B100C21**22 | 35600 | 22 | 8.5 | 38000 | 28400 | 74.74% | 2.04 | 0 | 12.5 |  |  |  |  | R-454B | 2.9667 | Residential & Commercial | USHP | Ducted CEE Tier 1
215935224 | Central HP <5.4 tons | CARRIER | HRCU-A-CB (Split System: Heat Pump with Remote Outdoor Unit-Air-Source) | 27VNA336A*030* |  |  | CVAMA6021XMA*+UI | 58TN*B110C21**20 | 35600 | 22 | 8.5 | 38000 | 28400 | 74.74% | 2.02 | 0 | 12.5 |  |  |  |  | R-454B | 2.9667 | Residential & Commercial | USHP | Ducted CEE Tier 1
215935274 | Central HP <5.4 tons | CARRIER | HRCU-A-CB (Split System: Heat Pump with Remote Outdoor Unit-Air-Source) | 27VNA336A*030* |  |  | CVAMA6021XMA*+UI | 59MN7C080C17**14 | 35400 | 21.5 | 8.5 | 38500 | 29000 | 75.32% | 2.02 | 0 | 12 |  |  |  |  | R-454B | 2.95 | Residential & Commercial | USHP | Ducted CEE Tier 1
215939784 | Central HP <5.4 tons | CARRIER | HRCU-A-CB (Split System: Heat Pump with Remote Outdoor Unit-Air-Source) | 27VNA336A*030* |  |  | CAA**6024AM*+UI | 59TN6C080C21**20 | 34000 | 20 | 9.5 | 34200 | 26000 | 76.02% | 2.06 | 0 | 11.7 |  |  |  |  | R-454B | 2.8333 | Residential & Commercial | USHP | Ducted CEE Tier 1
211229148 | Central HP <5.4 tons | DAY & NIGHT | HRCU-A-CB (Split System: Heat Pump with Remote Outdoor Unit-Air-Source) | DLCURAH36ABK |  |  | EA*4X48L21A* | *95ESU1002122A* | 37200 | 15.5 | 8.5 | 38500 | 35000 | 90.91% | 2.12 | 0 | 10 |  |  |  |  | R-410A | 3.1 | Residential & Commercial | USHP | Ducted CEE Tier 1
211228763 | Central HP <5.4 tons | AIRQUEST | HRCU-A-CB (Split System: Heat Pump with Remote Outdoor Unit-Air-Source) | DLCURAH36ABK |  |  | EA*4X48L21A* | *80ES(N,L)0702116A* | 35600 | 16.5 | 8.5 | 37800 | 34600 | 91.53% | 2.04 | 0 | 10 |  |  |  |  | R-410A | 2.9667 | Residential & Commercial | USHP | Ducted CEE Tier 1
211228811 | Central HP <5.4 tons | AIRQUEST | HRCU-A-CB (Split System: Heat Pump with Remote Outdoor Unit-Air-Source) | DLCURAH36ABK |  |  | EA*4X48L21A* | *80ES(N,L)1102120A* | 35800 | 16.5 | 8.5 | 38500 | 34600 | 89.87% | 2.04 | 0 | 10 |  |  |  |  | R-410A | 2.9833 | Residential & Commercial | USHP | Ducted CEE Tier 1
211228822 | Central HP <5.4 tons | AIRQUEST | HRCU-A-CB (Split System: Heat Pump with Remote Outdoor Unit-Air-Source) | DLCURAH36ABK |  |  | EA*4X48L21A* | *80VSL0451716A* | 35600 | 15.5 | 8.1 | 38500 | 34800 | 90.39% | 2.04 | 0 | 9.5 |  |  |  |  | R-410A | 2.9667 | Residential & Commercial | USHP
211229513 | Central HP <5.4 tons | AIRQUEST | HRCU-A-CB (Split System: Heat Pump with Remote Outdoor Unit-Air-Source) | DLCURAH36ABK |  |  | EA*4X48L24A* | *95ESN1202422A* | 37200 | 15.5 | 8.5 | 38500 | 35000 | 90.91% | 2.12 | 0 | 10 |  |  |  |  | R-410A | 3.1 | Residential & Commercial | USHP | Ducted CEE Tier 1
213087287 | Central HP <5.4 tons | FRIEDRICH | HRCU-A-CB (Split System: Heat Pump with Remote Outdoor Unit-Air-Source) | FRP18AZ36AJVC |  |  | FRHMVZ6021SEACA | 0 | 34200 | 20 | 8.5 | 32000 | 40500 | 126.6% | 2.1 | 0 | 12.5 |  |  |  |  | R-410A | 2.85 | Residential & Commercial | USHP | Ducted CEE Tier 1
214837916 | Central HP <5.4 tons | MIDEA | HRCU-A-CB (Split System: Heat Pump with Remote Outdoor Unit-Air-Source) | MOVB-36HDN1-M20G | ADP |  | CE2403C+TXV | 0 | 22800 | 15.2 | 8.75 | 22400 | 16500 | 73.66% | 1.94 | 0 | 11.7 |  |  |  |  | R-410A | 1.9 | Residential & Commercial | USHP | Ducted CEE Tier 1
216735449 | Central HP <5.4 tons | TEMPSTAR | HRCU-A-CB (Split System: Heat Pump with Remote Outdoor Unit-Air-Source) | D5CUHAH24AAK |  |  | EA*5X37M21A* | *80CSU1002120A* | 23800 | 16.5 | 8.5 | 21400 | 18900 | 88.32% | 1.96 | 0 | 11 |  |  |  |  | R-454B | 1.9833 | Residential & Commercial | USHP | Ducted CEE Tier 1
215934284 | Central HP <5.4 tons | CARRIER | HRCU-A-CB (Split System: Heat Pump with Remote Outdoor Unit-Air-Source) | 27VNA348A*030* |  |  | CAA**6121AM*+UI | 59TN6C100C21**22 | 45500 | 21 | 9.5 | 48500 | 36800 | 75.88% | 2 | 0 | 11 |  |  |  |  | R-454B | 3.7917 | Residential & Commercial | USHP | Ducted CEE Tier 1
215934484 | Central HP <5.4 tons | CARRIER | HRCU-A-CB (Split System: Heat Pump with Remote Outdoor Unit-Air-Source) | 27VNA348A*030* |  |  | CSAH*4812AM*+UI | 59MN7C080C21**20 | 44000 | 20 | 9 | 48500 | 36600 | 75.46% | 1.8 | 0 | 10.5 |  |  |  |  | R-454B | 3.6667 | Residential & Commercial | USHP | Ducted CEE Tier 1
211712328 | Central HP <5.4 tons | BRYANT HEATING AND COOLING SYSTEMS | HRCU-A-CB (Split System: Heat Pump with Remote Outdoor Unit-Air-Source) | 38MURAQ30AB3* |  |  | CAP**4221AL* | 83*SA36040E17*** | 30400 | 15.2 | 8.1 | 34200 | 27000 | 78.95% | 1.8 | 0 | 9 |  |  |  |  | R-410A | 2.5333 | Residential & Commercial | USHP
215932644 | Central HP <5.4 tons | CARRIER | HRCU-A-CB (Split System: Heat Pump with Remote Outdoor Unit-Air-Source) | 27VNA336A*030* |  |  | CAA**6024AM*+UI | 59TN6C120C24**22 | 34000 | 20.5 | 9.5 | 34000 | 26000 | 76.47% | 2.06 | 0 | 12 |  |  |  |  | R-454B | 2.8333 | Residential & Commercial | USHP | Ducted CEE Tier 1
215932914 | Central HP <5.4 tons | CARRIER | HRCU-A-CB (Split System: Heat Pump with Remote Outdoor Unit-Air-Source) | 27VNA336A*030* |  |  | CAA**6124AM*+UI | 59MN7C080C21**20 | 34400 | 20.5 | 9.5 | 34400 | 26000 | 75.58% | 2.06 | 0 | 12 |  |  |  |  | R-454B | 2.8667 | Residential & Commercial | USHP | Ducted CEE Tier 1
215933014 | Central HP <5.4 tons | CARRIER | HRCU-A-CB (Split System: Heat Pump with Remote Outdoor Unit-Air-Source) | 27VNA336A*030* |  |  | CSAH*3012AM*+UI | 59TN6C060C17**14 | 32400 | 18 | 9 | 34800 | 26600 | 76.44% | 1.92 | 0 | 10 |  |  |  |  | R-454B | 2.7 | Residential & Commercial | USHP | Ducted CEE Tier 1
215933114 | Central HP <5.4 tons | CARRIER | HRCU-A-CB (Split System: Heat Pump with Remote Outdoor Unit-Air-Source) | 27VNA336A*030* |  |  | CSAH*3612AM*+UI | 58TN*B110C21**20 | 33400 | 19 | 9 | 34800 | 26600 | 76.44% | 1.92 | 0 | 11.5 |  |  |  |  | R-454B | 2.7833 | Residential & Commercial | USHP | Ducted CEE Tier 1
213296910 | Central HP <5.4 tons | FRASER-JOHNSTON | HRCU-A-CB (Split System: Heat Pump with Remote Outdoor Unit-Air-Source) | HMH72B341 |  |  | XAFC36DBCN1 | Z8ES100C16LMPS1 | 34000 | 18 | 8.5 | 33400 | 24400 | 73.05% | 2.12 | 0 | 9.5 |  |  |  |  | R-410A | 2.8333 | Residential & Commercial | USHP
211398474 | Central HP <5.4 tons | COLEMAN | HRCU-A-CB (Split System: Heat Pump with Remote Outdoor Unit-Air-Source) | HMH72B341 |  |  | XAFD48FXXN1+TXV | TMLE100C16MP11 | 33600 | 17 | 8.5 | 32400 | 23600 | 72.84% | 2.08 | 0 | 9.5 |  |  |  |  | R-410A | 2.8 | Residential & Commercial | USHP
211245806 | Central HP <5.4 tons | AIRQUEST | HRCU-A-CB (Split System: Heat Pump with Remote Outdoor Unit-Air-Source) | DLCURAH24ABK |  |  | FEM4X24**CL | 0 | 23800 | 17.5 | 8.5 | 26000 | 23800 | 91.54% | 2 | 0 | 10 |  |  |  |  | R-410A | 1.9833 | Residential & Commercial | USHP | Ducted CEE Tier 1
211245939 | Central HP <5.4 tons | AIRQUEST | HRCU-A-CB (Split System: Heat Pump with Remote Outdoor Unit-Air-Source) | DLCURAH24ABK |  |  | FM(C,U)4Z24**AL* | 0 | 23800 | 17.5 | 9 | 27200 | 25800 | 94.85% | 2.18 | 0 | 10 |  |  |  |  | R-410A | 1.9833 | Residential & Commercial | USHP | Ducted CEE Tier 1
211227921 | Central HP <5.4 tons | DAY & NIGHT | HRCU-A-CB (Split System: Heat Pump with Remote Outdoor Unit-Air-Source) | DLCURAH36ABK |  |  | EA*4X42L24A* | *80VTL0902120A* | 35000 | 16 | 8.1 | 38500 | 35000 | 90.91% | 1.86 | 0 | 9.5 |  |  |  |  | R-410A | 2.9167 | Residential & Commercial | USHP
211228055 | Central HP <5.4 tons | DAY & NIGHT | HRCU-A-CB (Split System: Heat Pump with Remote Outdoor Unit-Air-Source) | DLCURAH36ABK |  |  | EA*4X42L24A* | *96VSN0802120A* | 35600 | 16 | 8.1 | 38500 | 35000 | 90.91% | 1.9 | 0 | 10 |  |  |  |  | R-410A | 2.9667 | Residential & Commercial | USHP | Ducted CEE Tier 1
215726367 | Central HP <5.4 tons | YORK | HRCU-A-CB (Split System: Heat Pump with Remote Outdoor Unit-Air-Source) | HH836E2S11 | ADP |  | H,YG81*36+TXV-BLEED | TM9Y080C16MP11 | 32800 | 19 | 8.5 | 29400 | 23800 | 80.95% | 2 | 0 | 11 |  |  |  |  | R-454B | 2.7333 | Residential & Commercial | USHP | Ducted CEE Tier 1
215726383 | Central HP <5.4 tons | YORK | HRCU-A-CB (Split System: Heat Pump with Remote Outdoor Unit-Air-Source) | HH836E2S11 | ADP |  | H,YG36*36+TXV-BLEED | Y81E080B12SMPS1 | 32800 | 18 | 8.5 | 28400 | 24400 | 85.92% | 2 | 0 | 11.7 |  |  |  |  | R-454B | 2.7333 | Residential & Commercial | USHP | Ducted CEE Tier 1
211227356 | Central HP <5.4 tons | AIRQUEST | HRCU-A-CB (Split System: Heat Pump with Remote Outdoor Unit-Air-Source) | DLCURAH36ABK |  |  | EA*4X42L21A* | *80ES(N,L)0902120A* | 36000 | 16 | 8.1 | 39500 | 35000 | 88.61% | 1.9 | 0 | 10 |  |  |  |  | R-410A | 3 | Residential & Commercial | USHP | Ducted CEE Tier 1
211227388 | Central HP <5.4 tons | AIRQUEST | HRCU-A-CB (Split System: Heat Pump with Remote Outdoor Unit-Air-Source) | DLCURAH36ABK |  |  | EA*4X42L21A* | *80VSL0701716A* | 35200 | 16 | 8.1 | 38500 | 35000 | 90.91% | 1.86 | 0 | 9.5 |  |  |  |  | R-410A | 2.9333 | Residential & Commercial | USHP
211227406 | Central HP <5.4 tons | AIRQUEST | HRCU-A-CB (Split System: Heat Pump with Remote Outdoor Unit-Air-Source) | DLCURAH36ABK |  |  | EA*4X42L21A* | *80VSL0902120A* | 35000 | 16 | 8.1 | 38500 | 35000 | 90.91% | 1.86 | 0 | 9.5 |  |  |  |  | R-410A | 2.9167 | Residential & Commercial | USHP
211227472 | Central HP <5.4 tons | AIRQUEST | HRCU-A-CB (Split System: Heat Pump with Remote Outdoor Unit-Air-Source) | DLCURAH36ABK |  |  | EA*4X42L21A* | *80VTL0902120A* | 35000 | 16 | 8.1 | 38500 | 35000 | 90.91% | 1.86 | 0 | 9.5 |  |  |  |  | R-410A | 2.9167 | Residential & Commercial | USHP
215933704 | Central HP <5.4 tons | CARRIER | HRCU-A-CB (Split System: Heat Pump with Remote Outdoor Unit-Air-Source) | 27VNA336A*030* |  |  | CSAH*4812AM*+UI | 59TN6C120C24**22 | 33800 | 19.5 | 9 | 34600 | 26400 | 76.3% | 1.92 | 0 | 11.7 |  |  |  |  | R-454B | 2.8167 | Residential & Commercial | USHP | Ducted CEE Tier 1
215726384 | Central HP <5.4 tons | YORK | HRCU-A-CB (Split System: Heat Pump with Remote Outdoor Unit-Air-Source) | HH836E2S11 | ADP |  | H,YG36*36+TXV | Y81E080B12SMPS1 | 32800 | 18 | 8.5 | 28400 | 24400 | 85.92% | 2 | 0 | 11.7 |  |  |  |  | R-454B | 2.7333 | Residential & Commercial | USHP | Ducted CEE Tier 1
215726386 | Central HP <5.4 tons | YORK | HRCU-A-CB (Split System: Heat Pump with Remote Outdoor Unit-Air-Source) | HH836E2S11 | ADP |  | H,YG37*36+TXV | Y81E080B12SMPS1 | 32800 | 18 | 8.5 | 28400 | 24400 | 85.92% | 2 | 0 | 11.7 |  |  |  |  | R-454B | 2.7333 | Residential & Commercial | USHP | Ducted CEE Tier 1
215726433 | Central HP <5.4 tons | YORK | HRCU-A-CB (Split System: Heat Pump with Remote Outdoor Unit-Air-Source) | HH836E2S11 | ADP |  | H,YG37*36+TXV-BLEED | Y81E120C16SMPS1 | 33400 | 19 | 8.5 | 29600 | 24800 | 83.78% | 2 | 0 | 11.7 |  |  |  |  | R-454B | 2.7833 | Residential & Commercial | USHP | Ducted CEE Tier 1
215731296 | Central HP <5.4 tons | YORK | HRCU-A-CB (Split System: Heat Pump with Remote Outdoor Unit-Air-Source) | HH836E2S11 | ADP |  | H,YG48*36+TXV | TM9Y080B12MP11 | 33000 | 18 | 8.5 | 29400 | 25000 | 85.03% | 2 | 0 | 11 |  |  |  |  | R-454B | 2.75 | Residential & Commercial | USHP | Ducted CEE Tier 1
211227620 | Central HP <5.4 tons | AIRQUEST | HRCU-A-CB (Split System: Heat Pump with Remote Outdoor Unit-Air-Source) | DLCURAH36ABK |  |  | EA*4X42L21A* | *96VSN1002120A* | 35600 | 16 | 8.1 | 38500 | 35000 | 90.91% | 1.88 | 0 | 10 |  |  |  |  | R-410A | 2.9667 | Residential & Commercial | USHP | Ducted CEE Tier 1
211227738 | Central HP <5.4 tons | AIRQUEST | HRCU-A-CB (Split System: Heat Pump with Remote Outdoor Unit-Air-Source) | DLCURAH36ABK |  |  | EA*4X42L21A* | OMV112K14A | 35200 | 15.5 | 8.1 | 38500 | 35200 | 91.43% | 1.86 | 0 | 9.5 |  |  |  |  | R-410A | 2.9333 | Residential & Commercial | USHP
211227989 | Central HP <5.4 tons | AIRQUEST | HRCU-A-CB (Split System: Heat Pump with Remote Outdoor Unit-Air-Source) | DLCURAH36ABK |  |  | EA*4X42L24A* | *92ESN1202420A* | 35800 | 16 | 8.1 | 38500 | 35000 | 90.91% | 1.9 | 0 | 10 |  |  |  |  | R-410A | 2.9833 | Residential & Commercial | USHP | Ducted CEE Tier 1
211228021 | Central HP <5.4 tons | AIRQUEST | HRCU-A-CB (Split System: Heat Pump with Remote Outdoor Unit-Air-Source) | DLCURAH36ABK |  |  | EA*4X42L24A* | *95ESN1002122A* | 36800 | 15.5 | 8.5 | 40000 | 35200 | 88% | 1.94 | 0 | 10 |  |  |  |  | R-410A | 3.0667 | Residential & Commercial | USHP | Ducted CEE Tier 1
215931595 | Central HP <5.4 tons | BRYANT HEATING AND COOLING SYSTEMS | HRCU-A-CB (Split System: Heat Pump with Remote Outdoor Unit-Air-Source) | 293VAN060**AA* |  |  | CAA**6024AM*+UI | 987MC60060C21*** | 55000 | 17.5 | 8.1 | 61000 | 47000 | 77.05% | 1.95 | 0 | 10.5 |  |  |  |  | R-454B | 4.5833 | Residential & Commercial | USHP | Ducted CEE Tier 1
215931865 | Central HP <5.4 tons | BRYANT HEATING AND COOLING SYSTEMS | HRCU-A-CB (Split System: Heat Pump with Remote Outdoor Unit-Air-Source) | 293VAN060**AA* |  |  | CSAH*6012AM*+UI | 987MC60060C21*** | 55500 | 17 | 8.1 | 61500 | 47000 | 76.42% | 1.95 | 0 | 10.5 |  |  |  |  | R-454B | 4.625 | Residential & Commercial | USHP | Ducted CEE Tier 1
215931496 | Central HP <5.4 tons | BRYANT HEATING AND COOLING SYSTEMS | HRCU-A-CB (Split System: Heat Pump with Remote Outdoor Unit-Air-Source) | 293VAN036**AA* |  |  | FE5BN(B,X)C48L*+UI | 0 | 34400 | 21.5 | 9.5 | 34200 | 25800 | 75.44% | 2.06 | 0 | 12.5 |  |  |  |  | R-454B | 2.8667 | Residential & Commercial | USHP | Ducted CEE Tier 1
211228344 | Central HP <5.4 tons | AIRQUEST | HRCU-A-CB (Split System: Heat Pump with Remote Outdoor Unit-Air-Source) | DLCURAH36ABK |  |  | EA*4X43L21A* | *80ESU0601716A | 37200 | 16 | 8.5 | 38500 | 34800 | 90.39% | 2.12 | 0 | 10 |  |  |  |  | R-410A | 3.1 | Residential & Commercial | USHP | Ducted CEE Tier 1
211228521 | Central HP <5.4 tons | AIRQUEST | HRCU-A-CB (Split System: Heat Pump with Remote Outdoor Unit-Air-Source) | DLCURAH36ABK |  |  | EA*4X43L21A* | *95ESN1002122A* | 37400 | 15.5 | 8.5 | 39000 | 35000 | 89.74% | 2.16 | 0 | 10 |  |  |  |  | R-410A | 3.1167 | Residential & Commercial | USHP | Ducted CEE Tier 1
215931725 | Central HP <5.4 tons | BRYANT HEATING AND COOLING SYSTEMS | HRCU-A-CB (Split System: Heat Pump with Remote Outdoor Unit-Air-Source) | 293VAN060**AA* |  |  | CAA**6124AM*+UI | 935CB60080C21*** | 56500 | 18.5 | 8.5 | 60500 | 46500 | 76.86% | 2.02 | 0 | 11 |  |  |  |  | R-454B | 4.7083 | Residential & Commercial | USHP | Ducted CEE Tier 1
215931775 | Central HP <5.4 tons | BRYANT HEATING AND COOLING SYSTEMS | HRCU-A-CB (Split System: Heat Pump with Remote Outdoor Unit-Air-Source) | 293VAN060**AA* |  |  | CAA**6124AM*+UI | 986TD66100C21*** | 57000 | 18.5 | 8.5 | 60500 | 46500 | 76.86% | 2.02 | 0 | 11.5 |  |  |  |  | R-454B | 4.75 | Residential & Commercial | USHP | Ducted CEE Tier 1
211229287 | Central HP <5.4 tons | DAY & NIGHT | HRCU-A-CB (Split System: Heat Pump with Remote Outdoor Unit-Air-Source) | DLCURAH36ABK |  |  | EA*4X48L24A* | *80ES(N,L)0902420A* | 36000 | 16.5 | 8.5 | 38500 | 34600 | 89.87% | 2.06 | 0 | 10 |  |  |  |  | R-410A | 3 | Residential & Commercial | USHP | Ducted CEE Tier 1
211229371 | Central HP <5.4 tons | DAY & NIGHT | HRCU-A-CB (Split System: Heat Pump with Remote Outdoor Unit-Air-Source) | DLCURAH36ABK |  |  | EA*4X48L24A* | *80VSL1102422A* | 35800 | 16.5 | 8.5 | 37800 | 34600 | 91.53% | 2.04 | 0 | 10 |  |  |  |  | R-410A | 2.9833 | Residential & Commercial | USHP | Ducted CEE Tier 1
211229516 | Central HP <5.4 tons | DAY & NIGHT | HRCU-A-CB (Split System: Heat Pump with Remote Outdoor Unit-Air-Source) | DLCURAH36ABK |  |  | EA*4X48L24A* | *95ESN1202422A* | 37200 | 15.5 | 8.5 | 38500 | 35000 | 90.91% | 2.12 | 0 | 10 |  |  |  |  | R-410A | 3.1 | Residential & Commercial | USHP | Ducted CEE Tier 1
211229546 | Central HP <5.4 tons | DAY & NIGHT | HRCU-A-CB (Split System: Heat Pump with Remote Outdoor Unit-Air-Source) | DLCURAH36ABK |  |  | EA*4X48L24A* | *96VSN1002120A* | 36000 | 16 | 8.5 | 38500 | 34600 | 89.87% | 2.06 | 0 | 10 |  |  |  |  | R-410A | 3 | Residential & Commercial | USHP | Ducted CEE Tier 1
215931675 | Central HP <5.4 tons | BRYANT HEATING AND COOLING SYSTEMS | HRCU-A-CB (Split System: Heat Pump with Remote Outdoor Unit-Air-Source) | 293VAN060**AA* |  |  | CAA**6124AM*+UI | 83*CA60100C21*** | 57000 | 19 | 8.5 | 60500 | 46500 | 76.86% | 2.02 | 0 | 11 |  |  |  |  | R-454B | 4.75 | Residential & Commercial | USHP | Ducted CEE Tier 1
211228739 | Central HP <5.4 tons | AIRQUEST | HRCU-A-CB (Split System: Heat Pump with Remote Outdoor Unit-Air-Source) | DLCURAH36ABK |  |  | EA*4X48L21A* | *80ES(N,L)0451712A* | 35600 | 15.5 | 8.1 | 38500 | 34800 | 90.39% | 2.04 | 0 | 9.5 |  |  |  |  | R-410A | 2.9667 | Residential & Commercial | USHP
211228962 | Central HP <5.4 tons | AIRQUEST | HRCU-A-CB (Split System: Heat Pump with Remote Outdoor Unit-Air-Source) | DLCURAH36ABK |  |  | EA*4X48L21A* | *92ESN0601714A* | 36000 | 16 | 8.5 | 38500 | 34600 | 89.87% | 2.06 | 0 | 10 |  |  |  |  | R-410A | 3 | Residential & Commercial | USHP | Ducted CEE Tier 1
211229005 | Central HP <5.4 tons | AIRQUEST | HRCU-A-CB (Split System: Heat Pump with Remote Outdoor Unit-Air-Source) | DLCURAH36ABK |  |  | EA*4X48L21A* | *92ESN1002122A* | 37400 | 15.2 | 8.5 | 38500 | 35000 | 90.91% | 2.12 | 0 | 10 |  |  |  |  | R-410A | 3.1167 | Residential & Commercial | USHP | Ducted CEE Tier 1
211229037 | Central HP <5.4 tons | AIRQUEST | HRCU-A-CB (Split System: Heat Pump with Remote Outdoor Unit-Air-Source) | DLCURAH36ABK |  |  | EA*4X48L21A* | *95ESN0802120A* | 36600 | 15.5 | 8.5 | 38500 | 34800 | 90.39% | 2.08 | 0 | 10 |  |  |  |  | R-410A | 3.05 | Residential & Commercial | USHP | Ducted CEE Tier 1
211229248 | Central HP <5.4 tons | AIRQUEST | HRCU-A-CB (Split System: Heat Pump with Remote Outdoor Unit-Air-Source) | DLCURAH36ABK |  |  | EA*4X48L24A* | *80ES(N,L)0702116A* | 35800 | 16.5 | 8.5 | 37800 | 34600 | 91.53% | 2.04 | 0 | 10 |  |  |  |  | R-410A | 2.9833 | Residential & Commercial | USHP | Ducted CEE Tier 1
211229332 | Central HP <5.4 tons | AIRQUEST | HRCU-A-CB (Split System: Heat Pump with Remote Outdoor Unit-Air-Source) | DLCURAH36ABK |  |  | EA*4X48L24A* | *80ES(N,L)1552420A* | 37000 | 16 | 8.5 | 38500 | 34800 | 90.39% | 2.12 | 0 | 10 |  |  |  |  | R-410A | 3.0833 | Residential & Commercial | USHP | Ducted CEE Tier 1
216769932 | Central HP <5.4 tons | TRANE | HRCU-A-CB (Split System: Heat Pump with Remote Outdoor Unit-Air-Source) | 5TWR7036A1 |  |  | 5PX*CD09AS3 | S8X2C100M5PSC | 34400 | 17 | 8.7 | 32600 | 24200 | 74.23% | 2.17 | 0 | 12 |  |  |  |  | R-454B | 2.8667 | Residential & Commercial | USHP | Ducted CEE Tier 1
216769964 | Central HP <5.4 tons | TRANE | HRCU-A-CB (Split System: Heat Pump with Remote Outdoor Unit-Air-Source) | 5TWR7036A1 |  |  | 5TXCC005AS3 | S8X2C080M5PSC | 32600 | 16.5 | 8.7 | 32400 | 24000 | 74.07% | 2.14 | 0 | 11.7 |  |  |  |  | R-454B | 2.7167 | Residential & Commercial | USHP | Ducted CEE Tier 1
216769980 | Central HP <5.4 tons | TRANE | HRCU-A-CB (Split System: Heat Pump with Remote Outdoor Unit-Air-Source) | 5TWR7036A1 |  |  | 5TXCC009AS3 | S9V2C100U4VSB | 34000 | 17.1 | 9 | 32200 | 23800 | 73.91% | 2.21 | 0 | 12 |  |  |  |  | R-454B | 2.8333 | Residential & Commercial | USHP | Ducted CEE Tier 1
216819248 | Central HP <5.4 tons | FRIEDRICH | HRCU-A-CB (Split System: Heat Pump with Remote Outdoor Unit-Air-Source) | RD18AY24AJVC |  |  | RCFY2421MTANM | FR97MV1005A21DH | 21000 | 18 | 8.1 | 20800 | 17000 | 81.73% | 1.9 | 0 | 10 |  |  |  |  | R-454B | 1.75 | Residential & Commercial | USHP | Ducted CEE Tier 1
216819259 | Central HP <5.4 tons | FRIEDRICH | HRCU-A-CB (Split System: Heat Pump with Remote Outdoor Unit-Air-Source) | RD18AY24AJVC |  |  | RCFY2421MTANM | FR802V1005A21UH | 21000 | 18 | 8.1 | 20800 | 16900 | 81.25% | 1.9 | 0 | 10 |  |  |  |  | R-454B | 1.75 | Residential & Commercial | USHP | Ducted CEE Tier 1
215932265 | Central HP <5.4 tons | BRYANT HEATING AND COOLING SYSTEMS | HRCU-A-CB (Split System: Heat Pump with Remote Outdoor Unit-Air-Source) | 293VAN036**AA* |  |  | CAA**4221AM*+UI | 935CB48060C17*** | 32400 | 19.5 | 9.5 | 35400 | 27200 | 76.84% | 2 | 0 | 11 |  |  |  |  | R-454B | 2.7 | Residential & Commercial | USHP | Ducted CEE Tier 1
215932365 | Central HP <5.4 tons | BRYANT HEATING AND COOLING SYSTEMS | HRCU-A-CB (Split System: Heat Pump with Remote Outdoor Unit-Air-Source) | 293VAN036**AA* |  |  | CAA**4321AM*+UI | 987MC42060C17*** | 33800 | 19.5 | 9.5 | 34200 | 26200 | 76.61% | 2.06 | 0 | 11 |  |  |  |  | R-454B | 2.8167 | Residential & Commercial | USHP | Ducted CEE Tier 1
215932715 | Central HP <5.4 tons | BRYANT HEATING AND COOLING SYSTEMS | HRCU-A-CB (Split System: Heat Pump with Remote Outdoor Unit-Air-Source) | 293VAN036**AA* |  |  | CAA**6121AM*+UI | 88*TB48090C17*** | 34400 | 20.5 | 9 | 34400 | 26200 | 76.16% | 1.96 | 0 | 11.7 |  |  |  |  | R-454B | 2.8667 | Residential & Commercial | USHP | Ducted CEE Tier 1
215934856 | Central HP <5.4 tons | HEIL | HRCU-A-CB (Split System: Heat Pump with Remote Outdoor Unit-Air-Source) | H5H3V36*K*AAA* |  |  | EVM5X44M21A*+WALLCON | *80CTL1102120B* | 35600 | 22 | 8.5 | 38000 | 28400 | 74.74% | 2.02 | 0 | 12.5 |  |  |  |  | R-454B | 2.9667 | Residential & Commercial | USHP | Ducted CEE Tier 1
215932985 | Central HP <5.4 tons | BRYANT HEATING AND COOLING SYSTEMS | HRCU-A-CB (Split System: Heat Pump with Remote Outdoor Unit-Air-Source) | 293VAN036**AA* |  |  | CSAH*2412AM*+UI | 986TD42060C17*** | 32000 | 17.5 | 9 | 35000 | 27000 | 77.14% | 1.9 | 0 | 10 |  |  |  |  | R-454B | 2.6667 | Residential & Commercial | USHP | Ducted CEE Tier 1
215933235 | Central HP <5.4 tons | BRYANT HEATING AND COOLING SYSTEMS | HRCU-A-CB (Split System: Heat Pump with Remote Outdoor Unit-Air-Source) | 293VAN036**AA* |  |  | CSAH*3612AM*+UI | 986TD42060C17*** | 33000 | 18.5 | 9 | 34400 | 26200 | 76.16% | 1.92 | 0 | 10.5 |  |  |  |  | R-454B | 2.75 | Residential & Commercial | USHP | Ducted CEE Tier 1
211212531 | Central HP <5.4 tons | COLEMAN | HRCU-A-CB (Split System: Heat Pump with Remote Outdoor Unit-Air-Source) | HC20B6021 |  |  | JHVVC60HE4C2N1+CC | 0 | 52000 | 19 | 8.5 | 52500 | 40000 | 76.19% | 2 | 0 | 12 |  |  |  |  | R-410A | 4.3333 | Residential & Commercial | USHP | Ducted CEE Tier 1
215933664 | Central HP <5.4 tons | CARRIER | HRCU-A-CB (Split System: Heat Pump with Remote Outdoor Unit-Air-Source) | 27VNA336A*030* |  |  | CSAH*4812AM*+UI | 59MN7C080C21**20 | 33800 | 19.5 | 9 | 34800 | 26600 | 76.44% | 1.94 | 0 | 11.5 |  |  |  |  | R-454B | 2.8167 | Residential & Commercial | USHP | Ducted CEE Tier 1
215933864 | Central HP <5.4 tons | CARRIER | HRCU-A-CB (Split System: Heat Pump with Remote Outdoor Unit-Air-Source) | 27VNA336A*030* |  |  | CSAH*6012AM*+UI | 59MN7C060C21**20 | 34000 | 19 | 9 | 34800 | 26400 | 75.86% | 1.92 | 0 | 11.5 |  |  |  |  | R-454B | 2.8333 | Residential & Commercial | USHP | Ducted CEE Tier 1
215933914 | Central HP <5.4 tons | CARRIER | HRCU-A-CB (Split System: Heat Pump with Remote Outdoor Unit-Air-Source) | 27VNA336A*030* |  |  | CSAH*6012AM*+UI | 59TN6C060C17**14 | 33800 | 19 | 9 | 33800 | 25600 | 75.74% | 1.94 | 0 | 11 |  |  |  |  | R-454B | 2.8167 | Residential & Commercial | USHP | Ducted CEE Tier 1
215934634 | Central HP <5.4 tons | CARRIER | HRCU-A-CB (Split System: Heat Pump with Remote Outdoor Unit-Air-Source) | 27VNA336A*030* |  |  | CVAMA2517XMA*+UI | 59TN6C060C17**14 | 34000 | 20 | 8.1 | 38000 | 27200 | 71.58% | 2 | 0 | 11 |  |  |  |  | R-454B | 2.8333 | Residential & Commercial | USHP | Ducted CEE Tier 1
215935204 | Central HP <5.4 tons | CARRIER | HRCU-A-CB (Split System: Heat Pump with Remote Outdoor Unit-Air-Source) | 27VNA336A*030* |  |  | CVAMA6021XMA*+UI | 58TN*B090C17**16 | 35600 | 22 | 8.5 | 38000 | 28600 | 75.26% | 2.02 | 0 | 12 |  |  |  |  | R-454B | 2.9667 | Residential & Commercial | USHP | Ducted CEE Tier 1
215935234 | Central HP <5.4 tons | CARRIER | HRCU-A-CB (Split System: Heat Pump with Remote Outdoor Unit-Air-Source) | 27VNA336A*030* |  |  | CVAMA6021XMA*+UI | 59CU5B060C17**16 | 35400 | 21.5 | 8.5 | 38500 | 29000 | 75.32% | 2.02 | 0 | 12 |  |  |  |  | R-454B | 2.95 | Residential & Commercial | USHP | Ducted CEE Tier 1
215934784 | Central HP <5.4 tons | CARRIER | HRCU-A-CB (Split System: Heat Pump with Remote Outdoor Unit-Air-Source) | 27VNA336A*030* |  |  | CVAMA4421XMA*+UI | 58CU*A060C17**16 | 35600 | 22 | 8.5 | 38000 | 28600 | 75.26% | 2.02 | 0 | 12 |  |  |  |  | R-454B | 2.9667 | Residential & Commercial | USHP | Ducted CEE Tier 1
214075478 | Central HP <5.4 tons | FRIEDRICH | HRCU-A-CB (Split System: Heat Pump with Remote Outdoor Unit-Air-Source) | RD17AZ24AJ3N |  |  | TCFZ2417MTANM | FR951V0403A17M4 | 22600 | 17 | 9.5 | 22600 | 16900 | 74.78% | 2 | 0 | 11.2 |  |  |  |  | R-410A | 1.8833 | Residential & Commercial | USHP | Ducted CEE Tier 1
213773726 | Central HP <5.4 tons | BRYANT HEATING AND COOLING SYSTEMS | HRCU-A-CB (Split System: Heat Pump with Remote Outdoor Unit-Air-Source) | 288BNV025*0**C* |  |  | CAP**4821AL*+UI | 88*TB60110C21*** | 24000 | 17 | 8.1 | 21000 | 16500 | 78.57% | 2.02 | 0 | 11 |  |  |  |  | R-410A | 2 | Residential & Commercial | USHP | Ducted CEE Tier 1
215942410 | Central HP <5.4 tons | CARRIER | HRCU-A-CB (Split System: Heat Pump with Remote Outdoor Unit-Air-Source) | 27VNA336A*030* |  |  | CVAMA6021XMA*+UI | 59TN6C060C17**14 | 35200 | 21 | 8.5 | 37400 | 28000 | 74.87% | 2.06 | 0 | 11.7 |  |  |  |  | R-454B | 2.9333 | Residential & Commercial | USHP | Ducted CEE Tier 1
215942460 | Central HP <5.4 tons | CARRIER | HRCU-A-CB (Split System: Heat Pump with Remote Outdoor Unit-Air-Source) | 27VNA336A*030* |  |  | CVAVA6021XMA*+UI | 59TN6C060C17**14 | 35200 | 21 | 8.5 | 37400 | 28000 | 74.87% | 2 | 0 | 11.7 |  |  |  |  | R-454B | 2.9333 | Residential & Commercial | USHP | Ducted CEE Tier 1
215942510 | Central HP <5.4 tons | CARRIER | HRCU-A-CB (Split System: Heat Pump with Remote Outdoor Unit-Air-Source) | 27VNA336A*030* |  |  | CVAVA6121XMA*+UI | 59MN7C060C17**14 | 35600 | 21.5 | 8.5 | 37400 | 28200 | 75.4% | 2.06 | 0 | 11.7 |  |  |  |  | R-454B | 2.9667 | Residential & Commercial | USHP | Ducted CEE Tier 1
215941524 | Central HP <5.4 tons | CARRIER | HRCU-A-CB (Split System: Heat Pump with Remote Outdoor Unit-Air-Source) | 27VNA348A*030* |  |  | CVAVA4821XMA*+UI | 59TN6C080C21**20 | 44500 | 19.5 | 8.1 | 52000 | 38500 | 74.04% | 1.9 | 0 | 10.5 |  |  |  |  | R-454B | 3.7083 | Residential & Commercial | USHP | Ducted CEE Tier 1
211227605 | Central HP <5.4 tons | DAY & NIGHT | HRCU-A-CB (Split System: Heat Pump with Remote Outdoor Unit-Air-Source) | DLCURAH36ABK |  |  | EA*4X42L21A* | *96VSN0801716A* | 35200 | 15.5 | 8.1 | 38500 | 35000 | 90.91% | 1.86 | 0 | 9.5 |  |  |  |  | R-410A | 2.9333 | Residential & Commercial | USHP
211228831 | Central HP <5.4 tons | AIRQUEST | HRCU-A-CB (Split System: Heat Pump with Remote Outdoor Unit-Air-Source) | DLCURAH36ABK |  |  | EA*4X48L21A* | *80VSL0701716A* | 35600 | 16 | 8.1 | 37800 | 34600 | 91.53% | 2.04 | 0 | 10 |  |  |  |  | R-410A | 2.9667 | Residential & Commercial | USHP | Ducted CEE Tier 1
211228511 | Central HP <5.4 tons | AIRQUEST | HRCU-A-CB (Split System: Heat Pump with Remote Outdoor Unit-Air-Source) | DLCURAH36ABK |  |  | EA*4X43L21A* | *95ESN1002120A* | 37000 | 15.5 | 8.5 | 38500 | 34800 | 90.39% | 2.1 | 0 | 10 |  |  |  |  | R-410A | 3.0833 | Residential & Commercial | USHP | Ducted CEE Tier 1
215934814 | Central HP <5.4 tons | CARRIER | HRCU-A-CB (Split System: Heat Pump with Remote Outdoor Unit-Air-Source) | 27VNA336A*030* |  |  | CVAMA4421XMA*+UI | 58TN*B070C17**16 | 35400 | 21.5 | 8.5 | 38500 | 29000 | 75.32% | 2.02 | 0 | 12 |  |  |  |  | R-454B | 2.95 | Residential & Commercial | USHP | Ducted CEE Tier 1
211240231 | Central HP <5.4 tons | DAY & NIGHT | HRCU-A-CB (Split System: Heat Pump with Remote Outdoor Unit-Air-Source) | DLCURAH24ABK |  |  | EA*4X24L14A* | *80VSL0451412A* | 24000 | 16 | 8.5 | 27000 | 23800 | 88.15% | 1.96 | 0 | 10 |  |  |  |  | R-410A | 2 | Residential & Commercial | USHP | Ducted CEE Tier 1
212520192 | Central HP <5.4 tons | CARRIER | HRCU-A-CB (Split System: Heat Pump with Remote Outdoor Unit-Air-Source) | 38MURAQ18AB3* | ADP |  | H,PG24936 | 58TP*A070V17**16 | 17300 | 16 | 8.5 | 16500 | 18800 | 113.9% | 2.32 | 0 | 10.5 |  |  |  |  | R-410A | 1.4417 | Residential & Commercial | USHP | Ducted CEE Tier 1
214075238 | Central HP <5.4 tons | RHEEM | HRCU-A-CB (Split System: Heat Pump with Remote Outdoor Unit-Air-Source) | RD17AZ60AJ3N |  |  | RCFZ6024STANM | R802VA100521Z | 55500 | 18 | 8.1 | 53500 | 49000 | 91.59% | 1.75 | 0 | 10 |  |  |  |  | R-410A | 4.625 | Residential & Commercial | USHP | Ducted CEE Tier 1
214075315 | Central HP <5.4 tons | RHEEM | HRCU-A-CB (Split System: Heat Pump with Remote Outdoor Unit-Air-Source) | RD17AZ60AJ3N |  |  | RCFZ6024STANM | R951V1005A21UHU | 55000 | 18 | 8.1 | 54000 | 49500 | 91.67% | 1.75 | 0 | 10 |  |  |  |  | R-410A | 4.5833 | Residential & Commercial | USHP | Ducted CEE Tier 1
214075356 | Central HP <5.4 tons | RHEEM | HRCU-A-CB (Split System: Heat Pump with Remote Outdoor Unit-Air-Source) | RD17AZ60AJ3N |  |  | RCFZ6024STANM | R951V0705A21M4S | 55000 | 18 | 8.1 | 54000 | 49500 | 91.67% | 1.75 | 0 | 10 |  |  |  |  | R-410A | 4.5833 | Residential & Commercial | USHP | Ducted CEE Tier 1
211398479 | Central HP <5.4 tons | COLEMAN | HRCU-A-CB (Split System: Heat Pump with Remote Outdoor Unit-Air-Source) | HMH72B341 |  |  | XAFD48FBCN1 | TM8E100C16MP11 | 33600 | 17 | 8.5 | 32400 | 23600 | 72.84% | 2.08 | 0 | 9.5 |  |  |  |  | R-410A | 2.8 | Residential & Commercial | USHP
211398568 | Central HP <5.4 tons | COLEMAN | HRCU-A-CB (Split System: Heat Pump with Remote Outdoor Unit-Air-Source) | HMH72B341 |  |  | XAFC48FBCN1 | TMLE100C16MP11 | 33600 | 17 | 8.5 | 32400 | 23600 | 72.84% | 2.06 | 0 | 9.5 |  |  |  |  | R-410A | 2.8 | Residential & Commercial | USHP
215731824 | Central HP <5.4 tons | YORK | HRCU-A-CB (Split System: Heat Pump with Remote Outdoor Unit-Air-Source) | HH836E2S11 | ADP |  | H,YG48*36+TXV-BLEED | TM9Y080C16MP11 | 32800 | 19 | 8.5 | 29400 | 23800 | 80.95% | 2 | 0 | 11 |  |  |  |  | R-454B | 2.7333 | Residential & Commercial | USHP | Ducted CEE Tier 1
211227347 | Central HP <5.4 tons | DAY & NIGHT | HRCU-A-CB (Split System: Heat Pump with Remote Outdoor Unit-Air-Source) | DLCURAH36ABK |  |  | EA*4X42L21A* | *80ES(N,L)0902116A* | 35800 | 16 | 8.1 | 38500 | 35000 | 90.91% | 1.9 | 0 | 10 |  |  |  |  | R-410A | 2.9833 | Residential & Commercial | USHP | Ducted CEE Tier 1
211227880 | Central HP <5.4 tons | DAY & NIGHT | HRCU-A-CB (Split System: Heat Pump with Remote Outdoor Unit-Air-Source) | DLCURAH36ABK |  |  | EA*4X42L24A* | *80VSL0902420A* | 35200 | 16 | 8.1 | 38500 | 35000 | 90.91% | 1.88 | 0 | 10 |  |  |  |  | R-410A | 2.9333 | Residential & Commercial | USHP | Ducted CEE Tier 1
215423211 | Central HP <5.4 tons | YORK | HRCU-A-CB (Split System: Heat Pump with Remote Outdoor Unit-Air-Source) | HH836E2S11 | ADP |  | H,YE34*36+TXV | TM8E080C20MP11 | 33400 | 16 | 8.35 | 30600 | 25400 | 83.01% | 1.98 | 0 | 10.5 |  |  |  |  | R-454B | 2.7833 | Residential & Commercial | USHP | Ducted CEE Tier 1
215423247 | Central HP <5.4 tons | YORK | HRCU-A-CB (Split System: Heat Pump with Remote Outdoor Unit-Air-Source) | HH836E2S11 | ADP |  | H,YE35*36+TXV | TM8V080C16MP12 | 33600 | 18 | 8.5 | 30000 | 25200 | 84% | 2 | 0 | 11 |  |  |  |  | R-454B | 2.8 | Residential & Commercial | USHP | Ducted CEE Tier 1
214783914 | Central HP <5.4 tons | AC PRO.com | HRCU-A-CB (Split System: Heat Pump with Remote Outdoor Unit-Air-Source) | AUD36W/A1-D(U) | ADP |  | V36H***D129+AEFE3A* | 0 | 22800 | 16 | 8.85 | 22400 | 21600 | 96.43% | 1.78 | 0 | 11.5 |  |  |  |  | R-410A | 1.9 | Residential & Commercial | USHP | Ducted CEE Tier 1
215931933 | Central HP <5.4 tons | TEMPSTAR | HRCU-A-CB (Split System: Heat Pump with Remote Outdoor Unit-Air-Source) | T5H3V36*K*AAA* |  |  | EA*5X24M14A*+WALLCON | *96CTN0401410B* | 30400 | 17 | 9 | 35000 | 26800 | 76.57% | 1.9 | 0 | 10 |  |  |  |  | R-454B | 2.5333 | Residential & Commercial | USHP | Ducted CEE Tier 1
214061420 | Central HP <5.4 tons | YORK | HRCU-A-CB (Split System: Heat Pump with Remote Outdoor Unit-Air-Source) | HMH72B341 | ADP |  | AD-32(P,U)*****9 | Y82E080B12LMPS1 | 33200 | 18 | 8.5 | 31400 | 23000 | 73.25% | 2.04 | 0 | 9.5 |  |  |  |  | R-410A | 2.7667 | Residential & Commercial | USHP
215932794 | Central HP <5.4 tons | CARRIER | HRCU-A-CB (Split System: Heat Pump with Remote Outdoor Unit-Air-Source) | 27VNA336A*030* |  |  | CAA**6121AM*+UI | 59MN7C080C17**14 | 34200 | 20 | 9 | 35000 | 26600 | 76% | 1.94 | 0 | 11.5 |  |  |  |  | R-454B | 2.85 | Residential & Commercial | USHP | Ducted CEE Tier 1
215932814 | Central HP <5.4 tons | CARRIER | HRCU-A-CB (Split System: Heat Pump with Remote Outdoor Unit-Air-Source) | 27VNA336A*030* |  |  | CAA**6121AM*+UI | 59TN6C060C17**14 | 34000 | 20 | 9.4 | 33800 | 25600 | 75.74% | 2.05 | 0 | 11 |  |  |  |  | R-454B | 2.8333 | Residential & Commercial | USHP | Ducted CEE Tier 1
215933164 | Central HP <5.4 tons | CARRIER | HRCU-A-CB (Split System: Heat Pump with Remote Outdoor Unit-Air-Source) | 27VNA336A*030* |  |  | CSAH*3612AM*+UI | 59MN7C060C17**14 | 33000 | 18.5 | 9 | 34400 | 26200 | 76.16% | 1.92 | 0 | 10.5 |  |  |  |  | R-454B | 2.75 | Residential & Commercial | USHP | Ducted CEE Tier 1
212552649 | Central HP <5.4 tons | DAY & NIGHT | HRCU-A-CB (Split System: Heat Pump with Remote Outdoor Unit-Air-Source) | CVH848GKA** | ADP |  | FG35948 | *95CSU1002122A* | 45000 | 17 | 8.5 | 45000 | 35200 | 78.22% | 2 | 0 | 10 |  |  |  |  | R-410A | 3.75 | Residential & Commercial | USHP | Ducted CEE Tier 1
212552651 | Central HP <5.4 tons | DAY & NIGHT | HRCU-A-CB (Split System: Heat Pump with Remote Outdoor Unit-Air-Source) | CVH848GKA** | ADP |  | FG36960 | *95CSU1002122A* | 45000 | 17 | 8.5 | 45000 | 34600 | 76.89% | 2 | 0 | 10 |  |  |  |  | R-410A | 3.75 | Residential & Commercial | USHP | Ducted CEE Tier 1
212552658 | Central HP <5.4 tons | DAY & NIGHT | HRCU-A-CB (Split System: Heat Pump with Remote Outdoor Unit-Air-Source) | CVH848GKA** | ADP |  | PL60H210P299 | *96CTN1002122A* | 46000 | 17 | 8.5 | 44000 | 35200 | 80% | 2 | 0 | 10 |  |  |  |  | R-410A | 3.8333 | Residential & Commercial | USHP | Ducted CEE Tier 1
215934174 | Central HP <5.4 tons | CARRIER | HRCU-A-CB (Split System: Heat Pump with Remote Outdoor Unit-Air-Source) | 27VNA348A*030* |  |  | CAA**6121AM*+UI | 58TN*B090C17**16 | 44500 | 21 | 9.5 | 48500 | 36000 | 74.23% | 2 | 0 | 11.5 |  |  |  |  | R-454B | 3.7083 | Residential & Commercial | USHP | Ducted CEE Tier 1
214595983 | Central HP <5.4 tons | MIDEA | HRCU-A-CB (Split System: Heat Pump with Remote Outdoor Unit-Air-Source) | MOVB-36HDN1-M20G | ADP |  | F,PE*G33925 | 0 | 23400 | 15.2 | 8.95 | 22400 | 16500 | 73.66% | 1.98 | 0 | 12 |  |  |  |  | R-410A | 1.95 | Residential & Commercial | USHP | Ducted CEE Tier 1
206765875 | Central HP <5.4 tons | DAY & NIGHT | HRCU-A-CB (Split System: Heat Pump with Remote Outdoor Unit-Air-Source) | CVH825GKA3* |  |  | EA*4X37L17A*+WALLCON | *96CTN0601714A* | 24000 | 16 | 8.1 | 21400 | 16800 | 78.5% | 1.98 | 11 | 11 |  |  |  |  | R-410A | 2 | Residential & Commercial | USHP | Ducted CEE Tier 1
214720165 | Central HP <5.4 tons | LUXAIRE | HRCU-A-CB (Split System: Heat Pump with Remote Outdoor Unit-Air-Source) | HH860E2S11 |  |  | CTU60C5XGS1+TXV | TMLE100C16MP11 | 44500 | 18 | 9 | 45500 | 34200 | 75.16% | 2 | 0 | 11 |  |  |  |  | R-454B | 3.7083 | Residential & Commercial | USHP | Ducted CEE Tier 1
215423473 | Central HP <5.4 tons | YORK | HRCU-A-CB (Split System: Heat Pump with Remote Outdoor Unit-Air-Source) | HH860E2S11 | ADP |  | H,YE49*60+TXV | TL9E100C20UH11 | 52000 | 19 | 8.5 | 51500 | 38000 | 73.79% | 2 | 0 | 11 |  |  |  |  | R-454B | 4.3333 | Residential & Commercial | USHP | Ducted CEE Tier 1
215423493 | Central HP <5.4 tons | YORK | HRCU-A-CB (Split System: Heat Pump with Remote Outdoor Unit-Air-Source) | HH860E2S11 | ADP |  | H,YE86*60+TXV | TM8E080C16MP11 | 44500 | 18 | 8.5 | 43500 | 33800 | 77.7% | 2 | 0 | 11 |  |  |  |  | R-454B | 3.7083 | Residential & Commercial | USHP | Ducted CEE Tier 1
215423550 | Central HP <5.4 tons | YORK | HRCU-A-CB (Split System: Heat Pump with Remote Outdoor Unit-Air-Source) | HH860E2S11 | ADP |  | H,YE49*60+TXV | TM8E120C16MP11 | 44500 | 18 | 8.5 | 43500 | 33800 | 77.7% | 2 | 0 | 11 |  |  |  |  | R-454B | 3.7083 | Residential & Commercial | USHP | Ducted CEE Tier 1
215682516 | Central HP <5.4 tons | AIRQUEST | HRCU-A-CB (Split System: Heat Pump with Remote Outdoor Unit-Air-Source) | H5H0V48*K*AAA* |  |  | EVD5X61M24A*+WALLCON | *96CTN0802120B* | 48500 | 19 | 9.5 | 50000 | 36800 | 73.6% | 2.1 | 0 | 10.5 |  |  |  |  | R-454B | 4.0417 | Residential & Commercial | USHP | Ducted CEE Tier 1
214053763 | Central HP <5.4 tons | LENNOX | HRCU-A-CB (Split System: Heat Pump with Remote Outdoor Unit-Air-Source) | SL25XPV-048-230A** | ADP |  | HG50960 | SLP99UH090XV48C* | 45500 | 20 | 9.3 | 42000 | 36000 | 85.71% | 1.86 | 0 | 12 |  |  |  |  | R-410A | 3.7917 | Residential & Commercial | USHP | Ducted CEE Tier 1
211391699 | Central HP <5.4 tons | LUXAIRE | HRCU-A-CB (Split System: Heat Pump with Remote Outdoor Unit-Air-Source) | HMH72B341 |  |  | XAHB36DBCN1 | TMLE100B12MP11 | 33200 | 17.5 | 8.1 | 33000 | 23400 | 70.91% | 2.02 | 0 | 9.5 |  |  |  |  | R-410A | 2.7667 | Residential & Commercial | USHP
216767092 | Central HP <5.4 tons | TRANE | HRCU-A-CB (Split System: Heat Pump with Remote Outdoor Unit-Air-Source) | 5TWX7036A1 |  |  | 5TXCD008AS3 | S9X2D120U5PSB | 34000 | 16 | 9 | 32600 | 24000 | 73.62% | 2.2 | 0 | 12 |  |  |  |  | R-454B | 2.8333 | Residential & Commercial | USHP | Ducted CEE Tier 1
215425316 | Central HP <5.4 tons | YORK | HRCU-A-CB (Split System: Heat Pump with Remote Outdoor Unit-Air-Source) | HH836E2S11 | ADP |  | H,YE1K*36+TXV | Y91E080C20SMPS1 | 34400 | 18 | 8.1 | 30400 | 23800 | 78.29% | 2 | 0 | 11 |  |  |  |  | R-454B | 2.8667 | Residential & Commercial | USHP | Ducted CEE Tier 1
215675134 | Central HP <5.4 tons | BRYANT HEATING AND COOLING SYSTEMS | HRCU-A-CB (Split System: Heat Pump with Remote Outdoor Unit-Air-Source) | 290VAN048**AA* |  |  | CSAH*6012AM*+UI | 83*CA60080C21*** | 45500 | 17 | 8.5 | 48000 | 33600 | 70% | 2.08 | 0 | 9.5 |  |  |  |  | R-454B | 3.7917 | Residential & Commercial | USHP
211227623 | Central HP <5.4 tons | DAY & NIGHT | HRCU-A-CB (Split System: Heat Pump with Remote Outdoor Unit-Air-Source) | DLCURAH36ABK |  |  | EA*4X42L21A* | *96VSN1002120A* | 35600 | 16 | 8.1 | 38500 | 35000 | 90.91% | 1.88 | 0 | 10 |  |  |  |  | R-410A | 2.9667 | Residential & Commercial | USHP | Ducted CEE Tier 1
211227723 | Central HP <5.4 tons | DAY & NIGHT | HRCU-A-CB (Split System: Heat Pump with Remote Outdoor Unit-Air-Source) | DLCURAH36ABK |  |  | EA*4X42L21A* | OLV098A12* | 35000 | 15.2 | 8.1 | 38500 | 35200 | 91.43% | 1.86 | 0 | 9.5 |  |  |  |  | R-410A | 2.9167 | Residential & Commercial | USHP
215423439 | Central HP <5.4 tons | YORK | HRCU-A-CB (Split System: Heat Pump with Remote Outdoor Unit-Air-Source) | HH836E2S11 | ADP |  | H,YE9J*36+TXV | YP9C100C16MP13 | 33400 | 17 | 8.5 | 29400 | 24800 | 84.35% | 2 | 0 | 11 |  |  |  |  | R-454B | 2.7833 | Residential & Commercial | USHP | Ducted CEE Tier 1
215425274 | Central HP <5.4 tons | YORK | HRCU-A-CB (Split System: Heat Pump with Remote Outdoor Unit-Air-Source) | HH836E2S11 | ADP |  | H,YE1K*36+TXV | TM8E080B12MP11 | 33200 | 18 | 8.5 | 29800 | 25000 | 83.89% | 2 | 0 | 11 |  |  |  |  | R-454B | 2.7667 | Residential & Commercial | USHP | Ducted CEE Tier 1
215425276 | Central HP <5.4 tons | YORK | HRCU-A-CB (Split System: Heat Pump with Remote Outdoor Unit-Air-Source) | HH836E2S11 | ADP |  | H,YE1K*36+TXV | TM8E080C20MP11 | 34200 | 17 | 8.5 | 30800 | 25400 | 82.47% | 2 | 0 | 11 |  |  |  |  | R-454B | 2.85 | Residential & Commercial | USHP | Ducted CEE Tier 1
216767108 | Central HP <5.4 tons | TRANE | HRCU-A-CB (Split System: Heat Pump with Remote Outdoor Unit-Air-Source) | 5TWX7048A1 |  |  | 5PX*C009AS3 | S9V2C080U5VSB | 43500 | 16 | 8.7 | 43500 | 32000 | 73.56% | 2.19 | 0 | 12 |  |  |  |  | R-454B | 3.625 | Residential & Commercial | USHP | Ducted CEE Tier 1
216767149 | Central HP <5.4 tons | TRANE | HRCU-A-CB (Split System: Heat Pump with Remote Outdoor Unit-Air-Source) | 5TWX7048A1 |  |  | 5PX*DD10AS3 | S9V2D120D5VSB | 43500 | 15.2 | 8.7 | 44500 | 32400 | 72.81% | 2.18 | 0 | 11.7 |  |  |  |  | R-454B | 3.625 | Residential & Commercial | USHP | Ducted CEE Tier 1
216767167 | Central HP <5.4 tons | TRANE | HRCU-A-CB (Split System: Heat Pump with Remote Outdoor Unit-Air-Source) | 5TWX7048A1 |  |  | 5TXCC009AS3 | S8V2C100M5PCB | 43500 | 15.5 | 8.7 | 44000 | 32000 | 72.73% | 2.19 | 0 | 12 |  |  |  |  | R-454B | 3.625 | Residential & Commercial | USHP | Ducted CEE Tier 1
216767190 | Central HP <5.4 tons | TRANE | HRCU-A-CB (Split System: Heat Pump with Remote Outdoor Unit-Air-Source) | 5TWX7048A1 |  |  | 5TXCD010AS3 | S9X1C100U5PSB | 43500 | 15.2 | 8.7 | 44000 | 32200 | 73.18% | 2.19 | 0 | 12 |  |  |  |  | R-454B | 3.625 | Residential & Commercial | USHP | Ducted CEE Tier 1
215423568 | Central HP <5.4 tons | YORK | HRCU-A-CB (Split System: Heat Pump with Remote Outdoor Unit-Air-Source) | HH860E2S11 | ADP |  | H,YE37*60+TXV | TM8E130D20MP11 | 53000 | 18 | 8.35 | 53000 | 39500 | 74.53% | 1.98 | 0 | 10.5 |  |  |  |  | R-454B | 4.4167 | Residential & Commercial | USHP | Ducted CEE Tier 1
215423573 | Central HP <5.4 tons | YORK | HRCU-A-CB (Split System: Heat Pump with Remote Outdoor Unit-Air-Source) | HH860E2S11 | ADP |  | H,YE54*60+TXV | TM8E130D20MP11 | 54000 | 19 | 8.5 | 53000 | 39500 | 74.53% | 2 | 0 | 11 |  |  |  |  | R-454B | 4.5 | Residential & Commercial | USHP | Ducted CEE Tier 1
215423577 | Central HP <5.4 tons | YORK | HRCU-A-CB (Split System: Heat Pump with Remote Outdoor Unit-Air-Source) | HH860E2S11 | ADP |  | H,YE86*60+TXV | TM8E130D20MP11 | 54000 | 19 | 8.5 | 53000 | 39500 | 74.53% | 2 | 0 | 11 |  |  |  |  | R-454B | 4.5 | Residential & Commercial | USHP | Ducted CEE Tier 1
215423600 | Central HP <5.4 tons | YORK | HRCU-A-CB (Split System: Heat Pump with Remote Outdoor Unit-Air-Source) | HH860E2S11 | ADP |  | H,YE37*60+TXV | TM8V100C16MP12 | 43500 | 17 | 8.5 | 42000 | 32800 | 78.1% | 2 | 0 | 11.7 |  |  |  |  | R-454B | 3.625 | Residential & Commercial | USHP | Ducted CEE Tier 1
215423607 | Central HP <5.4 tons | YORK | HRCU-A-CB (Split System: Heat Pump with Remote Outdoor Unit-Air-Source) | HH860E2S11 | ADP |  | H,YE54*48+TXV | TM8V100C16MP12 | 43500 | 18 | 8.5 | 42000 | 32800 | 78.1% | 2 | 0 | 11.7 |  |  |  |  | R-454B | 3.625 | Residential & Commercial | USHP | Ducted CEE Tier 1
215423618 | Central HP <5.4 tons | YORK | HRCU-A-CB (Split System: Heat Pump with Remote Outdoor Unit-Air-Source) | HH860E2S11 | ADP |  | H,YE3K*60+TXV | TM8V100C20MP12 | 44500 | 18 | 8.5 | 43000 | 33400 | 77.67% | 2 | 0 | 11 |  |  |  |  | R-454B | 3.7083 | Residential & Commercial | USHP | Ducted CEE Tier 1
215423632 | Central HP <5.4 tons | YORK | HRCU-A-CB (Split System: Heat Pump with Remote Outdoor Unit-Air-Source) | HH860E2S11 | ADP |  | H,YE48*60+TXV-BLEED | TM8V120C20MP12 | 44000 | 18 | 8.5 | 42500 | 33200 | 78.12% | 2 | 0 | 11.7 |  |  |  |  | R-454B | 3.6667 | Residential & Commercial | USHP | Ducted CEE Tier 1
215423634 | Central HP <5.4 tons | YORK | HRCU-A-CB (Split System: Heat Pump with Remote Outdoor Unit-Air-Source) | HH860E2S11 | ADP |  | H,YE48*60+TXV | TM8V120C20MP12 | 44000 | 18 | 8.5 | 42500 | 33200 | 78.12% | 2 | 0 | 11.7 |  |  |  |  | R-454B | 3.6667 | Residential & Commercial | USHP | Ducted CEE Tier 1
210470312 | Central HP <5.4 tons | AIRQUEST | HRCU-A-CB (Split System: Heat Pump with Remote Outdoor Unit-Air-Source) | HVH837GKA2* |  |  | EA*4X60L24A*+WALLCON | *97CMN1002122A* | 32800 | 17.5 | 8.5 | 31800 | 24800 | 77.99% | 2 | 0 | 11.7 |  |  |  |  | R-410A | 2.7333 | Residential & Commercial | USHP | Ducted CEE Tier 1
215931505 | Central HP <5.4 tons | BRYANT HEATING AND COOLING SYSTEMS | HRCU-A-CB (Split System: Heat Pump with Remote Outdoor Unit-Air-Source) | 293VAN048**AA* |  |  | FE5BNBD60L*+UI | 0 | 46500 | 23 | 9.5 | 48000 | 35600 | 74.17% | 1.98 | 0 | 12.5 |  |  |  |  | R-454B | 3.875 | Residential & Commercial | USHP | Ducted CEE Tier 1
215423643 | Central HP <5.4 tons | YORK | HRCU-A-CB (Split System: Heat Pump with Remote Outdoor Unit-Air-Source) | HH860E2S11 | ADP |  | H,YE36*60+TXV | TM8Y080C16MP11 | 43500 | 17 | 8.4 | 42000 | 33000 | 78.57% | 1.98 | 0 | 11.5 |  |  |  |  | R-454B | 3.625 | Residential & Commercial | USHP | Ducted CEE Tier 1
215423652 | Central HP <5.4 tons | YORK | HRCU-A-CB (Split System: Heat Pump with Remote Outdoor Unit-Air-Source) | HH860E2S11 | ADP |  | H,YE54*60+TXV | TM8Y080C16MP11 | 44000 | 18 | 8.5 | 42000 | 33000 | 78.57% | 2 | 0 | 11.7 |  |  |  |  | R-454B | 3.6667 | Residential & Commercial | USHP | Ducted CEE Tier 1
215423682 | Central HP <5.4 tons | YORK | HRCU-A-CB (Split System: Heat Pump with Remote Outdoor Unit-Air-Source) | HH860E2S11 | ADP |  | H,YE48*48+TXV | TM8Y100C20MP11 | 44500 | 18 | 8.5 | 43000 | 33400 | 77.67% | 2 | 0 | 11.7 |  |  |  |  | R-454B | 3.7083 | Residential & Commercial | USHP | Ducted CEE Tier 1
215423707 | Central HP <5.4 tons | YORK | HRCU-A-CB (Split System: Heat Pump with Remote Outdoor Unit-Air-Source) | HH860E2S11 | ADP |  | H,YE2K*48+TXV | TM9E080C16MP12 | 44500 | 17 | 8.45 | 43500 | 34000 | 78.16% | 2 | 0 | 11 |  |  |  |  | R-454B | 3.7083 | Residential & Commercial | USHP | Ducted CEE Tier 1
215423725 | Central HP <5.4 tons | YORK | HRCU-A-CB (Split System: Heat Pump with Remote Outdoor Unit-Air-Source) | HH860E2S11 | ADP |  | H,YE48*60+TXV-BLEED | TM9E080C20MP12 | 53500 | 18 | 8.5 | 53000 | 39500 | 74.53% | 2 | 0 | 11 |  |  |  |  | R-454B | 4.4583 | Residential & Commercial | USHP | Ducted CEE Tier 1
215423734 | Central HP <5.4 tons | YORK | HRCU-A-CB (Split System: Heat Pump with Remote Outdoor Unit-Air-Source) | HH860E2S11 | ADP |  | H,YE36*48+TXV | TM9E100C16MP12 | 44000 | 17 | 8.4 | 44000 | 34000 | 77.27% | 1.98 | 0 | 10.5 |  |  |  |  | R-454B | 3.6667 | Residential & Commercial | USHP | Ducted CEE Tier 1
215423768 | Central HP <5.4 tons | YORK | HRCU-A-CB (Split System: Heat Pump with Remote Outdoor Unit-Air-Source) | HH860E2S11 | ADP |  | H,YE48*60+TXV | TM9E120D20MP12 | 53000 | 18 | 8.5 | 52500 | 39000 | 74.29% | 2 | 0 | 11 |  |  |  |  | R-454B | 4.4167 | Residential & Commercial | USHP | Ducted CEE Tier 1
215423782 | Central HP <5.4 tons | YORK | HRCU-A-CB (Split System: Heat Pump with Remote Outdoor Unit-Air-Source) | HH860E2S11 | ADP |  | H,YE48*60+TXV-BLEED | TM9V080C16MP12 | 43500 | 18 | 8.5 | 42000 | 33000 | 78.57% | 2 | 0 | 11 |  |  |  |  | R-454B | 3.625 | Residential & Commercial | USHP | Ducted CEE Tier 1
215423791 | Central HP <5.4 tons | YORK | HRCU-A-CB (Split System: Heat Pump with Remote Outdoor Unit-Air-Source) | HH860E2S11 | ADP |  | H,YE86*60+TXV | TM9V080C16MP12 | 43500 | 18 | 8.5 | 42000 | 33000 | 78.57% | 2 | 0 | 11 |  |  |  |  | R-454B | 3.625 | Residential & Commercial | USHP | Ducted CEE Tier 1
215423800 | Central HP <5.4 tons | YORK | HRCU-A-CB (Split System: Heat Pump with Remote Outdoor Unit-Air-Source) | HH860E2S11 | ADP |  | H,YE48*60+TXV-BLEED | TM9V100C16MP12 | 43500 | 18 | 8.5 | 42000 | 32800 | 78.1% | 2 | 0 | 11.7 |  |  |  |  | R-454B | 3.625 | Residential & Commercial | USHP | Ducted CEE Tier 1
215423818 | Central HP <5.4 tons | YORK | HRCU-A-CB (Split System: Heat Pump with Remote Outdoor Unit-Air-Source) | HH860E2S11 | ADP |  | H,YE54*60+TXV | TM9V100C20MP12 | 52000 | 19 | 8.5 | 51500 | 38000 | 73.79% | 2 | 0 | 11 |  |  |  |  | R-454B | 4.3333 | Residential & Commercial | USHP | Ducted CEE Tier 1
215423852 | Central HP <5.4 tons | YORK | HRCU-A-CB (Split System: Heat Pump with Remote Outdoor Unit-Air-Source) | HH860E2S11 | ADP |  | H,YE84*60+TXV | TM9Y080C16MP11 | 44000 | 17 | 8.5 | 42500 | 33400 | 78.59% | 2 | 0 | 11 |  |  |  |  | R-454B | 3.6667 | Residential & Commercial | USHP | Ducted CEE Tier 1
215423859 | Central HP <5.4 tons | YORK | HRCU-A-CB (Split System: Heat Pump with Remote Outdoor Unit-Air-Source) | HH860E2S11 | ADP |  | H,YE2K*48+TXV | TM9Y100C16MP11 | 43500 | 16 | 8.45 | 42500 | 33400 | 78.59% | 2 | 0 | 10.5 |  |  |  |  | R-454B | 3.625 | Residential & Commercial | USHP | Ducted CEE Tier 1
215423861 | Central HP <5.4 tons | YORK | HRCU-A-CB (Split System: Heat Pump with Remote Outdoor Unit-Air-Source) | HH860E2S11 | ADP |  | H,YE3K*60+TXV | TM9Y100C16MP11 | 44000 | 16 | 8.5 | 42500 | 33400 | 78.59% | 2 | 0 | 11 |  |  |  |  | R-454B | 3.6667 | Residential & Commercial | USHP | Ducted CEE Tier 1
215423868 | Central HP <5.4 tons | YORK | HRCU-A-CB (Split System: Heat Pump with Remote Outdoor Unit-Air-Source) | HH860E2S11 | ADP |  | H,YE49*60+TXV | TM9Y100C16MP11 | 44000 | 17 | 8.5 | 42500 | 33400 | 78.59% | 2 | 0 | 11 |  |  |  |  | R-454B | 3.6667 | Residential & Commercial | USHP | Ducted CEE Tier 1
215423884 | Central HP <5.4 tons | YORK | HRCU-A-CB (Split System: Heat Pump with Remote Outdoor Unit-Air-Source) | HH860E2S11 | ADP |  | H,YE36*60+TXV-BLEED | TM9Y120D20MP11 | 51500 | 18 | 8.3 | 52500 | 39000 | 74.29% | 1.96 | 0 | 10.5 |  |  |  |  | R-454B | 4.2917 | Residential & Commercial | USHP | Ducted CEE Tier 1
213782327 | Central HP <5.4 tons | HEIL | HRCU-A-CB (Split System: Heat Pump with Remote Outdoor Unit-Air-Source) | HVH837GKA2* |  |  | EHD4X60AAL+WALLCON | *96CTN0601714B* | 32800 | 16.5 | 8.1 | 32400 | 25000 | 77.16% | 1.96 | 0 | 11 |  |  |  |  | R-410A | 2.7333 | Residential & Commercial | USHP | Ducted CEE Tier 1
215731476 | Central HP <5.4 tons | YORK | HRCU-A-CB (Split System: Heat Pump with Remote Outdoor Unit-Air-Source) | HH860E2S11 | ADP |  | H,YG54*60+TXV-BLEED | TM8V120C20MP12 | 53000 | 19 | 8.5 | 52000 | 38500 | 74.04% | 2 | 0 | 11 |  |  |  |  | R-454B | 4.4167 | Residential & Commercial | USHP | Ducted CEE Tier 1
215731492 | Central HP <5.4 tons | YORK | HRCU-A-CB (Split System: Heat Pump with Remote Outdoor Unit-Air-Source) | HH860E2S11 | ADP |  | H,YG3K*60+TXV | TM9V120D20MP12 | 52500 | 18 | 8.45 | 52500 | 39000 | 74.29% | 1.98 | 0 | 10.5 |  |  |  |  | R-454B | 4.375 | Residential & Commercial | USHP | Ducted CEE Tier 1
215731535 | Central HP <5.4 tons | YORK | HRCU-A-CB (Split System: Heat Pump with Remote Outdoor Unit-Air-Source) | HH860E2S11 | ADP |  | H,YG37*60+TXV-BLEED | TM9Y100C16MP11 | 44000 | 16 | 8.5 | 42500 | 33400 | 78.59% | 2 | 0 | 11 |  |  |  |  | R-454B | 3.6667 | Residential & Commercial | USHP | Ducted CEE Tier 1
215731578 | Central HP <5.4 tons | YORK | HRCU-A-CB (Split System: Heat Pump with Remote Outdoor Unit-Air-Source) | HH860E2S11 | ADP |  | H,YG54*60+TXV | TM9Y100C20MP11 | 52500 | 18 | 8.5 | 52500 | 39000 | 74.29% | 2 | 0 | 11 |  |  |  |  | R-454B | 4.375 | Residential & Commercial | USHP | Ducted CEE Tier 1
215423943 | Central HP <5.4 tons | YORK | HRCU-A-CB (Split System: Heat Pump with Remote Outdoor Unit-Air-Source) | HH860E2S11 | ADP |  | H,YE74*48+TXV | Y81E100C16SMPS1 | 44000 | 18 | 8.5 | 42000 | 32800 | 78.1% | 2 | 0 | 12 |  |  |  |  | R-454B | 3.6667 | Residential & Commercial | USHP | Ducted CEE Tier 1
215423966 | Central HP <5.4 tons | YORK | HRCU-A-CB (Split System: Heat Pump with Remote Outdoor Unit-Air-Source) | HH860E2S11 | ADP |  | H,YE3K*60+TXV | Y81E120C16SMPS1 | 44000 | 17 | 8.5 | 41500 | 32600 | 78.55% | 2 | 0 | 12 |  |  |  |  | R-454B | 3.6667 | Residential & Commercial | USHP | Ducted CEE Tier 1
215423968 | Central HP <5.4 tons | YORK | HRCU-A-CB (Split System: Heat Pump with Remote Outdoor Unit-Air-Source) | HH860E2S11 | ADP |  | H,YE48*48+TXV | Y81E120C16SMPS1 | 44000 | 18 | 8.5 | 42000 | 32600 | 77.62% | 2 | 0 | 12 |  |  |  |  | R-454B | 3.6667 | Residential & Commercial | USHP | Ducted CEE Tier 1
215423975 | Central HP <5.4 tons | YORK | HRCU-A-CB (Split System: Heat Pump with Remote Outdoor Unit-Air-Source) | HH860E2S11 | ADP |  | H,YE84*60+TXV | Y81E120C16SMPS1 | 44000 | 18 | 8.5 | 41500 | 32600 | 78.55% | 2 | 0 | 12 |  |  |  |  | R-454B | 3.6667 | Residential & Commercial | USHP | Ducted CEE Tier 1
215423991 | Central HP <5.4 tons | YORK | HRCU-A-CB (Split System: Heat Pump with Remote Outdoor Unit-Air-Source) | HH860E2S11 | ADP |  | H,YE37*60+TXV | Y81E130D20SMPS1 | 53000 | 18 | 8.35 | 52500 | 39000 | 74.29% | 1.98 | 0 | 11 |  |  |  |  | R-454B | 4.4167 | Residential & Commercial | USHP | Ducted CEE Tier 1
215424016 | Central HP <5.4 tons | YORK | HRCU-A-CB (Split System: Heat Pump with Remote Outdoor Unit-Air-Source) | HH860E2S11 | ADP |  | H,YE49*60+TXV | Y91E080C16SMPS1 | 45000 | 18 | 8.5 | 45000 | 33400 | 74.22% | 2 | 0 | 11.7 |  |  |  |  | R-454B | 3.75 | Residential & Commercial | USHP | Ducted CEE Tier 1
215424034 | Central HP <5.4 tons | YORK | HRCU-A-CB (Split System: Heat Pump with Remote Outdoor Unit-Air-Source) | HH860E2S11 | ADP |  | H,YE49*60+TXV | Y91E080C20SMPS1 | 44500 | 18 | 8.5 | 44500 | 33000 | 74.16% | 2 | 0 | 12 |  |  |  |  | R-454B | 3.7083 | Residential & Commercial | USHP | Ducted CEE Tier 1
215424041 | Central HP <5.4 tons | YORK | HRCU-A-CB (Split System: Heat Pump with Remote Outdoor Unit-Air-Source) | HH860E2S11 | ADP |  | H,YE36*60+TXV | Y91E100C16SMPS1 | 45000 | 17 | 8.4 | 45000 | 33800 | 75.11% | 1.98 | 0 | 11.5 |  |  |  |  | R-454B | 3.75 | Residential & Commercial | USHP | Ducted CEE Tier 1
215731587 | Central HP <5.4 tons | YORK | HRCU-A-CB (Split System: Heat Pump with Remote Outdoor Unit-Air-Source) | HH860E2S11 | ADP |  | H,YG72*48+TXV-BLEED | TM9Y120D20MP11 | 44000 | 18 | 8.5 | 42000 | 33000 | 78.57% | 2 | 0 | 11.7 |  |  |  |  | R-454B | 3.6667 | Residential & Commercial | USHP | Ducted CEE Tier 1
215731603 | Central HP <5.4 tons | YORK | HRCU-A-CB (Split System: Heat Pump with Remote Outdoor Unit-Air-Source) | HH860E2S11 | ADP |  | H,YG72*48+TXV-BLEED | Y81E080C16SMPS1 | 44500 | 18 | 8.5 | 42500 | 33000 | 77.65% | 2 | 0 | 12 |  |  |  |  | R-454B | 3.7083 | Residential & Commercial | USHP | Ducted CEE Tier 1
215731612 | Central HP <5.4 tons | YORK | HRCU-A-CB (Split System: Heat Pump with Remote Outdoor Unit-Air-Source) | HH860E2S11 | ADP |  | H,YG54*60+TXV-BLEED | Y81E080C16SMPS1 | 44500 | 18 | 8.5 | 42500 | 33000 | 77.65% | 2 | 0 | 12 |  |  |  |  | R-454B | 3.7083 | Residential & Commercial | USHP | Ducted CEE Tier 1
215731646 | Central HP <5.4 tons | YORK | HRCU-A-CB (Split System: Heat Pump with Remote Outdoor Unit-Air-Source) | HH860E2S11 | ADP |  | H,YG55*60+TXV | Y81E080C20SMPS1 | 53000 | 19 | 8.5 | 52000 | 38500 | 74.04% | 2 | 0 | 11 |  |  |  |  | R-454B | 4.4167 | Residential & Commercial | USHP | Ducted CEE Tier 1
215731671 | Central HP <5.4 tons | YORK | HRCU-A-CB (Split System: Heat Pump with Remote Outdoor Unit-Air-Source) | HH860E2S11 | ADP |  | H,YG51*48+TXV-BLEED | Y81E100C16SMPS1 | 44000 | 18 | 8.5 | 42000 | 32800 | 78.1% | 2 | 0 | 12 |  |  |  |  | R-454B | 3.6667 | Residential & Commercial | USHP | Ducted CEE Tier 1
215731676 | Central HP <5.4 tons | YORK | HRCU-A-CB (Split System: Heat Pump with Remote Outdoor Unit-Air-Source) | HH860E2S11 | ADP |  | H,YG74*60+TXV-BLEED | Y81E100C16SMPS1 | 44000 | 18 | 8.5 | 42000 | 32800 | 78.1% | 2 | 0 | 12 |  |  |  |  | R-454B | 3.6667 | Residential & Commercial | USHP | Ducted CEE Tier 1
215731701 | Central HP <5.4 tons | YORK | HRCU-A-CB (Split System: Heat Pump with Remote Outdoor Unit-Air-Source) | HH860E2S11 | ADP |  | H,YG74*60+TXV-BLEED | Y81E100C20SMPS1 | 53000 | 19 | 8.5 | 51500 | 38000 | 73.79% | 2 | 0 | 11.7 |  |  |  |  | R-454B | 4.4167 | Residential & Commercial | USHP | Ducted CEE Tier 1
211230040 | Central HP <5.4 tons | AIRQUEST | HRCU-A-CB (Split System: Heat Pump with Remote Outdoor Unit-Air-Source) | DLCURAH36ABK |  |  | EN(A,D,W)4X48L21** | *80ESU0802120A | 37400 | 15.5 | 8.5 | 39500 | 35000 | 88.61% | 2.1 | 0 | 10.5 |  |  |  |  | R-410A | 3.1167 | Residential & Commercial | USHP | Ducted CEE Tier 1
215726380 | Central HP <5.4 tons | YORK | HRCU-A-CB (Split System: Heat Pump with Remote Outdoor Unit-Air-Source) | HH836E2S11 | ADP |  | H,YG80*36+TXV | TM9Y100C20MP11 | 33800 | 17 | 8.5 | 30800 | 25600 | 83.12% | 2 | 0 | 10 |  |  |  |  | R-454B | 2.8167 | Residential & Commercial | USHP | Ducted CEE Tier 1
215726405 | Central HP <5.4 tons | YORK | HRCU-A-CB (Split System: Heat Pump with Remote Outdoor Unit-Air-Source) | HH836E2S11 | ADP |  | H,YG81*36+TXV-BLEED | Y81E080C20SMPS1 | 34600 | 19 | 8.5 | 30800 | 25400 | 82.47% | 2 | 0 | 11 |  |  |  |  | R-454B | 2.8833 | Residential & Commercial | USHP | Ducted CEE Tier 1
215726430 | Central HP <5.4 tons | YORK | HRCU-A-CB (Split System: Heat Pump with Remote Outdoor Unit-Air-Source) | HH836E2S11 | ADP |  | H,YG81*36+TXV | Y81E100C20SMPS1 | 33800 | 19 | 8.5 | 30000 | 25000 | 83.33% | 2 | 0 | 11 |  |  |  |  | R-454B | 2.8167 | Residential & Commercial | USHP | Ducted CEE Tier 1
215726432 | Central HP <5.4 tons | YORK | HRCU-A-CB (Split System: Heat Pump with Remote Outdoor Unit-Air-Source) | HH836E2S11 | ADP |  | H,YG36*36+TXV | Y81E120C16SMPS1 | 33400 | 19 | 8.5 | 29400 | 24800 | 84.35% | 2 | 0 | 11.7 |  |  |  |  | R-454B | 2.7833 | Residential & Commercial | USHP | Ducted CEE Tier 1
216735818 | Central HP <5.4 tons | BRYANT HEATING AND COOLING SYSTEMS | HRCU-A-CB (Split System: Heat Pump with Remote Outdoor Unit-Air-Source) | 37MUHAQ24AA3 |  |  | CAA**3721AM* | 916SA48080M17*** | 23200 | 16 | 8.5 | 20600 | 18400 | 89.32% | 1.98 | 0 | 11 |  |  |  |  | R-454B | 1.9333 | Residential & Commercial | USHP | Ducted CEE Tier 1
216736086 | Central HP <5.4 tons | BRYANT HEATING AND COOLING SYSTEMS | HRCU-A-CB (Split System: Heat Pump with Remote Outdoor Unit-Air-Source) | 37MUHAQ24AA3 |  |  | CAA**3721AM* | 927TA66100V21*** | 23200 | 16 | 8.5 | 20800 | 18500 | 88.94% | 1.96 | 0 | 11 |  |  |  |  | R-454B | 1.9333 | Residential & Commercial | USHP | Ducted CEE Tier 1
216736268 | Central HP <5.4 tons | BRYANT HEATING AND COOLING SYSTEMS | HRCU-A-CB (Split System: Heat Pump with Remote Outdoor Unit-Air-Source) | 37MUHAQ24AA3 |  |  | CSAH*2412AM* | 82*SB36045V14*** | 22200 | 15.2 | 8.1 | 21000 | 19000 | 90.48% | 1.85 | 0 | 10.5 |  |  |  |  | R-454B | 1.85 | Residential & Commercial | USHP | Ducted CEE Tier 1
216736704 | Central HP <5.4 tons | BRYANT HEATING AND COOLING SYSTEMS | HRCU-A-CB (Split System: Heat Pump with Remote Outdoor Unit-Air-Source) | 37MUHAQ24AA3 |  |  | CSAH*2412AM* | 926SB60080V21*** | 22200 | 15.2 | 8.1 | 21000 | 19000 | 90.48% | 1.9 | 0 | 10.5 |  |  |  |  | R-454B | 1.85 | Residential & Commercial | USHP | Ducted CEE Tier 1
215424050 | Central HP <5.4 tons | YORK | HRCU-A-CB (Split System: Heat Pump with Remote Outdoor Unit-Air-Source) | HH860E2S11 | ADP |  | H,YE54*60+TXV | Y91E100C16SMPS1 | 45500 | 18 | 8.5 | 45000 | 33800 | 75.11% | 2 | 0 | 11.7 |  |  |  |  | R-454B | 3.7917 | Residential & Commercial | USHP | Ducted CEE Tier 1
215424061 | Central HP <5.4 tons | YORK | HRCU-A-CB (Split System: Heat Pump with Remote Outdoor Unit-Air-Source) | HH860E2S11 | ADP |  | H,YE2K*48+TXV | Y91E100C20SMPS1 | 45500 | 17 | 8.45 | 45000 | 33600 | 74.67% | 2 | 0 | 11.7 |  |  |  |  | R-454B | 3.7917 | Residential & Commercial | USHP | Ducted CEE Tier 1
215424084 | Central HP <5.4 tons | YORK | HRCU-A-CB (Split System: Heat Pump with Remote Outdoor Unit-Air-Source) | HH860E2S11 | ADP |  | H,YE48*60+TXV | Y91E120D20SMPS1 | 46500 | 18 | 8.5 | 45000 | 33800 | 75.11% | 2 | 0 | 11.7 |  |  |  |  | R-454B | 3.875 | Residential & Commercial | USHP | Ducted CEE Tier 1
215424086 | Central HP <5.4 tons | YORK | HRCU-A-CB (Split System: Heat Pump with Remote Outdoor Unit-Air-Source) | HH860E2S11 | ADP |  | H,YE55*60+TXV | Y91E120D20SMPS1 | 53500 | 18 | 8.5 | 51500 | 38500 | 74.76% | 2 | 0 | 11.7 |  |  |  |  | R-454B | 4.4583 | Residential & Commercial | USHP | Ducted CEE Tier 1
215424091 | Central HP <5.4 tons | YORK | HRCU-A-CB (Split System: Heat Pump with Remote Outdoor Unit-Air-Source) | HH860E2S11 | ADP |  | H,YE36*60+TXV-BLEED | YP9C080C16MP13 | 43000 | 17 | 8.4 | 42000 | 33000 | 78.57% | 1.98 | 0 | 10.5 |  |  |  |  | R-454B | 3.5833 | Residential & Commercial | USHP | Ducted CEE Tier 1
215424109 | Central HP <5.4 tons | YORK | HRCU-A-CB (Split System: Heat Pump with Remote Outdoor Unit-Air-Source) | HH860E2S11 | ADP |  | H,YE36*60+TXV-BLEED | YP9C100C16MP13 | 43000 | 17 | 8.4 | 42000 | 32800 | 78.1% | 1.98 | 0 | 11.5 |  |  |  |  | R-454B | 3.5833 | Residential & Commercial | USHP | Ducted CEE Tier 1
215424111 | Central HP <5.4 tons | YORK | HRCU-A-CB (Split System: Heat Pump with Remote Outdoor Unit-Air-Source) | HH860E2S11 | ADP |  | H,YE36*60+TXV | YP9C100C16MP13 | 43000 | 17 | 8.4 | 42000 | 32800 | 78.1% | 1.98 | 0 | 11.5 |  |  |  |  | R-454B | 3.5833 | Residential & Commercial | USHP | Ducted CEE Tier 1
215424125 | Central HP <5.4 tons | YORK | HRCU-A-CB (Split System: Heat Pump with Remote Outdoor Unit-Air-Source) | HH860E2S11 | ADP |  | H,YE86*60+TXV | YP9C100C16MP13 | 43500 | 18 | 8.5 | 42000 | 32800 | 78.1% | 2 | 0 | 11.7 |  |  |  |  | R-454B | 3.625 | Residential & Commercial | USHP | Ducted CEE Tier 1
215726341 | Central HP <5.4 tons | YORK | HRCU-A-CB (Split System: Heat Pump with Remote Outdoor Unit-Air-Source) | HH836E2S11 | ADP |  | H,YG36*36+TXV-BLEED | TM9V080B12MP12 | 33000 | 18 | 8.5 | 29200 | 24800 | 84.93% | 2 | 0 | 11 |  |  |  |  | R-454B | 2.75 | Residential & Commercial | USHP | Ducted CEE Tier 1
215726343 | Central HP <5.4 tons | YORK | HRCU-A-CB (Split System: Heat Pump with Remote Outdoor Unit-Air-Source) | HH836E2S11 | ADP |  | H,YG37*36+TXV | TM9V080B12MP12 | 33000 | 18 | 8.5 | 29200 | 24800 | 84.93% | 2 | 0 | 11 |  |  |  |  | R-454B | 2.75 | Residential & Commercial | USHP | Ducted CEE Tier 1
215726360 | Central HP <5.4 tons | YORK | HRCU-A-CB (Split System: Heat Pump with Remote Outdoor Unit-Air-Source) | HH836E2S11 | ADP |  | H,YG81*36+TXV-BLEED | TM9Y080B12MP11 | 33000 | 18 | 8.5 | 29400 | 25000 | 85.03% | 2 | 0 | 11 |  |  |  |  | R-454B | 2.75 | Residential & Commercial | USHP | Ducted CEE Tier 1
215726411 | Central HP <5.4 tons | YORK | HRCU-A-CB (Split System: Heat Pump with Remote Outdoor Unit-Air-Source) | HH836E2S11 | ADP |  | H,YG80*36+TXV-BLEED | Y81E100B12SMPS1 | 33000 | 18 | 8.5 | 28800 | 24400 | 84.72% | 2 | 0 | 11.7 |  |  |  |  | R-454B | 2.75 | Residential & Commercial | USHP | Ducted CEE Tier 1
214719703 | Central HP <5.4 tons | LUXAIRE | HRCU-A-CB (Split System: Heat Pump with Remote Outdoor Unit-Air-Source) | HH836E2S11 |  |  | CTU36B5XDS1+TXV | TMLE080B12MP11 | 33600 | 18 | 8.5 | 31800 | 26000 | 81.76% | 2 | 0 | 11 |  |  |  |  | R-454B | 2.8 | Residential & Commercial | USHP | Ducted CEE Tier 1
216734218 | Central HP <5.4 tons | BRYANT HEATING AND COOLING SYSTEMS | HRCU-A-CB (Split System: Heat Pump with Remote Outdoor Unit-Air-Source) | 37MUHAQ24AA3 |  |  | CAA**3017AM* | 986TD42060C17*** | 22200 | 16.5 | 8.1 | 20800 | 18800 | 90.38% | 1.85 | 0 | 10.5 |  |  |  |  | R-454B | 1.85 | Residential & Commercial | USHP | Ducted CEE Tier 1
214389265 | Central HP <5.4 tons | BRYANT HEATING AND COOLING SYSTEMS | HRCU-A-CB (Split System: Heat Pump with Remote Outdoor Unit-Air-Source) | 284ANV036*0**B* |  |  | CNPV*4217AL*+UI | 987MC42080C17*** | 33000 | 18.5 | 9 | 37400 | 26400 | 70.59% | 1.98 | 0 | 11.7 |  |  |  |  | R-410A | 2.75 | Residential & Commercial | USHP | Ducted CEE Tier 1
214389297 | Central HP <5.4 tons | BRYANT HEATING AND COOLING SYSTEMS | HRCU-A-CB (Split System: Heat Pump with Remote Outdoor Unit-Air-Source) | 284ANV036*0**B* |  |  | CNPV*4821AL*+UI | 986TD42060C17*** | 33600 | 19 | 9 | 37000 | 26200 | 70.81% | 2 | 0 | 12 |  |  |  |  | R-410A | 2.8 | Residential & Commercial | USHP | Ducted CEE Tier 1
214389301 | Central HP <5.4 tons | BRYANT HEATING AND COOLING SYSTEMS | HRCU-A-CB (Split System: Heat Pump with Remote Outdoor Unit-Air-Source) | 284ANV036*0**B* |  |  | CNPV*4821AL*+UI | 986TD66100C21*** | 33800 | 19.5 | 9 | 36600 | 26000 | 71.04% | 2.04 | 0 | 12.5 |  |  |  |  | R-410A | 2.8167 | Residential & Commercial | USHP | Ducted CEE Tier 1
211264716 | Central HP <5.4 tons | DAY & NIGHT | HRCU-A-CB (Split System: Heat Pump with Remote Outdoor Unit-Air-Source) | DLCURAH18ABK |  |  | EN(A,D)4X30L17** | OMV112K14A | 18200 | 15.5 | 8.5 | 18900 | 18400 | 97.35% | 2.2 | 0 | 11 |  |  |  |  | R-410A | 1.5167 | Residential & Commercial | USHP | Ducted CEE Tier 1
212394544 | Central HP <5.4 tons | YORK | HRCU-A-CB (Split System: Heat Pump with Remote Outdoor Unit-Air-Source) | HMH72B341 | ADP |  | H,YE35936 | TM9E040A10MP12 | 32200 | 17 | 8.5 | 32400 | 23000 | 70.99% | 1.98 | 0 | 9.5 |  |  |  |  | R-410A | 2.6833 | Residential & Commercial | USHP
212394562 | Central HP <5.4 tons | YORK | HRCU-A-CB (Split System: Heat Pump with Remote Outdoor Unit-Air-Source) | HMH72B341 | ADP |  | H,YE34936 | TM9E100C16MP12 | 33000 | 17 | 8.5 | 32400 | 22800 | 70.37% | 2.04 | 0 | 10 |  |  |  |  | R-410A | 2.75 | Residential & Commercial | USHP | Ducted CEE Tier 1
215726464 | Central HP <5.4 tons | YORK | HRCU-A-CB (Split System: Heat Pump with Remote Outdoor Unit-Air-Source) | HH860E2S11 | ADP |  | H,YG49*60+TXV | TM8V080C16MP12 | 43500 | 18 | 8.5 | 42000 | 32800 | 78.1% | 2 | 0 | 11.7 |  |  |  |  | R-454B | 3.625 | Residential & Commercial | USHP | Ducted CEE Tier 1
215726473 | Central HP <5.4 tons | YORK | HRCU-A-CB (Split System: Heat Pump with Remote Outdoor Unit-Air-Source) | HH860E2S11 | ADP |  | H,YG84*60+TXV | TM8V080C16MP12 | 43500 | 18 | 8.5 | 42000 | 32800 | 78.1% | 2 | 0 | 11.7 |  |  |  |  | R-454B | 3.625 | Residential & Commercial | USHP | Ducted CEE Tier 1
215726480 | Central HP <5.4 tons | YORK | HRCU-A-CB (Split System: Heat Pump with Remote Outdoor Unit-Air-Source) | HH860E2S11 | ADP |  | H,YG48*48+TXV-BLEED | TM8V100C16MP12 | 43500 | 18 | 8.5 | 42000 | 32800 | 78.1% | 2 | 0 | 11.7 |  |  |  |  | R-454B | 3.625 | Residential & Commercial | USHP | Ducted CEE Tier 1
215726482 | Central HP <5.4 tons | YORK | HRCU-A-CB (Split System: Heat Pump with Remote Outdoor Unit-Air-Source) | HH860E2S11 | ADP |  | H,YG48*48+TXV | TM8V100C16MP12 | 43500 | 18 | 8.5 | 42000 | 32800 | 78.1% | 2 | 0 | 11.7 |  |  |  |  | R-454B | 3.625 | Residential & Commercial | USHP | Ducted CEE Tier 1
215726496 | Central HP <5.4 tons | YORK | HRCU-A-CB (Split System: Heat Pump with Remote Outdoor Unit-Air-Source) | HH860E2S11 | ADP |  | H,YG84*60+TXV | TM8V100C16MP12 | 43500 | 18 | 8.5 | 42000 | 32800 | 78.1% | 2 | 0 | 11.7 |  |  |  |  | R-454B | 3.625 | Residential & Commercial | USHP | Ducted CEE Tier 1
215726514 | Central HP <5.4 tons | YORK | HRCU-A-CB (Split System: Heat Pump with Remote Outdoor Unit-Air-Source) | HH860E2S11 | ADP |  | H,YG88*60+TXV-BLEED | TM8V100C20MP12 | 53000 | 19 | 8.5 | 52000 | 38500 | 74.04% | 2 | 0 | 11 |  |  |  |  | R-454B | 4.4167 | Residential & Commercial | USHP | Ducted CEE Tier 1
215726521 | Central HP <5.4 tons | YORK | HRCU-A-CB (Split System: Heat Pump with Remote Outdoor Unit-Air-Source) | HH860E2S11 | ADP |  | H,YG49*60+TXV | TM8V120C20MP12 | 53000 | 19 | 8.5 | 52000 | 38500 | 74.04% | 2 | 0 | 11 |  |  |  |  | R-454B | 4.4167 | Residential & Commercial | USHP | Ducted CEE Tier 1
211398768 | Central HP <5.4 tons | COLEMAN | HRCU-A-CB (Split System: Heat Pump with Remote Outdoor Unit-Air-Source) | HMH72B341 |  |  | XAHD48FBCN1 | TM8E080C16MP11 | 32800 | 16.5 | 8.5 | 31600 | 23000 | 72.78% | 2.02 | 0 | 9.5 |  |  |  |  | R-410A | 2.7333 | Residential & Commercial | USHP
210473193 | Central HP <5.4 tons | CARRIER | HRCU-A-CB (Split System: Heat Pump with Remote Outdoor Unit-Air-Source) | 25VNA825A*032* |  |  | CAP**4321AL*+UI | 59MN7B060C17**14 | 24200 | 16.5 | 8.1 | 21200 | 16800 | 79.25% | 2 | 0 | 11 |  |  |  |  | R-410A | 2.0167 | Residential & Commercial | USHP | Ducted CEE Tier 1
215424443 | Central HP <5.4 tons | YORK | HRCU-A-CB (Split System: Heat Pump with Remote Outdoor Unit-Air-Source) | HH824E2S11 | ADP |  | H,YE8J*36+TXV | TL9E060B12UH11 | 23000 | 17 | 9 | 21400 | 17600 | 82.24% | 2 | 0 | 12 |  |  |  |  | R-454B | 1.9167 | Residential & Commercial | USHP | Ducted CEE Tier 1
215931626 | Central HP <5.4 tons | HEIL | HRCU-A-CB (Split System: Heat Pump with Remote Outdoor Unit-Air-Source) | H5H3V60*K*AAA* |  |  | EA*5X60M24A*+WALLCON | *97CMN1202422B* | 55500 | 18.5 | 8.5 | 60500 | 46000 | 76.03% | 2.06 | 0 | 11 |  |  |  |  | R-454B | 4.625 | Residential & Commercial | USHP | Ducted CEE Tier 1
215424127 | Central HP <5.4 tons | YORK | HRCU-A-CB (Split System: Heat Pump with Remote Outdoor Unit-Air-Source) | HH860E2S11 | ADP |  | H,YE36*60+TXV | YP9C100C20MP13 | 50500 | 18 | 8.3 | 51500 | 38000 | 73.79% | 1.96 | 0 | 10.5 |  |  |  |  | R-454B | 4.2083 | Residential & Commercial | USHP | Ducted CEE Tier 1
215425565 | Central HP <5.4 tons | YORK | HRCU-A-CB (Split System: Heat Pump with Remote Outdoor Unit-Air-Source) | HH860E2S11 | ADP |  | H,YE74*60+TXV | Y81E130D20SMPS1 | 54000 | 19 | 8.5 | 52500 | 39000 | 74.29% | 2 | 0 | 11.7 |  |  |  |  | R-454B | 4.5 | Residential & Commercial | USHP | Ducted CEE Tier 1
215425450 | Central HP <5.4 tons | YORK | HRCU-A-CB (Split System: Heat Pump with Remote Outdoor Unit-Air-Source) | HH860E2S11 | ADP |  | H,YE72*48+TXV | TM9E100C16MP12 | 44500 | 18 | 8.5 | 44000 | 34000 | 77.27% | 2 | 0 | 11 |  |  |  |  | R-454B | 3.7083 | Residential & Commercial | USHP | Ducted CEE Tier 1
215425486 | Central HP <5.4 tons | YORK | HRCU-A-CB (Split System: Heat Pump with Remote Outdoor Unit-Air-Source) | HH860E2S11 | ADP |  | H,YE72*48+TXV | TM9V100C20MP12 | 44000 | 18 | 8.5 | 42500 | 33200 | 78.12% | 2 | 0 | 11.7 |  |  |  |  | R-454B | 3.6667 | Residential & Commercial | USHP | Ducted CEE Tier 1
215425500 | Central HP <5.4 tons | YORK | HRCU-A-CB (Split System: Heat Pump with Remote Outdoor Unit-Air-Source) | HH860E2S11 | ADP |  | H,YE74*60+TXV | TM9Y080C16MP11 | 44000 | 17 | 8.5 | 42500 | 33400 | 78.59% | 2 | 0 | 11 |  |  |  |  | R-454B | 3.6667 | Residential & Commercial | USHP | Ducted CEE Tier 1
215425502 | Central HP <5.4 tons | YORK | HRCU-A-CB (Split System: Heat Pump with Remote Outdoor Unit-Air-Source) | HH860E2S11 | ADP |  | H,YE86*48+TXV | TM9Y080C16MP11 | 44000 | 17 | 8.5 | 42500 | 33400 | 78.59% | 2 | 0 | 11 |  |  |  |  | R-454B | 3.6667 | Residential & Commercial | USHP | Ducted CEE Tier 1
215425516 | Central HP <5.4 tons | YORK | HRCU-A-CB (Split System: Heat Pump with Remote Outdoor Unit-Air-Source) | HH860E2S11 | ADP |  | H,YE74*60+TXV | TM9Y100C20MP11 | 52500 | 18 | 8.5 | 52500 | 39000 | 74.29% | 2 | 0 | 11 |  |  |  |  | R-454B | 4.375 | Residential & Commercial | USHP | Ducted CEE Tier 1
215425517 | Central HP <5.4 tons | YORK | HRCU-A-CB (Split System: Heat Pump with Remote Outdoor Unit-Air-Source) | HH860E2S11 | ADP |  | H,YE72*48+TXV | TM9Y120D20MP11 | 44000 | 18 | 8.5 | 42000 | 33000 | 78.57% | 2 | 0 | 11.7 |  |  |  |  | R-454B | 3.6667 | Residential & Commercial | USHP | Ducted CEE Tier 1
215425533 | Central HP <5.4 tons | YORK | HRCU-A-CB (Split System: Heat Pump with Remote Outdoor Unit-Air-Source) | HH860E2S11 | ADP |  | H,YE74*60+TXV | Y81E080C20SMPS1 | 53000 | 19 | 8.5 | 52000 | 38500 | 74.04% | 2 | 0 | 11 |  |  |  |  | R-454B | 4.4167 | Residential & Commercial | USHP | Ducted CEE Tier 1
215425535 | Central HP <5.4 tons | YORK | HRCU-A-CB (Split System: Heat Pump with Remote Outdoor Unit-Air-Source) | HH860E2S11 | ADP |  | H,YE72*48+TXV | Y81E100C16SMPS1 | 44000 | 18 | 8.5 | 42000 | 32800 | 78.1% | 2 | 0 | 12 |  |  |  |  | R-454B | 3.6667 | Residential & Commercial | USHP | Ducted CEE Tier 1
215870958 | Central HP <5.4 tons | YORK | HRCU-A-CB (Split System: Heat Pump with Remote Outdoor Unit-Air-Source) | HH836E2S11 | ADP |  | CV365**C+TXV | YPLC080B12MP13 | 32000 | 16 | 8.4 | 28800 | 24800 | 86.11% | 1.98 | 0 | 10.5 |  |  |  |  | R-454B | 2.6667 | Residential & Commercial | USHP | Ducted CEE Tier 1
214053756 | Central HP <5.4 tons | LENNOX | HRCU-A-CB (Split System: Heat Pump with Remote Outdoor Unit-Air-Source) | SL25XPV-048-230A** | ADP |  | HG50960 | SL280UH090V60C* | 45000 | 21 | 9.2 | 43500 | 36800 | 84.6% | 1.84 | 0 | 12.5 |  |  |  |  | R-410A | 3.75 | Residential & Commercial | USHP | Ducted CEE Tier 1
215870934 | Central HP <5.4 tons | YORK | HRCU-A-CB (Split System: Heat Pump with Remote Outdoor Unit-Air-Source) | HH824E2S11 | ADP |  | CV363**C+TXV | Y91E060B12SMPS1 | 23000 | 17 | 9 | 21400 | 18200 | 85.05% | 2 | 0 | 11.7 |  |  |  |  | R-454B | 1.9167 | Residential & Commercial | USHP | Ducted CEE Tier 1
215424454 | Central HP <5.4 tons | YORK | HRCU-A-CB (Split System: Heat Pump with Remote Outdoor Unit-Air-Source) | HH824E2S11 | ADP |  | H,YE31*30+TXV | TM8E060A12MP11 | 21800 | 17 | 8.5 | 21200 | 17500 | 82.55% | 1.9 | 0 | 11 |  |  |  |  | R-454B | 1.8167 | Residential & Commercial | USHP | Ducted CEE Tier 1
215424459 | Central HP <5.4 tons | YORK | HRCU-A-CB (Split System: Heat Pump with Remote Outdoor Unit-Air-Source) | HH824E2S11 | ADP |  | H,YE7J*36+TXV | TM8E060A12MP11 | 22400 | 17 | 8.8 | 21400 | 17500 | 81.78% | 1.96 | 0 | 11 |  |  |  |  | R-454B | 1.8667 | Residential & Commercial | USHP | Ducted CEE Tier 1
215424484 | Central HP <5.4 tons | YORK | HRCU-A-CB (Split System: Heat Pump with Remote Outdoor Unit-Air-Source) | HH824E2S11 | ADP |  | H,YE7J*36+TXV-BLEED | TM8V080B12MP12 | 22400 | 17 | 8.8 | 21400 | 17700 | 82.71% | 1.96 | 0 | 10.5 |  |  |  |  | R-454B | 1.8667 | Residential & Commercial | USHP | Ducted CEE Tier 1
215424495 | Central HP <5.4 tons | YORK | HRCU-A-CB (Split System: Heat Pump with Remote Outdoor Unit-Air-Source) | HH824E2S11 | ADP |  | H,YE7J*36+TXV-BLEED | TM8Y080B12MP11 | 22400 | 17 | 8.8 | 21400 | 17200 | 80.37% | 1.96 | 0 | 11.5 |  |  |  |  | R-454B | 1.8667 | Residential & Commercial | USHP | Ducted CEE Tier 1
215424665 | Central HP <5.4 tons | YORK | HRCU-A-CB (Split System: Heat Pump with Remote Outdoor Unit-Air-Source) | HH824E2S11 | ADP |  | H,YE33*36+TXV | Y91E060A10SMPS1 | 22400 | 17 | 8.3 | 21400 | 17200 | 80.37% | 1.96 | 0 | 11.5 |  |  |  |  | R-454B | 1.8667 | Residential & Commercial | USHP | Ducted CEE Tier 1
215425652 | Central HP <5.4 tons | YORK | HRCU-A-CB (Split System: Heat Pump with Remote Outdoor Unit-Air-Source) | HH824E2S11 | ADP |  | H,YE24*36+TXV | TM8E040A12MP11 | 22000 | 16 | 8.55 | 20800 | 16800 | 80.77% | 1.92 | 0 | 11 |  |  |  |  | R-454B | 1.8333 | Residential & Commercial | USHP | Ducted CEE Tier 1
215425618 | Central HP <5.4 tons | YORK | HRCU-A-CB (Split System: Heat Pump with Remote Outdoor Unit-Air-Source) | HH860E2S11 | ADP |  | H,YE72*60+TXV | YP9C080C16MP13 | 43500 | 18 | 8.5 | 42000 | 33000 | 78.57% | 2 | 0 | 11 |  |  |  |  | R-454B | 3.625 | Residential & Commercial | USHP | Ducted CEE Tier 1
215726459 | Central HP <5.4 tons | YORK | HRCU-A-CB (Split System: Heat Pump with Remote Outdoor Unit-Air-Source) | HH860E2S11 | ADP |  | H,YG48*48+TXV | TM8V080C16MP12 | 43500 | 18 | 8.5 | 42000 | 32800 | 78.1% | 2 | 0 | 11.7 |  |  |  |  | R-454B | 3.625 | Residential & Commercial | USHP | Ducted CEE Tier 1
215726494 | Central HP <5.4 tons | YORK | HRCU-A-CB (Split System: Heat Pump with Remote Outdoor Unit-Air-Source) | HH860E2S11 | ADP |  | H,YG84*48+TXV-BLEED | TM8V100C16MP12 | 43500 | 18 | 8.5 | 42000 | 32800 | 78.1% | 2 | 0 | 11.7 |  |  |  |  | R-454B | 3.625 | Residential & Commercial | USHP | Ducted CEE Tier 1
215726510 | Central HP <5.4 tons | YORK | HRCU-A-CB (Split System: Heat Pump with Remote Outdoor Unit-Air-Source) | HH860E2S11 | ADP |  | H,YG52*60+TXV | TM8V100C20MP12 | 53000 | 19 | 8.5 | 52000 | 38500 | 74.04% | 2 | 0 | 11 |  |  |  |  | R-454B | 4.4167 | Residential & Commercial | USHP | Ducted CEE Tier 1
215425668 | Central HP <5.4 tons | YORK | HRCU-A-CB (Split System: Heat Pump with Remote Outdoor Unit-Air-Source) | HH824E2S11 | ADP |  | H,YE32*24+TXV | TM8E080B12MP11 | 22200 | 17 | 8.65 | 21200 | 17500 | 82.55% | 1.94 | 0 | 11.5 |  |  |  |  | R-454B | 1.85 | Residential & Commercial | USHP | Ducted CEE Tier 1
215425683 | Central HP <5.4 tons | YORK | HRCU-A-CB (Split System: Heat Pump with Remote Outdoor Unit-Air-Source) | HH824E2S11 | ADP |  | H,YE32*30+TXV | TM8V080B12MP12 | 22200 | 17 | 8.65 | 21200 | 17700 | 83.49% | 1.94 | 0 | 10.5 |  |  |  |  | R-454B | 1.85 | Residential & Commercial | USHP | Ducted CEE Tier 1
216751912 | Central HP <5.4 tons | YORK | HRCU-A-CB (Split System: Heat Pump with Remote Outdoor Unit-Air-Source) | HH860E2S11 | ADP |  | H,YG54*60+TXV-BLEED | Y91E120D20SMPS1 | 53500 | 19 | 8.5 | 51500 | 38000 | 73.79% | 2 | 0 | 11.7 |  |  |  |  | R-454B | 4.4583 | Residential & Commercial | USHP | Ducted CEE Tier 1
213773164 | Central HP <5.4 tons | TEMPSTAR | HRCU-A-CB (Split System: Heat Pump with Remote Outdoor Unit-Air-Source) | TVH825GKA3* |  |  | EA*4X37L17A*+WALLCON | *80CTL0451712B* | 24000 | 16 | 8.1 | 21600 | 16800 | 77.78% | 1.98 | 0 | 10.5 |  |  |  |  | R-410A | 2 | Residential & Commercial | USHP | Ducted CEE Tier 1
213773264 | Central HP <5.4 tons | TEMPSTAR | HRCU-A-CB (Split System: Heat Pump with Remote Outdoor Unit-Air-Source) | TVH825GKA3* |  |  | EA*4X37L21A*+WALLCON | *80CTL0451712B* | 24200 | 16.5 | 8.1 | 21200 | 16700 | 78.77% | 2 | 0 | 10.5 |  |  |  |  | R-410A | 2.0167 | Residential & Commercial | USHP | Ducted CEE Tier 1
213773464 | Central HP <5.4 tons | TEMPSTAR | HRCU-A-CB (Split System: Heat Pump with Remote Outdoor Unit-Air-Source) | TVH825GKA3* |  |  | EA*4X42L21A*+WALLCON | *97CMN1002122B* | 23800 | 16.5 | 8.1 | 21400 | 16600 | 77.57% | 1.96 | 0 | 11 |  |  |  |  | R-410A | 1.9833 | Residential & Commercial | USHP | Ducted CEE Tier 1
210596861 | Central HP <5.4 tons | DAY & NIGHT | HRCU-A-CB (Split System: Heat Pump with Remote Outdoor Unit-Air-Source) | CVH825GKA2* |  |  | EA*4X48L24A*+WALLCON | *95CSU0802120A* | 24200 | 17 | 8.1 | 21000 | 16500 | 78.57% | 2.02 | 0 | 11 |  |  |  |  | R-410A | 2.0167 | Residential & Commercial | USHP | Ducted CEE Tier 1
210596912 | Central HP <5.4 tons | DAY & NIGHT | HRCU-A-CB (Split System: Heat Pump with Remote Outdoor Unit-Air-Source) | CVH825GKA2* |  |  | EHD4X42AAL+WALLCON | *95CSU1002122A* | 24200 | 16 | 8.1 | 21400 | 16600 | 77.57% | 2 | 0 | 11 |  |  |  |  | R-410A | 2.0167 | Residential & Commercial | USHP | Ducted CEE Tier 1
215423423 | Central HP <5.4 tons | YORK | HRCU-A-CB (Split System: Heat Pump with Remote Outdoor Unit-Air-Source) | HH836E2S11 | ADP |  | H,YE9J*36+TXV-BLEED | YP9C060B12MP13 | 32600 | 16 | 8.5 | 29000 | 24800 | 85.52% | 2 | 0 | 11 |  |  |  |  | R-454B | 2.7167 | Residential & Commercial | USHP | Ducted CEE Tier 1
215423443 | Central HP <5.4 tons | YORK | HRCU-A-CB (Split System: Heat Pump with Remote Outdoor Unit-Air-Source) | HH836E2S11 | ADP |  | H,YE9J*36+TXV-BLEED | YP9C100C20MP13 | 34200 | 18 | 8.5 | 31000 | 25600 | 82.58% | 2 | 0 | 10 |  |  |  |  | R-454B | 2.85 | Residential & Commercial | USHP | Ducted CEE Tier 1
215425279 | Central HP <5.4 tons | YORK | HRCU-A-CB (Split System: Heat Pump with Remote Outdoor Unit-Air-Source) | HH836E2S11 | ADP |  | H,YE1K*36+TXV | TM8E100C20MP11 | 34000 | 17 | 8.5 | 30600 | 25400 | 83.01% | 2 | 0 | 11 |  |  |  |  | R-454B | 2.8333 | Residential & Commercial | USHP | Ducted CEE Tier 1
215425313 | Central HP <5.4 tons | YORK | HRCU-A-CB (Split System: Heat Pump with Remote Outdoor Unit-Air-Source) | HH836E2S11 | ADP |  | H,YE1K*36+TXV | Y81E120C20SMPS1 | 33600 | 19 | 8.5 | 30000 | 25000 | 83.33% | 2 | 0 | 11 |  |  |  |  | R-454B | 2.8 | Residential & Commercial | USHP | Ducted CEE Tier 1
215425590 | Central HP <5.4 tons | YORK | HRCU-A-CB (Split System: Heat Pump with Remote Outdoor Unit-Air-Source) | HH860E2S11 | ADP |  | H,YE72*60+TXV | Y91E100C16SMPS1 | 45500 | 18 | 8.5 | 45000 | 33800 | 75.11% | 2 | 0 | 11.7 |  |  |  |  | R-454B | 3.7917 | Residential & Commercial | USHP | Ducted CEE Tier 1
215425604 | Central HP <5.4 tons | YORK | HRCU-A-CB (Split System: Heat Pump with Remote Outdoor Unit-Air-Source) | HH860E2S11 | ADP |  | H,YE55*48+TXV | Y91E100C20SMPS1 | 45500 | 18 | 8.5 | 45000 | 33600 | 74.67% | 2 | 0 | 11.7 |  |  |  |  | R-454B | 3.7917 | Residential & Commercial | USHP | Ducted CEE Tier 1
215423398 | Central HP <5.4 tons | YORK | HRCU-A-CB (Split System: Heat Pump with Remote Outdoor Unit-Air-Source) | HH836E2S11 | ADP |  | H,YE9J*36+TXV-BLEED | Y81E120C20SMPS1 | 34000 | 18 | 8.5 | 30000 | 25000 | 83.33% | 2 | 0 | 11 |  |  |  |  | R-454B | 2.8333 | Residential & Commercial | USHP | Ducted CEE Tier 1
215423425 | Central HP <5.4 tons | YORK | HRCU-A-CB (Split System: Heat Pump with Remote Outdoor Unit-Air-Source) | HH836E2S11 | ADP |  | H,YE80*36+TXV | YP9C060B12MP13 | 32600 | 17 | 8.5 | 29000 | 24800 | 85.52% | 2 | 0 | 11 |  |  |  |  | R-454B | 2.7167 | Residential & Commercial | USHP | Ducted CEE Tier 1
215423441 | Central HP <5.4 tons | YORK | HRCU-A-CB (Split System: Heat Pump with Remote Outdoor Unit-Air-Source) | HH836E2S11 | ADP |  | H,YE34*36+TXV | YP9C100C20MP13 | 33200 | 17 | 8.35 | 30600 | 25400 | 83.01% | 1.98 | 0 | 10.5 |  |  |  |  | R-454B | 2.7667 | Residential & Commercial | USHP | Ducted CEE Tier 1
215423216 | Central HP <5.4 tons | YORK | HRCU-A-CB (Split System: Heat Pump with Remote Outdoor Unit-Air-Source) | HH836E2S11 | ADP |  | H,YE34*36+TXV | TM8E100B12MP11 | 32800 | 17 | 8.4 | 29600 | 25000 | 84.46% | 1.98 | 0 | 10.5 |  |  |  |  | R-454B | 2.7333 | Residential & Commercial | USHP | Ducted CEE Tier 1
215423248 | Central HP <5.4 tons | YORK | HRCU-A-CB (Split System: Heat Pump with Remote Outdoor Unit-Air-Source) | HH836E2S11 | ADP |  | H,YE9J*36+TXV-BLEED | TM8V080C16MP12 | 33600 | 18 | 8.5 | 30000 | 25200 | 84% | 2 | 0 | 11 |  |  |  |  | R-454B | 2.8 | Residential & Commercial | USHP | Ducted CEE Tier 1
215423266 | Central HP <5.4 tons | YORK | HRCU-A-CB (Split System: Heat Pump with Remote Outdoor Unit-Air-Source) | HH836E2S11 | ADP |  | H,YE34*36+TXV | TM8Y100C16MP11 | 32600 | 18 | 8.35 | 29800 | 24000 | 80.54% | 1.98 | 0 | 10.5 |  |  |  |  | R-454B | 2.7167 | Residential & Commercial | USHP | Ducted CEE Tier 1
207683187 | Central HP <5.4 tons | LENNOX | HRCU-A-CB (Split System: Heat Pump with Remote Outdoor Unit-Air-Source) | SL25XPV-048-230A** | ADP |  | LP42/62W9 | EL296UH090XV60C* | 45500 | 20 | 9.4 | 42000 | 35800 | 85.24% | 1.88 | 12.5 | 12 |  |  |  |  | R-410A | 3.7917 | Residential & Commercial | USHP | Ducted CEE Tier 1
214243108 | Central HP <5.4 tons | AIRQUEST | HRCU-A-CB (Split System: Heat Pump with Remote Outdoor Unit-Air-Source) | HVH825GKA2* |  |  | EN(A,D,W)4X48L21**+WALLCON | *80CTL0902120B* | 24200 | 17 | 8.1 | 21200 | 16600 | 78.3% | 2.02 | 0 | 11.5 |  |  |  |  | R-410A | 2.0167 | Residential & Commercial | USHP | Ducted CEE Tier 1
216013783 | Central HP <5.4 tons | YORK | HRCU-A-CB (Split System: Heat Pump with Remote Outdoor Unit-Air-Source) | HH824E2S11 | ADP |  | H,YG80*36+TXV-BLEED | Y91E080B12SMPS1 | 23000 | 18 | 9 | 21400 | 17400 | 81.31% | 2 | 0 | 12 |  |  |  |  | R-454B | 1.9167 | Residential & Commercial | USHP | Ducted CEE Tier 1
215407214 | Central HP <5.4 tons | YORK | HRCU-A-CB (Split System: Heat Pump with Remote Outdoor Unit-Air-Source) | HH836E2S11 | ADP |  | H,YG36*36+TXV | TM9V080C16MP12 | 33400 | 18 | 8.5 | 29800 | 25000 | 83.89% | 2 | 0 | 11 |  |  |  |  | R-454B | 2.7833 | Residential & Commercial | USHP | Ducted CEE Tier 1
214061419 | Central HP <5.4 tons | YORK | HRCU-A-CB (Split System: Heat Pump with Remote Outdoor Unit-Air-Source) | HMH72B341 | ADP |  | AD-33(P,U)*****9 | Y82E080B12LMPS1 | 33200 | 18 | 8.5 | 31400 | 23000 | 73.25% | 2.04 | 0 | 9.5 |  |  |  |  | R-410A | 2.7667 | Residential & Commercial | USHP
214061458 | Central HP <5.4 tons | YORK | HRCU-A-CB (Split System: Heat Pump with Remote Outdoor Unit-Air-Source) | HMH72B341 | ADP |  | AD-37(P,U)*****1+TXV | Y82E120C20LMPS1 | 33600 | 18 | 8.5 | 31400 | 23000 | 73.25% | 2.06 | 0 | 9.5 |  |  |  |  | R-410A | 2.8 | Residential & Commercial | USHP
214061460 | Central HP <5.4 tons | YORK | HRCU-A-CB (Split System: Heat Pump with Remote Outdoor Unit-Air-Source) | HMH72B341 | ADP |  | AD-35H*****9 | Y82E120C20LMPS1 | 33600 | 18 | 8.5 | 31400 | 23000 | 73.25% | 2.06 | 0 | 9.5 |  |  |  |  | R-410A | 2.8 | Residential & Commercial | USHP
216453198 | Central HP <5.4 tons | AMERICAN STANDARD | HRCU-A-CB (Split System: Heat Pump with Remote Outdoor Unit-Air-Source) | 5A6V0X48A1 |  |  | 5TXCC009AS3 | S8V2C100M5PCB | 45500 | 20 | 9.7 | 47000 | 33800 | 71.91% | 2.1 | 0 | 12 |  |  |  |  | R-454B | 3.7917 | Residential & Commercial | USHP | Ducted CEE Tier 1
204456459 | Central HP <5.4 tons | DAY & NIGHT | HRCU-A-CB (Split System: Heat Pump with Remote Outdoor Unit-Air-Source) | CVH825GKA2* |  |  | EA*4X25L17A*+WALLCON | *96CTN0601714A* | 24200 | 16.5 | 8.1 | 21400 | 16700 | 78.04% | 2 | 11 | 11 |  |  |  |  | R-410A | 2.0167 | Residential & Commercial | USHP | Ducted CEE Tier 1
204456657 | Central HP <5.4 tons | DAY & NIGHT | HRCU-A-CB (Split System: Heat Pump with Remote Outdoor Unit-Air-Source) | CVH825GKA2* |  |  | EA*4X36L17A*+WALLCON | *80CTL0901716A* | 23600 | 17 | 8.1 | 21400 | 16600 | 77.57% | 1.94 | 11.5 | 11 |  |  |  |  | R-410A | 1.9667 | Residential & Commercial | USHP | Ducted CEE Tier 1
211264865 | Central HP <5.4 tons | DAY & NIGHT | HRCU-A-CB (Split System: Heat Pump with Remote Outdoor Unit-Air-Source) | DLCURAH18ABK |  |  | FXM4X18**AL | 0 | 17800 | 16.5 | 8.5 | 18300 | 18500 | 101.1% | 2.22 | 0 | 10.5 |  |  |  |  | R-410A | 1.4833 | Residential & Commercial | USHP | Ducted CEE Tier 1
212978731 | Central HP <5.4 tons | BRYANT HEATING AND COOLING SYSTEMS | HRCU-A-CB (Split System: Heat Pump with Remote Outdoor Unit-Air-Source) | 38MURAQ24AB3* |  |  | CNPV*3621AL* | 8(0,1)*SB36070M17*** | 23400 | 17.5 | 8.5 | 26200 | 24600 | 93.89% | 2.06 | 0 | 10.5 |  |  |  |  | R-410A | 1.95 | Residential & Commercial | USHP | Ducted CEE Tier 1
215726511 | Central HP <5.4 tons | YORK | HRCU-A-CB (Split System: Heat Pump with Remote Outdoor Unit-Air-Source) | HH860E2S11 | ADP |  | H,YG84*60+TXV | TM8V100C20MP12 | 53000 | 19 | 8.5 | 52000 | 38500 | 74.04% | 2 | 0 | 11 |  |  |  |  | R-454B | 4.4167 | Residential & Commercial | USHP | Ducted CEE Tier 1
215726541 | Central HP <5.4 tons | YORK | HRCU-A-CB (Split System: Heat Pump with Remote Outdoor Unit-Air-Source) | HH860E2S11 | ADP |  | H,YG86*60+TXV-BLEED | TM9V120D20MP12 | 53000 | 19 | 8.5 | 52500 | 39000 | 74.29% | 2 | 0 | 11 |  |  |  |  | R-454B | 4.4167 | Residential & Commercial | USHP | Ducted CEE Tier 1
215726558 | Central HP <5.4 tons | YORK | HRCU-A-CB (Split System: Heat Pump with Remote Outdoor Unit-Air-Source) | HH860E2S11 | ADP |  | H,YG52*60+TXV-BLEED | TM9Y080C16MP11 | 44000 | 17 | 8.5 | 42500 | 33400 | 78.59% | 2 | 0 | 11 |  |  |  |  | R-454B | 3.6667 | Residential & Commercial | USHP | Ducted CEE Tier 1
215726561 | Central HP <5.4 tons | YORK | HRCU-A-CB (Split System: Heat Pump with Remote Outdoor Unit-Air-Source) | HH860E2S11 | ADP |  | H,YG84*48+TXV | TM9Y080C16MP11 | 44000 | 17 | 8.5 | 42500 | 33400 | 78.59% | 2 | 0 | 11 |  |  |  |  | R-454B | 3.6667 | Residential & Commercial | USHP | Ducted CEE Tier 1
215425685 | Central HP <5.4 tons | YORK | HRCU-A-CB (Split System: Heat Pump with Remote Outdoor Unit-Air-Source) | HH824E2S11 | ADP |  | H,YE7J*24+TXV | TM8V080B12MP12 | 22400 | 17 | 8.8 | 21400 | 17700 | 82.71% | 1.96 | 0 | 10.5 |  |  |  |  | R-454B | 1.8667 | Residential & Commercial | USHP | Ducted CEE Tier 1
215731719 | Central HP <5.4 tons | YORK | HRCU-A-CB (Split System: Heat Pump with Remote Outdoor Unit-Air-Source) | HH860E2S11 | ADP |  | H,YG55*48+TXV | Y81E120C16SMPS1 | 44000 | 18 | 8.5 | 41500 | 32600 | 78.55% | 2 | 0 | 12 |  |  |  |  | R-454B | 3.6667 | Residential & Commercial | USHP | Ducted CEE Tier 1
216017535 | Central HP <5.4 tons | YORK | HRCU-A-C (Split System: Heat Pump with Remote Outdoor Unit with No Indoor Fan --Air Source) | HH824E2S11 | ADP |  | H,YG80*36+TXV-BLEED+TD | 0 | 23000 | 15.2 | 8.5 | 21400 | 17000 | 79.44% | 2 | 0 | 11 |  |  |  |  | R-454B | 1.9167 | Residential & Commercial | USHP | Ducted CEE Tier 1
215670385 | Central HP <5.4 tons | TEMPSTAR | HRCU-A-CB (Split System: Heat Pump with Remote Outdoor Unit-Air-Source) | T5H0V36*K*AAA* |  |  | ESH5X60M12A*+WALLCON | *80CSU0401712A* | 34600 | 17 | 8.5 | 34600 | 24800 | 71.68% | 1.8 | 0 | 9.5 |  |  |  |  | R-454B | 2.8833 | Residential & Commercial | USHP
214776335 | Central HP <5.4 tons | YORK | HRCU-A-CB (Split System: Heat Pump with Remote Outdoor Unit-Air-Source) | HH824E2S11 | ADP |  | CX360B*35+TXV | TM9E060B12MP12 | 23000 | 17 | 9 | 21400 | 17900 | 83.64% | 2 | 0 | 11.7 |  |  |  |  | R-454B | 1.9167 | Residential & Commercial | USHP | Ducted CEE Tier 1
214776353 | Central HP <5.4 tons | YORK | HRCU-A-CB (Split System: Heat Pump with Remote Outdoor Unit-Air-Source) | HH824E2S11 | ADP |  | CX363B*35+TXV | TM9V060B12MP12 | 23000 | 16.5 | 9 | 21400 | 17600 | 82.24% | 2 | 0 | 12 |  |  |  |  | R-454B | 1.9167 | Residential & Commercial | USHP | Ducted CEE Tier 1
215726578 | Central HP <5.4 tons | YORK | HRCU-A-CB (Split System: Heat Pump with Remote Outdoor Unit-Air-Source) | HH860E2S11 | ADP |  | H,YG50*48+TXV | TM9Y100C16MP11 | 44000 | 17 | 8.5 | 42500 | 33400 | 78.59% | 2 | 0 | 11 |  |  |  |  | R-454B | 3.6667 | Residential & Commercial | USHP | Ducted CEE Tier 1
215726609 | Central HP <5.4 tons | YORK | HRCU-A-CB (Split System: Heat Pump with Remote Outdoor Unit-Air-Source) | HH860E2S11 | ADP |  | H,YG52*60+TXV | TM9Y120D20MP11 | 53000 | 19 | 8.5 | 52500 | 39000 | 74.29% | 2 | 0 | 11 |  |  |  |  | R-454B | 4.4167 | Residential & Commercial | USHP | Ducted CEE Tier 1
215726611 | Central HP <5.4 tons | YORK | HRCU-A-CB (Split System: Heat Pump with Remote Outdoor Unit-Air-Source) | HH860E2S11 | ADP |  | H,YG86*60+TXV-BLEED | TM9Y120D20MP11 | 53000 | 19 | 8.5 | 52500 | 39000 | 74.29% | 2 | 0 | 11 |  |  |  |  | R-454B | 4.4167 | Residential & Commercial | USHP | Ducted CEE Tier 1
215726627 | Central HP <5.4 tons | YORK | HRCU-A-CB (Split System: Heat Pump with Remote Outdoor Unit-Air-Source) | HH860E2S11 | ADP |  | H,YG50*48+TXV | Y81E080C16SMPS1 | 44500 | 18 | 8.5 | 42500 | 33000 | 77.65% | 2 | 0 | 12 |  |  |  |  | R-454B | 3.7083 | Residential & Commercial | USHP | Ducted CEE Tier 1
215726642 | Central HP <5.4 tons | YORK | HRCU-A-CB (Split System: Heat Pump with Remote Outdoor Unit-Air-Source) | HH860E2S11 | ADP |  | H,YG49*60+TXV-BLEED | Y81E080C20SMPS1 | 53000 | 19 | 8.5 | 52000 | 38500 | 74.04% | 2 | 0 | 11 |  |  |  |  | R-454B | 4.4167 | Residential & Commercial | USHP | Ducted CEE Tier 1
215726643 | Central HP <5.4 tons | YORK | HRCU-A-CB (Split System: Heat Pump with Remote Outdoor Unit-Air-Source) | HH860E2S11 | ADP |  | H,YG49*60+TXV | Y81E080C20SMPS1 | 53000 | 19 | 8.5 | 52000 | 38500 | 74.04% | 2 | 0 | 11 |  |  |  |  | R-454B | 4.4167 | Residential & Commercial | USHP | Ducted CEE Tier 1
215726660 | Central HP <5.4 tons | YORK | HRCU-A-CB (Split System: Heat Pump with Remote Outdoor Unit-Air-Source) | HH860E2S11 | ADP |  | H,YG49*60+TXV-BLEED | Y81E100C16SMPS1 | 44000 | 18 | 8.5 | 42000 | 32800 | 78.1% | 2 | 0 | 12 |  |  |  |  | R-454B | 3.6667 | Residential & Commercial | USHP | Ducted CEE Tier 1
215726661 | Central HP <5.4 tons | YORK | HRCU-A-CB (Split System: Heat Pump with Remote Outdoor Unit-Air-Source) | HH860E2S11 | ADP |  | H,YG49*48+TXV | Y81E100C16SMPS1 | 44000 | 18 | 8.5 | 42000 | 32800 | 78.1% | 2 | 0 | 12 |  |  |  |  | R-454B | 3.6667 | Residential & Commercial | USHP | Ducted CEE Tier 1
215726675 | Central HP <5.4 tons | YORK | HRCU-A-CB (Split System: Heat Pump with Remote Outdoor Unit-Air-Source) | HH860E2S11 | ADP |  | H,YG88*60+TXV | Y81E100C16SMPS1 | 44000 | 18 | 8.5 | 42000 | 32800 | 78.1% | 2 | 0 | 12 |  |  |  |  | R-454B | 3.6667 | Residential & Commercial | USHP | Ducted CEE Tier 1
215726694 | Central HP <5.4 tons | YORK | HRCU-A-CB (Split System: Heat Pump with Remote Outdoor Unit-Air-Source) | HH860E2S11 | ADP |  | H,YG48*60+TXV-BLEED | Y81E120C16SMPS1 | 44000 | 18 | 8.5 | 41500 | 32600 | 78.55% | 2 | 0 | 12 |  |  |  |  | R-454B | 3.6667 | Residential & Commercial | USHP | Ducted CEE Tier 1
215726695 | Central HP <5.4 tons | YORK | HRCU-A-CB (Split System: Heat Pump with Remote Outdoor Unit-Air-Source) | HH860E2S11 | ADP |  | H,YG48*48+TXV | Y81E120C16SMPS1 | 44000 | 18 | 8.5 | 42000 | 32600 | 77.62% | 2 | 0 | 12 |  |  |  |  | R-454B | 3.6667 | Residential & Commercial | USHP | Ducted CEE Tier 1
215726708 | Central HP <5.4 tons | YORK | HRCU-A-CB (Split System: Heat Pump with Remote Outdoor Unit-Air-Source) | HH860E2S11 | ADP |  | H,YG84*48+TXV | Y81E120C16SMPS1 | 44000 | 18 | 8.5 | 41500 | 32600 | 78.55% | 2 | 0 | 12 |  |  |  |  | R-454B | 3.6667 | Residential & Commercial | USHP | Ducted CEE Tier 1
215726441 | Central HP <5.4 tons | YORK | HRCU-A-CB (Split System: Heat Pump with Remote Outdoor Unit-Air-Source) | HH836E2S11 | ADP |  | H,YG37*36+TXV-BLEED | Y81E120C20SMPS1 | 33600 | 19 | 8.5 | 30000 | 25000 | 83.33% | 2 | 0 | 11 |  |  |  |  | R-454B | 2.8 | Residential & Commercial | USHP | Ducted CEE Tier 1
215669451 | Central HP <5.4 tons | TEMPSTAR | HRCU-A-CB (Split System: Heat Pump with Remote Outdoor Unit-Air-Source) | T5H0V36*K*AAA* |  |  | EA*5X61M21A*+WALLCON | *80CSU1002120A* | 34800 | 18 | 9 | 34400 | 24800 | 72.09% | 1.9 | 0 | 10 |  |  |  |  | R-454B | 2.9 | Residential & Commercial | USHP | Ducted CEE Tier 1
215670155 | Central HP <5.4 tons | TEMPSTAR | HRCU-A-CB (Split System: Heat Pump with Remote Outdoor Unit-Air-Source) | T5H0V36*K*AAA* |  |  | ESH5X48M12A*+WALLCON | *80CSU1002120A* | 34200 | 16.5 | 8.5 | 35400 | 25200 | 71.19% | 1.88 | 0 | 9.5 |  |  |  |  | R-454B | 2.85 | Residential & Commercial | USHP
216019527 | Central HP <5.4 tons | YORK | HRCU-A-CB (Split System: Heat Pump with Remote Outdoor Unit-Air-Source) | HH824E2S11 | ADP |  | H,YG7J(1,2)36+TXV-BLEED | TM8V080B12MP12 | 22400 | 17 | 8.8 | 21400 | 18100 | 84.58% | 1.96 | 0 | 11.5 |  |  |  |  | R-454B | 1.8667 | Residential & Commercial | USHP | Ducted CEE Tier 1
214776907 | Central HP <5.4 tons | YORK | HRCU-A-CB (Split System: Heat Pump with Remote Outdoor Unit-Air-Source) | HH824E2S11 | ADP |  | CX241B*35+TXV+AEF48BXP* | 0 | 24000 | 19 | 9.5 | 22400 | 16600 | 74.11% | 2.1 | 0 | 12 |  |  |  |  | R-454B | 2 | Residential & Commercial | USHP | Ducted CEE Tier 1
215726523 | Central HP <5.4 tons | YORK | HRCU-A-CB (Split System: Heat Pump with Remote Outdoor Unit-Air-Source) | HH860E2S11 | ADP |  | H,YG50*60+TXV | TM8V120C20MP12 | 53000 | 19 | 8.5 | 52000 | 38500 | 74.04% | 2 | 0 | 11 |  |  |  |  | R-454B | 4.4167 | Residential & Commercial | USHP | Ducted CEE Tier 1
215726546 | Central HP <5.4 tons | YORK | HRCU-A-CB (Split System: Heat Pump with Remote Outdoor Unit-Air-Source) | HH860E2S11 | ADP |  | H,YG37*48+TXV | TM9Y080C16MP11 | 44000 | 16 | 8.5 | 42500 | 33400 | 78.59% | 2 | 0 | 11 |  |  |  |  | R-454B | 3.6667 | Residential & Commercial | USHP | Ducted CEE Tier 1
215726555 | Central HP <5.4 tons | YORK | HRCU-A-CB (Split System: Heat Pump with Remote Outdoor Unit-Air-Source) | HH860E2S11 | ADP |  | H,YG50*60+TXV-BLEED | TM9Y080C16MP11 | 44000 | 17 | 8.5 | 42500 | 33400 | 78.59% | 2 | 0 | 11 |  |  |  |  | R-454B | 3.6667 | Residential & Commercial | USHP | Ducted CEE Tier 1
215726557 | Central HP <5.4 tons | YORK | HRCU-A-CB (Split System: Heat Pump with Remote Outdoor Unit-Air-Source) | HH860E2S11 | ADP |  | H,YG50*60+TXV | TM9Y080C16MP11 | 44000 | 17 | 8.5 | 42500 | 33400 | 78.59% | 2 | 0 | 11 |  |  |  |  | R-454B | 3.6667 | Residential & Commercial | USHP | Ducted CEE Tier 1
215726596 | Central HP <5.4 tons | YORK | HRCU-A-CB (Split System: Heat Pump with Remote Outdoor Unit-Air-Source) | HH860E2S11 | ADP |  | H,YG84*60+TXV | TM9Y100C20MP11 | 52500 | 18 | 8.5 | 52500 | 39000 | 74.29% | 2 | 0 | 11 |  |  |  |  | R-454B | 4.375 | Residential & Commercial | USHP | Ducted CEE Tier 1
215726439 | Central HP <5.4 tons | YORK | HRCU-A-CB (Split System: Heat Pump with Remote Outdoor Unit-Air-Source) | HH836E2S11 | ADP |  | H,YG36*36+TXV-BLEED | Y81E120C20SMPS1 | 33600 | 19 | 8.5 | 30000 | 25000 | 83.33% | 2 | 0 | 11 |  |  |  |  | R-454B | 2.8 | Residential & Commercial | USHP | Ducted CEE Tier 1
215731301 | Central HP <5.4 tons | YORK | HRCU-A-CB (Split System: Heat Pump with Remote Outdoor Unit-Air-Source) | HH836E2S11 | ADP |  | H,YG48*36+TXV | TM9Y100C20MP11 | 33800 | 17 | 8.5 | 30800 | 25600 | 83.12% | 2 | 0 | 10 |  |  |  |  | R-454B | 2.8167 | Residential & Commercial | USHP | Ducted CEE Tier 1
216065308 | Central HP <5.4 tons | YORK | HRCU-A-CB (Split System: Heat Pump with Remote Outdoor Unit-Air-Source) | HH860E2S11 | ADP |  | BV**C6*60+TXV | 0 | 52500 | 17 | 8.85 | 51000 | 37400 | 73.33% | 1.98 | 0 | 11.7 |  |  |  |  | R-454B | 4.375 | Residential & Commercial | USHP | Ducted CEE Tier 1
214776433 | Central HP <5.4 tons | YORK | HRCU-A-CB (Split System: Heat Pump with Remote Outdoor Unit-Air-Source) | HH860E2S11 | ADP |  | CH605D*C+TXV | TL8E100C20UH11 | 45000 | 18 | 8.5 | 43500 | 33600 | 77.24% | 2 | 0 | 11.7 |  |  |  |  | R-454B | 3.75 | Residential & Commercial | USHP | Ducted CEE Tier 1
214776435 | Central HP <5.4 tons | YORK | HRCU-A-CB (Split System: Heat Pump with Remote Outdoor Unit-Air-Source) | HH860E2S11 | ADP |  | CV606**C+TXV | TL8E100C20UH11 | 52000 | 19 | 8.5 | 51500 | 38000 | 73.79% | 2 | 0 | 11 |  |  |  |  | R-454B | 4.3333 | Residential & Commercial | USHP | Ducted CEE Tier 1
214776442 | Central HP <5.4 tons | YORK | HRCU-A-CB (Split System: Heat Pump with Remote Outdoor Unit-Air-Source) | HH860E2S11 | ADP |  | CV481**C+TXV | TL9E080C16UH11 | 43500 | 17 | 8.3 | 44000 | 34000 | 77.27% | 1.96 | 0 | 10.5 |  |  |  |  | R-454B | 3.625 | Residential & Commercial | USHP | Ducted CEE Tier 1
214776444 | Central HP <5.4 tons | YORK | HRCU-A-CB (Split System: Heat Pump with Remote Outdoor Unit-Air-Source) | HH860E2S11 | ADP |  | CH604**C+TXV | TL9E080C16UH11 | 44500 | 18 | 8.5 | 44000 | 34000 | 77.27% | 2 | 0 | 11 |  |  |  |  | R-454B | 3.7083 | Residential & Commercial | USHP | Ducted CEE Tier 1
214776462 | Central HP <5.4 tons | YORK | HRCU-A-CB (Split System: Heat Pump with Remote Outdoor Unit-Air-Source) | HH860E2S11 | ADP |  | CV601**C+TXV | TL9E100C20UH11 | 51000 | 18 | 8.35 | 51500 | 38000 | 73.79% | 1.98 | 0 | 10.5 |  |  |  |  | R-454B | 4.25 | Residential & Commercial | USHP | Ducted CEE Tier 1
214776469 | Central HP <5.4 tons | YORK | HRCU-A-CB (Split System: Heat Pump with Remote Outdoor Unit-Air-Source) | HH860E2S11 | ADP |  | CH602**A+TXV | TL9E100C20UH11 | 52000 | 19 | 8.5 | 51500 | 38000 | 73.79% | 2 | 0 | 11 |  |  |  |  | R-454B | 4.3333 | Residential & Commercial | USHP | Ducted CEE Tier 1
214776483 | Central HP <5.4 tons | YORK | HRCU-A-CB (Split System: Heat Pump with Remote Outdoor Unit-Air-Source) | HH860E2S11 | ADP |  | CV606**C+TXV | TM9E080C16MP12 | 44500 | 18 | 8.5 | 43500 | 34000 | 78.16% | 2 | 0 | 11 |  |  |  |  | R-454B | 3.7083 | Residential & Commercial | USHP | Ducted CEE Tier 1
215425294 | Central HP <5.4 tons | YORK | HRCU-A-CB (Split System: Heat Pump with Remote Outdoor Unit-Air-Source) | HH836E2S11 | ADP |  | H,YE1K*36+TXV | TM9E100C16MP12 | 33000 | 19 | 8.5 | 29400 | 23800 | 80.95% | 2 | 0 | 11 |  |  |  |  | R-454B | 2.75 | Residential & Commercial | USHP | Ducted CEE Tier 1
214389253 | Central HP <5.4 tons | BRYANT HEATING AND COOLING SYSTEMS | HRCU-A-CB (Split System: Heat Pump with Remote Outdoor Unit-Air-Source) | 284ANV036*0**B* |  |  | CNPV*4217AL*+UI | 88*TB36045C17*** | 33200 | 18.5 | 9 | 37600 | 26600 | 70.74% | 1.98 | 0 | 11.5 |  |  |  |  | R-410A | 2.7667 | Residential & Commercial | USHP | Ducted CEE Tier 1
214389269 | Central HP <5.4 tons | BRYANT HEATING AND COOLING SYSTEMS | HRCU-A-CB (Split System: Heat Pump with Remote Outdoor Unit-Air-Source) | 284ANV036*0**B* |  |  | CNPV*4217AL*+UI | 986TD42080C17*** | 33000 | 19 | 9 | 37400 | 26400 | 70.59% | 1.98 | 0 | 11.7 |  |  |  |  | R-410A | 2.75 | Residential & Commercial | USHP | Ducted CEE Tier 1
211229223 | Central HP <5.4 tons | DAY & NIGHT | HRCU-A-CB (Split System: Heat Pump with Remote Outdoor Unit-Air-Source) | DLCURAH36ABK |  |  | EA*4X48L21A* | OMV112K14A | 35600 | 15.5 | 8.1 | 38500 | 34800 | 90.39% | 2.04 | 0 | 9.5 |  |  |  |  | R-410A | 2.9667 | Residential & Commercial | USHP
211229296 | Central HP <5.4 tons | AIRQUEST | HRCU-A-CB (Split System: Heat Pump with Remote Outdoor Unit-Air-Source) | DLCURAH36ABK |  |  | EA*4X48L24A* | *80ES(N,L)1102120A* | 36000 | 16.5 | 8.5 | 38500 | 34600 | 89.87% | 2.06 | 0 | 10 |  |  |  |  | R-410A | 3 | Residential & Commercial | USHP | Ducted CEE Tier 1
216551650 | Central HP <5.4 tons | FRIEDRICH | HRCU-A-CB (Split System: Heat Pump with Remote Outdoor Unit-Air-Source) | FRP19AY24AJVC |  |  | RCFY2421HEAAM | FR801V0754A17UH | 22800 | 21 | 10 | 22800 | 18400 | 80.7% | 1.8 | 0 | 13 |  |  |  |  | R-454B | 1.9 | Residential & Commercial | USHP | Ducted CEE Tier 1
215726329 | Central HP <5.4 tons | YORK | HRCU-A-CB (Split System: Heat Pump with Remote Outdoor Unit-Air-Source) | HH836E2S11 | ADP |  | H,YG37*36+TXV | TM8V100C16MP12 | 33600 | 18 | 8.5 | 30000 | 25200 | 84% | 2 | 0 | 11 |  |  |  |  | R-454B | 2.8 | Residential & Commercial | USHP | Ducted CEE Tier 1
215726372 | Central HP <5.4 tons | YORK | HRCU-A-CB (Split System: Heat Pump with Remote Outdoor Unit-Air-Source) | HH836E2S11 | ADP |  | H,YG80*36+TXV-BLEED | TM9Y100C16MP11 | 32800 | 19 | 8.5 | 29400 | 23800 | 80.95% | 2 | 0 | 11 |  |  |  |  | R-454B | 2.7333 | Residential & Commercial | USHP | Ducted CEE Tier 1
215726379 | Central HP <5.4 tons | YORK | HRCU-A-CB (Split System: Heat Pump with Remote Outdoor Unit-Air-Source) | HH836E2S11 | ADP |  | H,YG80*36+TXV-BLEED | TM9Y100C20MP11 | 33800 | 17 | 8.5 | 30800 | 25600 | 83.12% | 2 | 0 | 10 |  |  |  |  | R-454B | 2.8167 | Residential & Commercial | USHP | Ducted CEE Tier 1
215726420 | Central HP <5.4 tons | YORK | HRCU-A-CB (Split System: Heat Pump with Remote Outdoor Unit-Air-Source) | HH836E2S11 | ADP |  | H,YG80*36+TXV | Y81E100C16SMPS1 | 33400 | 19 | 8.5 | 29600 | 24800 | 83.78% | 2 | 0 | 11 |  |  |  |  | R-454B | 2.7833 | Residential & Commercial | USHP | Ducted CEE Tier 1
215726429 | Central HP <5.4 tons | YORK | HRCU-A-CB (Split System: Heat Pump with Remote Outdoor Unit-Air-Source) | HH836E2S11 | ADP |  | H,YG81*36+TXV-BLEED | Y81E100C20SMPS1 | 33800 | 19 | 8.5 | 30000 | 25000 | 83.33% | 2 | 0 | 11 |  |  |  |  | R-454B | 2.8167 | Residential & Commercial | USHP | Ducted CEE Tier 1
215726440 | Central HP <5.4 tons | YORK | HRCU-A-CB (Split System: Heat Pump with Remote Outdoor Unit-Air-Source) | HH836E2S11 | ADP |  | H,YG36*36+TXV | Y81E120C20SMPS1 | 33600 | 19 | 8.5 | 30000 | 25000 | 83.33% | 2 | 0 | 11 |  |  |  |  | R-454B | 2.8 | Residential & Commercial | USHP | Ducted CEE Tier 1
214809164 | Central HP <5.4 tons | FRASER-JOHNSTON | HRCU-A-CB (Split System: Heat Pump with Remote Outdoor Unit-Air-Source) | HH860E2S11 |  |  | CTU60D5XGS1+JME18D2SN1+TXV | 0 | 46000 | 19 | 9.5 | 45500 | 33800 | 74.29% | 2 | 0 | 12 |  |  |  |  | R-454B | 3.8333 | Residential & Commercial | USHP | Ducted CEE Tier 1
216051166 | Central HP <5.4 tons | FRIEDRICH | HRCU-A-CB (Split System: Heat Pump with Remote Outdoor Unit-Air-Source) | FRP19AY60AJVC |  |  | TCFY6021SEAAM | FR98MV1005A21UP | 53500 | 17 | 10 | 53500 | 49000 | 91.59% | 2 | 0 | 10 |  |  |  |  | R-454B | 4.4583 | Residential & Commercial | USHP | Ducted CEE Tier 1
215731741 | Central HP <5.4 tons | YORK | HRCU-A-CB (Split System: Heat Pump with Remote Outdoor Unit-Air-Source) | HH860E2S11 | ADP |  | H,YG3K*48+TXV-BLEED | Y81E120C20SMPS1 | 45000 | 18 | 8.5 | 43500 | 33600 | 77.24% | 2 | 0 | 11.7 |  |  |  |  | R-454B | 3.75 | Residential & Commercial | USHP | Ducted CEE Tier 1
214776540 | Central HP <5.4 tons | YORK | HRCU-A-CB (Split System: Heat Pump with Remote Outdoor Unit-Air-Source) | HH860E2S11 | ADP |  | CH605D*C+TXV | TM9E120D20MP12 | 53000 | 18 | 8.5 | 52500 | 39000 | 74.29% | 2 | 0 | 11 |  |  |  |  | R-454B | 4.4167 | Residential & Commercial | USHP | Ducted CEE Tier 1
214776554 | Central HP <5.4 tons | YORK | HRCU-A-CB (Split System: Heat Pump with Remote Outdoor Unit-Air-Source) | HH860E2S11 | ADP |  | CV600**C+TXV | TM9V080C16MP12 | 43000 | 17 | 8.4 | 42000 | 33000 | 78.57% | 1.98 | 0 | 10.5 |  |  |  |  | R-454B | 3.5833 | Residential & Commercial | USHP | Ducted CEE Tier 1
214776556 | Central HP <5.4 tons | YORK | HRCU-A-CB (Split System: Heat Pump with Remote Outdoor Unit-Air-Source) | HH860E2S11 | ADP |  | CX601C*35+TXV | TM9V080C16MP12 | 43500 | 18 | 8.5 | 42000 | 33000 | 78.57% | 2 | 0 | 11 |  |  |  |  | R-454B | 3.625 | Residential & Commercial | USHP | Ducted CEE Tier 1
214776588 | Central HP <5.4 tons | YORK | HRCU-A-CB (Split System: Heat Pump with Remote Outdoor Unit-Air-Source) | HH860E2S11 | ADP |  | CH605D*C+TXV | TM9V100C20MP12 | 44000 | 18 | 8.5 | 42500 | 33200 | 78.12% | 2 | 0 | 11.7 |  |  |  |  | R-454B | 3.6667 | Residential & Commercial | USHP | Ducted CEE Tier 1
214776591 | Central HP <5.4 tons | YORK | HRCU-A-CB (Split System: Heat Pump with Remote Outdoor Unit-Air-Source) | HH860E2S11 | ADP |  | CV603**A+TXV | TM9V100C20MP12 | 52000 | 19 | 8.5 | 51500 | 38000 | 73.79% | 2 | 0 | 11 |  |  |  |  | R-454B | 4.3333 | Residential & Commercial | USHP | Ducted CEE Tier 1
212979132 | Central HP <5.4 tons | BRYANT HEATING AND COOLING SYSTEMS | HRCU-A-CB (Split System: Heat Pump with Remote Outdoor Unit-Air-Source) | 38MURAQ24AB3* |  |  | CAP**2517AL* | 8(0,1)*SB48070M17*** | 24200 | 17.5 | 8.5 | 25200 | 21800 | 86.51% | 1.82 | 0 | 10 |  |  |  |  | R-410A | 2.0167 | Residential & Commercial | USHP | Ducted CEE Tier 1
212979180 | Central HP <5.4 tons | BRYANT HEATING AND COOLING SYSTEMS | HRCU-A-CB (Split System: Heat Pump with Remote Outdoor Unit-Air-Source) | 38MURAQ24AB3* |  |  | CAP**3717AL* | 8(0,1)*SB48070M17*** | 24000 | 17 | 8.5 | 25200 | 22200 | 88.1% | 1.86 | 0 | 10 |  |  |  |  | R-410A | 2 | Residential & Commercial | USHP | Ducted CEE Tier 1
204456875 | Central HP <5.4 tons | DAY & NIGHT | HRCU-A-CB (Split System: Heat Pump with Remote Outdoor Unit-Air-Source) | CVH825GKA2* |  |  | EA*4X37L17A*+WALLCON | *80CTL0701412A* | 24200 | 17 | 8.1 | 21400 | 16600 | 77.57% | 2 | 11 | 11 |  |  |  |  | R-410A | 2.0167 | Residential & Commercial | USHP | Ducted CEE Tier 1
214776607 | Central HP <5.4 tons | YORK | HRCU-A-CB (Split System: Heat Pump with Remote Outdoor Unit-Air-Source) | HH860E2S11 | ADP |  | CV609**A+TXV | TM9V120D20MP12 | 53000 | 19 | 8.5 | 52500 | 39000 | 74.29% | 2 | 0 | 11 |  |  |  |  | R-454B | 4.4167 | Residential & Commercial | USHP | Ducted CEE Tier 1
214776639 | Central HP <5.4 tons | YORK | HRCU-A-CB (Split System: Heat Pump with Remote Outdoor Unit-Air-Source) | HH860E2S11 | ADP |  | CH480C*C+TXV | TMLE100C16MP11 | 43500 | 17 | 8.3 | 43500 | 33800 | 77.7% | 1.96 | 0 | 10.5 |  |  |  |  | R-454B | 3.625 | Residential & Commercial | USHP | Ducted CEE Tier 1
214776640 | Central HP <5.4 tons | YORK | HRCU-A-CB (Split System: Heat Pump with Remote Outdoor Unit-Air-Source) | HH860E2S11 | ADP |  | CV481**C+TXV | TMLE100C16MP11 | 43500 | 17 | 8.3 | 43500 | 33800 | 77.7% | 1.96 | 0 | 10.5 |  |  |  |  | R-454B | 3.625 | Residential & Commercial | USHP | Ducted CEE Tier 1
214776675 | Central HP <5.4 tons | YORK | HRCU-A-CB (Split System: Heat Pump with Remote Outdoor Unit-Air-Source) | HH860E2S11 | ADP |  | CV601**C+TXV | TMLE120C20MP11 | 52000 | 18 | 8.35 | 52500 | 39000 | 74.29% | 1.98 | 0 | 10.5 |  |  |  |  | R-454B | 4.3333 | Residential & Commercial | USHP | Ducted CEE Tier 1
214776689 | Central HP <5.4 tons | YORK | HRCU-A-CB (Split System: Heat Pump with Remote Outdoor Unit-Air-Source) | HH860E2S11 | ADP |  | CV601**C+TXV | TMLE130D20MP11 | 53000 | 18 | 8.35 | 53000 | 39500 | 74.53% | 1.98 | 0 | 10.5 |  |  |  |  | R-454B | 4.4167 | Residential & Commercial | USHP | Ducted CEE Tier 1
214776705 | Central HP <5.4 tons | YORK | HRCU-A-CB (Split System: Heat Pump with Remote Outdoor Unit-Air-Source) | HH860E2S11 | ADP |  | CV600**C+TXV | TMLV100C16MP12 | 43000 | 17 | 8.4 | 42000 | 32800 | 78.1% | 1.98 | 0 | 11.5 |  |  |  |  | R-454B | 3.5833 | Residential & Commercial | USHP | Ducted CEE Tier 1
214776706 | Central HP <5.4 tons | YORK | HRCU-A-CB (Split System: Heat Pump with Remote Outdoor Unit-Air-Source) | HH860E2S11 | ADP |  | CV601**C+TXV | TMLV100C16MP12 | 43500 | 17 | 8.5 | 42000 | 32800 | 78.1% | 2 | 0 | 11.7 |  |  |  |  | R-454B | 3.625 | Residential & Commercial | USHP | Ducted CEE Tier 1
214776741 | Central HP <5.4 tons | YORK | HRCU-A-CB (Split System: Heat Pump with Remote Outdoor Unit-Air-Source) | HH860E2S11 | ADP |  | CV607**C+TXV | Y81E080C16SMPS1 | 44500 | 18 | 8.5 | 42500 | 33000 | 77.65% | 2 | 0 | 12 |  |  |  |  | R-454B | 3.7083 | Residential & Commercial | USHP | Ducted CEE Tier 1
214776308 | Central HP <5.4 tons | YORK | HRCU-A-CB (Split System: Heat Pump with Remote Outdoor Unit-Air-Source) | HH824E2S11 | ADP |  | CX360B*35+TXV | TL9E060B12UH11 | 23000 | 17 | 9 | 21400 | 17600 | 82.24% | 2 | 0 | 12 |  |  |  |  | R-454B | 1.9167 | Residential & Commercial | USHP | Ducted CEE Tier 1
214776319 | Central HP <5.4 tons | YORK | HRCU-A-CB (Split System: Heat Pump with Remote Outdoor Unit-Air-Source) | HH824E2S11 | ADP |  | CV363**C+TXV | TM9E026A08MP12 | 22400 | 16 | 8.8 | 21400 | 17200 | 80.37% | 1.96 | 0 | 10.5 |  |  |  |  | R-454B | 1.8667 | Residential & Commercial | USHP | Ducted CEE Tier 1
214776344 | Central HP <5.4 tons | YORK | HRCU-A-CB (Split System: Heat Pump with Remote Outdoor Unit-Air-Source) | HH824E2S11 | ADP |  | CX360A*35+TXV | TM9V040A10MP12 | 22200 | 16 | 8.65 | 21200 | 17100 | 80.66% | 1.94 | 0 | 10.5 |  |  |  |  | R-454B | 1.85 | Residential & Commercial | USHP | Ducted CEE Tier 1
214776360 | Central HP <5.4 tons | YORK | HRCU-A-CB (Split System: Heat Pump with Remote Outdoor Unit-Air-Source) | HH824E2S11 | ADP |  | CH368A*C+TXV | TMLE040A12MP11 | 22800 | 16 | 8.9 | 21000 | 16800 | 80% | 1.98 | 0 | 11.7 |  |  |  |  | R-454B | 1.9 | Residential & Commercial | USHP | Ducted CEE Tier 1
214776376 | Central HP <5.4 tons | YORK | HRCU-A-CB (Split System: Heat Pump with Remote Outdoor Unit-Air-Source) | HH824E2S11 | ADP |  | CH240A*C+TXV | Y82E060A12LMPS1 | 22400 | 18 | 8.7 | 21200 | 17300 | 81.6% | 1.94 | 0 | 11.5 |  |  |  |  | R-454B | 1.8667 | Residential & Commercial | USHP | Ducted CEE Tier 1
211230242 | Central HP <5.4 tons | AIRQUEST | HRCU-A-CB (Split System: Heat Pump with Remote Outdoor Unit-Air-Source) | DLCURAH36ABK |  |  | EN(A,D,W)4X48L21** | *96VSN0802120A* | 36200 | 16 | 8.1 | 38500 | 34800 | 90.39% | 2.02 | 0 | 10 |  |  |  |  | R-410A | 3.0167 | Residential & Commercial | USHP | Ducted CEE Tier 1
211230499 | Central HP <5.4 tons | AIRQUEST | HRCU-A-CB (Split System: Heat Pump with Remote Outdoor Unit-Air-Source) | DLCURAH36ABK |  |  | EN(A,D)4X48L24** | *80VSL0702120A* | 36000 | 16 | 8.1 | 38500 | 34800 | 90.39% | 2.02 | 0 | 10 |  |  |  |  | R-410A | 3 | Residential & Commercial | USHP | Ducted CEE Tier 1
214389929 | Central HP <5.4 tons | CARRIER | HRCU-A-CB (Split System: Heat Pump with Remote Outdoor Unit-Air-Source) | 25VNA837A*030* | ADP |  | H,PG53936 | 58TN*B045C17**12 | 32600 | 17 | 8.5 | 31600 | 25200 | 79.75% | 1.96 | 0 | 11 |  |  |  |  | R-410A | 2.7167 | Residential & Commercial | USHP | Ducted CEE Tier 1
214271857 | Central HP <5.4 tons | CARRIER | HRCU-A-CB (Split System: Heat Pump with Remote Outdoor Unit-Air-Source) | 25VNA825A*031* | ADP |  | V,C36H175P159 | 58TN*B045C17**12 | 23800 | 16 | 8.1 | 19400 | 16200 | 83.51% | 2 | 0 | 10.5 |  |  |  |  | R-410A | 1.9833 | Residential & Commercial | USHP | Ducted CEE Tier 1
214271872 | Central HP <5.4 tons | CARRIER | HRCU-A-CB (Split System: Heat Pump with Remote Outdoor Unit-Air-Source) | 25VNA825A*031* | ADP |  | V,C36H***P219 | 58TN*B070C14**12 | 23400 | 16 | 8.1 | 20000 | 16300 | 81.5% | 1.92 | 0 | 11 |  |  |  |  | R-410A | 1.95 | Residential & Commercial | USHP | Ducted CEE Tier 1
214272323 | Central HP <5.4 tons | CARRIER | HRCU-A-CB (Split System: Heat Pump with Remote Outdoor Unit-Air-Source) | 25VNA837A*030* | ADP |  | PL36H210P299 | 59MN7C100C21**22 | 32400 | 18 | 8.5 | 30400 | 24400 | 80.26% | 2 | 0 | 11.5 |  |  |  |  | R-410A | 2.7 | Residential & Commercial | USHP | Ducted CEE Tier 1
206771357 | Central HP <5.4 tons | DAY & NIGHT | HRCU-A-CB (Split System: Heat Pump with Remote Outdoor Unit-Air-Source) | CVH837GKA2* |  |  | EA*4X37L21A*+WALLCON | *80CTL0901716A* | 33000 | 18 | 8.5 | 32800 | 25000 | 76.22% | 2 | 12 | 11.7 |  |  |  |  | R-410A | 2.75 | Residential & Commercial | USHP | Ducted CEE Tier 1
206771564 | Central HP <5.4 tons | DAY & NIGHT | HRCU-A-CB (Split System: Heat Pump with Remote Outdoor Unit-Air-Source) | CVH837GKA2* |  |  | EA*4X42L24A*+WALLCON | *97CMN1002122A* | 31800 | 17.5 | 8.1 | 33000 | 24400 | 73.94% | 1.9 | 12 | 11.5 |  |  |  |  | R-410A | 2.65 | Residential & Commercial | USHP | Ducted CEE Tier 1
206771591 | Central HP <5.4 tons | DAY & NIGHT | HRCU-A-CB (Split System: Heat Pump with Remote Outdoor Unit-Air-Source) | CVH837GKA2* |  |  | EA*4X42L24A*+WALLCON | *96CTN1002122A* | 31800 | 17.5 | 8.1 | 33000 | 24400 | 73.94% | 1.9 | 12 | 11.5 |  |  |  |  | R-410A | 2.65 | Residential & Commercial | USHP | Ducted CEE Tier 1
215407230 | Central HP <5.4 tons | YORK | HRCU-A-CB (Split System: Heat Pump with Remote Outdoor Unit-Air-Source) | HH824E2S11 | ADP |  | H,YG8J*36+TXV | TM9V080B12MP12 | 23000 | 17 | 9 | 21400 | 17900 | 83.64% | 2 | 0 | 12 |  |  |  |  | R-454B | 1.9167 | Residential & Commercial | USHP | Ducted CEE Tier 1
206771780 | Central HP <5.4 tons | DAY & NIGHT | HRCU-A-CB (Split System: Heat Pump with Remote Outdoor Unit-Air-Source) | CVH837GKA2* |  |  | EA*4X48L21A*+WALLCON | *80CTL0902120A* | 32200 | 17.5 | 8.5 | 32600 | 25000 | 76.69% | 1.98 | 12 | 11.7 |  |  |  |  | R-410A | 2.6833 | Residential & Commercial | USHP | Ducted CEE Tier 1
211246022 | Central HP <5.4 tons | CARRIER | HRCU-A-CB (Split System: Heat Pump with Remote Outdoor Unit-Air-Source) | 38MURAQ24AB3* |  |  | CNPV*3617AL* | GG96VTAA30040A | 23400 | 16 | 8.1 | 25800 | 24000 | 93.02% | 2 | 0 | 10 |  |  |  |  | R-410A | 1.95 | Residential & Commercial | USHP | Ducted CEE Tier 1
214776756 | Central HP <5.4 tons | YORK | HRCU-A-CB (Split System: Heat Pump with Remote Outdoor Unit-Air-Source) | HH860E2S11 | ADP |  | CV607**C+TXV | Y81E080C20SMPS1 | 53000 | 19 | 8.5 | 52000 | 38500 | 74.04% | 2 | 0 | 11 |  |  |  |  | R-454B | 4.4167 | Residential & Commercial | USHP | Ducted CEE Tier 1
214776758 | Central HP <5.4 tons | YORK | HRCU-A-CB (Split System: Heat Pump with Remote Outdoor Unit-Air-Source) | HH860E2S11 | ADP |  | CV602D*A+TXV | Y81E080C20SMPS1 | 53000 | 19 | 8.5 | 52000 | 38500 | 74.04% | 2 | 0 | 11 |  |  |  |  | R-454B | 4.4167 | Residential & Commercial | USHP | Ducted CEE Tier 1
214776774 | Central HP <5.4 tons | YORK | HRCU-A-CB (Split System: Heat Pump with Remote Outdoor Unit-Air-Source) | HH860E2S11 | ADP |  | CH600C*C+TXV | Y81E120C20SMPS1 | 51500 | 18 | 8.3 | 51500 | 38000 | 73.79% | 1.96 | 0 | 11 |  |  |  |  | R-454B | 4.2917 | Residential & Commercial | USHP | Ducted CEE Tier 1
214776775 | Central HP <5.4 tons | YORK | HRCU-A-CB (Split System: Heat Pump with Remote Outdoor Unit-Air-Source) | HH860E2S11 | ADP |  | CH604**C+TXV | Y81E120C20SMPS1 | 52500 | 19 | 8.5 | 51500 | 38000 | 73.79% | 2 | 0 | 11.7 |  |  |  |  | R-454B | 4.375 | Residential & Commercial | USHP | Ducted CEE Tier 1
214776788 | Central HP <5.4 tons | YORK | HRCU-A-CB (Split System: Heat Pump with Remote Outdoor Unit-Air-Source) | HH860E2S11 | ADP |  | CH600C*C+TXV | Y81E130D20SMPS1 | 53000 | 18 | 8.3 | 52500 | 39000 | 74.29% | 1.96 | 0 | 11 |  |  |  |  | R-454B | 4.4167 | Residential & Commercial | USHP | Ducted CEE Tier 1
214776789 | Central HP <5.4 tons | YORK | HRCU-A-CB (Split System: Heat Pump with Remote Outdoor Unit-Air-Source) | HH860E2S11 | ADP |  | CH480C*C+TXV | YP9C080C16MP13 | 42500 | 17 | 8.3 | 42000 | 33000 | 78.57% | 1.96 | 0 | 10.5 |  |  |  |  | R-454B | 3.5417 | Residential & Commercial | USHP | Ducted CEE Tier 1
214776805 | Central HP <5.4 tons | YORK | HRCU-A-CB (Split System: Heat Pump with Remote Outdoor Unit-Air-Source) | HH860E2S11 | ADP |  | CV609**A+TXV | YP9C080C16MP13 | 43500 | 18 | 8.5 | 42000 | 33000 | 78.57% | 2 | 0 | 11 |  |  |  |  | R-454B | 3.625 | Residential & Commercial | USHP | Ducted CEE Tier 1
214776806 | Central HP <5.4 tons | YORK | HRCU-A-CB (Split System: Heat Pump with Remote Outdoor Unit-Air-Source) | HH860E2S11 | ADP |  | CH480C*C+TXV | YP9C100C16MP13 | 42500 | 17 | 8.3 | 42000 | 32800 | 78.1% | 1.96 | 0 | 11 |  |  |  |  | R-454B | 3.5417 | Residential & Commercial | USHP | Ducted CEE Tier 1
214776822 | Central HP <5.4 tons | YORK | HRCU-A-CB (Split System: Heat Pump with Remote Outdoor Unit-Air-Source) | HH860E2S11 | ADP |  | CH600C*C+TXV | YP9C120D20MP13 | 52000 | 18 | 8.3 | 52000 | 38500 | 74.04% | 1.96 | 0 | 10.5 |  |  |  |  | R-454B | 4.3333 | Residential & Commercial | USHP | Ducted CEE Tier 1
214776823 | Central HP <5.4 tons | YORK | HRCU-A-CB (Split System: Heat Pump with Remote Outdoor Unit-Air-Source) | HH860E2S11 | ADP |  | CH604**C+TXV | YP9C120D20MP13 | 53000 | 19 | 8.5 | 52500 | 39000 | 74.29% | 2 | 0 | 11 |  |  |  |  | R-454B | 4.4167 | Residential & Commercial | USHP | Ducted CEE Tier 1
214776825 | Central HP <5.4 tons | YORK | HRCU-A-CB (Split System: Heat Pump with Remote Outdoor Unit-Air-Source) | HH860E2S11 | ADP |  | CV600**C+TXV | YP9C120D20MP13 | 51500 | 18 | 8.3 | 52500 | 39000 | 74.29% | 1.96 | 0 | 10.5 |  |  |  |  | R-454B | 4.2917 | Residential & Commercial | USHP | Ducted CEE Tier 1
214776841 | Central HP <5.4 tons | YORK | HRCU-A-CB (Split System: Heat Pump with Remote Outdoor Unit-Air-Source) | HH860E2S11 | ADP |  | CV601**C+TXV | YPLC080C16MP13 | 43500 | 17 | 8.5 | 42000 | 32800 | 78.1% | 2 | 0 | 11.7 |  |  |  |  | R-454B | 3.625 | Residential & Commercial | USHP | Ducted CEE Tier 1
214776855 | Central HP <5.4 tons | YORK | HRCU-A-CB (Split System: Heat Pump with Remote Outdoor Unit-Air-Source) | HH860E2S11 | ADP |  | CV600**C+TXV | YPLC100C20MP13 | 51500 | 18 | 8.3 | 52000 | 38500 | 74.04% | 1.96 | 0 | 10.5 |  |  |  |  | R-454B | 4.2917 | Residential & Commercial | USHP | Ducted CEE Tier 1
214776891 | Central HP <5.4 tons | YORK | HRCU-A-CB (Split System: Heat Pump with Remote Outdoor Unit-Air-Source) | HH860E2S11 | ADP |  | CX601C*35+TXV | YPLC120C20MP13 | 53000 | 19 | 8.5 | 52000 | 38500 | 74.04% | 2 | 0 | 11 |  |  |  |  | R-454B | 4.4167 | Residential & Commercial | USHP | Ducted CEE Tier 1
214777206 | Central HP <5.4 tons | YORK | HRCU-A-CB (Split System: Heat Pump with Remote Outdoor Unit-Air-Source) | HH860E2S11 | ADP |  | CV602C*A+TXV | TM9V080C16MP12 | 43500 | 18 | 8.5 | 42000 | 33000 | 78.57% | 2 | 0 | 11 |  |  |  |  | R-454B | 3.625 | Residential & Commercial | USHP | Ducted CEE Tier 1
214777223 | Central HP <5.4 tons | YORK | HRCU-A-CB (Split System: Heat Pump with Remote Outdoor Unit-Air-Source) | HH860E2S11 | ADP |  | CV602C*A+TXV | YP9C100C20MP13 | 52000 | 19 | 8.5 | 51500 | 38000 | 73.79% | 2 | 0 | 11 |  |  |  |  | R-454B | 4.3333 | Residential & Commercial | USHP | Ducted CEE Tier 1
211230508 | Central HP <5.4 tons | AIRQUEST | HRCU-A-CB (Split System: Heat Pump with Remote Outdoor Unit-Air-Source) | DLCURAH36ABK |  |  | EN(A,D)4X48L24** | *80VSL0902120A* | 35800 | 16.5 | 8.1 | 38500 | 34800 | 90.39% | 2 | 0 | 10 |  |  |  |  | R-410A | 2.9833 | Residential & Commercial | USHP | Ducted CEE Tier 1
211230517 | Central HP <5.4 tons | AIRQUEST | HRCU-A-CB (Split System: Heat Pump with Remote Outdoor Unit-Air-Source) | DLCURAH36ABK |  |  | EN(A,D)4X48L24** | *80VSL0902420A* | 35800 | 16.5 | 8.1 | 38500 | 34800 | 90.39% | 2 | 0 | 10 |  |  |  |  | R-410A | 2.9833 | Residential & Commercial | USHP | Ducted CEE Tier 1
213311583 | Central HP <5.4 tons | CARRIER | HRCU-A-CB (Split System: Heat Pump with Remote Outdoor Unit-Air-Source) | 38MURAQ24AB3* | ADP |  | C36A***L129+CBPE3A* | 0 | 23600 | 17 | 9 | 25600 | 25200 | 98.44% | 2.14 | 0 | 10 |  |  |  |  | R-410A | 1.9667 | Residential & Commercial | USHP | Ducted CEE Tier 1
215726479 | Central HP <5.4 tons | YORK | HRCU-A-CB (Split System: Heat Pump with Remote Outdoor Unit-Air-Source) | HH860E2S11 | ADP |  | H,YG37*48+TXV | TM8V100C16MP12 | 43500 | 17 | 8.5 | 42000 | 32800 | 78.1% | 2 | 0 | 11.7 |  |  |  |  | R-454B | 3.625 | Residential & Commercial | USHP | Ducted CEE Tier 1
215726497 | Central HP <5.4 tons | YORK | HRCU-A-CB (Split System: Heat Pump with Remote Outdoor Unit-Air-Source) | HH860E2S11 | ADP |  | H,YG86*60+TXV-BLEED | TM8V100C16MP12 | 43500 | 18 | 8.5 | 42000 | 32800 | 78.1% | 2 | 0 | 11.7 |  |  |  |  | R-454B | 3.625 | Residential & Commercial | USHP | Ducted CEE Tier 1
215726547 | Central HP <5.4 tons | YORK | HRCU-A-CB (Split System: Heat Pump with Remote Outdoor Unit-Air-Source) | HH860E2S11 | ADP |  | H,YG48*48+TXV-BLEED | TM9Y080C16MP11 | 44000 | 17 | 8.5 | 42500 | 33400 | 78.59% | 2 | 0 | 11 |  |  |  |  | R-454B | 3.6667 | Residential & Commercial | USHP | Ducted CEE Tier 1
215726565 | Central HP <5.4 tons | YORK | HRCU-A-CB (Split System: Heat Pump with Remote Outdoor Unit-Air-Source) | HH860E2S11 | ADP |  | H,YG88*60+TXV-BLEED | TM9Y080C16MP11 | 44000 | 17 | 8.5 | 42500 | 33400 | 78.59% | 2 | 0 | 11 |  |  |  |  | R-454B | 3.6667 | Residential & Commercial | USHP | Ducted CEE Tier 1
215726597 | Central HP <5.4 tons | YORK | HRCU-A-CB (Split System: Heat Pump with Remote Outdoor Unit-Air-Source) | HH860E2S11 | ADP |  | H,YG86*60+TXV-BLEED | TM9Y100C20MP11 | 52500 | 18 | 8.5 | 52500 | 39000 | 74.29% | 2 | 0 | 11 |  |  |  |  | R-454B | 4.375 | Residential & Commercial | USHP | Ducted CEE Tier 1
215726638 | Central HP <5.4 tons | YORK | HRCU-A-CB (Split System: Heat Pump with Remote Outdoor Unit-Air-Source) | HH860E2S11 | ADP |  | H,YG48*48+TXV-BLEED | Y81E080C20SMPS1 | 44000 | 18 | 8.5 | 42500 | 33000 | 77.65% | 2 | 0 | 12 |  |  |  |  | R-454B | 3.6667 | Residential & Commercial | USHP | Ducted CEE Tier 1
215726663 | Central HP <5.4 tons | YORK | HRCU-A-CB (Split System: Heat Pump with Remote Outdoor Unit-Air-Source) | HH860E2S11 | ADP |  | H,YG50*48+TXV-BLEED | Y81E100C16SMPS1 | 44000 | 18 | 8.5 | 42000 | 32800 | 78.1% | 2 | 0 | 12 |  |  |  |  | R-454B | 3.6667 | Residential & Commercial | USHP | Ducted CEE Tier 1
215726672 | Central HP <5.4 tons | YORK | HRCU-A-CB (Split System: Heat Pump with Remote Outdoor Unit-Air-Source) | HH860E2S11 | ADP |  | H,YG86*60+TXV-BLEED | Y81E100C16SMPS1 | 44000 | 18 | 8.5 | 42000 | 32800 | 78.1% | 2 | 0 | 12 |  |  |  |  | R-454B | 3.6667 | Residential & Commercial | USHP | Ducted CEE Tier 1
215726679 | Central HP <5.4 tons | YORK | HRCU-A-CB (Split System: Heat Pump with Remote Outdoor Unit-Air-Source) | HH860E2S11 | ADP |  | H,YG48*60+TXV | Y81E100C20SMPS1 | 44500 | 18 | 8.5 | 42500 | 33000 | 77.65% | 2 | 0 | 12 |  |  |  |  | R-454B | 3.7083 | Residential & Commercial | USHP | Ducted CEE Tier 1
215726681 | Central HP <5.4 tons | YORK | HRCU-A-CB (Split System: Heat Pump with Remote Outdoor Unit-Air-Source) | HH860E2S11 | ADP |  | H,YG49*60+TXV | Y81E100C20SMPS1 | 53000 | 19 | 8.5 | 51500 | 38000 | 73.79% | 2 | 0 | 11.7 |  |  |  |  | R-454B | 4.4167 | Residential & Commercial | USHP | Ducted CEE Tier 1
214776512 | Central HP <5.4 tons | YORK | HRCU-A-CB (Split System: Heat Pump with Remote Outdoor Unit-Air-Source) | HH860E2S11 | ADP |  | CH605D*C+TXV | TM9E100C16MP12 | 44500 | 18 | 8.5 | 44000 | 34000 | 77.27% | 2 | 0 | 11 |  |  |  |  | R-454B | 3.7083 | Residential & Commercial | USHP | Ducted CEE Tier 1
214776528 | Central HP <5.4 tons | YORK | HRCU-A-CB (Split System: Heat Pump with Remote Outdoor Unit-Air-Source) | HH860E2S11 | ADP |  | CV606**C+TXV | TM9E100C20MP12 | 53500 | 19 | 8.5 | 53000 | 39500 | 74.53% | 2 | 0 | 11 |  |  |  |  | R-454B | 4.4583 | Residential & Commercial | USHP | Ducted CEE Tier 1
214776544 | Central HP <5.4 tons | YORK | HRCU-A-CB (Split System: Heat Pump with Remote Outdoor Unit-Air-Source) | HH860E2S11 | ADP |  | CV607**C+TXV | TM9E120D20MP12 | 53000 | 19 | 8.5 | 52500 | 39000 | 74.29% | 2 | 0 | 11 |  |  |  |  | R-454B | 4.4167 | Residential & Commercial | USHP | Ducted CEE Tier 1
214776562 | Central HP <5.4 tons | YORK | HRCU-A-CB (Split System: Heat Pump with Remote Outdoor Unit-Air-Source) | HH860E2S11 | ADP |  | CH602**A+TXV | TM9V080C16MP12 | 43500 | 18 | 8.5 | 42000 | 33000 | 78.57% | 2 | 0 | 11 |  |  |  |  | R-454B | 3.625 | Residential & Commercial | USHP | Ducted CEE Tier 1
214776635 | Central HP <5.4 tons | YORK | HRCU-A-CB (Split System: Heat Pump with Remote Outdoor Unit-Air-Source) | HH860E2S11 | ADP |  | CV607**C+TXV | TMLE080C20MP11 | 53500 | 19 | 8.5 | 53000 | 39500 | 74.53% | 2 | 0 | 11 |  |  |  |  | R-454B | 4.4583 | Residential & Commercial | USHP | Ducted CEE Tier 1
214776642 | Central HP <5.4 tons | YORK | HRCU-A-CB (Split System: Heat Pump with Remote Outdoor Unit-Air-Source) | HH860E2S11 | ADP |  | CH600C*C+TXV | TMLE100C16MP11 | 44000 | 17 | 8.45 | 43500 | 33800 | 77.7% | 1.98 | 0 | 10.5 |  |  |  |  | R-454B | 3.6667 | Residential & Commercial | USHP | Ducted CEE Tier 1
214776651 | Central HP <5.4 tons | YORK | HRCU-A-CB (Split System: Heat Pump with Remote Outdoor Unit-Air-Source) | HH860E2S11 | ADP |  | CV606**C+TXV | TMLE100C16MP11 | 44500 | 18 | 8.5 | 43500 | 33800 | 77.7% | 2 | 0 | 11 |  |  |  |  | R-454B | 3.7083 | Residential & Commercial | USHP | Ducted CEE Tier 1
214776653 | Central HP <5.4 tons | YORK | HRCU-A-CB (Split System: Heat Pump with Remote Outdoor Unit-Air-Source) | HH860E2S11 | ADP |  | CV607**C+TXV | TMLE100C16MP11 | 44500 | 18 | 8.5 | 43500 | 33800 | 77.7% | 2 | 0 | 11 |  |  |  |  | R-454B | 3.7083 | Residential & Commercial | USHP | Ducted CEE Tier 1
215940154 | Central HP <5.4 tons | CARRIER | HRCU-A-CB (Split System: Heat Pump with Remote Outdoor Unit-Air-Source) | 27VNA336A*030* |  |  | CSAH*4812AM*+UI | 59TN7A100C21**22 | 33800 | 19.5 | 9 | 34600 | 26400 | 76.3% | 1.92 | 0 | 11.7 |  |  |  |  | R-454B | 2.8167 | Residential & Commercial | USHP | Ducted CEE Tier 1
215940204 | Central HP <5.4 tons | CARRIER | HRCU-A-CB (Split System: Heat Pump with Remote Outdoor Unit-Air-Source) | 27VNA336A*030* |  |  | CSAH*6012AM*+UI | 59TN7A060C17**16 | 33800 | 18.5 | 9 | 35000 | 26800 | 76.57% | 1.92 | 0 | 11 |  |  |  |  | R-454B | 2.8167 | Residential & Commercial | USHP | Ducted CEE Tier 1
215940354 | Central HP <5.4 tons | CARRIER | HRCU-A-CB (Split System: Heat Pump with Remote Outdoor Unit-Air-Source) | 27VNA336A*030* |  |  | CVAMA4921XMA*+UI | 59TN7A060C17**16 | 35200 | 21 | 8.5 | 38500 | 29400 | 76.36% | 2.02 | 0 | 11.7 |  |  |  |  | R-454B | 2.9333 | Residential & Commercial | USHP | Ducted CEE Tier 1
215940554 | Central HP <5.4 tons | CARRIER | HRCU-A-CB (Split System: Heat Pump with Remote Outdoor Unit-Air-Source) | 27VNA336A*030* |  |  | CVAVA3621XMA*+UI | 59TN7A080C21**20 | 34400 | 20.5 | 8.5 | 38500 | 28200 | 73.25% | 2.04 | 0 | 11.7 |  |  |  |  | R-454B | 2.8667 | Residential & Commercial | USHP | Ducted CEE Tier 1
215940604 | Central HP <5.4 tons | CARRIER | HRCU-A-CB (Split System: Heat Pump with Remote Outdoor Unit-Air-Source) | 27VNA336A*030* |  |  | CVAVA3817XMA*+UI | 59TN7A080C17**16 | 35200 | 21 | 8.5 | 38500 | 29200 | 75.84% | 2.06 | 0 | 11.7 |  |  |  |  | R-454B | 2.9333 | Residential & Commercial | USHP | Ducted CEE Tier 1
214776381 | Central HP <5.4 tons | YORK | HRCU-A-CB (Split System: Heat Pump with Remote Outdoor Unit-Air-Source) | HH824E2S11 | ADP |  | CH368A*C+TXV | Y82E060A12LMPS1 | 22800 | 18 | 8.9 | 21400 | 17300 | 80.84% | 1.98 | 0 | 11.7 |  |  |  |  | R-454B | 1.9 | Residential & Commercial | USHP | Ducted CEE Tier 1
214776914 | Central HP <5.4 tons | YORK | HRCU-A-CB (Split System: Heat Pump with Remote Outdoor Unit-Air-Source) | HH824E2S11 | ADP |  | CV360A*C+TXV+AEF36AXP* | 0 | 23800 | 19 | 9.15 | 22200 | 16600 | 74.77% | 2.04 | 0 | 11.7 |  |  |  |  | R-454B | 1.9833 | Residential & Commercial | USHP | Ducted CEE Tier 1
216819945 | Central HP <5.4 tons | FRIEDRICH | HRCU-A-CB (Split System: Heat Pump with Remote Outdoor Unit-Air-Source) | RD18AY48AJVC |  |  | RCFY4821STANM | FR962V0705A21M4 | 41000 | 17 | 8.1 | 41000 | 37800 | 92.2% | 2.1 | 0 | 10 |  |  |  |  | R-454B | 3.4167 | Residential & Commercial | USHP | Ducted CEE Tier 1
216819057 | Central HP <5.4 tons | FRIEDRICH | HRCU-A-CB (Split System: Heat Pump with Remote Outdoor Unit-Air-Source) | RD18AY24AJVC |  |  | RCFY2417MTANM | FR802V0503A14DZ | 21000 | 18 | 8.1 | 20800 | 17000 | 81.73% | 1.9 | 0 | 10 |  |  |  |  | R-454B | 1.75 | Residential & Commercial | USHP | Ducted CEE Tier 1
211242518 | Central HP <5.4 tons | BRYANT HEATING AND COOLING SYSTEMS | HRCU-A-CB (Split System: Heat Pump with Remote Outdoor Unit-Air-Source) | 38MURAQ24AB3* |  |  | CAP**3621AL* | 926TB60080V21*** | 23800 | 17 | 8.5 | 25800 | 23200 | 89.92% | 1.94 | 0 | 10 |  |  |  |  | R-410A | 1.9833 | Residential & Commercial | USHP | Ducted CEE Tier 1
215731291 | Central HP <5.4 tons | YORK | HRCU-A-CB (Split System: Heat Pump with Remote Outdoor Unit-Air-Source) | HH836E2S11 | ADP |  | H,YG48*36+TXV | TM9V060B12MP12 | 32600 | 17 | 8.5 | 29000 | 24800 | 85.52% | 2 | 0 | 11 |  |  |  |  | R-454B | 2.7167 | Residential & Commercial | USHP | Ducted CEE Tier 1
215731304 | Central HP <5.4 tons | YORK | HRCU-A-CB (Split System: Heat Pump with Remote Outdoor Unit-Air-Source) | HH836E2S11 | ADP |  | H,YG48*36+TXV | Y81E080C20SMPS1 | 34600 | 19 | 8.5 | 30800 | 25400 | 82.47% | 2 | 0 | 11 |  |  |  |  | R-454B | 2.8833 | Residential & Commercial | USHP | Ducted CEE Tier 1
211228064 | Central HP <5.4 tons | DAY & NIGHT | HRCU-A-CB (Split System: Heat Pump with Remote Outdoor Unit-Air-Source) | DLCURAH36ABK |  |  | EA*4X42L24A* | *96VSN1002120A* | 35600 | 16 | 8.1 | 38500 | 35000 | 90.91% | 1.9 | 0 | 10 |  |  |  |  | R-410A | 2.9667 | Residential & Commercial | USHP | Ducted CEE Tier 1
211228167 | Central HP <5.4 tons | AIRQUEST | HRCU-A-CB (Split System: Heat Pump with Remote Outdoor Unit-Air-Source) | DLCURAH36ABK |  |  | EA*4X42L24A* | OMV154L20A | 36200 | 16 | 8.1 | 39500 | 35200 | 89.11% | 1.92 | 0 | 10 |  |  |  |  | R-410A | 3.0167 | Residential & Commercial | USHP | Ducted CEE Tier 1
214607206 | Central HP <5.4 tons | LENNOX | HRCU-A-CB (Split System: Heat Pump with Remote Outdoor Unit-Air-Source) | SL25XPV-024-230A** | ADP |  | L*24/42S9+LEFE4B* | 0 | 21400 | 22 | 8.8 | 20400 | 20800 | 102% | 1.82 | 0 | 13.5 |  |  |  |  | R-410A | 1.7833 | Residential & Commercial | USHP | Ducted CEE Tier 1
211228548 | Central HP <5.4 tons | AIRQUEST | HRCU-A-CB (Split System: Heat Pump with Remote Outdoor Unit-Air-Source) | DLCURAH36ABK |  |  | EA*4X43L21A* | *96VSN0801716A* | 36800 | 15.5 | 8.5 | 38500 | 35000 | 90.91% | 2.1 | 0 | 10 |  |  |  |  | R-410A | 3.0667 | Residential & Commercial | USHP | Ducted CEE Tier 1
211228648 | Central HP <5.4 tons | AIRQUEST | HRCU-A-CB (Split System: Heat Pump with Remote Outdoor Unit-Air-Source) | DLCURAH36ABK |  |  | EA*4X43L21A* | *96VTN1002120A* | 36800 | 15.5 | 8.5 | 38500 | 34800 | 90.39% | 2.1 | 0 | 10 |  |  |  |  | R-410A | 3.0667 | Residential & Commercial | USHP | Ducted CEE Tier 1
214776662 | Central HP <5.4 tons | YORK | HRCU-A-CB (Split System: Heat Pump with Remote Outdoor Unit-Air-Source) | HH860E2S11 | ADP |  | CX601C*35+TXV | TMLE100C20MP11 | 53500 | 19 | 8.5 | 53000 | 39500 | 74.53% | 2 | 0 | 11 |  |  |  |  | R-454B | 4.4583 | Residential & Commercial | USHP | Ducted CEE Tier 1
214776712 | Central HP <5.4 tons | YORK | HRCU-A-CB (Split System: Heat Pump with Remote Outdoor Unit-Air-Source) | HH860E2S11 | ADP |  | CV607**C+TXV | TMLV100C16MP12 | 43500 | 18 | 8.5 | 42000 | 32800 | 78.1% | 2 | 0 | 11.7 |  |  |  |  | R-454B | 3.625 | Residential & Commercial | USHP | Ducted CEE Tier 1
214776735 | Central HP <5.4 tons | YORK | HRCU-A-CB (Split System: Heat Pump with Remote Outdoor Unit-Air-Source) | HH860E2S11 | ADP |  | CV601**C+TXV | Y81E080C16SMPS1 | 44500 | 17 | 8.5 | 42500 | 33000 | 77.65% | 2 | 0 | 12 |  |  |  |  | R-454B | 3.7083 | Residential & Commercial | USHP | Ducted CEE Tier 1
214776737 | Central HP <5.4 tons | YORK | HRCU-A-CB (Split System: Heat Pump with Remote Outdoor Unit-Air-Source) | HH860E2S11 | ADP |  | CH605D*C+TXV | Y81E080C16SMPS1 | 44500 | 18 | 8.5 | 42500 | 33000 | 77.65% | 2 | 0 | 12 |  |  |  |  | R-454B | 3.7083 | Residential & Commercial | USHP | Ducted CEE Tier 1
214776408 | Central HP <5.4 tons | YORK | HRCU-A-CB (Split System: Heat Pump with Remote Outdoor Unit-Air-Source) | HH836E2S11 | ADP |  | CX361B*35+TXV | Y82E080B12LMPS1 | 32800 | 19 | 8.5 | 28400 | 24400 | 85.92% | 2 | 0 | 11.7 |  |  |  |  | R-454B | 2.7333 | Residential & Commercial | USHP | Ducted CEE Tier 1
214776746 | Central HP <5.4 tons | YORK | HRCU-A-CB (Split System: Heat Pump with Remote Outdoor Unit-Air-Source) | HH860E2S11 | ADP |  | CH600C*C+TXV | Y81E080C20SMPS1 | 52000 | 18 | 8.3 | 52000 | 38500 | 74.04% | 1.96 | 0 | 10.5 |  |  |  |  | R-454B | 4.3333 | Residential & Commercial | USHP | Ducted CEE Tier 1
214776751 | Central HP <5.4 tons | YORK | HRCU-A-CB (Split System: Heat Pump with Remote Outdoor Unit-Air-Source) | HH860E2S11 | ADP |  | CX601C*35+TXV | Y81E080C20SMPS1 | 53000 | 19 | 8.5 | 52000 | 38500 | 74.04% | 2 | 0 | 11 |  |  |  |  | R-454B | 4.4167 | Residential & Commercial | USHP | Ducted CEE Tier 1
214776912 | Central HP <5.4 tons | YORK | HRCU-A-CB (Split System: Heat Pump with Remote Outdoor Unit-Air-Source) | HH824E2S11 | ADP |  | CV360B*C+TXV+AEF48BXP* | 0 | 23800 | 19 | 9.15 | 22200 | 16600 | 74.77% | 2.04 | 0 | 11.7 |  |  |  |  | R-454B | 1.9833 | Residential & Commercial | USHP | Ducted CEE Tier 1
206767227 | Central HP <5.4 tons | DAY & NIGHT | HRCU-A-CB (Split System: Heat Pump with Remote Outdoor Unit-Air-Source) | CVH825GKA3* |  |  | EA*4X37L21A*+WALLCON | *80CSU1002120A* | 24400 | 16.5 | 8.1 | 21200 | 16700 | 78.77% | 2.02 | 11.5 | 10.5 |  |  |  |  | R-410A | 2.0333 | Residential & Commercial | USHP | Ducted CEE Tier 1
213781617 | Central HP <5.4 tons | HEIL | HRCU-A-CB (Split System: Heat Pump with Remote Outdoor Unit-Air-Source) | HVH837GKA2* |  |  | EA*4X61L21A*+WALLCON | *97CMN1002122B* | 33200 | 17.5 | 8.5 | 32000 | 24800 | 77.5% | 1.98 | 0 | 11.7 |  |  |  |  | R-410A | 2.7667 | Residential & Commercial | USHP | Ducted CEE Tier 1
216767224 | Central HP <5.4 tons | TRANE | HRCU-A-CB (Split System: Heat Pump with Remote Outdoor Unit-Air-Source) | 5TWX7060A1 |  |  | 5PX*D010AS3 | S8V2C080M5PCB | 52000 | 15.5 | 8.7 | 51000 | 38500 | 75.49% | 2.19 | 0 | 11 |  |  |  |  | R-454B | 4.3333 | Residential & Commercial | USHP | Ducted CEE Tier 1
215932615 | Central HP <5.4 tons | BRYANT HEATING AND COOLING SYSTEMS | HRCU-A-CB (Split System: Heat Pump with Remote Outdoor Unit-Air-Source) | 293VAN036**AA* |  |  | CAA**6024AM*+UI | 987MC66100C21*** | 34000 | 20.5 | 9.5 | 34000 | 25800 | 75.88% | 2.06 | 0 | 12 |  |  |  |  | R-454B | 2.8333 | Residential & Commercial | USHP | Ducted CEE Tier 1
215933485 | Central HP <5.4 tons | BRYANT HEATING AND COOLING SYSTEMS | HRCU-A-CB (Split System: Heat Pump with Remote Outdoor Unit-Air-Source) | 293VAN036**AA* |  |  | CSAH*4212AM*+UI | 986TD66100C21*** | 33600 | 19 | 9 | 34600 | 26600 | 76.88% | 1.94 | 0 | 11.5 |  |  |  |  | R-454B | 2.8 | Residential & Commercial | USHP | Ducted CEE Tier 1
215933535 | Central HP <5.4 tons | BRYANT HEATING AND COOLING SYSTEMS | HRCU-A-CB (Split System: Heat Pump with Remote Outdoor Unit-Air-Source) | 293VAN036**AA* |  |  | CSAH*4812AM*+UI | 88*TB36045C17*** | 33400 | 18.5 | 9 | 35600 | 27400 | 76.97% | 1.9 | 0 | 10.5 |  |  |  |  | R-454B | 2.7833 | Residential & Commercial | USHP | Ducted CEE Tier 1
215933635 | Central HP <5.4 tons | BRYANT HEATING AND COOLING SYSTEMS | HRCU-A-CB (Split System: Heat Pump with Remote Outdoor Unit-Air-Source) | 293VAN036**AA* |  |  | CSAH*4812AM*+UI | 987MC42060C17*** | 33400 | 19 | 9 | 34200 | 26200 | 76.61% | 1.96 | 0 | 10.5 |  |  |  |  | R-454B | 2.7833 | Residential & Commercial | USHP | Ducted CEE Tier 1
214569396 | Central HP <5.4 tons | CARRIER | HRCU-A-CB (Split System: Heat Pump with Remote Outdoor Unit-Air-Source) | 25VNA448A*031* |  |  | CAP**4821AL*+UI | 58TN*B070C21**20 | 43500 | 20.5 | 9.5 | 46500 | 36600 | 78.71% | 2.26 | 0 | 11 |  |  |  |  | R-410A | 3.625 | Residential & Commercial | USHP | Ducted CEE Tier 1
214569398 | Central HP <5.4 tons | CARRIER | HRCU-A-CB (Split System: Heat Pump with Remote Outdoor Unit-Air-Source) | 25VNA448A*031* |  |  | CAP**4821AL*+UI | 59CU5B080C21**20 | 43500 | 20.5 | 9.5 | 46500 | 36600 | 78.71% | 2.26 | 0 | 11 |  |  |  |  | R-410A | 3.625 | Residential & Commercial | USHP | Ducted CEE Tier 1
214569430 | Central HP <5.4 tons | CARRIER | HRCU-A-CB (Split System: Heat Pump with Remote Outdoor Unit-Air-Source) | 25VNA448A*031* |  |  | CAP**6024AL*+UI | 59TN6C080C21**20 | 44500 | 21.5 | 10 | 45500 | 36200 | 79.56% | 2.36 | 0 | 12 |  |  |  |  | R-410A | 3.7083 | Residential & Commercial | USHP | Ducted CEE Tier 1
215870954 | Central HP <5.4 tons | YORK | HRCU-A-CB (Split System: Heat Pump with Remote Outdoor Unit-Air-Source) | HH836E2S11 | ADP |  | CV365**C+TXV | YP9C080B12MP13 | 32600 | 17 | 8.4 | 29200 | 24800 | 84.93% | 1.98 | 0 | 10.5 |  |  |  |  | R-454B | 2.7167 | Residential & Commercial | USHP | Ducted CEE Tier 1
214272290 | Central HP <5.4 tons | CARRIER | HRCU-A-CB (Split System: Heat Pump with Remote Outdoor Unit-Air-Source) | 25VNA837A*030* | ADP |  | V,C36H175P159 | 58TN*B070C17**16 | 31000 | 17 | 8.5 | 30600 | 24600 | 80.39% | 1.98 | 0 | 11 |  |  |  |  | R-410A | 2.5833 | Residential & Commercial | USHP | Ducted CEE Tier 1
214272308 | Central HP <5.4 tons | CARRIER | HRCU-A-CB (Split System: Heat Pump with Remote Outdoor Unit-Air-Source) | 25VNA837A*030* | ADP |  | C36A***L539 | 58TN*B110C21**20 | 32800 | 18 | 8.5 | 30200 | 24400 | 80.79% | 2 | 0 | 11.5 |  |  |  |  | R-410A | 2.7333 | Residential & Commercial | USHP | Ducted CEE Tier 1
212983507 | Central HP <5.4 tons | BRYANT HEATING AND COOLING SYSTEMS | HRCU-A-CB (Split System: Heat Pump with Remote Outdoor Unit-Air-Source) | 38MURAQ24AB3* |  |  | CAP**2414AL* | 912SE36060M14*** | 23600 | 16.5 | 8.5 | 27000 | 25600 | 94.81% | 2.14 | 0 | 10 |  |  |  |  | R-410A | 1.9667 | Residential & Commercial | USHP | Ducted CEE Tier 1
212983557 | Central HP <5.4 tons | BRYANT HEATING AND COOLING SYSTEMS | HRCU-A-CB (Split System: Heat Pump with Remote Outdoor Unit-Air-Source) | 38MURAQ24AB3* |  |  | CAP**3617AL* | 912SE36060M14*** | 24000 | 17 | 8.5 | 26400 | 23400 | 88.64% | 1.94 | 0 | 10 |  |  |  |  | R-410A | 2 | Residential & Commercial | USHP | Ducted CEE Tier 1
212983577 | Central HP <5.4 tons | BRYANT HEATING AND COOLING SYSTEMS | HRCU-A-CB (Split System: Heat Pump with Remote Outdoor Unit-Air-Source) | 38MURAQ24AB3* |  |  | CNPV*2414AL* | 912SE36060M14*** | 23400 | 16.5 | 8.5 | 27000 | 24600 | 91.11% | 2.04 | 0 | 10 |  |  |  |  | R-410A | 1.95 | Residential & Commercial | USHP | Ducted CEE Tier 1
215933027 | Central HP <5.4 tons | AIRQUEST | HRCU-A-CB (Split System: Heat Pump with Remote Outdoor Unit-Air-Source) | H5H3V36*K*AAA* |  |  | ESH5X36M12A*+WALLCON | *80CSU0401712A* | 33200 | 19 | 9 | 35000 | 27000 | 77.14% | 1.9 | 0 | 11 |  |  |  |  | R-454B | 2.7667 | Residential & Commercial | USHP | Ducted CEE Tier 1
212979048 | Central HP <5.4 tons | BRYANT HEATING AND COOLING SYSTEMS | HRCU-A-CB (Split System: Heat Pump with Remote Outdoor Unit-Air-Source) | 38MURAQ30AB3* |  |  | CAP**4321AL* | 8(0,1)*SB48070M17*** | 30600 | 15.2 | 8.5 | 33600 | 26400 | 78.57% | 1.86 | 0 | 9 |  |  |  |  | R-410A | 2.55 | Residential & Commercial | USHP
212383289 | Central HP <5.4 tons | BRYANT HEATING AND COOLING SYSTEMS | HRCU-A-CB (Split System: Heat Pump with Remote Outdoor Unit-Air-Source) | 38MURAQ36AB3* |  |  | CAP**3621AL* | 8(0,1)*SA42090E17*** | 35600 | 15.5 | 8.1 | 39500 | 35200 | 89.11% | 1.84 | 0 | 9.5 |  |  |  |  | R-410A | 2.9667 | Residential & Commercial | USHP
212383424 | Central HP <5.4 tons | BRYANT HEATING AND COOLING SYSTEMS | HRCU-A-CB (Split System: Heat Pump with Remote Outdoor Unit-Air-Source) | 38MURAQ36AB3* |  |  | CAP**3721AL* | 82*TA60090V21*** | 36200 | 16 | 8.5 | 38500 | 34800 | 90.39% | 2.06 | 0 | 10 |  |  |  |  | R-410A | 3.0167 | Residential & Commercial | USHP | Ducted CEE Tier 1
216551816 | Central HP <5.4 tons | FRIEDRICH | HRCU-A-CB (Split System: Heat Pump with Remote Outdoor Unit-Air-Source) | FRP19AY48AJVC |  |  | TCFY4821SEAAM | FR98MV0855A21UP | 45500 | 19 | 10 | 45500 | 42000 | 92.31% | 2.1 | 0 | 12 |  |  |  |  | R-454B | 3.7917 | Residential & Commercial | USHP | Ducted CEE Tier 1
216551827 | Central HP <5.4 tons | FRIEDRICH | HRCU-A-CB (Split System: Heat Pump with Remote Outdoor Unit-Air-Source) | FRP19AY48AJVC |  |  | RCFY4821SEAAM | FR802V0754A17UH | 45500 | 19 | 10 | 45500 | 42000 | 92.31% | 2.1 | 0 | 12 |  |  |  |  | R-454B | 3.7917 | Residential & Commercial | USHP | Ducted CEE Tier 1
216551709 | Central HP <5.4 tons | FRIEDRICH | HRCU-A-CB (Split System: Heat Pump with Remote Outdoor Unit-Air-Source) | FRP19AY24AJVC |  |  | RCFY2421HEAAM | FR97MV0855A21DH | 22800 | 21 | 10 | 22800 | 18400 | 80.7% | 1.8 | 0 | 13 |  |  |  |  | R-454B | 1.9 | Residential & Commercial | USHP | Ducted CEE Tier 1
215935184 | Central HP <5.4 tons | CARRIER | HRCU-A-CB (Split System: Heat Pump with Remote Outdoor Unit-Air-Source) | 27VNA336A*030* |  |  | CVAMA6021XMA*+UI | 58TN*B070C17**16 | 35400 | 21.5 | 8.5 | 38500 | 29000 | 75.32% | 2.02 | 0 | 12 |  |  |  |  | R-454B | 2.95 | Residential & Commercial | USHP | Ducted CEE Tier 1
216551643 | Central HP <5.4 tons | FRIEDRICH | HRCU-A-CB (Split System: Heat Pump with Remote Outdoor Unit-Air-Source) | FRP19AY24AJVC |  |  | RCFY2421HEAAM | FR801V0504A17UHS | 22800 | 20 | 10 | 22800 | 18500 | 81.14% | 1.8 | 0 | 12 |  |  |  |  | R-454B | 1.9 | Residential & Commercial | USHP | Ducted CEE Tier 1
216551727 | Central HP <5.4 tons | FRIEDRICH | HRCU-A-CB (Split System: Heat Pump with Remote Outdoor Unit-Air-Source) | FRP19AY24AJVC |  |  | RCFY2421HEAAM | FR97MV0703A17DH | 22800 | 21 | 10 | 22800 | 18500 | 81.14% | 1.8 | 0 | 13 |  |  |  |  | R-454B | 1.9 | Residential & Commercial | USHP | Ducted CEE Tier 1
215674533 | Central HP <5.4 tons | BRYANT HEATING AND COOLING SYSTEMS | HRCU-A-CB (Split System: Heat Pump with Remote Outdoor Unit-Air-Source) | 290VAN048**AA* |  |  | CAA**6124AM*+UI | 935CB66100C21*** | 46000 | 18 | 9 | 47500 | 33600 | 70.74% | 2.08 | 0 | 10 |  |  |  |  | R-454B | 3.8333 | Residential & Commercial | USHP | Ducted CEE Tier 1
215675254 | Central HP <5.4 tons | BRYANT HEATING AND COOLING SYSTEMS | HRCU-A-CB (Split System: Heat Pump with Remote Outdoor Unit-Air-Source) | 290VAN048**AA* |  |  | CSAH*6012AM*+UI | 935CB66100C21*** | 45500 | 16.5 | 8.5 | 48000 | 33600 | 70% | 2.06 | 0 | 9.5 |  |  |  |  | R-454B | 3.7917 | Residential & Commercial | USHP
211240366 | Central HP <5.4 tons | AIRQUEST | HRCU-A-CB (Split System: Heat Pump with Remote Outdoor Unit-Air-Source) | DLCURAH24ABK |  |  | EA*4X24L17A* | *80VSL0451412A* | 24000 | 16 | 8.5 | 27000 | 23800 | 88.15% | 1.96 | 0 | 10 |  |  |  |  | R-410A | 2 | Residential & Commercial | USHP | Ducted CEE Tier 1
214584632 | Central HP <5.4 tons | LUXAIRE | HRCU-A-CB (Split System: Heat Pump with Remote Outdoor Unit-Air-Source) | HH860E2S11 |  |  | CTF60C5CHS1 | Z8ES120C20SMPS1 | 53500 | 19 | 9 | 53500 | 38000 | 71.03% | 2 | 0 | 11.7 |  |  |  |  | R-454B | 4.4583 | Residential & Commercial | USHP | Ducted CEE Tier 1
214610134 | Central HP <5.4 tons | FRIEDRICH | HRCU-A-CB (Split System: Heat Pump with Remote Outdoor Unit-Air-Source) | FRP18AZ36AJVC |  |  | TCFZ6021SEAAM | FR802V1004A17UH | 34200 | 19 | 8.5 | 34200 | 43000 | 125.7% | 2.2 | 0 | 12.5 |  |  |  |  | R-410A | 2.85 | Residential & Commercial | USHP | Ducted CEE Tier 1
214610135 | Central HP <5.4 tons | FRIEDRICH | HRCU-A-CB (Split System: Heat Pump with Remote Outdoor Unit-Air-Source) | FRP18AZ36AJVC |  |  | TCFZ6021SEAAM | FR802V0504A17UH | 34200 | 19 | 8.5 | 34200 | 43500 | 127.2% | 2.2 | 0 | 12.5 |  |  |  |  | R-410A | 2.85 | Residential & Commercial | USHP | Ducted CEE Tier 1
216733394 | Central HP <5.4 tons | BRYANT HEATING AND COOLING SYSTEMS | HRCU-A-CB (Split System: Heat Pump with Remote Outdoor Unit-Air-Source) | 37MUHAQ24AA3 |  |  | CAA**2517AM* | 912SE42060M17*** | 23000 | 16 | 8.5 | 20600 | 18400 | 89.32% | 1.98 | 0 | 11 |  |  |  |  | R-454B | 1.9167 | Residential & Commercial | USHP | Ducted CEE Tier 1
216733478 | Central HP <5.4 tons | BRYANT HEATING AND COOLING SYSTEMS | HRCU-A-CB (Split System: Heat Pump with Remote Outdoor Unit-Air-Source) | 37MUHAQ24AA3 |  |  | CAA**2517AM* | 926SB36040V17*** | 23000 | 16 | 8.5 | 20800 | 18600 | 89.42% | 1.98 | 0 | 11 |  |  |  |  | R-454B | 1.9167 | Residential & Commercial | USHP | Ducted CEE Tier 1
216733594 | Central HP <5.4 tons | BRYANT HEATING AND COOLING SYSTEMS | HRCU-A-CB (Split System: Heat Pump with Remote Outdoor Unit-Air-Source) | 37MUHAQ24AA3 |  |  | CAA**2517AM* | 926TC48080V17*** | 23200 | 16.5 | 8.5 | 20800 | 18500 | 88.94% | 1.96 | 0 | 11 |  |  |  |  | R-454B | 1.9333 | Residential & Commercial | USHP | Ducted CEE Tier 1
214776753 | Central HP <5.4 tons | YORK | HRCU-A-CB (Split System: Heat Pump with Remote Outdoor Unit-Air-Source) | HH860E2S11 | ADP |  | CV605**C+TXV | Y81E080C20SMPS1 | 44000 | 18 | 8.5 | 42500 | 33000 | 77.65% | 2 | 0 | 12 |  |  |  |  | R-454B | 3.6667 | Residential & Commercial | USHP | Ducted CEE Tier 1
214776787 | Central HP <5.4 tons | YORK | HRCU-A-CB (Split System: Heat Pump with Remote Outdoor Unit-Air-Source) | HH860E2S11 | ADP |  | CV609**A+TXV | Y81E120C20SMPS1 | 52500 | 19 | 8.5 | 51500 | 38000 | 73.79% | 2 | 0 | 11.7 |  |  |  |  | R-454B | 4.375 | Residential & Commercial | USHP | Ducted CEE Tier 1
214389271 | Central HP <5.4 tons | BRYANT HEATING AND COOLING SYSTEMS | HRCU-A-CB (Split System: Heat Pump with Remote Outdoor Unit-Air-Source) | 284ANV036*0**B* |  |  | CNPV*4221AL*+UI | 88*TB60090C21*** | 33200 | 19 | 9 | 37800 | 26600 | 70.37% | 1.98 | 0 | 12 |  |  |  |  | R-410A | 2.7667 | Residential & Commercial | USHP | Ducted CEE Tier 1
214389287 | Central HP <5.4 tons | BRYANT HEATING AND COOLING SYSTEMS | HRCU-A-CB (Split System: Heat Pump with Remote Outdoor Unit-Air-Source) | 284ANV036*0**B* |  |  | CNPV*4821AL*+UI | 88*TB60110C21*** | 33600 | 19.5 | 9 | 36600 | 26000 | 71.04% | 2.04 | 0 | 12.5 |  |  |  |  | R-410A | 2.8 | Residential & Commercial | USHP | Ducted CEE Tier 1
214389319 | Central HP <5.4 tons | BRYANT HEATING AND COOLING SYSTEMS | HRCU-A-CB (Split System: Heat Pump with Remote Outdoor Unit-Air-Source) | 284ANV036*0**B* |  |  | CNPV*6024AL*+UI | 88*TB60110C21*** | 34000 | 20 | 9 | 36200 | 25400 | 70.17% | 2.02 | 0 | 12.5 |  |  |  |  | R-410A | 2.8333 | Residential & Commercial | USHP | Ducted CEE Tier 1
214389388 | Central HP <5.4 tons | BRYANT HEATING AND COOLING SYSTEMS | HRCU-A-CB (Split System: Heat Pump with Remote Outdoor Unit-Air-Source) | 284ANV036*0**B* |  |  | CNPV*3621AL*+UI | 88*TB60090C21*** | 32400 | 18.5 | 9 | 38500 | 27000 | 70.13% | 1.92 | 0 | 11.7 |  |  |  |  | R-410A | 2.7 | Residential & Commercial | USHP | Ducted CEE Tier 1
211228392 | Central HP <5.4 tons | DAY & NIGHT | HRCU-A-CB (Split System: Heat Pump with Remote Outdoor Unit-Air-Source) | DLCURAH36ABK |  |  | EA*4X43L21A* | *80VTL0902120A* | 36200 | 16 | 8.5 | 38500 | 34800 | 90.39% | 2.06 | 0 | 10 |  |  |  |  | R-410A | 3.0167 | Residential & Commercial | USHP | Ducted CEE Tier 1
215931665 | Central HP <5.4 tons | BRYANT HEATING AND COOLING SYSTEMS | HRCU-A-CB (Split System: Heat Pump with Remote Outdoor Unit-Air-Source) | 293VAN060**AA* |  |  | CAA**6124AM*+UI | 83*CA60080C21*** | 57000 | 19 | 8.5 | 60500 | 46000 | 76.03% | 2.04 | 0 | 11.5 |  |  |  |  | R-454B | 4.75 | Residential & Commercial | USHP | Ducted CEE Tier 1
214389934 | Central HP <5.4 tons | CARRIER | HRCU-A-CB (Split System: Heat Pump with Remote Outdoor Unit-Air-Source) | 25VNA837A*030* | ADP |  | H,PG53936 | 58TN*B135C24**22 | 32800 | 18 | 8.5 | 30200 | 24400 | 80.79% | 2 | 0 | 11.7 |  |  |  |  | R-410A | 2.7333 | Residential & Commercial | USHP | Ducted CEE Tier 1
214271867 | Central HP <5.4 tons | CARRIER | HRCU-A-CB (Split System: Heat Pump with Remote Outdoor Unit-Air-Source) | 25VNA825A*031* | ADP |  | PL36H175P159 | 58TN*B070C14**12 | 24000 | 17 | 8.1 | 19600 | 16200 | 82.65% | 2.02 | 0 | 10.5 |  |  |  |  | R-410A | 2 | Residential & Commercial | USHP | Ducted CEE Tier 1
214272296 | Central HP <5.4 tons | CARRIER | HRCU-A-CB (Split System: Heat Pump with Remote Outdoor Unit-Air-Source) | 25VNA837A*030* | ADP |  | PL36H210P299 | 58TN*B090C17**16 | 32400 | 18 | 8.5 | 30400 | 24600 | 80.92% | 2 | 0 | 11.5 |  |  |  |  | R-410A | 2.7 | Residential & Commercial | USHP | Ducted CEE Tier 1
214272303 | Central HP <5.4 tons | CARRIER | HRCU-A-CB (Split System: Heat Pump with Remote Outdoor Unit-Air-Source) | 25VNA837A*030* | ADP |  | C36A***L539 | 58TN*B090C21**20 | 32400 | 18 | 8.5 | 30400 | 24400 | 80.26% | 2 | 0 | 11.5 |  |  |  |  | R-410A | 2.7 | Residential & Commercial | USHP | Ducted CEE Tier 1
214272321 | Central HP <5.4 tons | CARRIER | HRCU-A-CB (Split System: Heat Pump with Remote Outdoor Unit-Air-Source) | 25VNA837A*030* | ADP |  | C36A***L539 | 59MN7C080C17**14 | 32800 | 17 | 8.5 | 31400 | 25000 | 79.62% | 1.98 | 0 | 11 |  |  |  |  | R-410A | 2.7333 | Residential & Commercial | USHP | Ducted CEE Tier 1
214610129 | Central HP <5.4 tons | FRIEDRICH | HRCU-A-CB (Split System: Heat Pump with Remote Outdoor Unit-Air-Source) | FRP18AZ36AJVC |  |  | TCFZ6021SEAAM | FR98MV0855A21UP | 34200 | 19 | 8.5 | 34200 | 43000 | 125.7% | 2.2 | 0 | 12.5 |  |  |  |  | R-410A | 2.85 | Residential & Commercial | USHP | Ducted CEE Tier 1
215935236 | Central HP <5.4 tons | HEIL | HRCU-A-CB (Split System: Heat Pump with Remote Outdoor Unit-Air-Source) | H5H3V36*K*AAA* |  |  | EVM5X60M21A*+WALLCON | *95CSU0601716B* | 35400 | 21.5 | 8.5 | 38500 | 29000 | 75.32% | 2.02 | 0 | 12 |  |  |  |  | R-454B | 2.95 | Residential & Commercial | USHP | Ducted CEE Tier 1
215731832 | Central HP <5.4 tons | YORK | HRCU-A-CB (Split System: Heat Pump with Remote Outdoor Unit-Air-Source) | HH836E2S11 | ADP |  | H,YG48*36+TXV-BLEED | Y81E100C20SMPS1 | 33800 | 19 | 8.5 | 30000 | 25000 | 83.33% | 2 | 0 | 11 |  |  |  |  | R-454B | 2.8167 | Residential & Commercial | USHP | Ducted CEE Tier 1
216732875 | Central HP <5.4 tons | BRYANT HEATING AND COOLING SYSTEMS | HRCU-A-CB (Split System: Heat Pump with Remote Outdoor Unit-Air-Source) | 37MUHAQ24AA3 |  |  | CAA**2417AM* | 912SE36060M14*** | 22200 | 15.5 | 8.5 | 21200 | 19200 | 90.57% | 1.96 | 0 | 10.5 |  |  |  |  | R-454B | 1.85 | Residential & Commercial | USHP | Ducted CEE Tier 1
215870929 | Central HP <5.4 tons | YORK | HRCU-A-CB (Split System: Heat Pump with Remote Outdoor Unit-Air-Source) | HH824E2S11 | ADP |  | CH368A*C+TXV | Y91E060A10SMPS1 | 22800 | 17 | 8.45 | 21400 | 17200 | 80.37% | 1.98 | 0 | 11.7 |  |  |  |  | R-454B | 1.9 | Residential & Commercial | USHP | Ducted CEE Tier 1
216017398 | Central HP <5.4 tons | YORK | HRCU-A-CB (Split System: Heat Pump with Remote Outdoor Unit-Air-Source) | HH824E2S11 | ADP |  | FE*G33*25+TXV-BLEED | 0 | 24000 | 19 | 9.5 | 22400 | 16600 | 74.11% | 2.1 | 0 | 12 |  |  |  |  | R-454B | 2 | Residential & Commercial | USHP | Ducted CEE Tier 1
214776329 | Central HP <5.4 tons | YORK | HRCU-A-CB (Split System: Heat Pump with Remote Outdoor Unit-Air-Source) | HH824E2S11 | ADP |  | CH240A*C+TXV | TM9E060A10MP12 | 22400 | 16 | 8.7 | 21200 | 17700 | 83.49% | 1.94 | 0 | 10.5 |  |  |  |  | R-454B | 1.8667 | Residential & Commercial | USHP | Ducted CEE Tier 1
214776347 | Central HP <5.4 tons | YORK | HRCU-A-CB (Split System: Heat Pump with Remote Outdoor Unit-Air-Source) | HH824E2S11 | ADP |  | CH368A*C+TXV | TM9V040A10MP12 | 22800 | 16 | 8.9 | 21400 | 17100 | 79.91% | 1.98 | 0 | 10.5 |  |  |  |  | R-454B | 1.9 | Residential & Commercial | USHP | Ducted CEE Tier 1
216732975 | Central HP <5.4 tons | BRYANT HEATING AND COOLING SYSTEMS | HRCU-A-CB (Split System: Heat Pump with Remote Outdoor Unit-Air-Source) | 37MUHAQ24AA3 |  |  | CAA**2417AM* | 926SB48060V17*** | 22000 | 16 | 8.5 | 21000 | 19100 | 90.95% | 1.96 | 0 | 10.5 |  |  |  |  | R-454B | 1.8333 | Residential & Commercial | USHP | Ducted CEE Tier 1
216732775 | Central HP <5.4 tons | BRYANT HEATING AND COOLING SYSTEMS | HRCU-A-CB (Split System: Heat Pump with Remote Outdoor Unit-Air-Source) | 37MUHAQ24AA3 |  |  | CAA**2417AM* | 88*TB36045C17*** | 22000 | 15.5 | 8.5 | 21000 | 19200 | 91.43% | 1.98 | 0 | 10.5 |  |  |  |  | R-454B | 1.8333 | Residential & Commercial | USHP | Ducted CEE Tier 1
210597510 | Central HP <5.4 tons | DAY & NIGHT | HRCU-A-CB (Split System: Heat Pump with Remote Outdoor Unit-Air-Source) | CVH837GKA** |  |  | EHD4X60AAL+WALLCON | *80CTL0701716A* | 32800 | 17 | 8.1 | 32400 | 25000 | 77.16% | 2 | 0 | 11 |  |  |  |  | R-410A | 2.7333 | Residential & Commercial | USHP | Ducted CEE Tier 1
210597528 | Central HP <5.4 tons | DAY & NIGHT | HRCU-A-CB (Split System: Heat Pump with Remote Outdoor Unit-Air-Source) | CVH837GKA** |  |  | EHD4X60AAL+WALLCON | *95CSU1002122A* | 33000 | 17 | 8.1 | 32200 | 24800 | 77.02% | 2.02 | 0 | 11.5 |  |  |  |  | R-410A | 2.75 | Residential & Commercial | USHP | Ducted CEE Tier 1
213772564 | Central HP <5.4 tons | TEMPSTAR | HRCU-A-CB (Split System: Heat Pump with Remote Outdoor Unit-Air-Source) | TVH825GKA2* |  |  | EHD4X48AAL+WALLCON | *96CTN0601714B* | 24200 | 16 | 8.1 | 21400 | 16700 | 78.04% | 2 | 0 | 10.5 |  |  |  |  | R-410A | 2.0167 | Residential & Commercial | USHP | Ducted CEE Tier 1
213312853 | Central HP <5.4 tons | BRYANT HEATING AND COOLING SYSTEMS | HRCU-A-CB (Split System: Heat Pump with Remote Outdoor Unit-Air-Source) | 38MURAQ36AB3* | ADP |  | V36H175P139+CBPE4B* | 0 | 36200 | 16 | 8.1 | 36800 | 34400 | 93.48% | 2 | 0 | 9.5 |  |  |  |  | R-410A | 3.0167 | Residential & Commercial | USHP
216732793 | Central HP <5.4 tons | BRYANT HEATING AND COOLING SYSTEMS | HRCU-A-CB (Split System: Heat Pump with Remote Outdoor Unit-Air-Source) | 37MUHAQ24AA3 |  |  | CAA**2417AM* | 88*TB48070C17*** | 22200 | 16 | 8.5 | 21200 | 19200 | 90.57% | 1.96 | 0 | 10.5 |  |  |  |  | R-454B | 1.85 | Residential & Commercial | USHP | Ducted CEE Tier 1
216733795 | Central HP <5.4 tons | BRYANT HEATING AND COOLING SYSTEMS | HRCU-A-CB (Split System: Heat Pump with Remote Outdoor Unit-Air-Source) | 37MUHAQ24AA3 |  |  | CAA**3014AM* | 926TC36060V14*** | 22000 | 16 | 8.1 | 20800 | 18800 | 90.38% | 1.85 | 0 | 10.5 |  |  |  |  | R-454B | 1.8333 | Residential & Commercial | USHP | Ducted CEE Tier 1
216734178 | Central HP <5.4 tons | BRYANT HEATING AND COOLING SYSTEMS | HRCU-A-CB (Split System: Heat Pump with Remote Outdoor Unit-Air-Source) | 37MUHAQ24AA3 |  |  | CAA**3017AM* | 926SB48080V17*** | 22000 | 16 | 8.1 | 20800 | 18800 | 90.38% | 1.85 | 0 | 10.5 |  |  |  |  | R-454B | 1.8333 | Residential & Commercial | USHP | Ducted CEE Tier 1
216734278 | Central HP <5.4 tons | BRYANT HEATING AND COOLING SYSTEMS | HRCU-A-CB (Split System: Heat Pump with Remote Outdoor Unit-Air-Source) | 37MUHAQ24AA3 |  |  | CAA**3017AM* | 926TC48080V17*** | 22000 | 16 | 8.1 | 20800 | 18800 | 90.38% | 1.85 | 0 | 10.5 |  |  |  |  | R-454B | 1.8333 | Residential & Commercial | USHP | Ducted CEE Tier 1
214776432 | Central HP <5.4 tons | YORK | HRCU-A-CB (Split System: Heat Pump with Remote Outdoor Unit-Air-Source) | HH860E2S11 | ADP |  | CX601C*35+TXV | TL8E100C20UH11 | 52000 | 19 | 8.5 | 51500 | 38000 | 73.79% | 2 | 0 | 11 |  |  |  |  | R-454B | 4.3333 | Residential & Commercial | USHP | Ducted CEE Tier 1
214776479 | Central HP <5.4 tons | YORK | HRCU-A-CB (Split System: Heat Pump with Remote Outdoor Unit-Air-Source) | HH860E2S11 | ADP |  | CV601**C+TXV | TM9E080C16MP12 | 44500 | 17 | 8.5 | 43500 | 34000 | 78.16% | 2 | 0 | 11 |  |  |  |  | R-454B | 3.7083 | Residential & Commercial | USHP | Ducted CEE Tier 1
214776480 | Central HP <5.4 tons | YORK | HRCU-A-CB (Split System: Heat Pump with Remote Outdoor Unit-Air-Source) | HH860E2S11 | ADP |  | CX601C*35+TXV | TM9E080C16MP12 | 44500 | 18 | 8.5 | 43500 | 34000 | 78.16% | 2 | 0 | 11 |  |  |  |  | R-454B | 3.7083 | Residential & Commercial | USHP | Ducted CEE Tier 1
214776481 | Central HP <5.4 tons | YORK | HRCU-A-CB (Split System: Heat Pump with Remote Outdoor Unit-Air-Source) | HH860E2S11 | ADP |  | CH605D*C+TXV | TM9E080C16MP12 | 44500 | 18 | 8.5 | 43500 | 34000 | 78.16% | 2 | 0 | 11 |  |  |  |  | R-454B | 3.7083 | Residential & Commercial | USHP | Ducted CEE Tier 1
214776482 | Central HP <5.4 tons | YORK | HRCU-A-CB (Split System: Heat Pump with Remote Outdoor Unit-Air-Source) | HH860E2S11 | ADP |  | CV605**C+TXV | TM9E080C16MP12 | 44500 | 18 | 8.5 | 43500 | 34000 | 78.16% | 2 | 0 | 11 |  |  |  |  | R-454B | 3.7083 | Residential & Commercial | USHP | Ducted CEE Tier 1
214776515 | Central HP <5.4 tons | YORK | HRCU-A-CB (Split System: Heat Pump with Remote Outdoor Unit-Air-Source) | HH860E2S11 | ADP |  | CV603**A+TXV | TM9E100C16MP12 | 44500 | 18 | 8.5 | 44000 | 34000 | 77.27% | 2 | 0 | 11 |  |  |  |  | R-454B | 3.7083 | Residential & Commercial | USHP | Ducted CEE Tier 1
214776532 | Central HP <5.4 tons | YORK | HRCU-A-CB (Split System: Heat Pump with Remote Outdoor Unit-Air-Source) | HH860E2S11 | ADP |  | CV602D*A+TXV | TM9E100C20MP12 | 53500 | 19 | 8.5 | 53000 | 39500 | 74.53% | 2 | 0 | 11 |  |  |  |  | R-454B | 4.4583 | Residential & Commercial | USHP | Ducted CEE Tier 1
214776564 | Central HP <5.4 tons | YORK | HRCU-A-CB (Split System: Heat Pump with Remote Outdoor Unit-Air-Source) | HH860E2S11 | ADP |  | CV609**A+TXV | TM9V080C16MP12 | 43500 | 18 | 8.5 | 42000 | 33000 | 78.57% | 2 | 0 | 11 |  |  |  |  | R-454B | 3.625 | Residential & Commercial | USHP | Ducted CEE Tier 1
214776599 | Central HP <5.4 tons | YORK | HRCU-A-CB (Split System: Heat Pump with Remote Outdoor Unit-Air-Source) | HH860E2S11 | ADP |  | CV600**C+TXV | TM9V120D20MP12 | 51500 | 18 | 8.3 | 52500 | 39000 | 74.29% | 1.96 | 0 | 10.5 |  |  |  |  | R-454B | 4.2917 | Residential & Commercial | USHP | Ducted CEE Tier 1
214776615 | Central HP <5.4 tons | YORK | HRCU-A-CB (Split System: Heat Pump with Remote Outdoor Unit-Air-Source) | HH860E2S11 | ADP |  | CV601**C+TXV | TMLE080C16MP11 | 44500 | 17 | 8.5 | 43500 | 33800 | 77.7% | 2 | 0 | 11 |  |  |  |  | R-454B | 3.7083 | Residential & Commercial | USHP | Ducted CEE Tier 1
214389404 | Central HP <5.4 tons | BRYANT HEATING AND COOLING SYSTEMS | HRCU-A-CB (Split System: Heat Pump with Remote Outdoor Unit-Air-Source) | 284ANV036*0**B* |  |  | CNPV*3621AL*+UI | 986TD66100C21*** | 32400 | 18.5 | 9 | 38500 | 27000 | 70.13% | 1.92 | 0 | 11.7 |  |  |  |  | R-410A | 2.7 | Residential & Commercial | USHP | Ducted CEE Tier 1
214389420 | Central HP <5.4 tons | BRYANT HEATING AND COOLING SYSTEMS | HRCU-A-CB (Split System: Heat Pump with Remote Outdoor Unit-Air-Source) | 284ANV036*0**B* |  |  | CNPV*4221AL*+UI | 986TD42080C17*** | 33000 | 18.5 | 9 | 38000 | 26800 | 70.53% | 1.96 | 0 | 11.7 |  |  |  |  | R-410A | 2.75 | Residential & Commercial | USHP | Ducted CEE Tier 1
214569432 | Central HP <5.4 tons | CARRIER | HRCU-A-CB (Split System: Heat Pump with Remote Outdoor Unit-Air-Source) | 25VNA448A*031* |  |  | CAP**6121AL*+UI | 58TN*B070C21**20 | 45000 | 21 | 10 | 46000 | 36600 | 79.57% | 2.34 | 0 | 11.5 |  |  |  |  | R-410A | 3.75 | Residential & Commercial | USHP | Ducted CEE Tier 1
214776379 | Central HP <5.4 tons | YORK | HRCU-A-CB (Split System: Heat Pump with Remote Outdoor Unit-Air-Source) | HH824E2S11 | ADP |  | CH360**C+TXV | Y82E060A12LMPS1 | 22200 | 18 | 8.65 | 21200 | 17300 | 81.6% | 1.94 | 0 | 11.5 |  |  |  |  | R-454B | 1.85 | Residential & Commercial | USHP | Ducted CEE Tier 1
214777014 | Central HP <5.4 tons | YORK | HRCU-A-CB (Split System: Heat Pump with Remote Outdoor Unit-Air-Source) | HH824E2S11 | ADP |  | CX360A*35+TXV+AEF36AXP* | 0 | 24000 | 19 | 9.4 | 22400 | 16600 | 74.11% | 2.08 | 0 | 12 |  |  |  |  | R-454B | 2 | Residential & Commercial | USHP | Ducted CEE Tier 1
214776933 | Central HP <5.4 tons | YORK | HRCU-A-CB (Split System: Heat Pump with Remote Outdoor Unit-Air-Source) | HH836E2S11 | ADP |  | CV361B*C+TXV+AEF48BXP* | 0 | 32200 | 19 | 8.65 | 29200 | 24800 | 84.93% | 1.94 | 0 | 11 |  |  |  |  | R-454B | 2.6833 | Residential & Commercial | USHP | Ducted CEE Tier 1
214569598 | Central HP <5.4 tons | CARRIER | HRCU-A-CB (Split System: Heat Pump with Remote Outdoor Unit-Air-Source) | 25VNA436A*031* |  |  | CAP**6121AL*+UI | 59CU5B080C21**20 | 34800 | 19.5 | 9 | 35800 | 25200 | 70.39% | 2.02 | 0 | 12 |  |  |  |  | R-410A | 2.9 | Residential & Commercial | USHP | Ducted CEE Tier 1
214569680 | Central HP <5.4 tons | CARRIER | HRCU-A-CB (Split System: Heat Pump with Remote Outdoor Unit-Air-Source) | 25VNA436A*031* |  |  | CNPV*4821AL*+UI | 59MN7C080C21**20 | 33800 | 19.5 | 9 | 36800 | 26000 | 70.65% | 2.04 | 0 | 12.5 |  |  |  |  | R-410A | 2.8167 | Residential & Commercial | USHP | Ducted CEE Tier 1
211228557 | Central HP <5.4 tons | AIRQUEST | HRCU-A-CB (Split System: Heat Pump with Remote Outdoor Unit-Air-Source) | DLCURAH36ABK |  |  | EA*4X43L21A* | *96VSN0802120A* | 36400 | 16 | 8.5 | 38500 | 34800 | 90.39% | 2.08 | 0 | 10 |  |  |  |  | R-410A | 3.0333 | Residential & Commercial | USHP | Ducted CEE Tier 1
211228576 | Central HP <5.4 tons | AIRQUEST | HRCU-A-CB (Split System: Heat Pump with Remote Outdoor Unit-Air-Source) | DLCURAH36ABK |  |  | EA*4X43L21A* | *95ESU0601716A* | 36800 | 15.5 | 8.5 | 38500 | 34800 | 90.39% | 2.1 | 0 | 10 |  |  |  |  | R-410A | 3.0667 | Residential & Commercial | USHP | Ducted CEE Tier 1
211228657 | Central HP <5.4 tons | AIRQUEST | HRCU-A-CB (Split System: Heat Pump with Remote Outdoor Unit-Air-Source) | DLCURAH36ABK |  |  | EA*4X43L21A* | *96VTN1002122A* | 36800 | 16.5 | 8.5 | 38500 | 34800 | 90.39% | 2.1 | 0 | 10 |  |  |  |  | R-410A | 3.0667 | Residential & Commercial | USHP | Ducted CEE Tier 1
211228675 | Central HP <5.4 tons | AIRQUEST | HRCU-A-CB (Split System: Heat Pump with Remote Outdoor Unit-Air-Source) | DLCURAH36ABK |  |  | EA*4X43L21A* | OLV112A16A | 36600 | 15.2 | 8.5 | 38500 | 35000 | 90.91% | 2.08 | 0 | 10 |  |  |  |  | R-410A | 3.05 | Residential & Commercial | USHP | Ducted CEE Tier 1
215933885 | Central HP <5.4 tons | BRYANT HEATING AND COOLING SYSTEMS | HRCU-A-CB (Split System: Heat Pump with Remote Outdoor Unit-Air-Source) | 293VAN036**AA* |  |  | CSAH*6012AM*+UI | 987MC60080C21*** | 34200 | 19.5 | 9 | 34400 | 26000 | 75.58% | 1.94 | 0 | 11.7 |  |  |  |  | R-454B | 2.85 | Residential & Commercial | USHP | Ducted CEE Tier 1
215934705 | Central HP <5.4 tons | BRYANT HEATING AND COOLING SYSTEMS | HRCU-A-CB (Split System: Heat Pump with Remote Outdoor Unit-Air-Source) | 293VAN036**AA* |  |  | CVAMA3217XMA*+UI | 986TD42060C17*** | 35200 | 21 | 8.5 | 38000 | 28000 | 73.68% | 2.06 | 0 | 11.7 |  |  |  |  | R-454B | 2.9333 | Residential & Commercial | USHP | Ducted CEE Tier 1
215683166 | Central HP <5.4 tons | AIRQUEST | HRCU-A-CB (Split System: Heat Pump with Remote Outdoor Unit-Air-Source) | H5H0V60*K*AAA* |  |  | EVD5X61M21A*+WALLCON | *97CTN0802120A* | 57000 | 18.5 | 9 | 64000 | 45000 | 70.31% | 2.08 | 0 | 9 |  |  |  |  | R-454B | 4.75 | Residential & Commercial | USHP
216734131 | Central HP <5.4 tons | BRYANT HEATING AND COOLING SYSTEMS | HRCU-A-CB (Split System: Heat Pump with Remote Outdoor Unit-Air-Source) | 37MUHAQ24AA3 |  |  | CAA**3017AM* | 916SA48080M17*** | 22400 | 15.5 | 8.1 | 21000 | 18900 | 90% | 1.9 | 0 | 10.5 |  |  |  |  | R-454B | 1.8667 | Residential & Commercial | USHP | Ducted CEE Tier 1
214610123 | Central HP <5.4 tons | FRIEDRICH | HRCU-A-CB (Split System: Heat Pump with Remote Outdoor Unit-Air-Source) | FRP18AZ24AJVC |  |  | TCFZ2421HEAAM | FR802V1005A21UH | 22800 | 20 | 8.5 | 22800 | 26000 | 114% | 2.1 | 0 | 12.5 |  |  |  |  | R-410A | 1.9 | Residential & Commercial | USHP | Ducted CEE Tier 1
216733980 | Central HP <5.4 tons | BRYANT HEATING AND COOLING SYSTEMS | HRCU-A-CB (Split System: Heat Pump with Remote Outdoor Unit-Air-Source) | 37MUHAQ24AA3 |  |  | CAA**3017AM* | 82*TB36045V14*** | 22200 | 16.5 | 8.1 | 20800 | 18700 | 89.9% | 1.85 | 0 | 10.5 |  |  |  |  | R-454B | 1.85 | Residential & Commercial | USHP | Ducted CEE Tier 1
216733944 | Central HP <5.4 tons | BRYANT HEATING AND COOLING SYSTEMS | HRCU-A-CB (Split System: Heat Pump with Remote Outdoor Unit-Air-Source) | 37MUHAQ24AA3 |  |  | CAA**3017AM* | 88*TB36045C17*** | 22200 | 16 | 8.1 | 20800 | 18800 | 90.38% | 1.85 | 0 | 10.5 |  |  |  |  | R-454B | 1.85 | Residential & Commercial | USHP | Ducted CEE Tier 1
215425642 | Central HP <5.4 tons | YORK | HRCU-A-CB (Split System: Heat Pump with Remote Outdoor Unit-Air-Source) | HH860E2S11 | ADP |  | H,YE72*60+TXV | YP9C120D20MP13 | 53000 | 19 | 8.5 | 52500 | 39000 | 74.29% | 2 | 0 | 11 |  |  |  |  | R-454B | 4.4167 | Residential & Commercial | USHP | Ducted CEE Tier 1
214272349 | Central HP <5.4 tons | CARRIER | HRCU-A-CB (Split System: Heat Pump with Remote Outdoor Unit-Air-Source) | 25VNA837A*031* | ADP |  | C36A***L539 | 58TN*B070C17**16 | 32400 | 17 | 8.5 | 30600 | 24600 | 80.39% | 1.98 | 0 | 11.5 |  |  |  |  | R-410A | 2.7 | Residential & Commercial | USHP | Ducted CEE Tier 1
214272351 | Central HP <5.4 tons | CARRIER | HRCU-A-CB (Split System: Heat Pump with Remote Outdoor Unit-Air-Source) | 25VNA837A*031* | ADP |  | PL36H210P299 | 58TN*B090C17**16 | 32400 | 18 | 8.5 | 30400 | 24600 | 80.92% | 2 | 0 | 11.5 |  |  |  |  | R-410A | 2.7 | Residential & Commercial | USHP | Ducted CEE Tier 1
214272365 | Central HP <5.4 tons | CARRIER | HRCU-A-CB (Split System: Heat Pump with Remote Outdoor Unit-Air-Source) | 25VNA837A*031* | ADP |  | PL36H210P299 | 59MN7C080C17**14 | 32800 | 17 | 8.5 | 31400 | 25000 | 79.62% | 1.98 | 0 | 11 |  |  |  |  | R-410A | 2.7333 | Residential & Commercial | USHP | Ducted CEE Tier 1
214272300 | Central HP <5.4 tons | CARRIER | HRCU-A-CB (Split System: Heat Pump with Remote Outdoor Unit-Air-Source) | 25VNA837A*030* | ADP |  | V,C36H175P459 | 58TN*B090C17**16 | 32400 | 18 | 8.5 | 30400 | 24600 | 80.92% | 2 | 0 | 11.5 |  |  |  |  | R-410A | 2.7 | Residential & Commercial | USHP | Ducted CEE Tier 1
214272301 | Central HP <5.4 tons | CARRIER | HRCU-A-CB (Split System: Heat Pump with Remote Outdoor Unit-Air-Source) | 25VNA837A*030* | ADP |  | PL36H210P299 | 58TN*B090C21**20 | 32400 | 18 | 8.5 | 30400 | 24400 | 80.26% | 2 | 0 | 11.5 |  |  |  |  | R-410A | 2.7 | Residential & Commercial | USHP | Ducted CEE Tier 1
214272366 | Central HP <5.4 tons | CARRIER | HRCU-A-CB (Split System: Heat Pump with Remote Outdoor Unit-Air-Source) | 25VNA837A*031* | ADP |  | PL36H175P159 | 59MN7C080C17**14 | 31600 | 17 | 8.1 | 31800 | 24200 | 76.1% | 1.88 | 0 | 11 |  |  |  |  | R-410A | 2.6333 | Residential & Commercial | USHP | Ducted CEE Tier 1
214272367 | Central HP <5.4 tons | CARRIER | HRCU-A-CB (Split System: Heat Pump with Remote Outdoor Unit-Air-Source) | 25VNA837A*031* | ADP |  | V,C36H175P159 | 59MN7C080C17**14 | 31600 | 17 | 8.1 | 31800 | 24200 | 76.1% | 1.88 | 0 | 11 |  |  |  |  | R-410A | 2.6333 | Residential & Commercial | USHP | Ducted CEE Tier 1
212971655 | Central HP <5.4 tons | BRYANT HEATING AND COOLING SYSTEMS | HRCU-A-CB (Split System: Heat Pump with Remote Outdoor Unit-Air-Source) | 38MURAQ24AB3* |  |  | CAP**3617AL* | 82*TB48070V17*** | 23800 | 17 | 8.5 | 26200 | 23800 | 90.84% | 1.98 | 0 | 10 |  |  |  |  | R-410A | 1.9833 | Residential & Commercial | USHP | Ducted CEE Tier 1
214061405 | Central HP <5.4 tons | YORK | HRCU-A-CB (Split System: Heat Pump with Remote Outdoor Unit-Air-Source) | HMH72B241 | ADP |  | AD-37(P,U)*****1+TXV | Y82E080B12LMPS1 | 21800 | 17 | 8.1 | 22000 | 15600 | 70.91% | 1.86 | 0 | 9.5 |  |  |  |  | R-410A | 1.8167 | Residential & Commercial | USHP
213360666 | Central HP <5.4 tons | LENNOX | HRCU-A-CB (Split System: Heat Pump with Remote Outdoor Unit-Air-Source) | EL22XPV-024-230A** | ADP |  | LP29/36X9 | EL297UH070XV36B* | 23800 | 21 | 8.5 | 22000 | 15400 | 70% | 1.92 | 0 | 13.5 |  |  |  |  | R-410A | 1.9833 | Residential & Commercial | USHP | Ducted CEE Tier 1
213360667 | Central HP <5.4 tons | LENNOX | HRCU-A-CB (Split System: Heat Pump with Remote Outdoor Unit-Air-Source) | EL22XPV-024-230A** | ADP |  | LP18/37R9 | EL297UH070XV36B* | 23800 | 21 | 8.5 | 22000 | 15400 | 70% | 1.92 | 0 | 13.5 |  |  |  |  | R-410A | 1.9833 | Residential & Commercial | USHP | Ducted CEE Tier 1
215934906 | Central HP <5.4 tons | HEIL | HRCU-A-CB (Split System: Heat Pump with Remote Outdoor Unit-Air-Source) | H5H3V36*K*AAA* |  |  | EVM5X44M21A*+WALLCON | *97CMN0801714B* | 35400 | 21.5 | 8.5 | 38500 | 29000 | 75.32% | 2.02 | 0 | 12 |  |  |  |  | R-454B | 2.95 | Residential & Commercial | USHP | Ducted CEE Tier 1
215423300 | Central HP <5.4 tons | YORK | HRCU-A-CB (Split System: Heat Pump with Remote Outdoor Unit-Air-Source) | HH836E2S11 | ADP |  | H,YE80*36+TXV | TM9E080C20MP12 | 33800 | 17 | 8.5 | 30400 | 25400 | 83.55% | 2 | 0 | 11 |  |  |  |  | R-454B | 2.8167 | Residential & Commercial | USHP | Ducted CEE Tier 1
215423373 | Central HP <5.4 tons | YORK | HRCU-A-CB (Split System: Heat Pump with Remote Outdoor Unit-Air-Source) | HH836E2S11 | ADP |  | H,YE9J*36+TXV-BLEED | Y81E080C20SMPS1 | 34600 | 19 | 8.5 | 30800 | 25400 | 82.47% | 2 | 0 | 11 |  |  |  |  | R-454B | 2.8833 | Residential & Commercial | USHP | Ducted CEE Tier 1
215424543 | Central HP <5.4 tons | YORK | HRCU-A-CB (Split System: Heat Pump with Remote Outdoor Unit-Air-Source) | HH824E2S11 | ADP |  | H,YE8J*30+TXV | TM9E080B12MP12 | 23000 | 17 | 9 | 21400 | 18300 | 85.51% | 2 | 0 | 11.7 |  |  |  |  | R-454B | 1.9167 | Residential & Commercial | USHP | Ducted CEE Tier 1
215424602 | Central HP <5.4 tons | YORK | HRCU-A-CB (Split System: Heat Pump with Remote Outdoor Unit-Air-Source) | HH824E2S11 | ADP |  | H,YE31*30+TXV | Y81E060A12SMPS1 | 21800 | 17 | 8.5 | 20800 | 16900 | 81.25% | 1.9 | 0 | 11 |  |  |  |  | R-454B | 1.8167 | Residential & Commercial | USHP | Ducted CEE Tier 1
216820461 | Central HP <5.4 tons | FRIEDRICH | HRCU-A-CB (Split System: Heat Pump with Remote Outdoor Unit-Air-Source) | RD18AY60AJVC |  |  | RCFY6021STAAM | FR962V0705A21M4 | 48500 | 16 | 8.1 | 48500 | 39500 | 81.44% | 2 | 0 | 10 |  |  |  |  | R-454B | 4.0417 | Residential & Commercial | USHP | Ducted CEE Tier 1
215940754 | Central HP <5.4 tons | CARRIER | HRCU-A-CB (Split System: Heat Pump with Remote Outdoor Unit-Air-Source) | 27VNA336A*030* |  |  | CVAVA4824XMA*+UI | 59TN7A120C24**22 | 35000 | 21.5 | 8.5 | 38000 | 28200 | 74.21% | 2.02 | 0 | 12 |  |  |  |  | R-454B | 2.9167 | Residential & Commercial | USHP | Ducted CEE Tier 1
215940804 | Central HP <5.4 tons | CARRIER | HRCU-A-CB (Split System: Heat Pump with Remote Outdoor Unit-Air-Source) | 27VNA336A*030* |  |  | CVAVA6021XMA*+UI | 59TN6C080C21**20 | 35600 | 21.5 | 8.5 | 38000 | 28600 | 75.26% | 2.02 | 0 | 12 |  |  |  |  | R-454B | 2.9667 | Residential & Commercial | USHP | Ducted CEE Tier 1
216051106 | Central HP <5.4 tons | FRIEDRICH | HRCU-A-CB (Split System: Heat Pump with Remote Outdoor Unit-Air-Source) | FRP19AY36AJVC |  |  | RCFY3621MEAAM | FR98MV0855A21UP | 34200 | 21 | 10 | 34200 | 29400 | 85.96% | 2 | 0 | 12 |  |  |  |  | R-454B | 2.85 | Residential & Commercial | USHP | Ducted CEE Tier 1
215425615 | Central HP <5.4 tons | YORK | HRCU-A-CB (Split System: Heat Pump with Remote Outdoor Unit-Air-Source) | HH860E2S11 | ADP |  | H,YE74*60+TXV | Y91E120D20SMPS1 | 53500 | 18 | 8.5 | 51500 | 38500 | 74.76% | 2 | 0 | 11.7 |  |  |  |  | R-454B | 4.4583 | Residential & Commercial | USHP | Ducted CEE Tier 1
215425631 | Central HP <5.4 tons | YORK | HRCU-A-CB (Split System: Heat Pump with Remote Outdoor Unit-Air-Source) | HH860E2S11 | ADP |  | H,YE1K*48+TXV | YP9C100C16MP13 | 43000 | 17 | 8.45 | 42000 | 32800 | 78.1% | 1.98 | 0 | 11.5 |  |  |  |  | R-454B | 3.5833 | Residential & Commercial | USHP | Ducted CEE Tier 1
215424677 | Central HP <5.4 tons | YORK | HRCU-A-CB (Split System: Heat Pump with Remote Outdoor Unit-Air-Source) | HH824E2S11 | ADP |  | H,YE7J*36+TXV | Y91E060B12SMPS1 | 23000 | 17 | 9 | 21400 | 18200 | 85.05% | 2 | 0 | 11.7 |  |  |  |  | R-454B | 1.9167 | Residential & Commercial | USHP | Ducted CEE Tier 1
215424679 | Central HP <5.4 tons | YORK | HRCU-A-CB (Split System: Heat Pump with Remote Outdoor Unit-Air-Source) | HH824E2S11 | ADP |  | H,YE8J*36+TXV | Y91E060B12SMPS1 | 23000 | 17 | 9 | 21400 | 18200 | 85.05% | 2 | 0 | 11.7 |  |  |  |  | R-454B | 1.9167 | Residential & Commercial | USHP | Ducted CEE Tier 1
213735756 | Central HP <5.4 tons | YORK | HRCU-A-CB (Split System: Heat Pump with Remote Outdoor Unit-Air-Source) | HMH72B341 | ADP |  | AD-34(P,U)*****9 | Y81E080B12SMPS1 | 33200 | 18 | 8.5 | 31400 | 23000 | 73.25% | 2.04 | 0 | 10 |  |  |  |  | R-410A | 2.7667 | Residential & Commercial | USHP | Ducted CEE Tier 1
214610148 | Central HP <5.4 tons | FRIEDRICH | HRCU-A-CB (Split System: Heat Pump with Remote Outdoor Unit-Air-Source) | FRP18AZ60AJVC |  |  | TCFZ6021SEAAM | FR97MV1005A21DH | 52500 | 18 | 8.1 | 52500 | 50500 | 96.19% | 1.9 | 0 | 10 |  |  |  |  | R-410A | 4.375 | Residential & Commercial | USHP | Ducted CEE Tier 1
213360660 | Central HP <5.4 tons | LENNOX | HRCU-A-CB (Split System: Heat Pump with Remote Outdoor Unit-Air-Source) | EL22XPV-024-230A** | ADP |  | LH29/36X9 | EL297UH070XV36B* | 23800 | 21 | 8.5 | 22000 | 15400 | 70% | 1.92 | 0 | 13.5 |  |  |  |  | R-410A | 1.9833 | Residential & Commercial | USHP | Ducted CEE Tier 1
213360224 | Central HP <5.4 tons | LENNOX | HRCU-A-CB (Split System: Heat Pump with Remote Outdoor Unit-Air-Source) | SL25XPV-024-230A** | ADP |  | L*23/37Z9 | EL297UH070XV36B* | 22800 | 23 | 9.5 | 19600 | 19600 | 100% | 1.96 | 0 | 14.5 |  |  |  |  | R-410A | 1.9 | Residential & Commercial | USHP | Ducted CEE Tier 1
215425674 | Central HP <5.4 tons | YORK | HRCU-A-CB (Split System: Heat Pump with Remote Outdoor Unit-Air-Source) | HH824E2S11 | ADP |  | H,YE32*30+TXV-BLEED | TM8E100B12MP11 | 22200 | 17 | 8.65 | 21200 | 17700 | 83.49% | 1.94 | 0 | 11.5 |  |  |  |  | R-454B | 1.85 | Residential & Commercial | USHP | Ducted CEE Tier 1
215425679 | Central HP <5.4 tons | YORK | HRCU-A-CB (Split System: Heat Pump with Remote Outdoor Unit-Air-Source) | HH824E2S11 | ADP |  | H,YE24*24+TXV | TM8V080B12MP12 | 21800 | 17 | 8.5 | 21200 | 17700 | 83.49% | 1.92 | 0 | 10 |  |  |  |  | R-454B | 1.8167 | Residential & Commercial | USHP | Ducted CEE Tier 1
215425681 | Central HP <5.4 tons | YORK | HRCU-A-CB (Split System: Heat Pump with Remote Outdoor Unit-Air-Source) | HH824E2S11 | ADP |  | H,YE32*30+TXV-BLEED | TM8V080B12MP12 | 22200 | 17 | 8.65 | 21200 | 17700 | 83.49% | 1.94 | 0 | 10.5 |  |  |  |  | R-454B | 1.85 | Residential & Commercial | USHP | Ducted CEE Tier 1
215425690 | Central HP <5.4 tons | YORK | HRCU-A-CB (Split System: Heat Pump with Remote Outdoor Unit-Air-Source) | HH824E2S11 | ADP |  | H,YE32*30+TXV | TM8Y080B12MP11 | 22200 | 17 | 8.65 | 21200 | 17200 | 81.13% | 1.94 | 0 | 11.5 |  |  |  |  | R-454B | 1.85 | Residential & Commercial | USHP | Ducted CEE Tier 1
215425304 | Central HP <5.4 tons | YORK | HRCU-A-CB (Split System: Heat Pump with Remote Outdoor Unit-Air-Source) | HH836E2S11 | ADP |  | H,YE1K*36+TXV | TM9Y100C16MP11 | 32800 | 19 | 8.5 | 29400 | 23800 | 80.95% | 2 | 0 | 11 |  |  |  |  | R-454B | 2.7333 | Residential & Commercial | USHP | Ducted CEE Tier 1
215423200 | Central HP <5.4 tons | YORK | HRCU-A-CB (Split System: Heat Pump with Remote Outdoor Unit-Air-Source) | HH836E2S11 | ADP |  | H,YE80*36+TXV | TL9E100C20UH11 | 33400 | 18 | 8.5 | 30000 | 25200 | 84% | 2 | 0 | 11 |  |  |  |  | R-454B | 2.7833 | Residential & Commercial | USHP | Ducted CEE Tier 1
215726328 | Central HP <5.4 tons | YORK | HRCU-A-CB (Split System: Heat Pump with Remote Outdoor Unit-Air-Source) | HH836E2S11 | ADP |  | H,YG37*36+TXV-BLEED | TM8V100C16MP12 | 33600 | 18 | 8.5 | 29600 | 25000 | 84.46% | 2 | 0 | 11 |  |  |  |  | R-454B | 2.8 | Residential & Commercial | USHP | Ducted CEE Tier 1
215934624 | Central HP <5.4 tons | CARRIER | HRCU-A-CB (Split System: Heat Pump with Remote Outdoor Unit-Air-Source) | 27VNA336A*030* |  |  | CVAMA2517XMA*+UI | 59MN7C060C17**14 | 34000 | 20 | 8.1 | 38000 | 27200 | 71.58% | 2 | 0 | 11 |  |  |  |  | R-454B | 2.8333 | Residential & Commercial | USHP | Ducted CEE Tier 1
214610146 | Central HP <5.4 tons | FRIEDRICH | HRCU-A-CB (Split System: Heat Pump with Remote Outdoor Unit-Air-Source) | FRP18AZ60AJVC |  |  | TCFZ6021SEAAM | FR962V1005A21M4 | 52500 | 18 | 8.1 | 52500 | 50500 | 96.19% | 1.9 | 0 | 10 |  |  |  |  | R-410A | 4.375 | Residential & Commercial | USHP | Ducted CEE Tier 1
212979432 | Central HP <5.4 tons | BRYANT HEATING AND COOLING SYSTEMS | HRCU-A-CB (Split System: Heat Pump with Remote Outdoor Unit-Air-Source) | 38MURAQ30AB3* |  |  | CAP**3721AL* | 8(0,1)*SB48070M21*** | 30400 | 15.2 | 8.1 | 33400 | 26400 | 79.04% | 1.84 | 0 | 9 |  |  |  |  | R-410A | 2.5333 | Residential & Commercial | USHP
212980935 | Central HP <5.4 tons | BRYANT HEATING AND COOLING SYSTEMS | HRCU-A-CB (Split System: Heat Pump with Remote Outdoor Unit-Air-Source) | 38MURAQ30AB3* |  |  | CAP**4224AL* | 8(0,1)*SB60110M21*** | 30400 | 15.2 | 8.1 | 34400 | 27400 | 79.65% | 1.82 | 0 | 9 |  |  |  |  | R-410A | 2.5333 | Residential & Commercial | USHP
212981218 | Central HP <5.4 tons | BRYANT HEATING AND COOLING SYSTEMS | HRCU-A-CB (Split System: Heat Pump with Remote Outdoor Unit-Air-Source) | 38MURAQ30AB3* |  |  | CAP**4224AL* | 8(0,1)*SB60135M24*** | 30200 | 15.2 | 8.1 | 34400 | 27400 | 79.65% | 1.8 | 0 | 9 |  |  |  |  | R-410A | 2.5167 | Residential & Commercial | USHP
212982157 | Central HP <5.4 tons | BRYANT HEATING AND COOLING SYSTEMS | HRCU-A-CB (Split System: Heat Pump with Remote Outdoor Unit-Air-Source) | 38MURAQ30AB3* |  |  | CAP**4221AL* | 83*SB36040M17*** | 30000 | 15.2 | 8.5 | 33800 | 27400 | 81.07% | 1.78 | 0 | 9 |  |  |  |  | R-410A | 2.5 | Residential & Commercial | USHP
212982925 | Central HP <5.4 tons | BRYANT HEATING AND COOLING SYSTEMS | HRCU-A-CB (Split System: Heat Pump with Remote Outdoor Unit-Air-Source) | 38MURAQ30AB3* |  |  | CAP**3621AL* | 83*SB60080M21*** | 29400 | 15.2 | 8.5 | 33800 | 28000 | 82.84% | 1.76 | 0 | 9 |  |  |  |  | R-410A | 2.45 | Residential & Commercial | USHP
212984494 | Central HP <5.4 tons | BRYANT HEATING AND COOLING SYSTEMS | HRCU-A-CB (Split System: Heat Pump with Remote Outdoor Unit-Air-Source) | 38MURAQ30AB3* |  |  | CAP**4321AL* | 912SE48080M17*** | 30400 | 15.5 | 8.1 | 33200 | 26400 | 79.52% | 1.84 | 0 | 9 |  |  |  |  | R-410A | 2.5333 | Residential & Commercial | USHP
213782027 | Central HP <5.4 tons | HEIL | HRCU-A-CB (Split System: Heat Pump with Remote Outdoor Unit-Air-Source) | HVH837GKA2* |  |  | EHD4X42AAL+WALLCON | *96CTN1002122B* | 32600 | 16.5 | 8.1 | 33000 | 24600 | 74.55% | 1.94 | 0 | 11 |  |  |  |  | R-410A | 2.7167 | Residential & Commercial | USHP | Ducted CEE Tier 1
215726330 | Central HP <5.4 tons | YORK | HRCU-A-CB (Split System: Heat Pump with Remote Outdoor Unit-Air-Source) | HH836E2S11 | ADP |  | H,YG80*36+TXV-BLEED | TM8V100C16MP12 | 33600 | 18 | 8.5 | 30000 | 25200 | 84% | 2 | 0 | 11 |  |  |  |  | R-454B | 2.8 | Residential & Commercial | USHP | Ducted CEE Tier 1
215726346 | Central HP <5.4 tons | YORK | HRCU-A-CB (Split System: Heat Pump with Remote Outdoor Unit-Air-Source) | HH836E2S11 | ADP |  | H,YG81*36+TXV-BLEED | TM9V080B12MP12 | 33000 | 18 | 8.5 | 29200 | 24800 | 84.93% | 2 | 0 | 11 |  |  |  |  | R-454B | 2.75 | Residential & Commercial | USHP | Ducted CEE Tier 1
215726378 | Central HP <5.4 tons | YORK | HRCU-A-CB (Split System: Heat Pump with Remote Outdoor Unit-Air-Source) | HH836E2S11 | ADP |  | H,YG37*36+TXV | TM9Y100C20MP11 | 33800 | 17 | 8.5 | 30800 | 25600 | 83.12% | 2 | 0 | 10 |  |  |  |  | R-454B | 2.8167 | Residential & Commercial | USHP | Ducted CEE Tier 1
215726387 | Central HP <5.4 tons | YORK | HRCU-A-CB (Split System: Heat Pump with Remote Outdoor Unit-Air-Source) | HH836E2S11 | ADP |  | H,YG80*36+TXV-BLEED | Y81E080B12SMPS1 | 32800 | 18 | 8.5 | 28400 | 24400 | 85.92% | 2 | 0 | 11.7 |  |  |  |  | R-454B | 2.7333 | Residential & Commercial | USHP | Ducted CEE Tier 1
215726398 | Central HP <5.4 tons | YORK | HRCU-A-CB (Split System: Heat Pump with Remote Outdoor Unit-Air-Source) | HH836E2S11 | ADP |  | H,YG81*36+TXV | Y81E080C16SMPS1 | 34000 | 19 | 8.5 | 30200 | 25000 | 82.78% | 2 | 0 | 11 |  |  |  |  | R-454B | 2.8333 | Residential & Commercial | USHP | Ducted CEE Tier 1
215726414 | Central HP <5.4 tons | YORK | HRCU-A-CB (Split System: Heat Pump with Remote Outdoor Unit-Air-Source) | HH836E2S11 | ADP |  | H,YG81*36+TXV | Y81E100B12SMPS1 | 33000 | 18 | 8.5 | 28800 | 24400 | 84.72% | 2 | 0 | 11.7 |  |  |  |  | R-454B | 2.75 | Residential & Commercial | USHP | Ducted CEE Tier 1
215425640 | Central HP <5.4 tons | YORK | HRCU-A-CB (Split System: Heat Pump with Remote Outdoor Unit-Air-Source) | HH860E2S11 | ADP |  | H,YE3K*48+TXV | YP9C100C20MP13 | 44000 | 18 | 8.5 | 43000 | 33400 | 77.67% | 2 | 0 | 11 |  |  |  |  | R-454B | 3.6667 | Residential & Commercial | USHP | Ducted CEE Tier 1
215425363 | Central HP <5.4 tons | YORK | HRCU-A-CB (Split System: Heat Pump with Remote Outdoor Unit-Air-Source) | HH860E2S11 | ADP |  | H,YE37*48+TXV | TM8E120C16MP11 | 44500 | 17 | 8.5 | 43500 | 33800 | 77.7% | 2 | 0 | 11 |  |  |  |  | R-454B | 3.7083 | Residential & Commercial | USHP | Ducted CEE Tier 1
214610116 | Central HP <5.4 tons | FRIEDRICH | HRCU-A-CB (Split System: Heat Pump with Remote Outdoor Unit-Air-Source) | FRP18AZ24AJVC |  |  | TCFZ2421HEAAM | FR97MV0855A21DH | 22800 | 20 | 8.5 | 22800 | 26000 | 114% | 2.1 | 0 | 12.5 |  |  |  |  | R-410A | 1.9 | Residential & Commercial | USHP | Ducted CEE Tier 1
211240430 | Central HP <5.4 tons | AIRQUEST | HRCU-A-CB (Split System: Heat Pump with Remote Outdoor Unit-Air-Source) | DLCURAH24ABK |  |  | EA*4X24L17A* | *95ESU0401712A* | 23400 | 16.5 | 8.5 | 26400 | 25200 | 95.45% | 2.1 | 0 | 10 |  |  |  |  | R-410A | 1.95 | Residential & Commercial | USHP | Ducted CEE Tier 1
211240664 | Central HP <5.4 tons | AIRQUEST | HRCU-A-CB (Split System: Heat Pump with Remote Outdoor Unit-Air-Source) | DLCURAH24ABK |  |  | EA*4X24L17A* | *80ES(N,L)0901714A* | 24200 | 16.5 | 8.5 | 27000 | 23400 | 86.67% | 1.94 | 0 | 10 |  |  |  |  | R-410A | 2.0167 | Residential & Commercial | USHP | Ducted CEE Tier 1
211240765 | Central HP <5.4 tons | AIRQUEST | HRCU-A-CB (Split System: Heat Pump with Remote Outdoor Unit-Air-Source) | DLCURAH24ABK |  |  | EA*4X24L17A* | *80ESU0601716A | 24600 | 16.5 | 8.5 | 27200 | 23000 | 84.56% | 1.9 | 0 | 10 |  |  |  |  | R-410A | 2.05 | Residential & Commercial | USHP | Ducted CEE Tier 1
211240866 | Central HP <5.4 tons | AIRQUEST | HRCU-A-CB (Split System: Heat Pump with Remote Outdoor Unit-Air-Source) | DLCURAH24ABK |  |  | EA*4X25L17A* | *95ESU0401712A* | 24200 | 17 | 8.5 | 25200 | 21600 | 85.71% | 1.8 | 0 | 10 |  |  |  |  | R-410A | 2.0167 | Residential & Commercial | USHP | Ducted CEE Tier 1
214272332 | Central HP <5.4 tons | CARRIER | HRCU-A-CB (Split System: Heat Pump with Remote Outdoor Unit-Air-Source) | 25VNA837A*030* | ADP |  | PL36H210P299 | 59TN6C080C17**14 | 32800 | 17 | 8.5 | 31400 | 25000 | 79.62% | 1.98 | 0 | 11 |  |  |  |  | R-410A | 2.7333 | Residential & Commercial | USHP | Ducted CEE Tier 1
213781907 | Central HP <5.4 tons | HEIL | HRCU-A-CB (Split System: Heat Pump with Remote Outdoor Unit-Air-Source) | HVH837GKA2* |  |  | EHD4X42AAL+WALLCON | *80CTL0701716B* | 32400 | 16 | 8.1 | 33200 | 24800 | 74.7% | 1.92 | 0 | 11 |  |  |  |  | R-410A | 2.7 | Residential & Commercial | USHP | Ducted CEE Tier 1
211228273 | Central HP <5.4 tons | AIRQUEST | HRCU-A-CB (Split System: Heat Pump with Remote Outdoor Unit-Air-Source) | DLCURAH36ABK |  |  | EA*4X43L21A* | *80ES(N,L)0902120A* | 36800 | 16 | 8.5 | 38500 | 34800 | 90.39% | 2.1 | 0 | 10 |  |  |  |  | R-410A | 3.0667 | Residential & Commercial | USHP | Ducted CEE Tier 1
211228608 | Central HP <5.4 tons | AIRQUEST | HRCU-A-CB (Split System: Heat Pump with Remote Outdoor Unit-Air-Source) | DLCURAH36ABK |  |  | EA*4X43L21A* | *95ESU1002122A* | 37400 | 15.5 | 8.5 | 39000 | 35000 | 89.74% | 2.14 | 0 | 10 |  |  |  |  | R-410A | 3.1167 | Residential & Commercial | USHP | Ducted CEE Tier 1
210470576 | Central HP <5.4 tons | AIRQUEST | HRCU-A-CB (Split System: Heat Pump with Remote Outdoor Unit-Air-Source) | HVH837GKA2* |  |  | EA*4X61L24A*+WALLCON | *96CTN1202422A* | 33200 | 18 | 8.5 | 32000 | 24800 | 77.5% | 2 | 0 | 12 |  |  |  |  | R-410A | 2.7667 | Residential & Commercial | USHP | Ducted CEE Tier 1
211228892 | Central HP <5.4 tons | AIRQUEST | HRCU-A-CB (Split System: Heat Pump with Remote Outdoor Unit-Air-Source) | DLCURAH36ABK |  |  | EA*4X48L21A* | *80ESU1002120A* | 36000 | 16 | 8.5 | 38500 | 34600 | 89.87% | 2.06 | 0 | 10 |  |  |  |  | R-410A | 3 | Residential & Commercial | USHP | Ducted CEE Tier 1
211229094 | Central HP <5.4 tons | AIRQUEST | HRCU-A-CB (Split System: Heat Pump with Remote Outdoor Unit-Air-Source) | DLCURAH36ABK |  |  | EA*4X48L21A* | *96VSN0802120A* | 36000 | 16 | 8.5 | 38500 | 34600 | 89.87% | 2.06 | 0 | 10 |  |  |  |  | R-410A | 3 | Residential & Commercial | USHP | Ducted CEE Tier 1
211229175 | Central HP <5.4 tons | AIRQUEST | HRCU-A-CB (Split System: Heat Pump with Remote Outdoor Unit-Air-Source) | DLCURAH36ABK |  |  | EA*4X48L21A* | *96VTN1002120A* | 36200 | 15.5 | 8.5 | 38500 | 34800 | 90.39% | 2.08 | 0 | 10 |  |  |  |  | R-410A | 3.0167 | Residential & Commercial | USHP | Ducted CEE Tier 1
211229193 | Central HP <5.4 tons | AIRQUEST | HRCU-A-CB (Split System: Heat Pump with Remote Outdoor Unit-Air-Source) | DLCURAH36ABK |  |  | EA*4X48L21A* | OLV098A12* | 35400 | 15.2 | 8.1 | 38500 | 34800 | 90.39% | 2.02 | 0 | 9.5 |  |  |  |  | R-410A | 2.95 | Residential & Commercial | USHP
211229308 | Central HP <5.4 tons | AIRQUEST | HRCU-A-CB (Split System: Heat Pump with Remote Outdoor Unit-Air-Source) | DLCURAH36ABK |  |  | EA*4X48L24A* | *80ES(N,L)1102420A* | 35800 | 16.5 | 8.5 | 37800 | 34600 | 91.53% | 2.06 | 0 | 10 |  |  |  |  | R-410A | 2.9833 | Residential & Commercial | USHP | Ducted CEE Tier 1
211229378 | Central HP <5.4 tons | AIRQUEST | HRCU-A-CB (Split System: Heat Pump with Remote Outdoor Unit-Air-Source) | DLCURAH36ABK |  |  | EA*4X48L24A* | *80ESU0802120A | 37600 | 15.5 | 8.5 | 39500 | 35000 | 88.61% | 2.14 | 0 | 10 |  |  |  |  | R-410A | 3.1333 | Residential & Commercial | USHP | Ducted CEE Tier 1
216681820 | Central HP <5.4 tons | HEIL | HRCU-A-CB (Split System: Heat Pump with Remote Outdoor Unit-Air-Source) | DLCURAH36ABK |  |  | EA*4X48L24A* | *97VTN1002120A* | 35800 | 16.5 | 9 | 38000 | 34200 | 90% | 1.96 | 0 | 10 |  |  |  |  | R-410A | 2.9833 | Residential & Commercial | USHP | Ducted CEE Tier 1
216820368 | Central HP <5.4 tons | FRIEDRICH | HRCU-A-CB (Split System: Heat Pump with Remote Outdoor Unit-Air-Source) | RD18AY60AJVC |  |  | RCFY6024STANM | FR962V0855A21M4 | 50500 | 16 | 8.1 | 50500 | 38500 | 76.24% | 2 | 0 | 10 |  |  |  |  | R-454B | 4.2083 | Residential & Commercial | USHP | Ducted CEE Tier 1
216820427 | Central HP <5.4 tons | FRIEDRICH | HRCU-A-CB (Split System: Heat Pump with Remote Outdoor Unit-Air-Source) | RD18AY60AJVC |  |  | RCFY6024STANM | FR801V0755A21UH | 51000 | 17 | 10 | 51000 | 38000 | 74.51% | 2 | 0 | 10 |  |  |  |  | R-454B | 4.25 | Residential & Commercial | USHP | Ducted CEE Tier 1
216820588 | Central HP <5.4 tons | FRIEDRICH | HRCU-A-CB (Split System: Heat Pump with Remote Outdoor Unit-Air-Source) | RD18AY60AJVC |  |  | RCFY6021STAAM | FR962V0855A21M4 | 48500 | 16 | 8.1 | 48500 | 39500 | 81.44% | 2 | 0 | 10 |  |  |  |  | R-454B | 4.0417 | Residential & Commercial | USHP | Ducted CEE Tier 1
216820284 | Central HP <5.4 tons | FRIEDRICH | HRCU-A-CB (Split System: Heat Pump with Remote Outdoor Unit-Air-Source) | RD18AY60AJVC |  |  | RCFY6024STANM | FR801V1255A24DZ | 51000 | 17 | 10 | 51000 | 38000 | 74.51% | 2 | 0 | 11 |  |  |  |  | R-454B | 4.25 | Residential & Commercial | USHP | Ducted CEE Tier 1
213781667 | Central HP <5.4 tons | HEIL | HRCU-A-CB (Split System: Heat Pump with Remote Outdoor Unit-Air-Source) | HVH837GKA2* |  |  | EA*4X61L24A*+WALLCON | *80CTL1102120B* | 33200 | 17.5 | 8.5 | 32000 | 24800 | 77.5% | 2 | 0 | 11.5 |  |  |  |  | R-410A | 2.7667 | Residential & Commercial | USHP | Ducted CEE Tier 1
211230143 | Central HP <5.4 tons | AIRQUEST | HRCU-A-CB (Split System: Heat Pump with Remote Outdoor Unit-Air-Source) | DLCURAH36ABK |  |  | EN(A,D,W)4X48L21** | *92ESN1002120A* | 35800 | 16.5 | 8.1 | 38500 | 34800 | 90.39% | 2 | 0 | 10 |  |  |  |  | R-410A | 2.9833 | Residential & Commercial | USHP | Ducted CEE Tier 1
215425365 | Central HP <5.4 tons | YORK | HRCU-A-CB (Split System: Heat Pump with Remote Outdoor Unit-Air-Source) | HH860E2S11 | ADP |  | H,YE72*60+TXV | TM8E120C16MP11 | 44500 | 18 | 8.5 | 43500 | 33800 | 77.7% | 2 | 0 | 11 |  |  |  |  | R-454B | 3.7083 | Residential & Commercial | USHP | Ducted CEE Tier 1
215425370 | Central HP <5.4 tons | YORK | HRCU-A-CB (Split System: Heat Pump with Remote Outdoor Unit-Air-Source) | HH860E2S11 | ADP |  | H,YE49*48+TXV | TM8E120C16MP11 | 44500 | 18 | 8.5 | 43500 | 33800 | 77.7% | 2 | 0 | 11 |  |  |  |  | R-454B | 3.7083 | Residential & Commercial | USHP | Ducted CEE Tier 1
215425379 | Central HP <5.4 tons | YORK | HRCU-A-CB (Split System: Heat Pump with Remote Outdoor Unit-Air-Source) | HH860E2S11 | ADP |  | H,YE72*48+TXV | TM8V080C16MP12 | 43500 | 18 | 8.5 | 42000 | 32800 | 78.1% | 2 | 0 | 11.7 |  |  |  |  | R-454B | 3.625 | Residential & Commercial | USHP | Ducted CEE Tier 1
215425397 | Central HP <5.4 tons | YORK | HRCU-A-CB (Split System: Heat Pump with Remote Outdoor Unit-Air-Source) | HH860E2S11 | ADP |  | H,YE74*60+TXV | TM8V100C16MP12 | 43500 | 18 | 8.5 | 42000 | 32800 | 78.1% | 2 | 0 | 11.7 |  |  |  |  | R-454B | 3.625 | Residential & Commercial | USHP | Ducted CEE Tier 1
215726423 | Central HP <5.4 tons | YORK | HRCU-A-CB (Split System: Heat Pump with Remote Outdoor Unit-Air-Source) | HH836E2S11 | ADP |  | H,YG36*36+TXV-BLEED | Y81E100C20SMPS1 | 33800 | 19 | 8.5 | 30000 | 25000 | 83.33% | 2 | 0 | 11 |  |  |  |  | R-454B | 2.8167 | Residential & Commercial | USHP | Ducted CEE Tier 1
215726453 | Central HP <5.4 tons | YORK | HRCU-A-CB (Split System: Heat Pump with Remote Outdoor Unit-Air-Source) | HH836E2S11 | ADP |  | H,YG81*36+TXV-BLEED | Y82E080B12LMPS1 | 32800 | 19 | 8.5 | 28400 | 24400 | 85.92% | 2 | 0 | 11.7 |  |  |  |  | R-454B | 2.7333 | Residential & Commercial | USHP | Ducted CEE Tier 1
215425438 | Central HP <5.4 tons | YORK | HRCU-A-CB (Split System: Heat Pump with Remote Outdoor Unit-Air-Source) | HH860E2S11 | ADP |  | H,YE72*60+TXV | TM9E080C16MP12 | 44500 | 18 | 8.5 | 43500 | 34000 | 78.16% | 2 | 0 | 11 |  |  |  |  | R-454B | 3.7083 | Residential & Commercial | USHP | Ducted CEE Tier 1
215425440 | Central HP <5.4 tons | YORK | HRCU-A-CB (Split System: Heat Pump with Remote Outdoor Unit-Air-Source) | HH860E2S11 | ADP |  | H,YE1K*48+TXV | TM9E080C16MP12 | 44000 | 17 | 8.45 | 43500 | 34000 | 78.16% | 1.98 | 0 | 10.5 |  |  |  |  | R-454B | 3.6667 | Residential & Commercial | USHP | Ducted CEE Tier 1
211228751 | Central HP <5.4 tons | AIRQUEST | HRCU-A-CB (Split System: Heat Pump with Remote Outdoor Unit-Air-Source) | DLCURAH36ABK |  |  | EA*4X48L21A* | *80ES(N,L)0701712A* | 36000 | 15.5 | 8.5 | 38500 | 34800 | 90.39% | 2.06 | 0 | 10 |  |  |  |  | R-410A | 3 | Residential & Commercial | USHP | Ducted CEE Tier 1
211229135 | Central HP <5.4 tons | AIRQUEST | HRCU-A-CB (Split System: Heat Pump with Remote Outdoor Unit-Air-Source) | DLCURAH36ABK |  |  | EA*4X48L21A* | *95ESU1002120A* | 36200 | 16 | 8.5 | 38500 | 34600 | 89.87% | 2.06 | 0 | 10 |  |  |  |  | R-410A | 3.0167 | Residential & Commercial | USHP | Ducted CEE Tier 1
211229220 | Central HP <5.4 tons | AIRQUEST | HRCU-A-CB (Split System: Heat Pump with Remote Outdoor Unit-Air-Source) | DLCURAH36ABK |  |  | EA*4X48L21A* | OMV112K14A | 35600 | 15.5 | 8.1 | 38500 | 34800 | 90.39% | 2.04 | 0 | 9.5 |  |  |  |  | R-410A | 2.9667 | Residential & Commercial | USHP
211229284 | Central HP <5.4 tons | AIRQUEST | HRCU-A-CB (Split System: Heat Pump with Remote Outdoor Unit-Air-Source) | DLCURAH36ABK |  |  | EA*4X48L24A* | *80ES(N,L)0902420A* | 36000 | 16.5 | 8.5 | 38500 | 34600 | 89.87% | 2.06 | 0 | 10 |  |  |  |  | R-410A | 3 | Residential & Commercial | USHP | Ducted CEE Tier 1
211230536 | Central HP <5.4 tons | AIRQUEST | HRCU-A-CB (Split System: Heat Pump with Remote Outdoor Unit-Air-Source) | DLCURAH36ABK |  |  | EN(A,D)4X48L24** | *80ESU0802120A | 37400 | 15.5 | 8.5 | 39500 | 35000 | 88.61% | 2.1 | 0 | 10.5 |  |  |  |  | R-410A | 3.1167 | Residential & Commercial | USHP | Ducted CEE Tier 1
211230761 | Central HP <5.4 tons | AIRQUEST | HRCU-A-CB (Split System: Heat Pump with Remote Outdoor Unit-Air-Source) | DLCURAH36ABK |  |  | EN(A,D)4X48L24** | *96VTN1002120A* | 36600 | 15.5 | 8.1 | 39500 | 35000 | 88.61% | 2.04 | 0 | 10 |  |  |  |  | R-410A | 3.05 | Residential & Commercial | USHP | Ducted CEE Tier 1
216820536 | Central HP <5.4 tons | FRIEDRICH | HRCU-A-CB (Split System: Heat Pump with Remote Outdoor Unit-Air-Source) | RD18AY60AJVC |  |  | RCFY6021STAAM | FR801V0755A21UH | 48500 | 17 | 8.1 | 48500 | 39000 | 80.41% | 2 | 0 | 10 |  |  |  |  | R-454B | 4.0417 | Residential & Commercial | USHP | Ducted CEE Tier 1
215931536 | Central HP <5.4 tons | HEIL | HRCU-A-CB (Split System: Heat Pump with Remote Outdoor Unit-Air-Source) | H5H3V60*K*AAA* |  |  | EA*5X60M24A*+WALLCON | *80CTL0702120B* | 55500 | 18 | 8.1 | 60500 | 46500 | 76.86% | 1.95 | 0 | 11 |  |  |  |  | R-454B | 4.625 | Residential & Commercial | USHP | Ducted CEE Tier 1
211229543 | Central HP <5.4 tons | AIRQUEST | HRCU-A-CB (Split System: Heat Pump with Remote Outdoor Unit-Air-Source) | DLCURAH36ABK |  |  | EA*4X48L24A* | *96VSN1002120A* | 36000 | 16 | 8.5 | 38500 | 34600 | 89.87% | 2.06 | 0 | 10 |  |  |  |  | R-410A | 3 | Residential & Commercial | USHP | Ducted CEE Tier 1
211229593 | Central HP <5.4 tons | AIRQUEST | HRCU-A-CB (Split System: Heat Pump with Remote Outdoor Unit-Air-Source) | DLCURAH36ABK |  |  | EA*4X48L24A* | *96VTN0802120A* | 35600 | 16 | 8.1 | 37800 | 34600 | 91.53% | 2.02 | 0 | 10 |  |  |  |  | R-410A | 2.9667 | Residential & Commercial | USHP | Ducted CEE Tier 1
212984201 | Central HP <5.4 tons | KEEPRITE | HRCU-A-CB (Split System: Heat Pump with Remote Outdoor Unit-Air-Source) | DLCURAH18ABK |  |  | EA*4X30L17A* | *92MSN0601714A* | 17700 | 16.5 | 8.5 | 18300 | 18700 | 102.2% | 2.24 | 0 | 10.5 |  |  |  |  | R-410A | 1.475 | Residential & Commercial | USHP | Ducted CEE Tier 1
215425445 | Central HP <5.4 tons | YORK | HRCU-A-CB (Split System: Heat Pump with Remote Outdoor Unit-Air-Source) | HH860E2S11 | ADP |  | H,YE84*48+TXV | TM9E080C16MP12 | 44500 | 18 | 8.5 | 43500 | 34000 | 78.16% | 2 | 0 | 11 |  |  |  |  | R-454B | 3.7083 | Residential & Commercial | USHP | Ducted CEE Tier 1
215425529 | Central HP <5.4 tons | YORK | HRCU-A-CB (Split System: Heat Pump with Remote Outdoor Unit-Air-Source) | HH860E2S11 | ADP |  | H,YE84*48+TXV | Y81E080C16SMPS1 | 44500 | 18 | 8.5 | 42500 | 33000 | 77.65% | 2 | 0 | 12 |  |  |  |  | R-454B | 3.7083 | Residential & Commercial | USHP | Ducted CEE Tier 1
215425531 | Central HP <5.4 tons | YORK | HRCU-A-CB (Split System: Heat Pump with Remote Outdoor Unit-Air-Source) | HH860E2S11 | ADP |  | H,YE72*48+TXV | Y81E080C20SMPS1 | 44000 | 18 | 8.5 | 42500 | 33000 | 77.65% | 2 | 0 | 12 |  |  |  |  | R-454B | 3.6667 | Residential & Commercial | USHP | Ducted CEE Tier 1
215425554 | Central HP <5.4 tons | YORK | HRCU-A-CB (Split System: Heat Pump with Remote Outdoor Unit-Air-Source) | HH860E2S11 | ADP |  | H,YE55*48+TXV | Y81E120C16SMPS1 | 44000 | 18 | 8.5 | 42000 | 32600 | 77.62% | 2 | 0 | 12 |  |  |  |  | R-454B | 3.6667 | Residential & Commercial | USHP | Ducted CEE Tier 1
215726489 | Central HP <5.4 tons | YORK | HRCU-A-CB (Split System: Heat Pump with Remote Outdoor Unit-Air-Source) | HH860E2S11 | ADP |  | H,YG50*60+TXV-BLEED | TM8V100C16MP12 | 43500 | 18 | 8.5 | 42000 | 32800 | 78.1% | 2 | 0 | 11.7 |  |  |  |  | R-454B | 3.625 | Residential & Commercial | USHP | Ducted CEE Tier 1
215726505 | Central HP <5.4 tons | YORK | HRCU-A-CB (Split System: Heat Pump with Remote Outdoor Unit-Air-Source) | HH860E2S11 | ADP |  | H,YG49*60+TXV-BLEED | TM8V100C20MP12 | 53000 | 19 | 8.5 | 52000 | 38500 | 74.04% | 2 | 0 | 11 |  |  |  |  | R-454B | 4.4167 | Residential & Commercial | USHP | Ducted CEE Tier 1
215726507 | Central HP <5.4 tons | YORK | HRCU-A-CB (Split System: Heat Pump with Remote Outdoor Unit-Air-Source) | HH860E2S11 | ADP |  | H,YG50*60+TXV-BLEED | TM8V100C20MP12 | 53000 | 19 | 8.5 | 52000 | 38500 | 74.04% | 2 | 0 | 11 |  |  |  |  | R-454B | 4.4167 | Residential & Commercial | USHP | Ducted CEE Tier 1
215726512 | Central HP <5.4 tons | YORK | HRCU-A-CB (Split System: Heat Pump with Remote Outdoor Unit-Air-Source) | HH860E2S11 | ADP |  | H,YG86*60+TXV-BLEED | TM8V100C20MP12 | 53000 | 19 | 8.5 | 52000 | 38500 | 74.04% | 2 | 0 | 11 |  |  |  |  | R-454B | 4.4167 | Residential & Commercial | USHP | Ducted CEE Tier 1
204299111 | Central HP <5.4 tons | DAY & NIGHT | HRCU-A-CB (Split System: Heat Pump with Remote Outdoor Unit-Air-Source) | CVH837GKA** |  |  | EA*4X42L24A*+WALLCON | *97CMN1002122A* | 31800 | 17.5 | 8.1 | 33000 | 24400 | 73.94% | 1.9 | 12 | 11.5 |  |  |  |  | R-410A | 2.65 | Residential & Commercial | USHP | Ducted CEE Tier 1
204299161 | Central HP <5.4 tons | DAY & NIGHT | HRCU-A-CB (Split System: Heat Pump with Remote Outdoor Unit-Air-Source) | CVH837GKA** |  |  | EA*4X42L24A*+WALLCON | *97CMN0602120A* | 31600 | 17 | 8.1 | 33400 | 24600 | 73.65% | 1.88 | 11.5 | 11 |  |  |  |  | R-410A | 2.6333 | Residential & Commercial | USHP | Ducted CEE Tier 1
204299361 | Central HP <5.4 tons | DAY & NIGHT | HRCU-A-CB (Split System: Heat Pump with Remote Outdoor Unit-Air-Source) | CVH837GKA** |  |  | EA*4X48L24A*+WALLCON | *80CTL0902120A* | 32400 | 17.5 | 8.5 | 32600 | 25000 | 76.69% | 1.98 | 12 | 11.7 |  |  |  |  | R-410A | 2.7 | Residential & Commercial | USHP | Ducted CEE Tier 1
216767281 | Central HP <5.4 tons | TRANE | HRCU-A-CB (Split System: Heat Pump with Remote Outdoor Unit-Air-Source) | 5TWX7060A1 |  |  | 5PX*D008AS3+P0V0C000M50SD | 0 | 51500 | 15.5 | 8.7 | 51500 | 39000 | 75.73% | 2.18 | 0 | 11 |  |  |  |  | R-454B | 4.2917 | Residential & Commercial | USHP | Ducted CEE Tier 1
215731818 | Central HP <5.4 tons | YORK | HRCU-A-CB (Split System: Heat Pump with Remote Outdoor Unit-Air-Source) | HH836E2S11 | ADP |  | H,YG48*36+TXV-BLEED | TM8V080C16MP12 | 33600 | 18 | 8.5 | 29600 | 25000 | 84.46% | 2 | 0 | 11 |  |  |  |  | R-454B | 2.8 | Residential & Commercial | USHP | Ducted CEE Tier 1
216738841 | Central HP <5.4 tons | HEIL | HRCU-A-CB (Split System: Heat Pump with Remote Outdoor Unit-Air-Source) | D5CUHAH24AAK |  |  | ESH5X36M12A* | *96VTN0801716B* | 22600 | 16 | 8.1 | 20800 | 18400 | 88.46% | 1.85 | 0 | 11 |  |  |  |  | R-454B | 1.8833 | Residential & Commercial | USHP | Ducted CEE Tier 1
216738944 | Central HP <5.4 tons | HEIL | HRCU-A-CB (Split System: Heat Pump with Remote Outdoor Unit-Air-Source) | D5CUHAH24AAK |  |  | ESH5X36M12A* | *97VTN1202422A* | 22400 | 15.2 | 8.1 | 20800 | 18400 | 88.46% | 1.85 | 0 | 10.5 |  |  |  |  | R-454B | 1.8667 | Residential & Commercial | USHP | Ducted CEE Tier 1
216739024 | Central HP <5.4 tons | HEIL | HRCU-A-CB (Split System: Heat Pump with Remote Outdoor Unit-Air-Source) | D5CUHAH24AAK |  |  | FHMA5*24L*B* | 0 | 23000 | 15.5 | 8.5 | 21400 | 19200 | 89.72% | 1.98 | 0 | 11 |  |  |  |  | R-454B | 1.9167 | Residential & Commercial | USHP | Ducted CEE Tier 1
210597579 | Central HP <5.4 tons | DAY & NIGHT | HRCU-A-CB (Split System: Heat Pump with Remote Outdoor Unit-Air-Source) | CVH837GKA** |  |  | EN(A,D)4X48L24**+WALLCON | *95CSU0802120A* | 32400 | 17.5 | 8.1 | 32800 | 24800 | 75.61% | 1.96 | 0 | 11.7 |  |  |  |  | R-410A | 2.7 | Residential & Commercial | USHP | Ducted CEE Tier 1
210597627 | Central HP <5.4 tons | DAY & NIGHT | HRCU-A-CB (Split System: Heat Pump with Remote Outdoor Unit-Air-Source) | CVH837GKA** |  |  | EN(A,D,W)4X60L24**+WALLCON | *96CTN1202422A* | 32800 | 18 | 8.1 | 32200 | 24600 | 76.4% | 1.98 | 0 | 12 |  |  |  |  | R-410A | 2.7333 | Residential & Commercial | USHP | Ducted CEE Tier 1
210470813 | Central HP <5.4 tons | AIRQUEST | HRCU-A-CB (Split System: Heat Pump with Remote Outdoor Unit-Air-Source) | HVH837GKA2* |  |  | EN(A,D,W)4X48L21**+WALLCON | *80CSU0601716A* | 32400 | 17 | 8.1 | 33000 | 24800 | 75.15% | 1.94 | 0 | 11.7 |  |  |  |  | R-410A | 2.7 | Residential & Commercial | USHP | Ducted CEE Tier 1
211230885 | Central HP <5.4 tons | AIRQUEST | HRCU-A-CB (Split System: Heat Pump with Remote Outdoor Unit-Air-Source) | DLCURAH36ABK |  |  | FMA4X36**AL* | 0 | 35800 | 17 | 8.1 | 40000 | 35200 | 88% | 1.86 | 0 | 10 |  |  |  |  | R-410A | 2.9833 | Residential & Commercial | USHP | Ducted CEE Tier 1
212384826 | Central HP <5.4 tons | BRYANT HEATING AND COOLING SYSTEMS | HRCU-A-CB (Split System: Heat Pump with Remote Outdoor Unit-Air-Source) | 38MURAQ36AB3* |  |  | PF4MN*C42L* | 0 | 37000 | 16 | 8.1 | 39000 | 34800 | 89.23% | 2 | 0 | 10 |  |  |  |  | R-410A | 3.0833 | Residential & Commercial | USHP | Ducted CEE Tier 1
209872724 | Central HP <5.4 tons | RHEEM | HRCU-A-CB (Split System: Heat Pump with Remote Outdoor Unit-Air-Source) | RP18AZ48AJVC |  |  | RCFZ6021SEAAM | R98MV0855A21UPS | 44500 | 19 | 8.1 | 43500 | 45000 | 103.4% | 2 | 0 | 10 |  |  |  |  | R-410A | 3.7083 | Residential & Commercial | USHP | Ducted CEE Tier 1
214610121 | Central HP <5.4 tons | FRIEDRICH | HRCU-A-CB (Split System: Heat Pump with Remote Outdoor Unit-Air-Source) | FRP18AZ24AJVC |  |  | TCFZ2421HEAAM | FR98MV0703A17UP | 22800 | 20 | 8.5 | 22800 | 26000 | 114% | 2.1 | 0 | 12.5 |  |  |  |  | R-410A | 1.9 | Residential & Commercial | USHP | Ducted CEE Tier 1
214272344 | Central HP <5.4 tons | CARRIER | HRCU-A-CB (Split System: Heat Pump with Remote Outdoor Unit-Air-Source) | 25VNA837A*031* | ADP |  | PL36H175P159 | 58TN*B070C14**12 | 32400 | 17 | 8.1 | 31600 | 24600 | 77.85% | 1.94 | 0 | 11 |  |  |  |  | R-410A | 2.7 | Residential & Commercial | USHP | Ducted CEE Tier 1
214272371 | Central HP <5.4 tons | CARRIER | HRCU-A-CB (Split System: Heat Pump with Remote Outdoor Unit-Air-Source) | 25VNA837A*031* | ADP |  | C36A***L539 | 59MN7C100C21**22 | 32400 | 18 | 8.5 | 30400 | 24400 | 80.26% | 2 | 0 | 11.5 |  |  |  |  | R-410A | 2.7 | Residential & Commercial | USHP | Ducted CEE Tier 1
214271862 | Central HP <5.4 tons | CARRIER | HRCU-A-CB (Split System: Heat Pump with Remote Outdoor Unit-Air-Source) | 25VNA825A*031* | ADP |  | C36A***L159 | 58TN*B045C17**12 | 23600 | 16 | 8.1 | 20000 | 16300 | 81.5% | 1.94 | 0 | 10.5 |  |  |  |  | R-410A | 1.9667 | Residential & Commercial | USHP | Ducted CEE Tier 1
214272319 | Central HP <5.4 tons | CARRIER | HRCU-A-CB (Split System: Heat Pump with Remote Outdoor Unit-Air-Source) | 25VNA837A*030* | ADP |  | V,C36H175P159 | 59MN7C080C17**14 | 31600 | 17 | 8.1 | 31800 | 24200 | 76.1% | 1.88 | 0 | 11 |  |  |  |  | R-410A | 2.6333 | Residential & Commercial | USHP | Ducted CEE Tier 1
215864490 | Central HP <5.4 tons | AMERICAN STANDARD | HRCU-A-CB (Split System: Heat Pump with Remote Outdoor Unit-Air-Source) | 5A6V8X36A1 |  |  | 5PX*B004AS3 | S8V2B080M4PDB | 31800 | 18.1 | 8.5 | 33000 | 25600 | 77.58% | 2 | 0 | 10 |  |  |  |  | R-454B | 2.65 | Residential & Commercial | USHP | Ducted CEE Tier 1
214610136 | Central HP <5.4 tons | FRIEDRICH | HRCU-A-CB (Split System: Heat Pump with Remote Outdoor Unit-Air-Source) | FRP18AZ36AJVC |  |  | TCFZ6021SEAAM | FR802V0755A21UH | 34200 | 19 | 8.5 | 34200 | 43000 | 125.7% | 2.2 | 0 | 12.5 |  |  |  |  | R-410A | 2.85 | Residential & Commercial | USHP | Ducted CEE Tier 1
216682456 | Central HP <5.4 tons | HEIL | HRCU-A-CB (Split System: Heat Pump with Remote Outdoor Unit-Air-Source) | DLCURAH18ABK |  |  | EHD4X30AAL | *97VTN1002120A* | 17700 | 15.5 | 8.5 | 18200 | 18000 | 98.9% | 1.94 | 0 | 10.5 |  |  |  |  | R-410A | 1.475 | Residential & Commercial | USHP | Ducted CEE Tier 1
215731303 | Central HP <5.4 tons | YORK | HRCU-A-CB (Split System: Heat Pump with Remote Outdoor Unit-Air-Source) | HH836E2S11 | ADP |  | H,YG48*36+TXV | Y81E080C16SMPS1 | 34000 | 19 | 8.5 | 30200 | 25000 | 82.78% | 2 | 0 | 11 |  |  |  |  | R-454B | 2.8333 | Residential & Commercial | USHP | Ducted CEE Tier 1
215731819 | Central HP <5.4 tons | YORK | HRCU-A-CB (Split System: Heat Pump with Remote Outdoor Unit-Air-Source) | HH836E2S11 | ADP |  | H,YG48*36+TXV-BLEED | TM8V100C16MP12 | 33600 | 18 | 8.5 | 29600 | 25000 | 84.46% | 2 | 0 | 11 |  |  |  |  | R-454B | 2.8 | Residential & Commercial | USHP | Ducted CEE Tier 1
215389822 | Central HP <5.4 tons | TEMPSTAR | HRCU-A-CB (Split System: Heat Pump with Remote Outdoor Unit-Air-Source) | DLCURAH36ABK |  |  | END4X42L17** | *96VTN0601716B* | 35400 | 15.5 | 8.5 | 38500 | 35000 | 90.91% | 1.94 | 0 | 10 |  |  |  |  | R-410A | 2.95 | Residential & Commercial | USHP | Ducted CEE Tier 1
214610152 | Central HP <5.4 tons | FRIEDRICH | HRCU-A-CB (Split System: Heat Pump with Remote Outdoor Unit-Air-Source) | FRP18AZ48AJVC |  |  | TCFZ6021SEAAM | FR802V0504A17UH | 45000 | 19 | 8.5 | 44000 | 45500 | 103.4% | 1.9 | 0 | 12 |  |  |  |  | R-410A | 3.75 | Residential & Commercial | USHP | Ducted CEE Tier 1
213781357 | Central HP <5.4 tons | HEIL | HRCU-A-CB (Split System: Heat Pump with Remote Outdoor Unit-Air-Source) | HVH837GKA2* |  |  | EA*4X48L21A*+WALLCON | *97CMN1002122B* | 32400 | 17 | 8.1 | 32600 | 24800 | 76.07% | 1.98 | 0 | 11 |  |  |  |  | R-410A | 2.7 | Residential & Commercial | USHP | Ducted CEE Tier 1
213360221 | Central HP <5.4 tons | LENNOX | HRCU-A-CB (Split System: Heat Pump with Remote Outdoor Unit-Air-Source) | SL25XPV-024-230A** | ADP |  | L*19/36S9 | EL297UH070XV36B* | 22000 | 22 | 9.05 | 20000 | 20000 | 100% | 1.82 | 0 | 14 |  |  |  |  | R-410A | 1.8333 | Residential & Commercial | USHP | Ducted CEE Tier 1
213360230 | Central HP <5.4 tons | LENNOX | HRCU-A-CB (Split System: Heat Pump with Remote Outdoor Unit-Air-Source) | SL25XPV-024-230A** | ADP |  | LH23/37W9 | EL297UH090XV36C* | 22200 | 22 | 9.3 | 19800 | 19800 | 100% | 1.9 | 0 | 14.5 |  |  |  |  | R-410A | 1.85 | Residential & Commercial | USHP | Ducted CEE Tier 1
215726530 | Central HP <5.4 tons | YORK | HRCU-A-CB (Split System: Heat Pump with Remote Outdoor Unit-Air-Source) | HH860E2S11 | ADP |  | H,YG88*60+TXV | TM8V120C20MP12 | 53000 | 19 | 8.5 | 52000 | 38500 | 74.04% | 2 | 0 | 11 |  |  |  |  | R-454B | 4.4167 | Residential & Commercial | USHP | Ducted CEE Tier 1
215726548 | Central HP <5.4 tons | YORK | HRCU-A-CB (Split System: Heat Pump with Remote Outdoor Unit-Air-Source) | HH860E2S11 | ADP |  | H,YG48*60+TXV-BLEED | TM9Y080C16MP11 | 44000 | 17 | 8.5 | 42500 | 33400 | 78.59% | 2 | 0 | 11 |  |  |  |  | R-454B | 3.6667 | Residential & Commercial | USHP | Ducted CEE Tier 1
215726564 | Central HP <5.4 tons | YORK | HRCU-A-CB (Split System: Heat Pump with Remote Outdoor Unit-Air-Source) | HH860E2S11 | ADP |  | H,YG86*60+TXV | TM9Y080C16MP11 | 44000 | 17 | 8.5 | 42500 | 33400 | 78.59% | 2 | 0 | 11 |  |  |  |  | R-454B | 3.6667 | Residential & Commercial | USHP | Ducted CEE Tier 1
215726571 | Central HP <5.4 tons | YORK | HRCU-A-CB (Split System: Heat Pump with Remote Outdoor Unit-Air-Source) | HH860E2S11 | ADP |  | H,YG48*48+TXV | TM9Y100C16MP11 | 44000 | 17 | 8.5 | 42500 | 33400 | 78.59% | 2 | 0 | 11 |  |  |  |  | R-454B | 3.6667 | Residential & Commercial | USHP | Ducted CEE Tier 1
215726580 | Central HP <5.4 tons | YORK | HRCU-A-CB (Split System: Heat Pump with Remote Outdoor Unit-Air-Source) | HH860E2S11 | ADP |  | H,YG52*60+TXV-BLEED | TM9Y100C16MP11 | 44000 | 17 | 8.5 | 42500 | 33400 | 78.59% | 2 | 0 | 11 |  |  |  |  | R-454B | 3.6667 | Residential & Commercial | USHP | Ducted CEE Tier 1
215726598 | Central HP <5.4 tons | YORK | HRCU-A-CB (Split System: Heat Pump with Remote Outdoor Unit-Air-Source) | HH860E2S11 | ADP |  | H,YG86*60+TXV | TM9Y100C20MP11 | 52500 | 18 | 8.5 | 52500 | 39000 | 74.29% | 2 | 0 | 11 |  |  |  |  | R-454B | 4.375 | Residential & Commercial | USHP | Ducted CEE Tier 1
215726614 | Central HP <5.4 tons | YORK | HRCU-A-CB (Split System: Heat Pump with Remote Outdoor Unit-Air-Source) | HH860E2S11 | ADP |  | H,YG88*60+TXV | TM9Y120D20MP11 | 53000 | 19 | 8.5 | 52500 | 39000 | 74.29% | 2 | 0 | 11 |  |  |  |  | R-454B | 4.4167 | Residential & Commercial | USHP | Ducted CEE Tier 1
215726637 | Central HP <5.4 tons | YORK | HRCU-A-CB (Split System: Heat Pump with Remote Outdoor Unit-Air-Source) | HH860E2S11 | ADP |  | H,YG88*60+TXV | Y81E080C16SMPS1 | 44500 | 18 | 8.5 | 42500 | 33000 | 77.65% | 2 | 0 | 12 |  |  |  |  | R-454B | 3.7083 | Residential & Commercial | USHP | Ducted CEE Tier 1
215726422 | Central HP <5.4 tons | YORK | HRCU-A-CB (Split System: Heat Pump with Remote Outdoor Unit-Air-Source) | HH836E2S11 | ADP |  | H,YG81*36+TXV | Y81E100C16SMPS1 | 33400 | 19 | 8.5 | 29600 | 24800 | 83.78% | 2 | 0 | 11 |  |  |  |  | R-454B | 2.7833 | Residential & Commercial | USHP | Ducted CEE Tier 1
212528154 | Central HP <5.4 tons | YORK | HRCU-A-CB (Split System: Heat Pump with Remote Outdoor Unit-Air-Source) | HMH72B341 | ADP |  | AD-32(P,U)*****9 | TM8E080B12MP11 | 34000 | 18 | 8.5 | 32400 | 24000 | 74.07% | 2.06 | 0 | 9.5 |  |  |  |  | R-410A | 2.8333 | Residential & Commercial | USHP
214271630 | Central HP <5.4 tons | CARRIER | HRCU-A-CB (Split System: Heat Pump with Remote Outdoor Unit-Air-Source) | 25VNA436A*031* | ADP |  | PL36H175P159 | 58TN*B045C17**12 | 32800 | 19 | 9 | 35200 | 27400 | 77.84% | 2.02 | 0 | 11.7 |  |  |  |  | R-410A | 2.7333 | Residential & Commercial | USHP | Ducted CEE Tier 1
214271696 | Central HP <5.4 tons | CARRIER | HRCU-A-CB (Split System: Heat Pump with Remote Outdoor Unit-Air-Source) | 25VNA436A*031* | ADP |  | C36A***L159 | 58TN*B090C17**16 | 33000 | 20 | 9 | 35000 | 27200 | 77.71% | 2.04 | 0 | 12.5 |  |  |  |  | R-410A | 2.75 | Residential & Commercial | USHP | Ducted CEE Tier 1
211229350 | Central HP <5.4 tons | AIRQUEST | HRCU-A-CB (Split System: Heat Pump with Remote Outdoor Unit-Air-Source) | DLCURAH36ABK |  |  | EA*4X48L24A* | *80VSL0902120A* | 35600 | 16.5 | 8.1 | 37800 | 34600 | 91.53% | 2.04 | 0 | 10 |  |  |  |  | R-410A | 2.9667 | Residential & Commercial | USHP | Ducted CEE Tier 1
211229400 | Central HP <5.4 tons | AIRQUEST | HRCU-A-CB (Split System: Heat Pump with Remote Outdoor Unit-Air-Source) | DLCURAH36ABK |  |  | EA*4X48L24A* | *80VTL0902120A* | 35600 | 16.5 | 8.1 | 37800 | 34600 | 91.53% | 2.04 | 0 | 10 |  |  |  |  | R-410A | 2.9667 | Residential & Commercial | USHP | Ducted CEE Tier 1
215726648 | Central HP <5.4 tons | YORK | HRCU-A-CB (Split System: Heat Pump with Remote Outdoor Unit-Air-Source) | HH860E2S11 | ADP |  | H,YG84*60+TXV | Y81E080C20SMPS1 | 53000 | 19 | 8.5 | 52000 | 38500 | 74.04% | 2 | 0 | 11 |  |  |  |  | R-454B | 4.4167 | Residential & Commercial | USHP | Ducted CEE Tier 1
215726662 | Central HP <5.4 tons | YORK | HRCU-A-CB (Split System: Heat Pump with Remote Outdoor Unit-Air-Source) | HH860E2S11 | ADP |  | H,YG49*60+TXV | Y81E100C16SMPS1 | 44000 | 18 | 8.5 | 42000 | 32800 | 78.1% | 2 | 0 | 12 |  |  |  |  | R-454B | 3.6667 | Residential & Commercial | USHP | Ducted CEE Tier 1
215726666 | Central HP <5.4 tons | YORK | HRCU-A-CB (Split System: Heat Pump with Remote Outdoor Unit-Air-Source) | HH860E2S11 | ADP |  | H,YG50*60+TXV | Y81E100C16SMPS1 | 44000 | 18 | 8.5 | 42000 | 32800 | 78.1% | 2 | 0 | 12 |  |  |  |  | R-454B | 3.6667 | Residential & Commercial | USHP | Ducted CEE Tier 1
215726671 | Central HP <5.4 tons | YORK | HRCU-A-CB (Split System: Heat Pump with Remote Outdoor Unit-Air-Source) | HH860E2S11 | ADP |  | H,YG84*60+TXV | Y81E100C16SMPS1 | 44000 | 18 | 8.5 | 42000 | 32800 | 78.1% | 2 | 0 | 12 |  |  |  |  | R-454B | 3.6667 | Residential & Commercial | USHP | Ducted CEE Tier 1
215726689 | Central HP <5.4 tons | YORK | HRCU-A-CB (Split System: Heat Pump with Remote Outdoor Unit-Air-Source) | HH860E2S11 | ADP |  | H,YG88*60+TXV-BLEED | Y81E100C20SMPS1 | 53000 | 19 | 8.5 | 51500 | 38000 | 73.79% | 2 | 0 | 11.7 |  |  |  |  | R-454B | 4.4167 | Residential & Commercial | USHP | Ducted CEE Tier 1
215726691 | Central HP <5.4 tons | YORK | HRCU-A-CB (Split System: Heat Pump with Remote Outdoor Unit-Air-Source) | HH860E2S11 | ADP |  | H,YG37*48+TXV-BLEED | Y81E120C16SMPS1 | 44000 | 17 | 8.5 | 41500 | 32600 | 78.55% | 2 | 0 | 12 |  |  |  |  | R-454B | 3.6667 | Residential & Commercial | USHP | Ducted CEE Tier 1
215669765 | Central HP <5.4 tons | TEMPSTAR | HRCU-A-CB (Split System: Heat Pump with Remote Outdoor Unit-Air-Source) | T5H0V36*K*AAA* |  |  | ESH5X36M12A*+WALLCON | *80CSU1002120A* | 33600 | 16 | 8.5 | 35800 | 25400 | 70.95% | 1.78 | 0 | 9.5 |  |  |  |  | R-454B | 2.8 | Residential & Commercial | USHP
215731312 | Central HP <5.4 tons | YORK | HRCU-A-CB (Split System: Heat Pump with Remote Outdoor Unit-Air-Source) | HH836E2S11 | ADP |  | H,YG48*36+TXV | Y81E120C20SMPS1 | 33600 | 19 | 8.5 | 30000 | 25000 | 83.33% | 2 | 0 | 11 |  |  |  |  | R-454B | 2.8 | Residential & Commercial | USHP | Ducted CEE Tier 1
215726698 | Central HP <5.4 tons | YORK | HRCU-A-CB (Split System: Heat Pump with Remote Outdoor Unit-Air-Source) | HH860E2S11 | ADP |  | H,YG49*60+TXV-BLEED | Y81E120C16SMPS1 | 44000 | 18 | 8.5 | 42000 | 32600 | 77.62% | 2 | 0 | 12 |  |  |  |  | R-454B | 3.6667 | Residential & Commercial | USHP | Ducted CEE Tier 1
215726707 | Central HP <5.4 tons | YORK | HRCU-A-CB (Split System: Heat Pump with Remote Outdoor Unit-Air-Source) | HH860E2S11 | ADP |  | H,YG84*48+TXV-BLEED | Y81E120C16SMPS1 | 44000 | 18 | 8.5 | 41500 | 32600 | 78.55% | 2 | 0 | 12 |  |  |  |  | R-454B | 3.6667 | Residential & Commercial | USHP | Ducted CEE Tier 1
215425697 | Central HP <5.4 tons | YORK | HRCU-A-CB (Split System: Heat Pump with Remote Outdoor Unit-Air-Source) | HH824E2S11 | ADP |  | H,YE32*30+TXV | TM9E026A08MP12 | 22200 | 16 | 8.65 | 21200 | 17200 | 81.13% | 1.94 | 0 | 10.5 |  |  |  |  | R-454B | 1.85 | Residential & Commercial | USHP | Ducted CEE Tier 1
214776303 | Central HP <5.4 tons | YORK | HRCU-A-CB (Split System: Heat Pump with Remote Outdoor Unit-Air-Source) | HH824E2S11 | ADP |  | CV240**C+TXV | TL8E060A12UH11 | 21800 | 17 | 8.5 | 21200 | 17500 | 82.55% | 1.9 | 0 | 11 |  |  |  |  | R-454B | 1.8167 | Residential & Commercial | USHP | Ducted CEE Tier 1
216992964 | Central HP <5.4 tons | BRYANT HEATING AND COOLING SYSTEMS | HRCU-A-CB (Split System: Heat Pump with Remote Outdoor Unit-Air-Source) | 37MUHAQ24AA3 | ADP |  | H,PG7J*36+TXV | 8(0,1)*SB60110M24*** | 22400 | 15.2 | 8.1 | 19400 | 18400 | 94.85% | 1.85 | 0 | 10.5 |  |  |  |  | R-454B | 1.8667 | Residential & Commercial | USHP | Ducted CEE Tier 1
216992997 | Central HP <5.4 tons | BRYANT HEATING AND COOLING SYSTEMS | HRCU-A-CB (Split System: Heat Pump with Remote Outdoor Unit-Air-Source) | 37MUHAQ24AA3 | ADP |  | H,PG7J*36+TXV | 986TD66100C21*** | 22800 | 15.2 | 8.1 | 19600 | 18600 | 94.9% | 1.9 | 0 | 10.5 |  |  |  |  | R-454B | 1.9 | Residential & Commercial | USHP | Ducted CEE Tier 1
214389914 | Central HP <5.4 tons | CARRIER | HRCU-A-CB (Split System: Heat Pump with Remote Outdoor Unit-Air-Source) | 25VNA436A*031* | ADP |  | H,PG9J936 | 58TN*B110C21**20 | 32800 | 20 | 9 | 34800 | 27200 | 78.16% | 2.06 | 0 | 12 |  |  |  |  | R-410A | 2.7333 | Residential & Commercial | USHP | Ducted CEE Tier 1
214271638 | Central HP <5.4 tons | CARRIER | HRCU-A-CB (Split System: Heat Pump with Remote Outdoor Unit-Air-Source) | 25VNA436A*031* | ADP |  | C36A***L159 | 58TN*B045C17**12 | 32600 | 19 | 9 | 35200 | 27400 | 77.84% | 2.02 | 0 | 11.7 |  |  |  |  | R-410A | 2.7167 | Residential & Commercial | USHP | Ducted CEE Tier 1
214243128 | Central HP <5.4 tons | AIRQUEST | HRCU-A-CB (Split System: Heat Pump with Remote Outdoor Unit-Air-Source) | HVH825GKA2* |  |  | EN(A,D,W)4X48L21**+WALLCON | *95CSU0601716B* | 24000 | 16.5 | 8.1 | 21400 | 16600 | 77.57% | 2 | 0 | 11 |  |  |  |  | R-410A | 2 | Residential & Commercial | USHP | Ducted CEE Tier 1
214389927 | Central HP <5.4 tons | CARRIER | HRCU-A-CB (Split System: Heat Pump with Remote Outdoor Unit-Air-Source) | 25VNA448A*031* | ADP |  | H,PG3K960 | 58TN*B135C24**22 | 44000 | 21 | 9.5 | 44000 | 35800 | 81.36% | 2.3 | 0 | 11.7 |  |  |  |  | R-410A | 3.6667 | Residential & Commercial | USHP | Ducted CEE Tier 1
214389900 | Central HP <5.4 tons | CARRIER | HRCU-A-CB (Split System: Heat Pump with Remote Outdoor Unit-Air-Source) | 25VNA436A*031* | ADP |  | H,PG53936 | 58TN*B045C17**12 | 33600 | 19 | 9 | 35200 | 27400 | 77.84% | 2.02 | 0 | 11.7 |  |  |  |  | R-410A | 2.8 | Residential & Commercial | USHP | Ducted CEE Tier 1
214776378 | Central HP <5.4 tons | YORK | HRCU-A-CB (Split System: Heat Pump with Remote Outdoor Unit-Air-Source) | HH824E2S11 | ADP |  | CX360A*35+TXV | Y82E060A12LMPS1 | 22200 | 18 | 8.65 | 21200 | 17300 | 81.6% | 1.94 | 0 | 11.5 |  |  |  |  | R-454B | 1.85 | Residential & Commercial | USHP | Ducted CEE Tier 1
216013761 | Central HP <5.4 tons | YORK | HRCU-A-CB (Split System: Heat Pump with Remote Outdoor Unit-Air-Source) | HH824E2S11 | ADP |  | V,Y36H***P21*+TXV-BLEED | Y81E060A12SMPS1 | 22800 | 17 | 8.9 | 21000 | 16900 | 80.48% | 1.98 | 0 | 11.7 |  |  |  |  | R-454B | 1.9 | Residential & Commercial | USHP | Ducted CEE Tier 1
216681772 | Central HP <5.4 tons | HEIL | HRCU-A-CB (Split System: Heat Pump with Remote Outdoor Unit-Air-Source) | DLCURAH36ABK |  |  | EA*4X37L21A* | *97VTN1002120A* | 36200 | 16.5 | 9 | 38000 | 34400 | 90.53% | 1.96 | 0 | 10 |  |  |  |  | R-410A | 3.0167 | Residential & Commercial | USHP | Ducted CEE Tier 1
213360219 | Central HP <5.4 tons | LENNOX | HRCU-A-CB (Split System: Heat Pump with Remote Outdoor Unit-Air-Source) | SL25XPV-024-230A** | ADP |  | LH29/36F9 | EL297UH070XV36B* | 22000 | 22 | 9.05 | 20000 | 20000 | 100% | 1.82 | 0 | 14 |  |  |  |  | R-410A | 1.8333 | Residential & Commercial | USHP | Ducted CEE Tier 1
216013775 | Central HP <5.4 tons | YORK | HRCU-A-CB (Split System: Heat Pump with Remote Outdoor Unit-Air-Source) | HH824E2S11 | ADP |  | H,YG8J*36+TXV-BLEED | Y91E060B12SMPS1 | 23000 | 17 | 9 | 21400 | 18200 | 85.05% | 2 | 0 | 11.7 |  |  |  |  | R-454B | 1.9167 | Residential & Commercial | USHP | Ducted CEE Tier 1
216013777 | Central HP <5.4 tons | YORK | HRCU-A-CB (Split System: Heat Pump with Remote Outdoor Unit-Air-Source) | HH824E2S11 | ADP |  | H,YG80*36+TXV-BLEED | Y91E060B12SMPS1 | 23000 | 17 | 9 | 21400 | 17400 | 81.31% | 2 | 0 | 12 |  |  |  |  | R-454B | 1.9167 | Residential & Commercial | USHP | Ducted CEE Tier 1
214271655 | Central HP <5.4 tons | CARRIER | HRCU-A-CB (Split System: Heat Pump with Remote Outdoor Unit-Air-Source) | 25VNA436A*031* | ADP |  | C36A***L539 | 58TN*B070C14**12 | 33600 | 19 | 9 | 35200 | 27400 | 77.84% | 2.04 | 0 | 12 |  |  |  |  | R-410A | 2.8 | Residential & Commercial | USHP | Ducted CEE Tier 1
214271671 | Central HP <5.4 tons | CARRIER | HRCU-A-CB (Split System: Heat Pump with Remote Outdoor Unit-Air-Source) | 25VNA436A*031* | ADP |  | PL36H210P749 | 58TN*B070C17**16 | 32400 | 19 | 8.5 | 36400 | 28200 | 77.47% | 1.98 | 0 | 12 |  |  |  |  | R-410A | 2.7 | Residential & Commercial | USHP | Ducted CEE Tier 1
215731825 | Central HP <5.4 tons | YORK | HRCU-A-CB (Split System: Heat Pump with Remote Outdoor Unit-Air-Source) | HH836E2S11 | ADP |  | H,YG48*36+TXV-BLEED | TM9Y100C16MP11 | 32800 | 19 | 8.5 | 29400 | 23800 | 80.95% | 2 | 0 | 11 |  |  |  |  | R-454B | 2.7333 | Residential & Commercial | USHP | Ducted CEE Tier 1
215731826 | Central HP <5.4 tons | YORK | HRCU-A-CB (Split System: Heat Pump with Remote Outdoor Unit-Air-Source) | HH836E2S11 | ADP |  | H,YG48*36+TXV-BLEED | TM9Y100C20MP11 | 33800 | 17 | 8.5 | 30800 | 25600 | 83.12% | 2 | 0 | 10 |  |  |  |  | R-454B | 2.8167 | Residential & Commercial | USHP | Ducted CEE Tier 1
213770594 | Central HP <5.4 tons | TEMPSTAR | HRCU-A-CB (Split System: Heat Pump with Remote Outdoor Unit-Air-Source) | TVH825GKA2* |  |  | EA*4X25L17A*+WALLCON | *80CTL0451712B* | 24200 | 16.5 | 8.1 | 21400 | 16800 | 78.5% | 2 | 0 | 11 |  |  |  |  | R-410A | 2.0167 | Residential & Commercial | USHP | Ducted CEE Tier 1
213770794 | Central HP <5.4 tons | TEMPSTAR | HRCU-A-CB (Split System: Heat Pump with Remote Outdoor Unit-Air-Source) | TVH825GKA2* |  |  | EA*4X30L17A*+WALLCON | *96CTN0601714B* | 23400 | 16 | 8.1 | 21600 | 16800 | 77.78% | 1.9 | 0 | 10.5 |  |  |  |  | R-410A | 1.95 | Residential & Commercial | USHP | Ducted CEE Tier 1
213770864 | Central HP <5.4 tons | TEMPSTAR | HRCU-A-CB (Split System: Heat Pump with Remote Outdoor Unit-Air-Source) | TVH825GKA2* |  |  | EA*4X36L17A*+WALLCON | *97CMN0601714B* | 23400 | 16 | 8.1 | 21600 | 16800 | 77.78% | 1.92 | 0 | 10.5 |  |  |  |  | R-410A | 1.95 | Residential & Commercial | USHP | Ducted CEE Tier 1
210470967 | Central HP <5.4 tons | AIRQUEST | HRCU-A-CB (Split System: Heat Pump with Remote Outdoor Unit-Air-Source) | HVH837GKA2* |  |  | EN(A,D,W)4X60L24**+WALLCON | *97CMN1202422A* | 32800 | 17.5 | 8.1 | 32200 | 24800 | 77.02% | 1.96 | 0 | 11.7 |  |  |  |  | R-410A | 2.7333 | Residential & Commercial | USHP | Ducted CEE Tier 1
214569447 | Central HP <5.4 tons | BRYANT HEATING AND COOLING SYSTEMS | HRCU-A-CB (Split System: Heat Pump with Remote Outdoor Unit-Air-Source) | 284ANV048*0**B* |  |  | CAP**6124AL*+UI | 935CB60080C21*** | 45500 | 21 | 10 | 46000 | 36400 | 79.13% | 2.36 | 0 | 11.5 |  |  |  |  | R-410A | 3.7917 | Residential & Commercial | USHP | Ducted CEE Tier 1
213360237 | Central HP <5.4 tons | LENNOX | HRCU-A-CB (Split System: Heat Pump with Remote Outdoor Unit-Air-Source) | SL25XPV-024-230A** | ADP |  | LH23/37W9 | EL297UH090XV48C* | 22200 | 21 | 9.4 | 19800 | 19600 | 98.99% | 1.9 | 0 | 14.5 |  |  |  |  | R-410A | 1.85 | Residential & Commercial | USHP | Ducted CEE Tier 1
214097727 | Central HP <5.4 tons | FRIEDRICH | HRCU-A-CB (Split System: Heat Pump with Remote Outdoor Unit-Air-Source) | RD17AZ48AJ3N |  |  | TCFZ6024SEANM | FR921V0855A21M4 | 45500 | 16 | 8.1 | 45500 | 40500 | 89.01% | 2.1 | 0 | 10 |  |  |  |  | R-410A | 3.7917 | Residential & Commercial | USHP | Ducted CEE Tier 1
214097744 | Central HP <5.4 tons | FRIEDRICH | HRCU-A-CB (Split System: Heat Pump with Remote Outdoor Unit-Air-Source) | RD17AZ48AJ3N |  |  | TCFZ6024SEANM | FR801V0755A21DZ | 45500 | 17 | 8.1 | 45500 | 40000 | 87.91% | 2.1 | 0 | 10 |  |  |  |  | R-410A | 3.7917 | Residential & Commercial | USHP | Ducted CEE Tier 1
215726605 | Central HP <5.4 tons | YORK | HRCU-A-CB (Split System: Heat Pump with Remote Outdoor Unit-Air-Source) | HH860E2S11 | ADP |  | H,YG49*60+TXV | TM9Y120D20MP11 | 53000 | 19 | 8.5 | 52500 | 39000 | 74.29% | 2 | 0 | 11 |  |  |  |  | R-454B | 4.4167 | Residential & Commercial | USHP | Ducted CEE Tier 1
215726607 | Central HP <5.4 tons | YORK | HRCU-A-CB (Split System: Heat Pump with Remote Outdoor Unit-Air-Source) | HH860E2S11 | ADP |  | H,YG50*60+TXV | TM9Y120D20MP11 | 53000 | 19 | 8.5 | 52500 | 39000 | 74.29% | 2 | 0 | 11 |  |  |  |  | R-454B | 4.4167 | Residential & Commercial | USHP | Ducted CEE Tier 1
215726621 | Central HP <5.4 tons | YORK | HRCU-A-CB (Split System: Heat Pump with Remote Outdoor Unit-Air-Source) | HH860E2S11 | ADP |  | H,YG49*48+TXV-BLEED | Y81E080C16SMPS1 | 44500 | 18 | 8.5 | 42500 | 33000 | 77.65% | 2 | 0 | 12 |  |  |  |  | R-454B | 3.7083 | Residential & Commercial | USHP | Ducted CEE Tier 1
215726655 | Central HP <5.4 tons | YORK | HRCU-A-CB (Split System: Heat Pump with Remote Outdoor Unit-Air-Source) | HH860E2S11 | ADP |  | H,YG48*48+TXV-BLEED | Y81E100C16SMPS1 | 44000 | 18 | 8.5 | 42000 | 32800 | 78.1% | 2 | 0 | 12 |  |  |  |  | R-454B | 3.6667 | Residential & Commercial | USHP | Ducted CEE Tier 1
215726705 | Central HP <5.4 tons | YORK | HRCU-A-CB (Split System: Heat Pump with Remote Outdoor Unit-Air-Source) | HH860E2S11 | ADP |  | H,YG52*60+TXV-BLEED | Y81E120C16SMPS1 | 44000 | 18 | 8.5 | 41500 | 32600 | 78.55% | 2 | 0 | 12 |  |  |  |  | R-454B | 3.6667 | Residential & Commercial | USHP | Ducted CEE Tier 1
215731392 | Central HP <5.4 tons | YORK | HRCU-A-CB (Split System: Heat Pump with Remote Outdoor Unit-Air-Source) | HH860E2S11 | ADP |  | H,YG54*48+TXV | TM8V100C16MP12 | 43500 | 18 | 8.5 | 42000 | 32800 | 78.1% | 2 | 0 | 11.7 |  |  |  |  | R-454B | 3.625 | Residential & Commercial | USHP | Ducted CEE Tier 1
215731417 | Central HP <5.4 tons | YORK | HRCU-A-CB (Split System: Heat Pump with Remote Outdoor Unit-Air-Source) | HH860E2S11 | ADP |  | H,YG74*60+TXV | TM8V100C16MP12 | 43500 | 18 | 8.5 | 42000 | 32800 | 78.1% | 2 | 0 | 11.7 |  |  |  |  | R-454B | 3.625 | Residential & Commercial | USHP | Ducted CEE Tier 1
215731442 | Central HP <5.4 tons | YORK | HRCU-A-CB (Split System: Heat Pump with Remote Outdoor Unit-Air-Source) | HH860E2S11 | ADP |  | H,YG3K*48+TXV | TM8V100C20MP12 | 44500 | 18 | 8.5 | 43000 | 33400 | 77.67% | 2 | 0 | 11 |  |  |  |  | R-454B | 3.7083 | Residential & Commercial | USHP | Ducted CEE Tier 1
215731444 | Central HP <5.4 tons | YORK | HRCU-A-CB (Split System: Heat Pump with Remote Outdoor Unit-Air-Source) | HH860E2S11 | ADP |  | H,YG3K*60+TXV | TM8V100C20MP12 | 44500 | 18 | 8.5 | 43000 | 33400 | 77.67% | 2 | 0 | 11 |  |  |  |  | R-454B | 3.7083 | Residential & Commercial | USHP | Ducted CEE Tier 1
215731485 | Central HP <5.4 tons | YORK | HRCU-A-CB (Split System: Heat Pump with Remote Outdoor Unit-Air-Source) | HH860E2S11 | ADP |  | H,YG74*60+TXV-BLEED | TM8V120C20MP12 | 53000 | 19 | 8.5 | 52000 | 38500 | 74.04% | 2 | 0 | 11 |  |  |  |  | R-454B | 4.4167 | Residential & Commercial | USHP | Ducted CEE Tier 1
213607645 | Central HP <5.4 tons | CARRIER | HRCU-A-CB (Split System: Heat Pump with Remote Outdoor Unit-Air-Source) | 38MURAQ24AB3* |  |  | FG4ANXB24L* | 0 | 24600 | 17 | 9.5 | 26000 | 22200 | 85.38% | 1.84 | 0 | 10 |  |  |  |  | R-410A | 2.05 | Residential & Commercial | USHP | Ducted CEE Tier 1
214389902 | Central HP <5.4 tons | CARRIER | HRCU-A-CB (Split System: Heat Pump with Remote Outdoor Unit-Air-Source) | 25VNA436A*031* | ADP |  | H,PG9J936 | 58TN*B070C14**12 | 32600 | 19 | 9 | 35200 | 27400 | 77.84% | 2.04 | 0 | 11.7 |  |  |  |  | R-410A | 2.7167 | Residential & Commercial | USHP | Ducted CEE Tier 1
214389918 | Central HP <5.4 tons | CARRIER | HRCU-A-CB (Split System: Heat Pump with Remote Outdoor Unit-Air-Source) | 25VNA436A*031* | ADP |  | H,PG53936 | 58TN*B135C24**22 | 33800 | 20 | 9 | 34200 | 26400 | 77.19% | 2.02 | 0 | 12.5 |  |  |  |  | R-410A | 2.8167 | Residential & Commercial | USHP | Ducted CEE Tier 1
214271635 | Central HP <5.4 tons | CARRIER | HRCU-A-CB (Split System: Heat Pump with Remote Outdoor Unit-Air-Source) | 25VNA436A*031* | ADP |  | PL36H210P749 | 58TN*B045C17**12 | 32200 | 19 | 9 | 36400 | 28400 | 78.02% | 1.96 | 0 | 11.5 |  |  |  |  | R-410A | 2.6833 | Residential & Commercial | USHP | Ducted CEE Tier 1
214271642 | Central HP <5.4 tons | CARRIER | HRCU-A-CB (Split System: Heat Pump with Remote Outdoor Unit-Air-Source) | 25VNA436A*031* | ADP |  | V,C36H175P459 | 58TN*B045C17**12 | 33600 | 19 | 9 | 35200 | 27400 | 77.84% | 2.02 | 0 | 11.7 |  |  |  |  | R-410A | 2.8 | Residential & Commercial | USHP | Ducted CEE Tier 1
214271676 | Central HP <5.4 tons | CARRIER | HRCU-A-CB (Split System: Heat Pump with Remote Outdoor Unit-Air-Source) | 25VNA436A*031* | ADP |  | C36A***L539 | 58TN*B070C17**16 | 33400 | 20 | 9 | 34400 | 26600 | 77.33% | 2.02 | 0 | 12 |  |  |  |  | R-410A | 2.7833 | Residential & Commercial | USHP | Ducted CEE Tier 1
214271701 | Central HP <5.4 tons | CARRIER | HRCU-A-CB (Split System: Heat Pump with Remote Outdoor Unit-Air-Source) | 25VNA436A*031* | ADP |  | V,C36H175P459 | 58TN*B090C17**16 | 33800 | 20 | 9 | 34800 | 27000 | 77.59% | 2.06 | 0 | 12.5 |  |  |  |  | R-410A | 2.8167 | Residential & Commercial | USHP | Ducted CEE Tier 1
215405739 | Central HP <5.4 tons | YORK | HRCU-A-CB (Split System: Heat Pump with Remote Outdoor Unit-Air-Source) | HH824E2S11 | ADP |  | CH360**C+TXV+AEF36AXP* | 0 | 24000 | 19 | 9.4 | 22400 | 16600 | 74.11% | 2.08 | 0 | 12 |  |  |  |  | R-454B | 2 | Residential & Commercial | USHP | Ducted CEE Tier 1
215407227 | Central HP <5.4 tons | YORK | HRCU-A-CB (Split System: Heat Pump with Remote Outdoor Unit-Air-Source) | HH824E2S11 | ADP |  | H,YG8J*36+TXV | TM9V040A10MP12 | 22600 | 16 | 8.9 | 21400 | 17100 | 79.91% | 1.98 | 0 | 10.5 |  |  |  |  | R-454B | 1.8833 | Residential & Commercial | USHP | Ducted CEE Tier 1
214848979 | Central HP <5.4 tons | YORK | HRCU-A-CB (Split System: Heat Pump with Remote Outdoor Unit-Air-Source) | HH824E2S11 | ADP |  | H,YG35*36+TXV-BLEED | Y91E060B12SMPS1 | 23000 | 17 | 9 | 21400 | 17400 | 81.31% | 2 | 0 | 12 |  |  |  |  | R-454B | 1.9167 | Residential & Commercial | USHP | Ducted CEE Tier 1
214848980 | Central HP <5.4 tons | YORK | HRCU-A-CB (Split System: Heat Pump with Remote Outdoor Unit-Air-Source) | HH824E2S11 | ADP |  | H,YG35*36+TXV-BLEED | Y91E080B12SMPS1 | 23000 | 18 | 9 | 21400 | 17400 | 81.31% | 2 | 0 | 12 |  |  |  |  | R-454B | 1.9167 | Residential & Commercial | USHP | Ducted CEE Tier 1
214271739 | Central HP <5.4 tons | CARRIER | HRCU-A-CB (Split System: Heat Pump with Remote Outdoor Unit-Air-Source) | 25VNA448A*031* | ADP |  | V,C48H175P389 | 58TN*B070C17**16 | 44000 | 21 | 9.5 | 44500 | 36400 | 81.8% | 2.32 | 0 | 10.5 |  |  |  |  | R-410A | 3.6667 | Residential & Commercial | USHP | Ducted CEE Tier 1
215726709 | Central HP <5.4 tons | YORK | HRCU-A-CB (Split System: Heat Pump with Remote Outdoor Unit-Air-Source) | HH860E2S11 | ADP |  | H,YG84*60+TXV | Y81E120C16SMPS1 | 44000 | 18 | 8.5 | 41500 | 32600 | 78.55% | 2 | 0 | 12 |  |  |  |  | R-454B | 3.6667 | Residential & Commercial | USHP | Ducted CEE Tier 1
215726725 | Central HP <5.4 tons | YORK | HRCU-A-CB (Split System: Heat Pump with Remote Outdoor Unit-Air-Source) | HH860E2S11 | ADP |  | H,YG88*60+TXV-BLEED | Y81E120C20SMPS1 | 52500 | 19 | 8.5 | 51500 | 38000 | 73.79% | 2 | 0 | 11.7 |  |  |  |  | R-454B | 4.375 | Residential & Commercial | USHP | Ducted CEE Tier 1
214569448 | Central HP <5.4 tons | CARRIER | HRCU-A-CB (Split System: Heat Pump with Remote Outdoor Unit-Air-Source) | 25VNA448A*031* |  |  | CAP**6124AL*+UI | 59CU5B100C21**22 | 45500 | 21.5 | 10 | 46000 | 36200 | 78.7% | 2.38 | 0 | 12 |  |  |  |  | R-410A | 3.7917 | Residential & Commercial | USHP | Ducted CEE Tier 1
215934155 | Central HP <5.4 tons | BRYANT HEATING AND COOLING SYSTEMS | HRCU-A-CB (Split System: Heat Pump with Remote Outdoor Unit-Air-Source) | 293VAN048**AA* |  |  | CAA**6121AM*+UI | 88*TB48070C17*** | 44500 | 20.5 | 9 | 49000 | 37400 | 76.33% | 2 | 0 | 11 |  |  |  |  | R-454B | 3.7083 | Residential & Commercial | USHP | Ducted CEE Tier 1
215934235 | Central HP <5.4 tons | BRYANT HEATING AND COOLING SYSTEMS | HRCU-A-CB (Split System: Heat Pump with Remote Outdoor Unit-Air-Source) | 293VAN048**AA* |  |  | CAA**6121AM*+UI | 987MC60060C21*** | 44500 | 20.5 | 9.4 | 49000 | 37400 | 76.33% | 2 | 0 | 10 |  |  |  |  | R-454B | 3.7083 | Residential & Commercial | USHP | Ducted CEE Tier 1
215934255 | Central HP <5.4 tons | BRYANT HEATING AND COOLING SYSTEMS | HRCU-A-CB (Split System: Heat Pump with Remote Outdoor Unit-Air-Source) | 293VAN048**AA* |  |  | CAA**6121AM*+UI | 987MC60080C21*** | 45000 | 21 | 9.5 | 48500 | 37000 | 76.29% | 2 | 0 | 11 |  |  |  |  | R-454B | 3.75 | Residential & Commercial | USHP | Ducted CEE Tier 1
213360249 | Central HP <5.4 tons | LENNOX | HRCU-A-CB (Split System: Heat Pump with Remote Outdoor Unit-Air-Source) | SL25XPV-036-230A** | ADP |  | L*35/36U9 | EL297UH045XV36B* | 33600 | 21 | 8.8 | 33200 | 25800 | 77.71% | 1.82 | 0 | 13 |  |  |  |  | R-410A | 2.8 | Residential & Commercial | USHP | Ducted CEE Tier 1
215934605 | Central HP <5.4 tons | BRYANT HEATING AND COOLING SYSTEMS | HRCU-A-CB (Split System: Heat Pump with Remote Outdoor Unit-Air-Source) | 293VAN048**AA* |  |  | CSAH*6012AM*+UI | 986TD42080C17*** | 43500 | 19.5 | 9 | 49000 | 35600 | 72.65% | 1.92 | 0 | 11.5 |  |  |  |  | R-454B | 3.625 | Residential & Commercial | USHP | Ducted CEE Tier 1
213360271 | Central HP <5.4 tons | LENNOX | HRCU-A-CB (Split System: Heat Pump with Remote Outdoor Unit-Air-Source) | SL25XPV-036-230A** | ADP |  | L*35/36S9 | EL297UH090XV60C* | 33600 | 21 | 8.6 | 32800 | 26200 | 79.88% | 1.8 | 0 | 13 |  |  |  |  | R-410A | 2.8 | Residential & Commercial | USHP | Ducted CEE Tier 1
215731487 | Central HP <5.4 tons | YORK | HRCU-A-CB (Split System: Heat Pump with Remote Outdoor Unit-Air-Source) | HH860E2S11 | ADP |  | H,YG37*60+TXV-BLEED | TM9V120D20MP12 | 52000 | 18 | 8.35 | 52500 | 39000 | 74.29% | 1.98 | 0 | 10.5 |  |  |  |  | R-454B | 4.3333 | Residential & Commercial | USHP | Ducted CEE Tier 1
215731510 | Central HP <5.4 tons | YORK | HRCU-A-CB (Split System: Heat Pump with Remote Outdoor Unit-Air-Source) | HH860E2S11 | ADP |  | H,YG3K*60+TXV | TM9Y080C16MP11 | 44000 | 16 | 8.5 | 42500 | 33400 | 78.59% | 2 | 0 | 11 |  |  |  |  | R-454B | 3.6667 | Residential & Commercial | USHP | Ducted CEE Tier 1
215731537 | Central HP <5.4 tons | YORK | HRCU-A-CB (Split System: Heat Pump with Remote Outdoor Unit-Air-Source) | HH860E2S11 | ADP |  | H,YG72*48+TXV-BLEED | TM9Y100C16MP11 | 44000 | 17 | 8.5 | 42500 | 33400 | 78.59% | 2 | 0 | 11 |  |  |  |  | R-454B | 3.6667 | Residential & Commercial | USHP | Ducted CEE Tier 1
215731569 | Central HP <5.4 tons | YORK | HRCU-A-CB (Split System: Heat Pump with Remote Outdoor Unit-Air-Source) | HH860E2S11 | ADP |  | H,YG37*60+TXV-BLEED | TM9Y100C20MP11 | 51500 | 17 | 8.35 | 52500 | 39000 | 74.29% | 1.98 | 0 | 10.5 |  |  |  |  | R-454B | 4.2917 | Residential & Commercial | USHP | Ducted CEE Tier 1
215731585 | Central HP <5.4 tons | YORK | HRCU-A-CB (Split System: Heat Pump with Remote Outdoor Unit-Air-Source) | HH860E2S11 | ADP |  | H,YG37*60+TXV-BLEED | TM9Y120D20MP11 | 52000 | 18 | 8.35 | 52500 | 39000 | 74.29% | 1.98 | 0 | 10.5 |  |  |  |  | R-454B | 4.3333 | Residential & Commercial | USHP | Ducted CEE Tier 1
214271880 | Central HP <5.4 tons | CARRIER | HRCU-A-CB (Split System: Heat Pump with Remote Outdoor Unit-Air-Source) | 25VNA825A*032* | ADP |  | PL36H175P149 | 58TN*B045C17**12 | 23600 | 16 | 8.1 | 20000 | 16300 | 81.5% | 1.94 | 0 | 10.5 |  |  |  |  | R-410A | 1.9667 | Residential & Commercial | USHP | Ducted CEE Tier 1
214271732 | Central HP <5.4 tons | CARRIER | HRCU-A-CB (Split System: Heat Pump with Remote Outdoor Unit-Air-Source) | 25VNA448A*031* | ADP |  | PL48H175P789 | 58TN*B070C17**16 | 43000 | 20 | 9.5 | 44500 | 36400 | 81.8% | 2.32 | 0 | 10.5 |  |  |  |  | R-410A | 3.5833 | Residential & Commercial | USHP | Ducted CEE Tier 1
215731354 | Central HP <5.4 tons | YORK | HRCU-A-CB (Split System: Heat Pump with Remote Outdoor Unit-Air-Source) | HH860E2S11 | ADP |  | H,YG51*60+TXV | TM8V080C16MP12 | 43500 | 18 | 8.5 | 42000 | 32800 | 78.1% | 2 | 0 | 11.7 |  |  |  |  | R-454B | 3.625 | Residential & Commercial | USHP | Ducted CEE Tier 1
215731357 | Central HP <5.4 tons | YORK | HRCU-A-CB (Split System: Heat Pump with Remote Outdoor Unit-Air-Source) | HH860E2S11 | ADP |  | H,YG74*60+TXV-BLEED | TM8V080C16MP12 | 43500 | 18 | 8.5 | 42000 | 32800 | 78.1% | 2 | 0 | 11.7 |  |  |  |  | R-454B | 3.625 | Residential & Commercial | USHP | Ducted CEE Tier 1
215731457 | Central HP <5.4 tons | YORK | HRCU-A-CB (Split System: Heat Pump with Remote Outdoor Unit-Air-Source) | HH860E2S11 | ADP |  | H,YG74*60+TXV | TM8V100C20MP12 | 53000 | 19 | 8.5 | 52000 | 38500 | 74.04% | 2 | 0 | 11 |  |  |  |  | R-454B | 4.4167 | Residential & Commercial | USHP | Ducted CEE Tier 1
215731472 | Central HP <5.4 tons | YORK | HRCU-A-CB (Split System: Heat Pump with Remote Outdoor Unit-Air-Source) | HH860E2S11 | ADP |  | H,YG3K*48+TXV | TM8V120C20MP12 | 44500 | 18 | 8.5 | 43000 | 33400 | 77.67% | 2 | 0 | 11 |  |  |  |  | R-454B | 3.7083 | Residential & Commercial | USHP | Ducted CEE Tier 1
215731474 | Central HP <5.4 tons | YORK | HRCU-A-CB (Split System: Heat Pump with Remote Outdoor Unit-Air-Source) | HH860E2S11 | ADP |  | H,YG3K*60+TXV | TM8V120C20MP12 | 44500 | 18 | 8.5 | 43000 | 33400 | 77.67% | 2 | 0 | 11 |  |  |  |  | R-454B | 3.7083 | Residential & Commercial | USHP | Ducted CEE Tier 1
215731491 | Central HP <5.4 tons | YORK | HRCU-A-CB (Split System: Heat Pump with Remote Outdoor Unit-Air-Source) | HH860E2S11 | ADP |  | H,YG3K*60+TXV-BLEED | TM9V120D20MP12 | 52500 | 18 | 8.45 | 52500 | 39000 | 74.29% | 1.98 | 0 | 10.5 |  |  |  |  | R-454B | 4.375 | Residential & Commercial | USHP | Ducted CEE Tier 1
215731506 | Central HP <5.4 tons | YORK | HRCU-A-CB (Split System: Heat Pump with Remote Outdoor Unit-Air-Source) | HH860E2S11 | ADP |  | H,YG72*60+TXV | TM9Y080C16MP11 | 44000 | 17 | 8.5 | 42500 | 33400 | 78.59% | 2 | 0 | 11 |  |  |  |  | R-454B | 3.6667 | Residential & Commercial | USHP | Ducted CEE Tier 1
215731538 | Central HP <5.4 tons | YORK | HRCU-A-CB (Split System: Heat Pump with Remote Outdoor Unit-Air-Source) | HH860E2S11 | ADP |  | H,YG72*60+TXV-BLEED | TM9Y100C16MP11 | 44000 | 17 | 8.5 | 42500 | 33400 | 78.59% | 2 | 0 | 11 |  |  |  |  | R-454B | 3.6667 | Residential & Commercial | USHP | Ducted CEE Tier 1
216769882 | Central HP <5.4 tons | TRANE | HRCU-A-CB (Split System: Heat Pump with Remote Outdoor Unit-Air-Source) | 5TWR7024A1 |  |  | 5PX*CD07AS3 | *DHMC100CCV4 | 23400 | 17.1 | 8.5 | 22000 | 17100 | 77.73% | 1.94 | 0 | 12.5 |  |  |  |  | R-454B | 1.95 | Residential & Commercial | USHP | Ducted CEE Tier 1
206767538 | Central HP <5.4 tons | DAY & NIGHT | HRCU-A-CB (Split System: Heat Pump with Remote Outdoor Unit-Air-Source) | CVH825GKA3* |  |  | EA*4X37L21A*+WALLCON | *95CSU0601716A* | 24400 | 16.5 | 8.1 | 21400 | 16700 | 78.04% | 2.02 | 11.5 | 10.5 |  |  |  |  | R-410A | 2.0333 | Residential & Commercial | USHP | Ducted CEE Tier 1
216551866 | Central HP <5.4 tons | FRIEDRICH | HRCU-A-CB (Split System: Heat Pump with Remote Outdoor Unit-Air-Source) | FRP19AY60AJVC |  |  | RCFY6021SEAAM | FR962V1005A21M4 | 53500 | 16 | 10 | 53500 | 49000 | 91.59% | 2 | 0 | 10 |  |  |  |  | R-454B | 4.4583 | Residential & Commercial | USHP | Ducted CEE Tier 1
216551877 | Central HP <5.4 tons | FRIEDRICH | HRCU-A-CB (Split System: Heat Pump with Remote Outdoor Unit-Air-Source) | FRP19AY60AJVC |  |  | RCFY6021SEAAM | FR802V0755A21UH | 53500 | 17 | 10 | 53500 | 48500 | 90.65% | 2 | 0 | 10 |  |  |  |  | R-454B | 4.4583 | Residential & Commercial | USHP | Ducted CEE Tier 1
211230807 | Central HP <5.4 tons | AIRQUEST | HRCU-A-CB (Split System: Heat Pump with Remote Outdoor Unit-Air-Source) | DLCURAH36ABK |  |  | EN(A,D)4X48L24** | OMV154L20A | 37000 | 16 | 8.1 | 39500 | 35000 | 88.61% | 2.06 | 0 | 10.5 |  |  |  |  | R-410A | 3.0833 | Residential & Commercial | USHP | Ducted CEE Tier 1
214271790 | Central HP <5.4 tons | CARRIER | HRCU-A-CB (Split System: Heat Pump with Remote Outdoor Unit-Air-Source) | 25VNA448A*031* | ADP |  | C60A***L199 | 58TN*B110C21**20 | 45000 | 21 | 9.5 | 43500 | 35600 | 81.84% | 2.36 | 0 | 12 |  |  |  |  | R-410A | 3.75 | Residential & Commercial | USHP | Ducted CEE Tier 1
214271694 | Central HP <5.4 tons | CARRIER | HRCU-A-CB (Split System: Heat Pump with Remote Outdoor Unit-Air-Source) | 25VNA436A*031* | ADP |  | PL36H210P749 | 58TN*B090C17**16 | 32400 | 20 | 9 | 35000 | 27200 | 77.71% | 2.04 | 0 | 12 |  |  |  |  | R-410A | 2.7 | Residential & Commercial | USHP | Ducted CEE Tier 1
214610120 | Central HP <5.4 tons | FRIEDRICH | HRCU-A-CB (Split System: Heat Pump with Remote Outdoor Unit-Air-Source) | FRP18AZ24AJVC |  |  | TCFZ2421HEAAM | FR962V0603A17M4 | 22800 | 20 | 8.5 | 22800 | 26000 | 114% | 2.1 | 0 | 12.5 |  |  |  |  | R-410A | 1.9 | Residential & Commercial | USHP | Ducted CEE Tier 1
216737254 | Central HP <5.4 tons | BRYANT HEATING AND COOLING SYSTEMS | HRCU-A-CB (Split System: Heat Pump with Remote Outdoor Unit-Air-Source) | 37MUHAQ24AA3 |  |  | CSAH*3012AM* | 88*TB36045C17*** | 22400 | 15.2 | 8.1 | 21000 | 18900 | 90% | 1.85 | 0 | 10.5 |  |  |  |  | R-454B | 1.8667 | Residential & Commercial | USHP | Ducted CEE Tier 1
214569329 | Central HP <5.4 tons | BRYANT HEATING AND COOLING SYSTEMS | HRCU-A-CB (Split System: Heat Pump with Remote Outdoor Unit-Air-Source) | 284ANV024*0**B* |  |  | CAP**3721AL*+UI | 935CB66100C21*** | 24200 | 20.5 | 11 | 26400 | 19600 | 74.24% | 2.56 | 0 | 13.5 |  |  |  |  | R-410A | 2.0167 | Residential & Commercial | USHP | Ducted CEE Tier 1
214441946 | Central HP <5.4 tons | BRYANT HEATING AND COOLING SYSTEMS | HRCU-A-CB (Split System: Heat Pump with Remote Outdoor Unit-Air-Source) | 288BNV025*0**C* | ADP |  | V,C36H175P149 | 88*TB36045C17*** | 23600 | 16 | 8.1 | 20000 | 16300 | 81.5% | 1.94 | 0 | 10.5 |  |  |  |  | R-410A | 1.9667 | Residential & Commercial | USHP | Ducted CEE Tier 1
214441948 | Central HP <5.4 tons | BRYANT HEATING AND COOLING SYSTEMS | HRCU-A-CB (Split System: Heat Pump with Remote Outdoor Unit-Air-Source) | 288BNV025*0**C* | ADP |  | V,C36H***P219 | 88*TB36070C14*** | 23400 | 17 | 8.1 | 19800 | 16200 | 81.82% | 1.98 | 0 | 10.5 |  |  |  |  | R-410A | 1.95 | Residential & Commercial | USHP | Ducted CEE Tier 1
211229493 | Central HP <5.4 tons | AIRQUEST | HRCU-A-CB (Split System: Heat Pump with Remote Outdoor Unit-Air-Source) | DLCURAH36ABK |  |  | EA*4X48L24A* | *95ESN1002120A* | 36600 | 16 | 8.5 | 38500 | 34800 | 90.39% | 2.08 | 0 | 10 |  |  |  |  | R-410A | 3.05 | Residential & Commercial | USHP | Ducted CEE Tier 1
213360231 | Central HP <5.4 tons | LENNOX | HRCU-A-CB (Split System: Heat Pump with Remote Outdoor Unit-Air-Source) | SL25XPV-024-230A** | ADP |  | L*23/37Z9 | EL297UH090XV36C* | 22200 | 22 | 9.3 | 19800 | 19800 | 100% | 1.9 | 0 | 14.5 |  |  |  |  | R-410A | 1.85 | Residential & Commercial | USHP | Ducted CEE Tier 1
213360234 | Central HP <5.4 tons | LENNOX | HRCU-A-CB (Split System: Heat Pump with Remote Outdoor Unit-Air-Source) | SL25XPV-024-230A** | ADP |  | L*35/36S9 | EL297UH090XV48C* | 22200 | 21 | 9.4 | 19800 | 19600 | 98.99% | 1.9 | 0 | 14.5 |  |  |  |  | R-410A | 1.85 | Residential & Commercial | USHP | Ducted CEE Tier 1
212927231 | Central HP <5.4 tons | LENNOX | HRCU-A-CB (Split System: Heat Pump with Remote Outdoor Unit-Air-Source) | EL22XPV-024-230A** | ADP |  | LP29/36X9 | SLP98UH070XV36B* | 23800 | 21 | 8.5 | 22000 | 15400 | 70% | 1.92 | 0 | 13.5 |  |  |  |  | R-410A | 1.9833 | Residential & Commercial | USHP | Ducted CEE Tier 1
215931705 | Central HP <5.4 tons | BRYANT HEATING AND COOLING SYSTEMS | HRCU-A-CB (Split System: Heat Pump with Remote Outdoor Unit-Air-Source) | 293VAN060**AA* |  |  | CAA**6124AM*+UI | 88*TB60110C21*** | 57000 | 19 | 8.5 | 60500 | 46500 | 76.86% | 2.02 | 0 | 11.5 |  |  |  |  | R-454B | 4.75 | Residential & Commercial | USHP | Ducted CEE Tier 1
214848971 | Central HP <5.4 tons | YORK | HRCU-A-CB (Split System: Heat Pump with Remote Outdoor Unit-Air-Source) | HH824E2S11 | ADP |  | H,YG35*36+TXV-BLEED | Y81E060A12SMPS1 | 23000 | 17 | 9 | 21000 | 16900 | 80.48% | 2 | 0 | 12 |  |  |  |  | R-454B | 1.9167 | Residential & Commercial | USHP | Ducted CEE Tier 1
213360273 | Central HP <5.4 tons | LENNOX | HRCU-A-CB (Split System: Heat Pump with Remote Outdoor Unit-Air-Source) | SL25XPV-036-230A** | ADP |  | LH35/38F9 | EL297UH090XV60C* | 33600 | 21 | 8.6 | 32800 | 26200 | 79.88% | 1.8 | 0 | 13 |  |  |  |  | R-410A | 2.8 | Residential & Commercial | USHP | Ducted CEE Tier 1
213360207 | Central HP <5.4 tons | LENNOX | HRCU-A-CB (Split System: Heat Pump with Remote Outdoor Unit-Air-Source) | SL25XPV-024-230A** | ADP |  | LP36/37R9 | EL297UH045XV36B* | 22800 | 22 | 9.5 | 19600 | 19600 | 100% | 1.96 | 0 | 14.5 |  |  |  |  | R-410A | 1.9 | Residential & Commercial | USHP | Ducted CEE Tier 1
213360225 | Central HP <5.4 tons | LENNOX | HRCU-A-CB (Split System: Heat Pump with Remote Outdoor Unit-Air-Source) | SL25XPV-024-230A** | ADP |  | LP36/37R9 | EL297UH090XV36C* | 22200 | 22 | 9.3 | 19800 | 19800 | 100% | 1.9 | 0 | 14.5 |  |  |  |  | R-410A | 1.85 | Residential & Commercial | USHP | Ducted CEE Tier 1
213360226 | Central HP <5.4 tons | LENNOX | HRCU-A-CB (Split System: Heat Pump with Remote Outdoor Unit-Air-Source) | SL25XPV-024-230A** | ADP |  | L*35/36U9 | EL297UH090XV36C* | 22200 | 22 | 9.3 | 19800 | 19800 | 100% | 1.9 | 0 | 14.5 |  |  |  |  | R-410A | 1.85 | Residential & Commercial | USHP | Ducted CEE Tier 1
214271762 | Central HP <5.4 tons | CARRIER | HRCU-A-CB (Split System: Heat Pump with Remote Outdoor Unit-Air-Source) | 25VNA448A*031* | ADP |  | V,C60H210P179 | 58TN*B090C21**20 | 44500 | 21 | 9.5 | 44000 | 35600 | 80.91% | 2.36 | 0 | 12 |  |  |  |  | R-410A | 3.7083 | Residential & Commercial | USHP | Ducted CEE Tier 1
214271767 | Central HP <5.4 tons | CARRIER | HRCU-A-CB (Split System: Heat Pump with Remote Outdoor Unit-Air-Source) | 25VNA448A*031* | ADP |  | C60A***L199 | 58TN*B090C21**20 | 44500 | 21 | 9.5 | 44000 | 35600 | 80.91% | 2.36 | 0 | 12 |  |  |  |  | R-410A | 3.7083 | Residential & Commercial | USHP | Ducted CEE Tier 1
215864508 | Central HP <5.4 tons | AMERICAN STANDARD | HRCU-A-CB (Split System: Heat Pump with Remote Outdoor Unit-Air-Source) | 5A6V8X36A1 |  |  | 5PX*BD04AS3 | S8V2B080M4PDB | 32000 | 18.1 | 8.5 | 34200 | 26000 | 76.02% | 2 | 0 | 10 |  |  |  |  | R-454B | 2.6667 | Residential & Commercial | USHP | Ducted CEE Tier 1
213360664 | Central HP <5.4 tons | LENNOX | HRCU-A-CB (Split System: Heat Pump with Remote Outdoor Unit-Air-Source) | EL22XPV-024-230A** | ADP |  | L*19/36S9 | EL297UH070XV36B* | 23800 | 21 | 8.5 | 22000 | 15400 | 70% | 1.92 | 0 | 13.5 |  |  |  |  | R-410A | 1.9833 | Residential & Commercial | USHP | Ducted CEE Tier 1
214075493 | Central HP <5.4 tons | FRIEDRICH | HRCU-A-CB (Split System: Heat Pump with Remote Outdoor Unit-Air-Source) | RD17AZ24AJ3N |  |  | TCFZ2417MTANM | FR97MV0603A17DH | 22600 | 18 | 9.5 | 22600 | 16900 | 74.78% | 2 | 0 | 11.2 |  |  |  |  | R-410A | 1.8833 | Residential & Commercial | USHP | Ducted CEE Tier 1
213360211 | Central HP <5.4 tons | LENNOX | HRCU-A-CB (Split System: Heat Pump with Remote Outdoor Unit-Air-Source) | SL25XPV-024-230A** | ADP |  | LH35/36F9 | EL297UH045XV36B* | 22200 | 22 | 9.1 | 20000 | 20200 | 101% | 1.84 | 0 | 14 |  |  |  |  | R-410A | 1.85 | Residential & Commercial | USHP | Ducted CEE Tier 1
213360213 | Central HP <5.4 tons | LENNOX | HRCU-A-CB (Split System: Heat Pump with Remote Outdoor Unit-Air-Source) | SL25XPV-024-230A** | ADP |  | L*35/36U9 | EL297UH045XV36B* | 22200 | 22 | 9.1 | 20000 | 20200 | 101% | 1.84 | 0 | 14 |  |  |  |  | R-410A | 1.85 | Residential & Commercial | USHP | Ducted CEE Tier 1
213360658 | Central HP <5.4 tons | LENNOX | HRCU-A-CB (Split System: Heat Pump with Remote Outdoor Unit-Air-Source) | EL22XPV-024-230A** | ADP |  | L*18/36V9 | EL297UH070XV36B* | 23800 | 21 | 8.5 | 22000 | 15400 | 70% | 1.92 | 0 | 13.5 |  |  |  |  | R-410A | 1.9833 | Residential & Commercial | USHP | Ducted CEE Tier 1
211229534 | Central HP <5.4 tons | AIRQUEST | HRCU-A-CB (Split System: Heat Pump with Remote Outdoor Unit-Air-Source) | DLCURAH36ABK |  |  | EA*4X48L24A* | *96VSN0802120A* | 36200 | 16 | 8.5 | 38500 | 34600 | 89.87% | 2.06 | 0 | 10 |  |  |  |  | R-410A | 3.0167 | Residential & Commercial | USHP | Ducted CEE Tier 1
211229670 | Central HP <5.4 tons | AIRQUEST | HRCU-A-CB (Split System: Heat Pump with Remote Outdoor Unit-Air-Source) | DLCURAH36ABK |  |  | END4X42L17** | *80VTL0701716A* | 35600 | 16 | 8.1 | 38500 | 35000 | 90.91% | 1.96 | 0 | 10 |  |  |  |  | R-410A | 2.9667 | Residential & Commercial | USHP | Ducted CEE Tier 1
215425701 | Central HP <5.4 tons | YORK | HRCU-A-CB (Split System: Heat Pump with Remote Outdoor Unit-Air-Source) | HH824E2S11 | ADP |  | H,YE24*36+TXV | TM9E040A10MP12 | 21800 | 16 | 8.55 | 21200 | 17700 | 83.49% | 1.92 | 0 | 10 |  |  |  |  | R-454B | 1.8167 | Residential & Commercial | USHP | Ducted CEE Tier 1
213360220 | Central HP <5.4 tons | LENNOX | HRCU-A-CB (Split System: Heat Pump with Remote Outdoor Unit-Air-Source) | SL25XPV-024-230A** | ADP |  | LH35/36F9 | EL297UH070XV36B* | 22200 | 23 | 9.2 | 20000 | 20000 | 100% | 1.84 | 0 | 14 |  |  |  |  | R-410A | 1.85 | Residential & Commercial | USHP | Ducted CEE Tier 1
213360227 | Central HP <5.4 tons | LENNOX | HRCU-A-CB (Split System: Heat Pump with Remote Outdoor Unit-Air-Source) | SL25XPV-024-230A** | ADP |  | L*35/36S9 | EL297UH090XV36C* | 22200 | 22 | 9.3 | 19800 | 19800 | 100% | 1.9 | 0 | 14.5 |  |  |  |  | R-410A | 1.85 | Residential & Commercial | USHP | Ducted CEE Tier 1
213360238 | Central HP <5.4 tons | LENNOX | HRCU-A-CB (Split System: Heat Pump with Remote Outdoor Unit-Air-Source) | SL25XPV-024-230A** | ADP |  | L*23/37Z9 | EL297UH090XV48C* | 22200 | 21 | 9.4 | 19800 | 19600 | 98.99% | 1.9 | 0 | 14.5 |  |  |  |  | R-410A | 1.85 | Residential & Commercial | USHP | Ducted CEE Tier 1
216737221 | Central HP <5.4 tons | BRYANT HEATING AND COOLING SYSTEMS | HRCU-A-CB (Split System: Heat Pump with Remote Outdoor Unit-Air-Source) | 37MUHAQ24AA3 |  |  | CSAH*3012AM* | 83*SB48060M17*** | 22800 | 16 | 8.5 | 21200 | 19000 | 89.62% | 1.96 | 0 | 10.5 |  |  |  |  | R-454B | 1.9 | Residential & Commercial | USHP | Ducted CEE Tier 1
214569331 | Central HP <5.4 tons | BRYANT HEATING AND COOLING SYSTEMS | HRCU-A-CB (Split System: Heat Pump with Remote Outdoor Unit-Air-Source) | 284ANV024*0**B* |  |  | CAP**3721AL*+UI | 987MC60060C21*** | 24000 | 19.5 | 11 | 26400 | 19800 | 75% | 2.52 | 0 | 13 |  |  |  |  | R-410A | 2 | Residential & Commercial | USHP | Ducted CEE Tier 1
214569347 | Central HP <5.4 tons | BRYANT HEATING AND COOLING SYSTEMS | HRCU-A-CB (Split System: Heat Pump with Remote Outdoor Unit-Air-Source) | 284ANV024*0**B* |  |  | CAP**4224AL*+UI | 987MC60060C21*** | 23400 | 20 | 10.5 | 26600 | 19800 | 74.44% | 2.44 | 0 | 13 |  |  |  |  | R-410A | 1.95 | Residential & Commercial | USHP | Ducted CEE Tier 1
214569379 | Central HP <5.4 tons | BRYANT HEATING AND COOLING SYSTEMS | HRCU-A-CB (Split System: Heat Pump with Remote Outdoor Unit-Air-Source) | 284ANV024*0**B* |  |  | CSPH*4212AL*+UI | 987MC60060C21*** | 23800 | 19 | 10.5 | 26600 | 19800 | 74.44% | 2.5 | 0 | 12.5 |  |  |  |  | R-410A | 1.9833 | Residential & Commercial | USHP | Ducted CEE Tier 1
213360241 | Central HP <5.4 tons | LENNOX | HRCU-A-CB (Split System: Heat Pump with Remote Outdoor Unit-Air-Source) | SL25XPV-024-230A** | ADP |  | L*35/36S9 | EL297UH110XV48C* | 22200 | 21 | 9.3 | 19800 | 19800 | 100% | 1.9 | 0 | 14.5 |  |  |  |  | R-410A | 1.85 | Residential & Commercial | USHP | Ducted CEE Tier 1
213433308 | Central HP <5.4 tons | STEALTH | HRCU-A-CB (Split System: Heat Pump with Remote Outdoor Unit-Air-Source) | ACIQ-36-HPB |  |  | ACIQ-36W-WM | 0 | 36000 | 17.6 | 9.2 | 38000 | 33400 | 87.89% | 1.81 | 0 | 10.2 |  |  |  |  | R-410A | 3 | Residential & Commercial | USHP | Ducted CEE Tier 1
211230323 | Central HP <5.4 tons | AIRQUEST | HRCU-A-CB (Split System: Heat Pump with Remote Outdoor Unit-Air-Source) | DLCURAH36ABK |  |  | EN(A,D,W)4X48L21** | *96VTN0802120A* | 35600 | 16 | 8.1 | 38500 | 34800 | 90.39% | 2 | 0 | 10 |  |  |  |  | R-410A | 2.9667 | Residential & Commercial | USHP | Ducted CEE Tier 1
214776930 | Central HP <5.4 tons | YORK | HRCU-A-CB (Split System: Heat Pump with Remote Outdoor Unit-Air-Source) | HH824E2S11 | ADP |  | CX363B*35+TXV+AEF48BXP* | 0 | 24000 | 19 | 9.5 | 22400 | 16600 | 74.11% | 2.1 | 0 | 12 |  |  |  |  | R-454B | 2 | Residential & Commercial | USHP | Ducted CEE Tier 1
213360250 | Central HP <5.4 tons | LENNOX | HRCU-A-CB (Split System: Heat Pump with Remote Outdoor Unit-Air-Source) | SL25XPV-036-230A** | ADP |  | L*35/36S9 | EL297UH045XV36B* | 33600 | 21 | 8.8 | 33200 | 25800 | 77.71% | 1.82 | 0 | 13 |  |  |  |  | R-410A | 2.8 | Residential & Commercial | USHP | Ducted CEE Tier 1
212985237 | Central HP <5.4 tons | TEMPSTAR | HRCU-A-CB (Split System: Heat Pump with Remote Outdoor Unit-Air-Source) | DLCURAH36ABK |  |  | EA*4X48L21A* | *92MSN1002120A* | 35800 | 16.5 | 8.5 | 37800 | 34600 | 91.53% | 2.02 | 0 | 10 |  |  |  |  | R-410A | 2.9833 | Residential & Commercial | USHP | Ducted CEE Tier 1
213360232 | Central HP <5.4 tons | LENNOX | HRCU-A-CB (Split System: Heat Pump with Remote Outdoor Unit-Air-Source) | SL25XPV-024-230A** | ADP |  | LP36/37R9 | EL297UH090XV48C* | 22200 | 21 | 9.4 | 19800 | 19600 | 98.99% | 1.9 | 0 | 14.5 |  |  |  |  | R-410A | 1.85 | Residential & Commercial | USHP | Ducted CEE Tier 1
212984988 | Central HP <5.4 tons | TEMPSTAR | HRCU-A-CB (Split System: Heat Pump with Remote Outdoor Unit-Air-Source) | DLCURAH30ABK |  |  | EA*4X42L21A* | *92MSN0802120A* | 30000 | 15.2 | 8.1 | 34200 | 27400 | 80.12% | 1.8 | 0 | 9 |  |  |  |  | R-410A | 2.5 | Residential & Commercial | USHP
211226380 | Central HP <5.4 tons | AIRQUEST | HRCU-A-CB (Split System: Heat Pump with Remote Outdoor Unit-Air-Source) | DLCURAH36ABK |  |  | EA*4X36L21A* | *95ESN1002122A* | 36400 | 15.2 | 8.1 | 40000 | 35400 | 88.5% | 1.88 | 0 | 10 |  |  |  |  | R-410A | 3.0333 | Residential & Commercial | USHP | Ducted CEE Tier 1
215933514 | Central HP <5.4 tons | CARRIER | HRCU-A-CB (Split System: Heat Pump with Remote Outdoor Unit-Air-Source) | 27VNA336A*030* |  |  | CSAH*4812AM*+UI | 58CU*A060C17**16 | 33600 | 19.5 | 9 | 34800 | 26600 | 76.44% | 1.92 | 0 | 11 |  |  |  |  | R-454B | 2.8 | Residential & Commercial | USHP | Ducted CEE Tier 1
214848970 | Central HP <5.4 tons | YORK | HRCU-A-CB (Split System: Heat Pump with Remote Outdoor Unit-Air-Source) | HH824E2S11 | ADP |  | H,YG35*36+TXV-BLEED | Y81E040A12SMPS1 | 23000 | 18 | 9.5 | 21400 | 17700 | 82.71% | 2 | 0 | 11.7 |  |  |  |  | R-454B | 1.9167 | Residential & Commercial | USHP | Ducted CEE Tier 1
212927227 | Central HP <5.4 tons | LENNOX | HRCU-A-CB (Split System: Heat Pump with Remote Outdoor Unit-Air-Source) | EL22XPV-024-230A** | ADP |  | LH35/36X9 | SLP98UH070XV36B* | 23800 | 21 | 8.5 | 22000 | 15400 | 70% | 1.92 | 0 | 13.5 |  |  |  |  | R-410A | 1.9833 | Residential & Commercial | USHP | Ducted CEE Tier 1
216819809 | Central HP <5.4 tons | FRIEDRICH | HRCU-A-CB (Split System: Heat Pump with Remote Outdoor Unit-Air-Source) | RD18AY48AJVC |  |  | RCFY4821STANM | FR801V0504A17UHS | 40500 | 16 | 8.1 | 40500 | 38000 | 93.83% | 2 | 0 | 10 |  |  |  |  | R-454B | 3.375 | Residential & Commercial | USHP | Ducted CEE Tier 1
214848977 | Central HP <5.4 tons | YORK | HRCU-A-CB (Split System: Heat Pump with Remote Outdoor Unit-Air-Source) | HH824E2S11 | ADP |  | H,YG35*36+TXV-BLEED | Y91E040A10SMPS1 | 23000 | 17 | 8.5 | 21400 | 17400 | 81.31% | 2 | 0 | 12 |  |  |  |  | R-454B | 1.9167 | Residential & Commercial | USHP | Ducted CEE Tier 1
213360277 | Central HP <5.4 tons | LENNOX | HRCU-A-CB (Split System: Heat Pump with Remote Outdoor Unit-Air-Source) | SL25XPV-036-230A** | ADP |  | L*35/36S9 | EL297UH110XV48C* | 33600 | 22 | 8.7 | 32800 | 26400 | 80.49% | 1.82 | 0 | 13 |  |  |  |  | R-410A | 2.8 | Residential & Commercial | USHP | Ducted CEE Tier 1
215731619 | Central HP <5.4 tons | YORK | HRCU-A-CB (Split System: Heat Pump with Remote Outdoor Unit-Air-Source) | HH860E2S11 | ADP |  | H,YG53*48+TXV-BLEED | Y81E080C16SMPS1 | 44500 | 18 | 8.5 | 42500 | 33000 | 77.65% | 2 | 0 | 12 |  |  |  |  | R-454B | 3.7083 | Residential & Commercial | USHP | Ducted CEE Tier 1
215731637 | Central HP <5.4 tons | YORK | HRCU-A-CB (Split System: Heat Pump with Remote Outdoor Unit-Air-Source) | HH860E2S11 | ADP |  | H,YG72*48+TXV-BLEED | Y81E080C20SMPS1 | 44000 | 18 | 8.5 | 42500 | 33000 | 77.65% | 2 | 0 | 12 |  |  |  |  | R-454B | 3.6667 | Residential & Commercial | USHP | Ducted CEE Tier 1
215731644 | Central HP <5.4 tons | YORK | HRCU-A-CB (Split System: Heat Pump with Remote Outdoor Unit-Air-Source) | HH860E2S11 | ADP |  | H,YG54*60+TXV | Y81E080C20SMPS1 | 53000 | 19 | 8.5 | 52000 | 38500 | 74.04% | 2 | 0 | 11 |  |  |  |  | R-454B | 4.4167 | Residential & Commercial | USHP | Ducted CEE Tier 1
215731669 | Central HP <5.4 tons | YORK | HRCU-A-CB (Split System: Heat Pump with Remote Outdoor Unit-Air-Source) | HH860E2S11 | ADP |  | H,YG53*48+TXV-BLEED | Y81E100C16SMPS1 | 44000 | 18 | 8.5 | 42000 | 32800 | 78.1% | 2 | 0 | 12 |  |  |  |  | R-454B | 3.6667 | Residential & Commercial | USHP | Ducted CEE Tier 1
215731678 | Central HP <5.4 tons | YORK | HRCU-A-CB (Split System: Heat Pump with Remote Outdoor Unit-Air-Source) | HH860E2S11 | ADP |  | H,YG74*60+TXV | Y81E100C16SMPS1 | 44000 | 18 | 8.5 | 42000 | 32800 | 78.1% | 2 | 0 | 12 |  |  |  |  | R-454B | 3.6667 | Residential & Commercial | USHP | Ducted CEE Tier 1
215731694 | Central HP <5.4 tons | YORK | HRCU-A-CB (Split System: Heat Pump with Remote Outdoor Unit-Air-Source) | HH860E2S11 | ADP |  | H,YG3K*60+TXV | Y81E100C20SMPS1 | 44500 | 18 | 8.5 | 42500 | 33000 | 77.65% | 2 | 0 | 12 |  |  |  |  | R-454B | 3.7083 | Residential & Commercial | USHP | Ducted CEE Tier 1
212927229 | Central HP <5.4 tons | LENNOX | HRCU-A-CB (Split System: Heat Pump with Remote Outdoor Unit-Air-Source) | EL22XPV-024-230A** | ADP |  | L*19/36S9 | SLP98UH070XV36B* | 23800 | 21 | 8.5 | 22000 | 15400 | 70% | 1.92 | 0 | 13.5 |  |  |  |  | R-410A | 1.9833 | Residential & Commercial | USHP | Ducted CEE Tier 1
212927230 | Central HP <5.4 tons | LENNOX | HRCU-A-CB (Split System: Heat Pump with Remote Outdoor Unit-Air-Source) | EL22XPV-024-230A** | ADP |  | LP25/36R9 | SLP98UH070XV36B* | 23800 | 21 | 8.5 | 22000 | 15400 | 70% | 1.92 | 0 | 13.5 |  |  |  |  | R-410A | 1.9833 | Residential & Commercial | USHP | Ducted CEE Tier 1
210596978 | Central HP <5.4 tons | DAY & NIGHT | HRCU-A-CB (Split System: Heat Pump with Remote Outdoor Unit-Air-Source) | CVH825GKA2* |  |  | EHD4X48AAL+WALLCON | *96CTN0801714A* | 24200 | 16 | 8.1 | 21400 | 16700 | 78.04% | 2 | 0 | 10.5 |  |  |  |  | R-410A | 2.0167 | Residential & Commercial | USHP | Ducted CEE Tier 1
213492163 | Central HP <5.4 tons | STEALTH | HRCU-A-C (Split System: Heat Pump with Remote Outdoor Unit with No Indoor Fan --Air Source) | ACIQ-36-HPC |  |  | ACIQ-36-ACL-17 | 0 | 35000 | 15.2 | 8.5 | 36000 | 30000 | 83.33% | 1.8 | 0 | 10 |  |  |  |  | R-410A | 2.9167 | Residential & Commercial | USHP | Ducted CEE Tier 1
214569479 | Central HP <5.4 tons | BRYANT HEATING AND COOLING SYSTEMS | HRCU-A-CB (Split System: Heat Pump with Remote Outdoor Unit-Air-Source) | 284ANV048*0**B* |  |  | CSPH*6012AL*+UI | 986TD60080C21*** | 45000 | 20.5 | 9.5 | 46000 | 36000 | 78.26% | 2.36 | 0 | 12 |  |  |  |  | R-410A | 3.75 | Residential & Commercial | USHP | Ducted CEE Tier 1
211230029 | Central HP <5.4 tons | AIRQUEST | HRCU-A-CB (Split System: Heat Pump with Remote Outdoor Unit-Air-Source) | DLCURAH36ABK |  |  | EN(A,D,W)4X48L21** | *80ESU0601716A | 35600 | 16.5 | 8.1 | 38500 | 34800 | 90.39% | 2 | 0 | 10 |  |  |  |  | R-410A | 2.9667 | Residential & Commercial | USHP | Ducted CEE Tier 1
211230598 | Central HP <5.4 tons | AIRQUEST | HRCU-A-CB (Split System: Heat Pump with Remote Outdoor Unit-Air-Source) | DLCURAH36ABK |  |  | EN(A,D)4X48L24** | *92ESN0802120A* | 35800 | 16.5 | 8.1 | 38500 | 34800 | 90.39% | 2.02 | 0 | 10.5 |  |  |  |  | R-410A | 2.9833 | Residential & Commercial | USHP | Ducted CEE Tier 1
215942560 | Central HP <5.4 tons | CARRIER | HRCU-A-CB (Split System: Heat Pump with Remote Outdoor Unit-Air-Source) | 27VNA336A*030* |  |  | CVAVA6124XMA*+UI | 58TN*B070C21**20 | 35800 | 22 | 8.5 | 37400 | 28200 | 75.4% | 2.04 | 0 | 12.5 |  |  |  |  | R-454B | 2.9833 | Residential & Commercial | USHP | Ducted CEE Tier 1
214848904 | Central HP <5.4 tons | YORK | HRCU-A-CB (Split System: Heat Pump with Remote Outdoor Unit-Air-Source) | HH824E2S11 | ADP |  | H,YG8J*36+TXV | TM9E026A08MP12 | 22600 | 16 | 8.9 | 21400 | 17200 | 80.37% | 1.98 | 0 | 10.5 |  |  |  |  | R-454B | 1.8833 | Residential & Commercial | USHP | Ducted CEE Tier 1
214848972 | Central HP <5.4 tons | YORK | HRCU-A-CB (Split System: Heat Pump with Remote Outdoor Unit-Air-Source) | HH824E2S11 | ADP |  | H,YG35*36+TXV-BLEED | Y81E080B12SMPS1 | 23000 | 19 | 9.5 | 21400 | 17500 | 81.78% | 2 | 0 | 11.7 |  |  |  |  | R-454B | 1.9167 | Residential & Commercial | USHP | Ducted CEE Tier 1
214607191 | Central HP <5.4 tons | LENNOX | HRCU-A-CB (Split System: Heat Pump with Remote Outdoor Unit-Air-Source) | EL22XPV-024-230A** | ADP |  | LP29/36X9+LEFE3A* | 0 | 23800 | 20 | 8.8 | 20600 | 15000 | 72.82% | 2.12 | 0 | 13 |  |  |  |  | R-410A | 1.9833 | Residential & Commercial | USHP | Ducted CEE Tier 1
213360245 | Central HP <5.4 tons | LENNOX | HRCU-A-CB (Split System: Heat Pump with Remote Outdoor Unit-Air-Source) | SL25XPV-024-230A** | ADP |  | L*23/37Z9 | EL297UH110XV48C* | 22200 | 21 | 9.3 | 19800 | 19800 | 100% | 1.9 | 0 | 14.5 |  |  |  |  | R-410A | 1.85 | Residential & Commercial | USHP | Ducted CEE Tier 1
215931995 | Central HP <5.4 tons | BRYANT HEATING AND COOLING SYSTEMS | HRCU-A-CB (Split System: Heat Pump with Remote Outdoor Unit-Air-Source) | 293VAN036**AA* |  |  | CAA**3014AM*+UI | 986TD30040C14*** | 30800 | 17 | 9 | 34400 | 26600 | 77.33% | 1.9 | 0 | 10 |  |  |  |  | R-454B | 2.5667 | Residential & Commercial | USHP | Ducted CEE Tier 1
215932075 | Central HP <5.4 tons | BRYANT HEATING AND COOLING SYSTEMS | HRCU-A-CB (Split System: Heat Pump with Remote Outdoor Unit-Air-Source) | 293VAN036**AA* |  |  | CAA**3617AM*+UI | 88*TB48090C17*** | 32200 | 19.5 | 9.5 | 35200 | 27000 | 76.7% | 2 | 0 | 11 |  |  |  |  | R-454B | 2.6833 | Residential & Commercial | USHP | Ducted CEE Tier 1
214569348 | Central HP <5.4 tons | CARRIER | HRCU-A-CB (Split System: Heat Pump with Remote Outdoor Unit-Air-Source) | 25VNA424A*031* |  |  | CAP**4321AL*+UI | 58TN*B070C21**20 | 24200 | 20.5 | 11 | 26400 | 19700 | 74.62% | 2.56 | 0 | 13 |  |  |  |  | R-410A | 2.0167 | Residential & Commercial | USHP | Ducted CEE Tier 1
214776800 | Central HP <5.4 tons | YORK | HRCU-A-CB (Split System: Heat Pump with Remote Outdoor Unit-Air-Source) | HH860E2S11 | ADP |  | CV606**C+TXV | YP9C080C16MP13 | 43500 | 18 | 8.5 | 42000 | 33000 | 78.57% | 2 | 0 | 11 |  |  |  |  | R-454B | 3.625 | Residential & Commercial | USHP | Ducted CEE Tier 1
214776814 | Central HP <5.4 tons | YORK | HRCU-A-CB (Split System: Heat Pump with Remote Outdoor Unit-Air-Source) | HH860E2S11 | ADP |  | CH605D*C+TXV | YP9C100C20MP13 | 44000 | 18 | 8.5 | 42500 | 33200 | 78.12% | 2 | 0 | 11.7 |  |  |  |  | R-454B | 3.6667 | Residential & Commercial | USHP | Ducted CEE Tier 1
214776817 | Central HP <5.4 tons | YORK | HRCU-A-CB (Split System: Heat Pump with Remote Outdoor Unit-Air-Source) | HH860E2S11 | ADP |  | CV603**A+TXV | YP9C100C20MP13 | 52000 | 19 | 8.5 | 51500 | 38000 | 73.79% | 2 | 0 | 11 |  |  |  |  | R-454B | 4.3333 | Residential & Commercial | USHP | Ducted CEE Tier 1
214776830 | Central HP <5.4 tons | YORK | HRCU-A-CB (Split System: Heat Pump with Remote Outdoor Unit-Air-Source) | HH860E2S11 | ADP |  | CV607**C+TXV | YP9C120D20MP13 | 53000 | 19 | 8.5 | 52500 | 39000 | 74.29% | 2 | 0 | 11 |  |  |  |  | R-454B | 4.4167 | Residential & Commercial | USHP | Ducted CEE Tier 1
214776849 | Central HP <5.4 tons | YORK | HRCU-A-CB (Split System: Heat Pump with Remote Outdoor Unit-Air-Source) | HH860E2S11 | ADP |  | CV602D*A+TXV | YPLC080C16MP13 | 43500 | 18 | 8.5 | 42000 | 32800 | 78.1% | 2 | 0 | 11.7 |  |  |  |  | R-454B | 3.625 | Residential & Commercial | USHP | Ducted CEE Tier 1
214776866 | Central HP <5.4 tons | YORK | HRCU-A-CB (Split System: Heat Pump with Remote Outdoor Unit-Air-Source) | HH860E2S11 | ADP |  | CV606**C+TXV | YPLC100C20MP13 | 53000 | 19 | 8.5 | 52000 | 38500 | 74.04% | 2 | 0 | 11 |  |  |  |  | R-454B | 4.4167 | Residential & Commercial | USHP | Ducted CEE Tier 1
207454726 | Central HP <5.4 tons | LENNOX | HRCU-A-CB (Split System: Heat Pump with Remote Outdoor Unit-Air-Source) | SL25XPV-024-230A** | ADP |  | LH23/37W9 | EL296UH090XV36C* | 22200 | 22 | 9.3 | 19800 | 19800 | 100% | 1.9 | 14 | 14.5 |  |  |  |  | R-410A | 1.85 | Residential & Commercial | USHP | Ducted CEE Tier 1
207454789 | Central HP <5.4 tons | LENNOX | HRCU-A-CB (Split System: Heat Pump with Remote Outdoor Unit-Air-Source) | SL25XPV-024-230A** | ADP |  | LH18/37D9 | SL280UH060NV36A* | 22400 | 22 | 9.2 | 19800 | 20000 | 101% | 1.84 | 14 | 14.5 |  |  |  |  | R-410A | 1.8667 | Residential & Commercial | USHP | Ducted CEE Tier 1
211230490 | Central HP <5.4 tons | AIRQUEST | HRCU-A-CB (Split System: Heat Pump with Remote Outdoor Unit-Air-Source) | DLCURAH36ABK |  |  | EN(A,D)4X48L24** | *80ES(N,L)1552420A* | 37200 | 16 | 8.1 | 39500 | 35000 | 88.61% | 2.08 | 0 | 10.5 |  |  |  |  | R-410A | 3.1 | Residential & Commercial | USHP | Ducted CEE Tier 1
211230640 | Central HP <5.4 tons | AIRQUEST | HRCU-A-CB (Split System: Heat Pump with Remote Outdoor Unit-Air-Source) | DLCURAH36ABK |  |  | EN(A,D)4X48L24** | *95ESN0802120A* | 36800 | 15.5 | 8.1 | 39500 | 35000 | 88.61% | 2.06 | 0 | 10.5 |  |  |  |  | R-410A | 3.0667 | Residential & Commercial | USHP | Ducted CEE Tier 1
216604748 | Central HP <5.4 tons | GE Appliances | HRCU-A-CB (Split System: Heat Pump with Remote Outdoor Unit-Air-Source) | NS18H36HA5*** |  |  | NAM36E1TA5**** | 0 | 36000 | 18.5 | 9 | 36000 | 30000 | 83.33% | 1.9 | 0 | 11.7 |  |  |  |  | R-454B | 3 | Residential & Commercial | USHP | Ducted CEE Tier 1
214848920 | Central HP <5.4 tons | YORK | HRCU-A-CB (Split System: Heat Pump with Remote Outdoor Unit-Air-Source) | HH836E2S11 | ADP |  | H,YG36*36+TXV | TM9E100C20MP12 | 33800 | 17 | 8.5 | 30400 | 25400 | 83.55% | 2 | 0 | 11 |  |  |  |  | R-454B | 2.8167 | Residential & Commercial | USHP | Ducted CEE Tier 1
214848923 | Central HP <5.4 tons | YORK | HRCU-A-CB (Split System: Heat Pump with Remote Outdoor Unit-Air-Source) | HH836E2S11 | ADP |  | H,YG36*36+TXV | TM9Y080C16MP11 | 32800 | 19 | 8.5 | 29400 | 23800 | 80.95% | 2 | 0 | 11 |  |  |  |  | R-454B | 2.7333 | Residential & Commercial | USHP | Ducted CEE Tier 1
213773776 | Central HP <5.4 tons | BRYANT HEATING AND COOLING SYSTEMS | HRCU-A-CB (Split System: Heat Pump with Remote Outdoor Unit-Air-Source) | 288BNV025*0**C* |  |  | CAP**4821AL*+UI | 986TD42060C17*** | 24000 | 16.5 | 8.1 | 21000 | 16600 | 79.05% | 2 | 0 | 10.5 |  |  |  |  | R-410A | 2 | Residential & Commercial | USHP | Ducted CEE Tier 1
213492173 | Central HP <5.4 tons | STEALTH | HRCU-A-C (Split System: Heat Pump with Remote Outdoor Unit with No Indoor Fan --Air Source) | ACIQ-36-HPB |  |  | ACIQ-36-ACL-17 | 0 | 35000 | 15.5 | 8.6 | 38000 | 31600 | 83.16% | 1.85 | 0 | 10 |  |  |  |  | R-410A | 2.9167 | Residential & Commercial | USHP | Ducted CEE Tier 1
216604780 | Central HP <5.4 tons | GE Appliances | HRCU-A-C (Split System: Heat Pump with Remote Outdoor Unit with No Indoor Fan --Air Source) | NS18H36HA5*** |  |  | NCDC36BT5****+TDR | 0 | 33400 | 15.2 | 8.1 | 34000 | 29000 | 85.29% | 1.8 | 0 | 10 |  |  |  |  | R-454B | 2.7833 | Residential & Commercial | USHP | Ducted CEE Tier 1
213360229 | Central HP <5.4 tons | LENNOX | HRCU-A-CB (Split System: Heat Pump with Remote Outdoor Unit-Air-Source) | SL25XPV-024-230A** | ADP |  | LH35/38F9 | EL297UH090XV36C* | 22200 | 22 | 9.3 | 19800 | 19800 | 100% | 1.9 | 0 | 14.5 |  |  |  |  | R-410A | 1.85 | Residential & Commercial | USHP | Ducted CEE Tier 1
215731710 | Central HP <5.4 tons | YORK | HRCU-A-CB (Split System: Heat Pump with Remote Outdoor Unit-Air-Source) | HH860E2S11 | ADP |  | H,YG3K*60+TXV-BLEED | Y81E120C16SMPS1 | 44000 | 17 | 8.5 | 42000 | 32600 | 77.62% | 2 | 0 | 12 |  |  |  |  | R-454B | 3.6667 | Residential & Commercial | USHP | Ducted CEE Tier 1
215731735 | Central HP <5.4 tons | YORK | HRCU-A-CB (Split System: Heat Pump with Remote Outdoor Unit-Air-Source) | HH860E2S11 | ADP |  | H,YG88*48+TXV-BLEED | Y81E120C16SMPS1 | 44000 | 18 | 8.5 | 41500 | 32600 | 78.55% | 2 | 0 | 12 |  |  |  |  | R-454B | 3.6667 | Residential & Commercial | USHP | Ducted CEE Tier 1
215731746 | Central HP <5.4 tons | YORK | HRCU-A-CB (Split System: Heat Pump with Remote Outdoor Unit-Air-Source) | HH860E2S11 | ADP |  | H,YG54*60+TXV | Y81E120C20SMPS1 | 52500 | 19 | 8.5 | 51500 | 38000 | 73.79% | 2 | 0 | 11.7 |  |  |  |  | R-454B | 4.375 | Residential & Commercial | USHP | Ducted CEE Tier 1
215731776 | Central HP <5.4 tons | YORK | HRCU-A-CB (Split System: Heat Pump with Remote Outdoor Unit-Air-Source) | HH860E2S11 | ADP |  | H,YG3K*60+TXV-BLEED | Y81E130D20SMPS1 | 45000 | 18 | 9 | 43000 | 33200 | 77.21% | 2 | 0 | 12 |  |  |  |  | R-454B | 3.75 | Residential & Commercial | USHP | Ducted CEE Tier 1
215731787 | Central HP <5.4 tons | YORK | HRCU-A-CB (Split System: Heat Pump with Remote Outdoor Unit-Air-Source) | HH860E2S11 | ADP |  | H,YG51*60+TXV-BLEED | Y81E130D20SMPS1 | 54000 | 19 | 8.5 | 52500 | 39000 | 74.29% | 2 | 0 | 11.7 |  |  |  |  | R-454B | 4.5 | Residential & Commercial | USHP | Ducted CEE Tier 1
213360244 | Central HP <5.4 tons | LENNOX | HRCU-A-CB (Split System: Heat Pump with Remote Outdoor Unit-Air-Source) | SL25XPV-024-230A** | ADP |  | LH23/37W9 | EL297UH110XV48C* | 22200 | 21 | 9.3 | 19800 | 19800 | 100% | 1.9 | 0 | 14.5 |  |  |  |  | R-410A | 1.85 | Residential & Commercial | USHP | Ducted CEE Tier 1
213360654 | Central HP <5.4 tons | LENNOX | HRCU-A-CB (Split System: Heat Pump with Remote Outdoor Unit-Air-Source) | EL22XPV-024-230A** | ADP |  | LP36/37R9 | EL297UH070XV36B* | 23800 | 21 | 8.5 | 22000 | 15400 | 70% | 1.92 | 0 | 13.5 |  |  |  |  | R-410A | 1.9833 | Residential & Commercial | USHP | Ducted CEE Tier 1
213360665 | Central HP <5.4 tons | LENNOX | HRCU-A-CB (Split System: Heat Pump with Remote Outdoor Unit-Air-Source) | EL22XPV-024-230A** | ADP |  | LP25/36R9 | EL297UH070XV36B* | 23800 | 21 | 8.5 | 22000 | 15400 | 70% | 1.92 | 0 | 13.5 |  |  |  |  | R-410A | 1.9833 | Residential & Commercial | USHP | Ducted CEE Tier 1
212499712 | Central HP <5.4 tons | LENNOX | HRCU-A-CB (Split System: Heat Pump with Remote Outdoor Unit-Air-Source) | EL22XPV-024-230A** | ADP |  | L*18/36T9 | EL280UH070E36A* | 24000 | 21 | 8.5 | 22000 | 15400 | 70% | 1.92 | 0 | 13.5 |  |  |  |  | R-410A | 2 | Residential & Commercial | USHP | Ducted CEE Tier 1
214776947 | Central HP <5.4 tons | YORK | HRCU-A-CB (Split System: Heat Pump with Remote Outdoor Unit-Air-Source) | HH860E2S11 | ADP |  | CV481C*C+TXV+AEF60CXP* | 0 | 45500 | 19 | 8.8 | 44000 | 33600 | 76.36% | 2.06 | 0 | 11.7 |  |  |  |  | R-454B | 3.7917 | Residential & Commercial | USHP | Ducted CEE Tier 1
211229946 | Central HP <5.4 tons | AIRQUEST | HRCU-A-CB (Split System: Heat Pump with Remote Outdoor Unit-Air-Source) | DLCURAH36ABK |  |  | EN(A,D,W)4X48L21** | *80ES(N,L)0902116A* | 36400 | 16 | 8.1 | 38500 | 34800 | 90.39% | 2.04 | 0 | 10.5 |  |  |  |  | R-410A | 3.0333 | Residential & Commercial | USHP | Ducted CEE Tier 1
211241100 | Central HP <5.4 tons | AIRQUEST | HRCU-A-CB (Split System: Heat Pump with Remote Outdoor Unit-Air-Source) | DLCURAH24ABK |  |  | EA*4X25L17A* | *80ES(N,L)0901714A* | 25200 | 17 | 8.5 | 25800 | 20800 | 80.62% | 1.76 | 0 | 10.5 |  |  |  |  | R-410A | 2.1 | Residential & Commercial | USHP | Ducted CEE Tier 1
211241134 | Central HP <5.4 tons | AIRQUEST | HRCU-A-CB (Split System: Heat Pump with Remote Outdoor Unit-Air-Source) | DLCURAH24ABK |  |  | EA*4X25L17A* | *92ESN0801716A* | 25000 | 17.5 | 8.5 | 25600 | 21000 | 82.03% | 1.78 | 0 | 10.5 |  |  |  |  | R-410A | 2.0833 | Residential & Commercial | USHP | Ducted CEE Tier 1
212499700 | Central HP <5.4 tons | LENNOX | HRCU-A-CB (Split System: Heat Pump with Remote Outdoor Unit-Air-Source) | EL22XPV-024-230A** | ADP |  | L*18/36V9 | EL280UH045E36A* | 23600 | 21 | 8.5 | 21400 | 15000 | 70.09% | 1.9 | 0 | 13.5 |  |  |  |  | R-410A | 1.9667 | Residential & Commercial | USHP | Ducted CEE Tier 1
212499701 | Central HP <5.4 tons | LENNOX | HRCU-A-CB (Split System: Heat Pump with Remote Outdoor Unit-Air-Source) | EL22XPV-024-230A** | ADP |  | L*18/36T9 | EL280UH045E36A* | 23600 | 21 | 8.5 | 21400 | 15000 | 70.09% | 1.9 | 0 | 13.5 |  |  |  |  | R-410A | 1.9667 | Residential & Commercial | USHP | Ducted CEE Tier 1
212499731 | Central HP <5.4 tons | LENNOX | HRCU-A-CB (Split System: Heat Pump with Remote Outdoor Unit-Air-Source) | EL22XPV-024-230A** | ADP |  | L*18/36V9 | EL280UH090E36B* | 24000 | 21 | 8.5 | 22000 | 15400 | 70% | 1.92 | 0 | 13.5 |  |  |  |  | R-410A | 2 | Residential & Commercial | USHP | Ducted CEE Tier 1
212499732 | Central HP <5.4 tons | LENNOX | HRCU-A-CB (Split System: Heat Pump with Remote Outdoor Unit-Air-Source) | EL22XPV-024-230A** | ADP |  | L*18/36T9 | EL280UH090E36B* | 24000 | 21 | 8.5 | 22000 | 15400 | 70% | 1.92 | 0 | 13.5 |  |  |  |  | R-410A | 2 | Residential & Commercial | USHP | Ducted CEE Tier 1
212499799 | Central HP <5.4 tons | LENNOX | HRCU-A-CB (Split System: Heat Pump with Remote Outdoor Unit-Air-Source) | EL22XPV-024-230A** | ADP |  | LP29/36X9 | EL296UH070XV36B* | 23800 | 21 | 8.5 | 22000 | 15400 | 70% | 1.92 | 0 | 13.5 |  |  |  |  | R-410A | 1.9833 | Residential & Commercial | USHP | Ducted CEE Tier 1
212499818 | Central HP <5.4 tons | LENNOX | HRCU-A-CB (Split System: Heat Pump with Remote Outdoor Unit-Air-Source) | EL22XPV-024-230A** | ADP |  | L*19/36S9 | ML180UH045E36A* | 23400 | 21 | 8.5 | 21200 | 14900 | 70.28% | 1.86 | 0 | 13.5 |  |  |  |  | R-410A | 1.95 | Residential & Commercial | USHP | Ducted CEE Tier 1
212927225 | Central HP <5.4 tons | LENNOX | HRCU-A-CB (Split System: Heat Pump with Remote Outdoor Unit-Air-Source) | EL22XPV-024-230A** | ADP |  | LH29/36X9 | SLP98UH070XV36B* | 23800 | 21 | 8.5 | 22000 | 15400 | 70% | 1.92 | 0 | 13.5 |  |  |  |  | R-410A | 1.9833 | Residential & Commercial | USHP | Ducted CEE Tier 1
213360663 | Central HP <5.4 tons | LENNOX | HRCU-A-CB (Split System: Heat Pump with Remote Outdoor Unit-Air-Source) | EL22XPV-024-230A** | ADP |  | L*19/36U9 | EL297UH070XV36B* | 23800 | 21 | 8.5 | 22000 | 15400 | 70% | 1.92 | 0 | 13.5 |  |  |  |  | R-410A | 1.9833 | Residential & Commercial | USHP | Ducted CEE Tier 1
213492165 | Central HP <5.4 tons | STEALTH | HRCU-A-C (Split System: Heat Pump with Remote Outdoor Unit with No Indoor Fan --Air Source) | ACIQ-36-HPC |  |  | ACIQ-36-ACL | 0 | 35000 | 15.2 | 8.5 | 36000 | 30000 | 83.33% | 1.8 | 0 | 10 |  |  |  |  | R-410A | 2.9167 | Residential & Commercial | USHP | Ducted CEE Tier 1
212349783 | Central HP <5.4 tons | LENNOX | HRCU-A-CB (Split System: Heat Pump with Remote Outdoor Unit-Air-Source) | EL22XPV-024-230A** | ADP |  | F,PE*G34925 | 0 | 23000 | 21 | 8.55 | 20600 | 15700 | 76.21% | 2.24 | 0 | 13 |  |  |  |  | R-410A | 1.9167 | Residential & Commercial | USHP | Ducted CEE Tier 1
213386609 | Central HP <5.4 tons | LENNOX | HRCU-A-CB (Split System: Heat Pump with Remote Outdoor Unit-Air-Source) | EL22XPV-024-230A** | ADP |  | LEM25923E | 0 | 22400 | 21 | 8.35 | 20400 | 15600 | 76.47% | 2.18 | 0 | 13 |  |  |  |  | R-410A | 1.8667 | Residential & Commercial | USHP | Ducted CEE Tier 1
212972235 | Central HP <5.4 tons | COMFORTMAKER | HRCU-A-CB (Split System: Heat Pump with Remote Outdoor Unit-Air-Source) | DLCURAH36ABK |  |  | EA*4X48L21A* | *80VTL0902120B* | 35600 | 16.5 | 8.5 | 37800 | 34600 | 91.53% | 2.02 | 0 | 10 |  |  |  |  | R-410A | 2.9667 | Residential & Commercial | USHP | Ducted CEE Tier 1
215940954 | Central HP <5.4 tons | CARRIER | HRCU-A-CB (Split System: Heat Pump with Remote Outdoor Unit-Air-Source) | 27VNA348A*030* |  |  | CAA**4821AM*+UI | 58CU*B060C17**16 | 43500 | 21 | 9.5 | 48000 | 36600 | 76.25% | 1.9 | 0 | 11 |  |  |  |  | R-454B | 3.625 | Residential & Commercial | USHP | Ducted CEE Tier 1
215941074 | Central HP <5.4 tons | CARRIER | HRCU-A-CB (Split System: Heat Pump with Remote Outdoor Unit-Air-Source) | 27VNA348A*030* |  |  | CAA**6121AM*+UI | 59TN7A080C21**20 | 45000 | 21 | 9.5 | 48500 | 37000 | 76.29% | 2 | 0 | 11 |  |  |  |  | R-454B | 3.75 | Residential & Commercial | USHP | Ducted CEE Tier 1
212927255 | Central HP <5.4 tons | LENNOX | HRCU-A-CB (Split System: Heat Pump with Remote Outdoor Unit-Air-Source) | SL25XPV-024-230A** | ADP |  | L*35/36U9 | SLP98UH070XV36B* | 22200 | 23 | 9.2 | 20000 | 20000 | 100% | 1.84 | 0 | 14 |  |  |  |  | R-410A | 1.85 | Residential & Commercial | USHP | Ducted CEE Tier 1
212927223 | Central HP <5.4 tons | LENNOX | HRCU-A-CB (Split System: Heat Pump with Remote Outdoor Unit-Air-Source) | EL22XPV-024-230A** | ADP |  | L*18/36V9 | SLP98UH070XV36B* | 23800 | 21 | 8.5 | 22000 | 15400 | 70% | 1.92 | 0 | 13.5 |  |  |  |  | R-410A | 1.9833 | Residential & Commercial | USHP | Ducted CEE Tier 1
213249673 | Central HP <5.4 tons | Gridless | HRCU-A-CB (Split System: Heat Pump with Remote Outdoor Unit-Air-Source) | O-AYC24SD-1 |  |  | I-AYC24VAH-1 | 0 | 22000 | 16.5 | 9 | 23000 | 16900 | 73.48% | 2.05 | 10.9 | 10.1 |  |  |  |  | R-410A | 1.8333 | Residential & Commercial | USHP | Ducted CEE Tier 1
213360254 | Central HP <5.4 tons | LENNOX | HRCU-A-CB (Split System: Heat Pump with Remote Outdoor Unit-Air-Source) | SL25XPV-036-230A** | ADP |  | LH35/36F9 | EL297UH070XV36B* | 33600 | 21 | 8.8 | 33000 | 25800 | 78.18% | 1.82 | 0 | 13 |  |  |  |  | R-410A | 2.8 | Residential & Commercial | USHP | Ducted CEE Tier 1
212400542 | Central HP <5.4 tons | LENNOX | HRCU-A-CB (Split System: Heat Pump with Remote Outdoor Unit-Air-Source) | EL22XPV-024-230A** | ADP |  | L*19/36U9 | EL296UH070XV36B* | 23800 | 21 | 8.5 | 22000 | 15400 | 70% | 1.92 | 0 | 13.5 |  |  |  |  | R-410A | 1.9833 | Residential & Commercial | USHP | Ducted CEE Tier 1
207573557 | Central HP <5.4 tons | DAY & NIGHT | HRCU-A-CB (Split System: Heat Pump with Remote Outdoor Unit-Air-Source) | CVH837GKA2* | ADP |  | PL36H210P299 | *80CSU1002120A* | 32600 | 17 | 8.1 | 30400 | 27200 | 89.47% | 2.2 | 12.2 | 11.5 |  |  |  |  | R-410A | 2.7167 | Residential & Commercial | USHP | Ducted CEE Tier 1
207573624 | Central HP <5.4 tons | DAY & NIGHT | HRCU-A-CB (Split System: Heat Pump with Remote Outdoor Unit-Air-Source) | CVH837GKA2* | ADP |  | PL36H210P299 | *96CTN0802120A* | 32600 | 17 | 8.5 | 30200 | 29400 | 97.35% | 2 | 12 | 11.5 |  |  |  |  | R-410A | 2.7167 | Residential & Commercial | USHP | Ducted CEE Tier 1
213360216 | Central HP <5.4 tons | LENNOX | HRCU-A-CB (Split System: Heat Pump with Remote Outdoor Unit-Air-Source) | SL25XPV-024-230A** | ADP |  | LP36/37R9 | EL297UH070XV36B* | 22800 | 23 | 9.5 | 19600 | 19600 | 100% | 1.96 | 0 | 14.5 |  |  |  |  | R-410A | 1.9 | Residential & Commercial | USHP | Ducted CEE Tier 1
213249675 | Central HP <5.4 tons | Gridless | HRCU-A-CB (Split System: Heat Pump with Remote Outdoor Unit-Air-Source) | O-AYC48SD-1 |  |  | I-AYC48VAH-1 | 0 | 48000 | 17.5 | 8.5 | 47000 | 33000 | 70.21% | 1.9 | 10.2 | 10.1 |  |  |  |  | R-410A | 4 | Residential & Commercial | USHP | Ducted CEE Tier 1
212500028 | Central HP <5.4 tons | LENNOX | HRCU-A-CB (Split System: Heat Pump with Remote Outdoor Unit-Air-Source) | EL22XPV-024-230A** | ADP |  | L*19/36S9 | ML196UH070XE48B* | 24000 | 16 | 8.2 | 22400 | 15700 | 70.09% | 1.88 | 0 | 12.5 |  |  |  |  | R-410A | 2 | Residential & Commercial | USHP | Ducted CEE Tier 1
215864526 | Central HP <5.4 tons | AMERICAN STANDARD | HRCU-A-CB (Split System: Heat Pump with Remote Outdoor Unit-Air-Source) | 5A6V8X36A1 |  |  | 5PX*C005AS3 | S8V2C080M5PCB | 31800 | 18.1 | 8.5 | 32600 | 25400 | 77.91% | 2.1 | 0 | 10 |  |  |  |  | R-454B | 2.65 | Residential & Commercial | USHP | Ducted CEE Tier 1
215864540 | Central HP <5.4 tons | AMERICAN STANDARD | HRCU-A-CB (Split System: Heat Pump with Remote Outdoor Unit-Air-Source) | 5A6V8X36A1 |  |  | 5PX*C007AS3 | S8V2C100M5PCB | 33000 | 18.1 | 8.5 | 33400 | 25600 | 76.65% | 2.1 | 0 | 10 |  |  |  |  | R-454B | 2.75 | Residential & Commercial | USHP | Ducted CEE Tier 1
215864560 | Central HP <5.4 tons | AMERICAN STANDARD | HRCU-A-CB (Split System: Heat Pump with Remote Outdoor Unit-Air-Source) | 5A6V8X36A1 |  |  | 5PX*CD05AS3 | S8V2C100M5PCB | 32000 | 18.1 | 8.5 | 34000 | 25800 | 75.88% | 2 | 0 | 10 |  |  |  |  | R-454B | 2.6667 | Residential & Commercial | USHP | Ducted CEE Tier 1
215864608 | Central HP <5.4 tons | AMERICAN STANDARD | HRCU-A-CB (Split System: Heat Pump with Remote Outdoor Unit-Air-Source) | 5A6V8X36A1 |  |  | 5TXCB006AS3 | S9V2B040U3VSB+LRP | 32600 | 18.1 | 8.5 | 33400 | 25800 | 77.25% | 2.1 | 0 | 10 |  |  |  |  | R-454B | 2.7167 | Residential & Commercial | USHP | Ducted CEE Tier 1
215864610 | Central HP <5.4 tons | AMERICAN STANDARD | HRCU-A-CB (Split System: Heat Pump with Remote Outdoor Unit-Air-Source) | 5A6V8X36A1 |  |  | 5TXCB006AS3 | S9V2B040U3PSC+LRP | 32600 | 18.1 | 8.5 | 33400 | 25800 | 77.25% | 2.1 | 0 | 10 |  |  |  |  | R-454B | 2.7167 | Residential & Commercial | USHP | Ducted CEE Tier 1
215864640 | Central HP <5.4 tons | AMERICAN STANDARD | HRCU-A-CB (Split System: Heat Pump with Remote Outdoor Unit-Air-Source) | 5A6V8X36A1 |  |  | 5TXCC005AS3 | S8V2C080M5PCB | 31800 | 18.1 | 8.5 | 32600 | 25600 | 78.53% | 2.1 | 0 | 10 |  |  |  |  | R-454B | 2.65 | Residential & Commercial | USHP | Ducted CEE Tier 1
215864642 | Central HP <5.4 tons | AMERICAN STANDARD | HRCU-A-CB (Split System: Heat Pump with Remote Outdoor Unit-Air-Source) | 5A6V8X36A1 |  |  | 5TXCC005AS3 | *UHMC100CCV4+LRP | 31800 | 18.1 | 8.5 | 32400 | 25200 | 77.78% | 2.1 | 0 | 10 |  |  |  |  | R-454B | 2.65 | Residential & Commercial | USHP | Ducted CEE Tier 1
215864742 | Central HP <5.4 tons | AMERICAN STANDARD | HRCU-A-CB (Split System: Heat Pump with Remote Outdoor Unit-Air-Source) | 5A6V8X60A1 |  |  | 5TXCD008AS3 | S8V2D120M5PCB | 53500 | 18.1 | 8.5 | 56000 | 40000 | 71.43% | 2 | 0 | 10 |  |  |  |  | R-454B | 4.4583 | Residential & Commercial | USHP | Ducted CEE Tier 1
214602075 | Central HP <5.4 tons | STEALTH | HRCU-A-CB (Split System: Heat Pump with Remote Outdoor Unit-Air-Source) | ACIQ-12-EHPB |  |  | ACIQ-12-AHB | 0 | 12000 | 17.5 | 9 | 13000 | 11000 | 84.62% | 2.6 | 0 | 11.7 |  |  |  |  | R-410A | 1 | Residential & Commercial | USHP | Ducted CEE Tier 1
213433312 | Central HP <5.4 tons | STEALTH | HRCU-A-CB (Split System: Heat Pump with Remote Outdoor Unit-Air-Source) | ACIQ-36-HPB |  |  | ACIQ-36W-P | 0 | 36000 | 17 | 9.9 | 36000 | 36000 | 100% | 1.9 | 0 | 10 |  |  |  |  | R-410A | 3 | Residential & Commercial | USHP | Ducted CEE Tier 1
216980498 | Central HP <5.4 tons | ZERO | HRCU-A-CB (Split System: Heat Pump with Remote Outdoor Unit-Air-Source) | ZSOVA-36HDMB-USHH |  |  | ZAVA-36HDMB-US | 0 | 36000 | 17.4 | 10.3 | 37000 | 39000 | 105.4% | 1.9 | 0 | 11.7 |  |  |  |  | R-454B | 3 | Residential & Commercial | USHP | Ducted CEE Tier 1
207454974 | Central HP <5.4 tons | LENNOX | HRCU-A-CB (Split System: Heat Pump with Remote Outdoor Unit-Air-Source) | SL25XPV-024-230A** | ADP |  | LH35/38X9 | SLP99UH090XV48C* | 22200 | 21 | 9.4 | 19800 | 19600 | 98.99% | 1.9 | 14 | 14.5 |  |  |  |  | R-410A | 1.85 | Residential & Commercial | USHP | Ducted CEE Tier 1
207455024 | Central HP <5.4 tons | LENNOX | HRCU-A-CB (Split System: Heat Pump with Remote Outdoor Unit-Air-Source) | SL25XPV-036-230A** | ADP |  | LH35/36F9 | EL296UH070XV36B* | 33600 | 21 | 8.8 | 33000 | 25800 | 78.18% | 1.82 | 13.5 | 13 |  |  |  |  | R-410A | 2.8 | Residential & Commercial | USHP | Ducted CEE Tier 1
207455057 | Central HP <5.4 tons | LENNOX | HRCU-A-CB (Split System: Heat Pump with Remote Outdoor Unit-Air-Source) | SL25XPV-036-230A** | ADP |  | LH35/38X9 | EL296UH110XV48C* | 33600 | 22 | 8.7 | 32800 | 26400 | 80.49% | 1.82 | 14 | 13 |  |  |  |  | R-410A | 2.8 | Residential & Commercial | USHP | Ducted CEE Tier 1
207455194 | Central HP <5.4 tons | LENNOX | HRCU-A-CB (Split System: Heat Pump with Remote Outdoor Unit-Air-Source) | SL25XPV-036-230A** | ADP |  | L*35/36U9 | SL297UH040NV36B* | 33800 | 21 | 8.8 | 33000 | 25800 | 78.18% | 1.84 | 14 | 13 |  |  |  |  | R-410A | 2.8167 | Residential & Commercial | USHP | Ducted CEE Tier 1
207455208 | Central HP <5.4 tons | LENNOX | HRCU-A-CB (Split System: Heat Pump with Remote Outdoor Unit-Air-Source) | SL25XPV-036-230A** | ADP |  | LH35/38X9 | SL297UH080NV48C* | 34000 | 22 | 8.8 | 33800 | 27000 | 79.88% | 1.82 | 14 | 13 |  |  |  |  | R-410A | 2.8333 | Residential & Commercial | USHP | Ducted CEE Tier 1
207455277 | Central HP <5.4 tons | LENNOX | HRCU-A-CB (Split System: Heat Pump with Remote Outdoor Unit-Air-Source) | SL25XPV-036-230A** | ADP |  | L*23/37Z9 | SLP99UH110XV60C* | 34000 | 21 | 8.8 | 34000 | 27000 | 79.41% | 1.82 | 14 | 13.5 |  |  |  |  | R-410A | 2.8333 | Residential & Commercial | USHP | Ducted CEE Tier 1
207455292 | Central HP <5.4 tons | LENNOX | HRCU-A-CB (Split System: Heat Pump with Remote Outdoor Unit-Air-Source) | SL25XPV-024-230A** | ADP |  | L*23/37Z9 | EL296UH070XV36B* | 22800 | 22 | 10.1 | 19600 | 19600 | 100% | 1.96 | 14 | 14.5 |  |  |  |  | R-410A | 1.9 | Residential & Commercial | USHP | Ducted CEE Tier 1
207455309 | Central HP <5.4 tons | LENNOX | HRCU-A-CB (Split System: Heat Pump with Remote Outdoor Unit-Air-Source) | SL25XPV-024-230A** | ADP |  | LH35/36F9 | SL280UH090V36B* | 22400 | 23 | 9.3 | 19800 | 20000 | 101% | 1.84 | 14 | 14.5 |  |  |  |  | R-410A | 1.8667 | Residential & Commercial | USHP | Ducted CEE Tier 1
215934694 | Central HP <5.4 tons | CARRIER | HRCU-A-CB (Split System: Heat Pump with Remote Outdoor Unit-Air-Source) | 27VNA336A*030* |  |  | CVAMA3217XMA*+UI | 59TN6C040C14**10 | 33800 | 19.5 | 8.1 | 37200 | 26600 | 71.51% | 2.02 | 0 | 11.5 |  |  |  |  | R-454B | 2.8167 | Residential & Commercial | USHP | Ducted CEE Tier 1
215934774 | Central HP <5.4 tons | CARRIER | HRCU-A-CB (Split System: Heat Pump with Remote Outdoor Unit-Air-Source) | 27VNA336A*030* |  |  | CVAMA4421XMA*+UI | 58CU*A040C17**12 | 35600 | 22 | 8.5 | 38000 | 28800 | 75.79% | 2.02 | 0 | 12 |  |  |  |  | R-454B | 2.9667 | Residential & Commercial | USHP | Ducted CEE Tier 1
215934794 | Central HP <5.4 tons | CARRIER | HRCU-A-CB (Split System: Heat Pump with Remote Outdoor Unit-Air-Source) | 27VNA336A*030* |  |  | CVAMA4421XMA*+UI | 58CU*A100C21**20 | 35600 | 21.5 | 8.5 | 38000 | 28800 | 75.79% | 2.02 | 0 | 12 |  |  |  |  | R-454B | 2.9667 | Residential & Commercial | USHP | Ducted CEE Tier 1
213360236 | Central HP <5.4 tons | LENNOX | HRCU-A-CB (Split System: Heat Pump with Remote Outdoor Unit-Air-Source) | SL25XPV-024-230A** | ADP |  | LH35/38F9 | EL297UH090XV48C* | 22200 | 21 | 9.4 | 19800 | 19600 | 98.99% | 1.9 | 0 | 14.5 |  |  |  |  | R-410A | 1.85 | Residential & Commercial | USHP | Ducted CEE Tier 1
212499718 | Central HP <5.4 tons | LENNOX | HRCU-A-CB (Split System: Heat Pump with Remote Outdoor Unit-Air-Source) | EL22XPV-024-230A** | ADP |  | LP18/37R9 | EL280UH070E36A* | 24000 | 21 | 8.5 | 22000 | 15400 | 70% | 1.92 | 0 | 13.5 |  |  |  |  | R-410A | 2 | Residential & Commercial | USHP | Ducted CEE Tier 1
212499733 | Central HP <5.4 tons | LENNOX | HRCU-A-CB (Split System: Heat Pump with Remote Outdoor Unit-Air-Source) | EL22XPV-024-230A** | ADP |  | LH29/36X9 | EL280UH090E36B* | 24000 | 21 | 8.5 | 22000 | 15400 | 70% | 1.92 | 0 | 13.5 |  |  |  |  | R-410A | 2 | Residential & Commercial | USHP | Ducted CEE Tier 1
212499734 | Central HP <5.4 tons | LENNOX | HRCU-A-CB (Split System: Heat Pump with Remote Outdoor Unit-Air-Source) | EL22XPV-024-230A** | ADP |  | LH29/36F9 | EL280UH090E36B* | 24000 | 21 | 8.5 | 22000 | 15400 | 70% | 1.92 | 0 | 13.5 |  |  |  |  | R-410A | 2 | Residential & Commercial | USHP | Ducted CEE Tier 1
212499798 | Central HP <5.4 tons | LENNOX | HRCU-A-CB (Split System: Heat Pump with Remote Outdoor Unit-Air-Source) | EL22XPV-024-230A** | ADP |  | LP25/36R9 | EL296UH070XV36B* | 23800 | 21 | 8.5 | 22000 | 15400 | 70% | 1.92 | 0 | 13.5 |  |  |  |  | R-410A | 1.9833 | Residential & Commercial | USHP | Ducted CEE Tier 1
212499815 | Central HP <5.4 tons | LENNOX | HRCU-A-CB (Split System: Heat Pump with Remote Outdoor Unit-Air-Source) | EL22XPV-024-230A** | ADP |  | L*18/36V9 | ML180UH045E36A* | 23400 | 21 | 8.5 | 21200 | 14900 | 70.28% | 1.86 | 0 | 13.5 |  |  |  |  | R-410A | 1.95 | Residential & Commercial | USHP | Ducted CEE Tier 1
212499816 | Central HP <5.4 tons | LENNOX | HRCU-A-CB (Split System: Heat Pump with Remote Outdoor Unit-Air-Source) | EL22XPV-024-230A** | ADP |  | L*18/36T9 | ML180UH045E36A* | 23400 | 21 | 8.5 | 21200 | 14900 | 70.28% | 1.86 | 0 | 13.5 |  |  |  |  | R-410A | 1.95 | Residential & Commercial | USHP | Ducted CEE Tier 1
212499817 | Central HP <5.4 tons | LENNOX | HRCU-A-CB (Split System: Heat Pump with Remote Outdoor Unit-Air-Source) | EL22XPV-024-230A** | ADP |  | L*19/36U9 | ML180UH045E36A* | 23400 | 21 | 8.5 | 21200 | 14900 | 70.28% | 1.86 | 0 | 13.5 |  |  |  |  | R-410A | 1.95 | Residential & Commercial | USHP | Ducted CEE Tier 1
212499834 | Central HP <5.4 tons | LENNOX | HRCU-A-CB (Split System: Heat Pump with Remote Outdoor Unit-Air-Source) | EL22XPV-024-230A** | ADP |  | LP36/37R9 | ML180UH045XE36A* | 23400 | 21 | 8.5 | 21200 | 14900 | 70.28% | 1.86 | 0 | 13.5 |  |  |  |  | R-410A | 1.95 | Residential & Commercial | USHP | Ducted CEE Tier 1
215864774 | Central HP <5.4 tons | AMERICAN STANDARD | HRCU-A-CB (Split System: Heat Pump with Remote Outdoor Unit-Air-Source) | 5A6V8X60A1 |  |  | 5TXCD010AS3 | S8V2C100M5PCB | 54500 | 18.1 | 8.5 | 55500 | 40000 | 72.07% | 2 | 0 | 10 |  |  |  |  | R-454B | 4.5417 | Residential & Commercial | USHP | Ducted CEE Tier 1
215864794 | Central HP <5.4 tons | AMERICAN STANDARD | HRCU-A-CB (Split System: Heat Pump with Remote Outdoor Unit-Air-Source) | 5A6V8X36A1 |  |  | 5PX*BD06AS3 | S8V2B080M4PDB | 32800 | 18.1 | 8.5 | 34400 | 26000 | 75.58% | 2 | 0 | 10 |  |  |  |  | R-454B | 2.7333 | Residential & Commercial | USHP | Ducted CEE Tier 1
215864844 | Central HP <5.4 tons | AMERICAN STANDARD | HRCU-A-CB (Split System: Heat Pump with Remote Outdoor Unit-Air-Source) | 5A6V8X48A1 |  |  | 5PX*C009AS3 | *UHMC100CCV4+LRP | 46000 | 18.1 | 8.5 | 45000 | 34600 | 76.89% | 2.1 | 0 | 10.5 |  |  |  |  | R-454B | 3.8333 | Residential & Commercial | USHP | Ducted CEE Tier 1
215864860 | Central HP <5.4 tons | AMERICAN STANDARD | HRCU-A-CB (Split System: Heat Pump with Remote Outdoor Unit-Air-Source) | 5A6V8X48A1 |  |  | 5PX*D008AS3 | S8V2C080M5PCB | 45000 | 18.1 | 8.5 | 45500 | 35000 | 76.92% | 2.2 | 0 | 10 |  |  |  |  | R-454B | 3.75 | Residential & Commercial | USHP | Ducted CEE Tier 1
215865010 | Central HP <5.4 tons | AMERICAN STANDARD | HRCU-A-CB (Split System: Heat Pump with Remote Outdoor Unit-Air-Source) | 5A6V8X60A1 |  |  | 5PX*D010AS3 | L8V1C100U5VSB+LRP | 54500 | 18.1 | 8.5 | 55000 | 39500 | 71.82% | 2 | 0 | 10.5 |  |  |  |  | R-454B | 4.5417 | Residential & Commercial | USHP | Ducted CEE Tier 1
213360210 | Central HP <5.4 tons | LENNOX | HRCU-A-CB (Split System: Heat Pump with Remote Outdoor Unit-Air-Source) | SL25XPV-024-230A** | ADP |  | LH29/36F9 | EL297UH045XV36B* | 22000 | 22 | 8.95 | 20000 | 20200 | 101% | 1.82 | 0 | 13.5 |  |  |  |  | R-410A | 1.8333 | Residential & Commercial | USHP | Ducted CEE Tier 1
213360212 | Central HP <5.4 tons | LENNOX | HRCU-A-CB (Split System: Heat Pump with Remote Outdoor Unit-Air-Source) | SL25XPV-024-230A** | ADP |  | L*19/36S9 | EL297UH045XV36B* | 22000 | 22 | 8.95 | 20000 | 20200 | 101% | 1.82 | 0 | 13.5 |  |  |  |  | R-410A | 1.8333 | Residential & Commercial | USHP | Ducted CEE Tier 1
213360280 | Central HP <5.4 tons | LENNOX | HRCU-A-CB (Split System: Heat Pump with Remote Outdoor Unit-Air-Source) | SL25XPV-036-230A** | ADP |  | LH23/37W9 | EL297UH110XV48C* | 33600 | 22 | 8.7 | 32800 | 26400 | 80.49% | 1.82 | 0 | 13 |  |  |  |  | R-410A | 2.8 | Residential & Commercial | USHP | Ducted CEE Tier 1
213360214 | Central HP <5.4 tons | LENNOX | HRCU-A-CB (Split System: Heat Pump with Remote Outdoor Unit-Air-Source) | SL25XPV-024-230A** | ADP |  | L*35/36S9 | EL297UH045XV36B* | 22200 | 22 | 9.1 | 20000 | 20200 | 101% | 1.84 | 0 | 14 |  |  |  |  | R-410A | 1.85 | Residential & Commercial | USHP | Ducted CEE Tier 1
213360228 | Central HP <5.4 tons | LENNOX | HRCU-A-CB (Split System: Heat Pump with Remote Outdoor Unit-Air-Source) | SL25XPV-024-230A** | ADP |  | LH35/38X9 | EL297UH090XV36C* | 22200 | 22 | 9.3 | 19800 | 19800 | 100% | 1.9 | 0 | 14.5 |  |  |  |  | R-410A | 1.85 | Residential & Commercial | USHP | Ducted CEE Tier 1
213360662 | Central HP <5.4 tons | LENNOX | HRCU-A-CB (Split System: Heat Pump with Remote Outdoor Unit-Air-Source) | EL22XPV-024-230A** | ADP |  | LH35/36X9 | EL297UH070XV36B* | 23800 | 21 | 8.5 | 22000 | 15400 | 70% | 1.92 | 0 | 13.5 |  |  |  |  | R-410A | 1.9833 | Residential & Commercial | USHP | Ducted CEE Tier 1
213360239 | Central HP <5.4 tons | LENNOX | HRCU-A-CB (Split System: Heat Pump with Remote Outdoor Unit-Air-Source) | SL25XPV-024-230A** | ADP |  | LP36/37R9 | EL297UH110XV48C* | 22200 | 21 | 9.3 | 19800 | 19800 | 100% | 1.9 | 0 | 14.5 |  |  |  |  | R-410A | 1.85 | Residential & Commercial | USHP | Ducted CEE Tier 1
214626057 | Central HP <5.4 tons | LENNOX | HRCU-A-CB (Split System: Heat Pump with Remote Outdoor Unit-Air-Source) | SL25XPV-024-230A** |  |  | CK40CT-48B-0*+TDR | EL296UH045XV36B* | 22000 | 21.2 | 9.3 | 21600 | 20600 | 95.37% | 1.86 | 0 | 13.5 |  |  |  |  | R-410A | 1.8333 | Residential & Commercial | USHP | Ducted CEE Tier 1
212970667 | Central HP <5.4 tons | BRYANT HEATING AND COOLING SYSTEMS | HRCU-A-CB (Split System: Heat Pump with Remote Outdoor Unit-Air-Source) | 38MURAQ36AB3* |  |  | CAP**4224AL* | 82*SB60090V21*** | 35200 | 16 | 8.1 | 38500 | 35000 | 90.91% | 1.88 | 0 | 10 |  |  |  |  | R-410A | 2.9333 | Residential & Commercial | USHP | Ducted CEE Tier 1
216604774 | Central HP <5.4 tons | GE Appliances | HRCU-A-C (Split System: Heat Pump with Remote Outdoor Unit with No Indoor Fan --Air Source) | NS18H36HA5*** |  |  | NCUC36AT5****+TDR | 0 | 33400 | 15.2 | 8.1 | 34000 | 29000 | 85.29% | 1.85 | 0 | 10 |  |  |  |  | R-454B | 2.7833 | Residential & Commercial | USHP | Ducted CEE Tier 1
216453232 | Central HP <5.4 tons | AMERICAN STANDARD | HRCU-A-CB (Split System: Heat Pump with Remote Outdoor Unit-Air-Source) | 5A6V0X60A1 |  |  | 5PX*D008AS3 | S8V2C100M5PCB | 51500 | 18.4 | 9 | 54500 | 38500 | 70.64% | 2 | 0 | 10 |  |  |  |  | R-454B | 4.2917 | Residential & Commercial | USHP | Ducted CEE Tier 1
216980492 | Central HP <5.4 tons | ZERO | HRCU-A-CB (Split System: Heat Pump with Remote Outdoor Unit-Air-Source) | ZSOVA-36HDMB-US |  |  | ZAVA-36HDMB-US | 0 | 36000 | 16.1 | 8.7 | 36000 | 27000 | 75% | 2 | 0 | 10 |  |  |  |  | R-454B | 3 | Residential & Commercial | USHP | Ducted CEE Tier 1
207683539 | Central HP <5.4 tons | LENNOX | HRCU-A-CB (Split System: Heat Pump with Remote Outdoor Unit-Air-Source) | SL25XPV-048-230A** | ADP |  | LP42/62W9 | SLP99UH090XV48C* | 45500 | 20 | 9.4 | 42000 | 36000 | 85.71% | 1.88 | 12 | 12 |  |  |  |  | R-410A | 3.7917 | Residential & Commercial | USHP | Ducted CEE Tier 1
211226625 | Central HP <5.4 tons | AIRQUEST | HRCU-A-CB (Split System: Heat Pump with Remote Outdoor Unit-Air-Source) | DLCURAH36ABK |  |  | EA*4X37L17A* | *92ESN0601714A* | 35800 | 16 | 8.1 | 38500 | 34800 | 90.39% | 2 | 0 | 10 |  |  |  |  | R-410A | 2.9833 | Residential & Commercial | USHP | Ducted CEE Tier 1
215934064 | Central HP <5.4 tons | CARRIER | HRCU-A-CB (Split System: Heat Pump with Remote Outdoor Unit-Air-Source) | 27VNA348A*030* |  |  | CAA**4821AM*+UI | 59MN7C080C21**20 | 43500 | 20.5 | 9.5 | 48000 | 36600 | 76.25% | 2 | 0 | 10.5 |  |  |  |  | R-454B | 3.625 | Residential & Commercial | USHP | Ducted CEE Tier 1
216682800 | Central HP <5.4 tons | COMFORTMAKER | HRCU-A-CB (Split System: Heat Pump with Remote Outdoor Unit-Air-Source) | DLCURAH30ABK |  |  | EA*4X42L21A* | *97VTN1002122A* | 30000 | 15.2 | 8.5 | 34000 | 27200 | 80% | 1.75 | 0 | 9 |  |  |  |  | R-410A | 2.5 | Residential & Commercial | USHP
215933714 | Central HP <5.4 tons | CARRIER | HRCU-A-CB (Split System: Heat Pump with Remote Outdoor Unit-Air-Source) | 27VNA336A*030* |  |  | CSAH*6012AM*+UI | 58CU*A040C17**12 | 34200 | 20 | 9 | 34400 | 26200 | 76.16% | 1.94 | 0 | 11.7 |  |  |  |  | R-454B | 2.85 | Residential & Commercial | USHP | Ducted CEE Tier 1
215726714 | Central HP <5.4 tons | YORK | HRCU-A-CB (Split System: Heat Pump with Remote Outdoor Unit-Air-Source) | HH860E2S11 | ADP |  | H,YG48*60+TXV-BLEED | Y81E120C20SMPS1 | 52500 | 18 | 8.5 | 51500 | 38000 | 73.79% | 2 | 0 | 11.7 |  |  |  |  | R-454B | 4.375 | Residential & Commercial | USHP | Ducted CEE Tier 1
215726732 | Central HP <5.4 tons | YORK | HRCU-A-CB (Split System: Heat Pump with Remote Outdoor Unit-Air-Source) | HH860E2S11 | ADP |  | H,YG49*60+TXV | Y81E130D20SMPS1 | 54000 | 19 | 8.5 | 52500 | 39000 | 74.29% | 2 | 0 | 11.7 |  |  |  |  | R-454B | 4.5 | Residential & Commercial | USHP | Ducted CEE Tier 1
213360661 | Central HP <5.4 tons | LENNOX | HRCU-A-CB (Split System: Heat Pump with Remote Outdoor Unit-Air-Source) | EL22XPV-024-230A** | ADP |  | LH29/36F9 | EL297UH070XV36B* | 23800 | 21 | 8.5 | 22000 | 15400 | 70% | 1.92 | 0 | 13.5 |  |  |  |  | R-410A | 1.9833 | Residential & Commercial | USHP | Ducted CEE Tier 1
216604750 | Central HP <5.4 tons | GE Appliances | HRCU-A-CB (Split System: Heat Pump with Remote Outdoor Unit-Air-Source) | NS18H36HA5*** |  |  | NAM42E1TA5**** | 0 | 35800 | 18 | 9 | 36000 | 30000 | 83.33% | 1.9 | 0 | 11.7 |  |  |  |  | R-454B | 2.9833 | Residential & Commercial | USHP | Ducted CEE Tier 1
215934845 | Central HP <5.4 tons | BRYANT HEATING AND COOLING SYSTEMS | HRCU-A-CB (Split System: Heat Pump with Remote Outdoor Unit-Air-Source) | 293VAN036**AA* |  |  | CVAMA4421XMA*+UI | 88*TB60090C21*** | 35600 | 22 | 8.5 | 38000 | 28400 | 74.74% | 2.02 | 0 | 12.5 |  |  |  |  | R-454B | 2.9667 | Residential & Commercial | USHP | Ducted CEE Tier 1
215934915 | Central HP <5.4 tons | BRYANT HEATING AND COOLING SYSTEMS | HRCU-A-CB (Split System: Heat Pump with Remote Outdoor Unit-Air-Source) | 293VAN036**AA* |  |  | CVAMA4421XMA*+UI | 987MC60080C21*** | 35600 | 21.5 | 8.5 | 38000 | 28600 | 75.26% | 2.02 | 0 | 12 |  |  |  |  | R-454B | 2.9667 | Residential & Commercial | USHP | Ducted CEE Tier 1
215940796 | Central HP <5.4 tons | HEIL | HRCU-A-CB (Split System: Heat Pump with Remote Outdoor Unit-Air-Source) | H5H3V36*K*AAA* |  |  | EVD5X49M24A*+WALLCON | *97CTN1202422A* | 35600 | 22 | 8.5 | 38500 | 28400 | 73.77% | 2.04 | 0 | 12.5 |  |  |  |  | R-454B | 2.9667 | Residential & Commercial | USHP | Ducted CEE Tier 1
213361077 | Central HP <5.4 tons | LENNOX | HRCU-A-CB (Split System: Heat Pump with Remote Outdoor Unit-Air-Source) | SL25XPV-048-230A** | ADP |  | L*42/60Z9 | EL297UH090XV60C* | 45500 | 20 | 9.3 | 42000 | 35800 | 85.24% | 1.86 | 0 | 12 |  |  |  |  | R-410A | 3.7917 | Residential & Commercial | USHP | Ducted CEE Tier 1
213781040 | Central HP <5.4 tons | COMFORTMAKER | HRCU-A-CB (Split System: Heat Pump with Remote Outdoor Unit-Air-Source) | CVH837GKA2* |  |  | EA*4X42L21A*+WALLCON | *97CMN0801714B* | 31600 | 16.5 | 8.1 | 33400 | 24600 | 73.65% | 1.86 | 0 | 10.5 |  |  |  |  | R-410A | 2.6333 | Residential & Commercial | USHP | Ducted CEE Tier 1
213781140 | Central HP <5.4 tons | COMFORTMAKER | HRCU-A-CB (Split System: Heat Pump with Remote Outdoor Unit-Air-Source) | CVH837GKA2* |  |  | EA*4X42L24A*+WALLCON | *96CTN1002122B* | 31800 | 17 | 8.1 | 33000 | 24200 | 73.33% | 1.88 | 0 | 11 |  |  |  |  | R-410A | 2.65 | Residential & Commercial | USHP | Ducted CEE Tier 1
213781190 | Central HP <5.4 tons | COMFORTMAKER | HRCU-A-CB (Split System: Heat Pump with Remote Outdoor Unit-Air-Source) | CVH837GKA2* |  |  | EA*4X43L21A*+WALLCON | *80CTL0902120B* | 32800 | 17 | 8.5 | 32600 | 25000 | 76.69% | 1.98 | 0 | 11.5 |  |  |  |  | R-410A | 2.7333 | Residential & Commercial | USHP | Ducted CEE Tier 1
213781390 | Central HP <5.4 tons | COMFORTMAKER | HRCU-A-CB (Split System: Heat Pump with Remote Outdoor Unit-Air-Source) | CVH837GKA2* |  |  | EA*4X48L21A*+WALLCON | *96CTN1002122B* | 32400 | 17 | 8.1 | 32600 | 24800 | 76.07% | 1.98 | 0 | 11 |  |  |  |  | R-410A | 2.7 | Residential & Commercial | USHP | Ducted CEE Tier 1
213781410 | Central HP <5.4 tons | COMFORTMAKER | HRCU-A-CB (Split System: Heat Pump with Remote Outdoor Unit-Air-Source) | CVH837GKA2* |  |  | EA*4X48L24A*+WALLCON | *80CTL1102120B* | 32400 | 17.5 | 8.5 | 32200 | 24800 | 77.02% | 1.98 | 0 | 11.5 |  |  |  |  | R-410A | 2.7 | Residential & Commercial | USHP | Ducted CEE Tier 1
215934894 | Central HP <5.4 tons | CARRIER | HRCU-A-CB (Split System: Heat Pump with Remote Outdoor Unit-Air-Source) | 27VNA336A*030* |  |  | CVAMA4421XMA*+UI | 59MN7C060C21**20 | 35400 | 21 | 8.5 | 38500 | 29000 | 75.32% | 2.02 | 0 | 12 |  |  |  |  | R-454B | 2.95 | Residential & Commercial | USHP | Ducted CEE Tier 1
211230671 | Central HP <5.4 tons | AIRQUEST | HRCU-A-CB (Split System: Heat Pump with Remote Outdoor Unit-Air-Source) | DLCURAH36ABK |  |  | EN(A,D)4X48L24** | *95ESN1202422A* | 37400 | 15.5 | 8.1 | 39500 | 35000 | 88.61% | 2.08 | 0 | 10.5 |  |  |  |  | R-410A | 3.1167 | Residential & Commercial | USHP | Ducted CEE Tier 1
212977092 | Central HP <5.4 tons | COMFORTMAKER | HRCU-A-CB (Split System: Heat Pump with Remote Outdoor Unit-Air-Source) | DLCURAH36ABK |  |  | EA*4X48L24A* | *96VTN1002122B* | 35800 | 16.5 | 8.5 | 37800 | 34600 | 91.53% | 2.02 | 0 | 10 |  |  |  |  | R-410A | 2.9833 | Residential & Commercial | USHP | Ducted CEE Tier 1
214776781 | Central HP <5.4 tons | YORK | HRCU-A-CB (Split System: Heat Pump with Remote Outdoor Unit-Air-Source) | HH860E2S11 | ADP |  | CV605**C+TXV | Y81E120C20SMPS1 | 52500 | 18 | 8.5 | 51500 | 38000 | 73.79% | 2 | 0 | 11.7 |  |  |  |  | R-454B | 4.375 | Residential & Commercial | USHP | Ducted CEE Tier 1
215731828 | Central HP <5.4 tons | YORK | HRCU-A-CB (Split System: Heat Pump with Remote Outdoor Unit-Air-Source) | HH836E2S11 | ADP |  | H,YG48*36+TXV-BLEED | Y81E080C16SMPS1 | 34000 | 19 | 8.5 | 30200 | 25000 | 82.78% | 2 | 0 | 11 |  |  |  |  | R-454B | 2.8333 | Residential & Commercial | USHP | Ducted CEE Tier 1
215731835 | Central HP <5.4 tons | YORK | HRCU-A-CB (Split System: Heat Pump with Remote Outdoor Unit-Air-Source) | HH836E2S11 | ADP |  | H,YG48*36+TXV-BLEED | Y82E080B12LMPS1 | 32800 | 19 | 8.5 | 28400 | 24400 | 85.92% | 2 | 0 | 11.7 |  |  |  |  | R-454B | 2.7333 | Residential & Commercial | USHP | Ducted CEE Tier 1
215726739 | Central HP <5.4 tons | YORK | HRCU-A-CB (Split System: Heat Pump with Remote Outdoor Unit-Air-Source) | HH860E2S11 | ADP |  | H,YG86*60+TXV | Y81E130D20SMPS1 | 54000 | 19 | 8.5 | 52500 | 39000 | 74.29% | 2 | 0 | 11.7 |  |  |  |  | R-454B | 4.5 | Residential & Commercial | USHP | Ducted CEE Tier 1
215731317 | Central HP <5.4 tons | YORK | HRCU-A-CB (Split System: Heat Pump with Remote Outdoor Unit-Air-Source) | HH860E2S11 | ADP |  | H,YG37*60+TXV | TM8V080C16MP12 | 43500 | 17 | 8.5 | 42000 | 32800 | 78.1% | 2 | 0 | 11.7 |  |  |  |  | R-454B | 3.625 | Residential & Commercial | USHP | Ducted CEE Tier 1
214776783 | Central HP <5.4 tons | YORK | HRCU-A-CB (Split System: Heat Pump with Remote Outdoor Unit-Air-Source) | HH860E2S11 | ADP |  | CV603**A+TXV | Y81E120C20SMPS1 | 52500 | 19 | 8.5 | 51500 | 38000 | 73.79% | 2 | 0 | 11.7 |  |  |  |  | R-454B | 4.375 | Residential & Commercial | USHP | Ducted CEE Tier 1
214776798 | Central HP <5.4 tons | YORK | HRCU-A-CB (Split System: Heat Pump with Remote Outdoor Unit-Air-Source) | HH860E2S11 | ADP |  | CH605D*C+TXV | YP9C080C16MP13 | 43500 | 18 | 8.5 | 42000 | 33000 | 78.57% | 2 | 0 | 11 |  |  |  |  | R-454B | 3.625 | Residential & Commercial | USHP | Ducted CEE Tier 1
214776882 | Central HP <5.4 tons | YORK | HRCU-A-CB (Split System: Heat Pump with Remote Outdoor Unit-Air-Source) | HH860E2S11 | ADP |  | CH604**C+TXV | YPLC120C20MP13 | 53000 | 19 | 8.5 | 52000 | 38500 | 74.04% | 2 | 0 | 11 |  |  |  |  | R-454B | 4.4167 | Residential & Commercial | USHP | Ducted CEE Tier 1
214777216 | Central HP <5.4 tons | YORK | HRCU-A-CB (Split System: Heat Pump with Remote Outdoor Unit-Air-Source) | HH860E2S11 | ADP |  | CV602C*A+TXV | TMLV100C16MP12 | 43500 | 18 | 8.5 | 42000 | 32800 | 78.1% | 2 | 0 | 11.7 |  |  |  |  | R-454B | 3.625 | Residential & Commercial | USHP | Ducted CEE Tier 1
215731332 | Central HP <5.4 tons | YORK | HRCU-A-CB (Split System: Heat Pump with Remote Outdoor Unit-Air-Source) | HH860E2S11 | ADP |  | H,YG54*48+TXV-BLEED | TM8V080C16MP12 | 43500 | 18 | 8.5 | 42000 | 32800 | 78.1% | 2 | 0 | 11.7 |  |  |  |  | R-454B | 3.625 | Residential & Commercial | USHP | Ducted CEE Tier 1
215731349 | Central HP <5.4 tons | YORK | HRCU-A-CB (Split System: Heat Pump with Remote Outdoor Unit-Air-Source) | HH860E2S11 | ADP |  | H,YG51*48+TXV-BLEED | TM8V080C16MP12 | 43500 | 18 | 8.5 | 42000 | 32800 | 78.1% | 2 | 0 | 11.7 |  |  |  |  | R-454B | 3.625 | Residential & Commercial | USHP | Ducted CEE Tier 1
214569404 | Central HP <5.4 tons | CARRIER | HRCU-A-CB (Split System: Heat Pump with Remote Outdoor Unit-Air-Source) | 25VNA448A*031* |  |  | CAP**4821AL*+UI | 59MN7C080C21**20 | 43500 | 20.5 | 9.5 | 46500 | 36600 | 78.71% | 2.26 | 0 | 11 |  |  |  |  | R-410A | 3.625 | Residential & Commercial | USHP | Ducted CEE Tier 1
213361090 | Central HP <5.4 tons | LENNOX | HRCU-A-CB (Split System: Heat Pump with Remote Outdoor Unit-Air-Source) | SL25XPV-048-230A** | ADP |  | LH42/62W9 | EL297UH110XV60C* | 46000 | 20 | 9.4 | 42000 | 35800 | 85.24% | 1.9 | 0 | 12.5 |  |  |  |  | R-410A | 3.8333 | Residential & Commercial | USHP | Ducted CEE Tier 1
213433295 | Central HP <5.4 tons | STEALTH | HRCU-A-CB (Split System: Heat Pump with Remote Outdoor Unit-Air-Source) | ACIQ-24-EHPB |  |  | ACIQ-24-AHB | 0 | 24000 | 17 | 9.2 | 26000 | 19400 | 74.62% | 2.1 | 11.3 | 10.5 |  |  |  |  | R-410A | 2 | Residential & Commercial | USHP | Ducted CEE Tier 1
215726706 | Central HP <5.4 tons | YORK | HRCU-A-CB (Split System: Heat Pump with Remote Outdoor Unit-Air-Source) | HH860E2S11 | ADP |  | H,YG52*60+TXV | Y81E120C16SMPS1 | 44000 | 18 | 8.5 | 42000 | 32600 | 77.62% | 2 | 0 | 12 |  |  |  |  | R-454B | 3.6667 | Residential & Commercial | USHP | Ducted CEE Tier 1
215731452 | Central HP <5.4 tons | YORK | HRCU-A-CB (Split System: Heat Pump with Remote Outdoor Unit-Air-Source) | HH860E2S11 | ADP |  | H,YG51*60+TXV-BLEED | TM8V100C20MP12 | 53000 | 19 | 8.5 | 52000 | 38500 | 74.04% | 2 | 0 | 11 |  |  |  |  | R-454B | 4.4167 | Residential & Commercial | USHP | Ducted CEE Tier 1
215731486 | Central HP <5.4 tons | YORK | HRCU-A-CB (Split System: Heat Pump with Remote Outdoor Unit-Air-Source) | HH860E2S11 | ADP |  | H,YG74*60+TXV | TM8V120C20MP12 | 53000 | 19 | 8.5 | 52000 | 38500 | 74.04% | 2 | 0 | 11 |  |  |  |  | R-454B | 4.4167 | Residential & Commercial | USHP | Ducted CEE Tier 1
213433302 | Central HP <5.4 tons | STEALTH | HRCU-A-CB (Split System: Heat Pump with Remote Outdoor Unit-Air-Source) | ACIQ-24-EHPB |  |  | ACIQ-24W-WM | 0 | 24000 | 17 | 10.2 | 26000 | 19400 | 74.62% | 2.33 | 0 | 10.5 |  |  |  |  | R-410A | 2 | Residential & Commercial | USHP | Ducted CEE Tier 1
215731518 | Central HP <5.4 tons | YORK | HRCU-A-CB (Split System: Heat Pump with Remote Outdoor Unit-Air-Source) | HH860E2S11 | ADP |  | H,YG55*60+TXV | TM9Y080C16MP11 | 44000 | 17 | 8.5 | 42500 | 33400 | 78.59% | 2 | 0 | 11 |  |  |  |  | R-454B | 3.6667 | Residential & Commercial | USHP | Ducted CEE Tier 1
215731536 | Central HP <5.4 tons | YORK | HRCU-A-CB (Split System: Heat Pump with Remote Outdoor Unit-Air-Source) | HH860E2S11 | ADP |  | H,YG37*60+TXV | TM9Y100C16MP11 | 44000 | 16 | 8.5 | 42500 | 33400 | 78.59% | 2 | 0 | 11 |  |  |  |  | R-454B | 3.6667 | Residential & Commercial | USHP | Ducted CEE Tier 1
215731545 | Central HP <5.4 tons | YORK | HRCU-A-CB (Split System: Heat Pump with Remote Outdoor Unit-Air-Source) | HH860E2S11 | ADP |  | H,YG54*48+TXV-BLEED | TM9Y100C16MP11 | 44000 | 17 | 8.5 | 42500 | 33400 | 78.59% | 2 | 0 | 11 |  |  |  |  | R-454B | 3.6667 | Residential & Commercial | USHP | Ducted CEE Tier 1
215731552 | Central HP <5.4 tons | YORK | HRCU-A-CB (Split System: Heat Pump with Remote Outdoor Unit-Air-Source) | HH860E2S11 | ADP |  | H,YG55*60+TXV | TM9Y100C16MP11 | 44000 | 17 | 8.5 | 42500 | 33400 | 78.59% | 2 | 0 | 11 |  |  |  |  | R-454B | 3.6667 | Residential & Commercial | USHP | Ducted CEE Tier 1
215731559 | Central HP <5.4 tons | YORK | HRCU-A-CB (Split System: Heat Pump with Remote Outdoor Unit-Air-Source) | HH860E2S11 | ADP |  | H,YG74*48+TXV-BLEED | TM9Y100C16MP11 | 44000 | 17 | 8.5 | 42500 | 33400 | 78.59% | 2 | 0 | 11 |  |  |  |  | R-454B | 3.6667 | Residential & Commercial | USHP | Ducted CEE Tier 1
215731570 | Central HP <5.4 tons | YORK | HRCU-A-CB (Split System: Heat Pump with Remote Outdoor Unit-Air-Source) | HH860E2S11 | ADP |  | H,YG37*60+TXV | TM9Y100C20MP11 | 51500 | 17 | 8.35 | 52500 | 39000 | 74.29% | 1.98 | 0 | 10.5 |  |  |  |  | R-454B | 4.2917 | Residential & Commercial | USHP | Ducted CEE Tier 1
215731579 | Central HP <5.4 tons | YORK | HRCU-A-CB (Split System: Heat Pump with Remote Outdoor Unit-Air-Source) | HH860E2S11 | ADP |  | H,YG55*60+TXV-BLEED | TM9Y100C20MP11 | 52500 | 18 | 8.5 | 52500 | 39000 | 74.29% | 2 | 0 | 11 |  |  |  |  | R-454B | 4.375 | Residential & Commercial | USHP | Ducted CEE Tier 1
215731654 | Central HP <5.4 tons | YORK | HRCU-A-CB (Split System: Heat Pump with Remote Outdoor Unit-Air-Source) | HH860E2S11 | ADP |  | H,YG72*60+TXV-BLEED | Y81E100C16SMPS1 | 44000 | 18 | 8.5 | 42000 | 32800 | 78.1% | 2 | 0 | 12 |  |  |  |  | R-454B | 3.6667 | Residential & Commercial | USHP | Ducted CEE Tier 1
215731659 | Central HP <5.4 tons | YORK | HRCU-A-CB (Split System: Heat Pump with Remote Outdoor Unit-Air-Source) | HH860E2S11 | ADP |  | H,YG3K*48+TXV | Y81E100C16SMPS1 | 44000 | 17 | 8.5 | 42000 | 32800 | 78.1% | 2 | 0 | 12 |  |  |  |  | R-454B | 3.6667 | Residential & Commercial | USHP | Ducted CEE Tier 1
215731663 | Central HP <5.4 tons | YORK | HRCU-A-CB (Split System: Heat Pump with Remote Outdoor Unit-Air-Source) | HH860E2S11 | ADP |  | H,YG54*48+TXV | Y81E100C16SMPS1 | 44000 | 18 | 8.5 | 42000 | 32800 | 78.1% | 2 | 0 | 12 |  |  |  |  | R-454B | 3.6667 | Residential & Commercial | USHP | Ducted CEE Tier 1
215731679 | Central HP <5.4 tons | YORK | HRCU-A-CB (Split System: Heat Pump with Remote Outdoor Unit-Air-Source) | HH860E2S11 | ADP |  | H,YG52*48+TXV-BLEED | Y81E100C16SMPS1 | 44000 | 18 | 8.5 | 42000 | 32800 | 78.1% | 2 | 0 | 12 |  |  |  |  | R-454B | 3.6667 | Residential & Commercial | USHP | Ducted CEE Tier 1
215731713 | Central HP <5.4 tons | YORK | HRCU-A-CB (Split System: Heat Pump with Remote Outdoor Unit-Air-Source) | HH860E2S11 | ADP |  | H,YG54*48+TXV-BLEED | Y81E120C16SMPS1 | 44000 | 18 | 8.5 | 41500 | 32600 | 78.55% | 2 | 0 | 12 |  |  |  |  | R-454B | 3.6667 | Residential & Commercial | USHP | Ducted CEE Tier 1
215731738 | Central HP <5.4 tons | YORK | HRCU-A-CB (Split System: Heat Pump with Remote Outdoor Unit-Air-Source) | HH860E2S11 | ADP |  | H,YG37*60+TXV | Y81E120C20SMPS1 | 51500 | 18 | 8.35 | 51500 | 38000 | 73.79% | 1.98 | 0 | 11 |  |  |  |  | R-454B | 4.2917 | Residential & Commercial | USHP | Ducted CEE Tier 1
210470149 | Central HP <5.4 tons | AIRQUEST | HRCU-A-CB (Split System: Heat Pump with Remote Outdoor Unit-Air-Source) | HVH837GKA2* |  |  | EA*4X42L21A*+WALLCON | *80CSU0401712A* | 31800 | 17 | 8.1 | 33200 | 24400 | 73.49% | 1.88 | 0 | 11 |  |  |  |  | R-410A | 2.65 | Residential & Commercial | USHP | Ducted CEE Tier 1
214776392 | Central HP <5.4 tons | YORK | HRCU-A-CB (Split System: Heat Pump with Remote Outdoor Unit-Air-Source) | HH836E2S11 | ADP |  | CX361B*35+TXV | TM9V060B12MP12 | 32600 | 17 | 8.5 | 29000 | 24800 | 85.52% | 2 | 0 | 11 |  |  |  |  | R-454B | 2.7167 | Residential & Commercial | USHP | Ducted CEE Tier 1
214776394 | Central HP <5.4 tons | YORK | HRCU-A-CB (Split System: Heat Pump with Remote Outdoor Unit-Air-Source) | HH836E2S11 | ADP |  | CV361**C+TXV | TM9V080B12MP12 | 32000 | 17 | 8.2 | 29000 | 24800 | 85.52% | 1.94 | 0 | 10.5 |  |  |  |  | R-454B | 2.6667 | Residential & Commercial | USHP | Ducted CEE Tier 1
215731337 | Central HP <5.4 tons | YORK | HRCU-A-CB (Split System: Heat Pump with Remote Outdoor Unit-Air-Source) | HH860E2S11 | ADP |  | H,YG54*60+TXV | TM8V080C16MP12 | 43500 | 18 | 8.5 | 42000 | 32800 | 78.1% | 2 | 0 | 11.7 |  |  |  |  | R-454B | 3.625 | Residential & Commercial | USHP | Ducted CEE Tier 1
215731367 | Central HP <5.4 tons | YORK | HRCU-A-CB (Split System: Heat Pump with Remote Outdoor Unit-Air-Source) | HH860E2S11 | ADP |  | H,YG86*48+TXV | TM8V080C16MP12 | 43500 | 18 | 8.5 | 42000 | 32800 | 78.1% | 2 | 0 | 11.7 |  |  |  |  | R-454B | 3.625 | Residential & Commercial | USHP | Ducted CEE Tier 1
210470235 | Central HP <5.4 tons | AIRQUEST | HRCU-A-CB (Split System: Heat Pump with Remote Outdoor Unit-Air-Source) | HVH837GKA2* |  |  | EA*4X60L24A*+WALLCON | *95CSU0802120A* | 32800 | 17.5 | 8.5 | 31800 | 24800 | 77.99% | 2 | 0 | 11.5 |  |  |  |  | R-410A | 2.7333 | Residential & Commercial | USHP | Ducted CEE Tier 1
210470058 | Central HP <5.4 tons | AIRQUEST | HRCU-A-CB (Split System: Heat Pump with Remote Outdoor Unit-Air-Source) | HVH837GKA2* |  |  | EA*4X36L21A*+WALLCON | *95CSU0802120A* | 31600 | 17 | 8.1 | 33200 | 24200 | 72.89% | 1.86 | 0 | 11 |  |  |  |  | R-410A | 2.6333 | Residential & Commercial | USHP | Ducted CEE Tier 1
213361070 | Central HP <5.4 tons | LENNOX | HRCU-A-CB (Split System: Heat Pump with Remote Outdoor Unit-Air-Source) | SL25XPV-048-230A** | ADP |  | LH40/61W9 | EL297UH090XV48C* | 44500 | 20 | 9.2 | 43500 | 37200 | 85.52% | 1.8 | 0 | 12 |  |  |  |  | R-410A | 3.7083 | Residential & Commercial | USHP | Ducted CEE Tier 1
214776681 | Central HP <5.4 tons | YORK | HRCU-A-CB (Split System: Heat Pump with Remote Outdoor Unit-Air-Source) | HH860E2S11 | ADP |  | CV607**C+TXV | TMLE120C20MP11 | 53000 | 19 | 8.5 | 52500 | 39000 | 74.29% | 2 | 0 | 11 |  |  |  |  | R-454B | 4.4167 | Residential & Commercial | USHP | Ducted CEE Tier 1
214776700 | Central HP <5.4 tons | YORK | HRCU-A-CB (Split System: Heat Pump with Remote Outdoor Unit-Air-Source) | HH860E2S11 | ADP |  | CV481**C+TXV | TMLV100C16MP12 | 42500 | 17 | 8.3 | 42000 | 32800 | 78.1% | 1.96 | 0 | 11 |  |  |  |  | R-454B | 3.5417 | Residential & Commercial | USHP | Ducted CEE Tier 1
214776714 | Central HP <5.4 tons | YORK | HRCU-A-CB (Split System: Heat Pump with Remote Outdoor Unit-Air-Source) | HH860E2S11 | ADP |  | CV602D*A+TXV | TMLV100C16MP12 | 43500 | 18 | 8.5 | 42000 | 32800 | 78.1% | 2 | 0 | 11.7 |  |  |  |  | R-454B | 3.625 | Residential & Commercial | USHP | Ducted CEE Tier 1
214776732 | Central HP <5.4 tons | YORK | HRCU-A-CB (Split System: Heat Pump with Remote Outdoor Unit-Air-Source) | HH860E2S11 | ADP |  | CH600D*C+TXV | Y81E080C16SMPS1 | 44000 | 17 | 8.4 | 42500 | 33000 | 77.65% | 1.98 | 0 | 11.7 |  |  |  |  | R-454B | 3.6667 | Residential & Commercial | USHP | Ducted CEE Tier 1
213361088 | Central HP <5.4 tons | LENNOX | HRCU-A-CB (Split System: Heat Pump with Remote Outdoor Unit-Air-Source) | SL25XPV-048-230A** | ADP |  | LH40/61W9 | EL297UH110XV60C* | 45000 | 20 | 9.2 | 43500 | 37000 | 85.06% | 1.82 | 0 | 12 |  |  |  |  | R-410A | 3.75 | Residential & Commercial | USHP | Ducted CEE Tier 1
214569400 | Central HP <5.4 tons | CARRIER | HRCU-A-CB (Split System: Heat Pump with Remote Outdoor Unit-Air-Source) | 25VNA448A*031* |  |  | CAP**4821AL*+UI | 59CU5B100C21**22 | 44000 | 21 | 9.5 | 46500 | 36200 | 77.85% | 2.28 | 0 | 11.5 |  |  |  |  | R-410A | 3.6667 | Residential & Commercial | USHP | Ducted CEE Tier 1
214569402 | Central HP <5.4 tons | CARRIER | HRCU-A-CB (Split System: Heat Pump with Remote Outdoor Unit-Air-Source) | 25VNA448A*031* |  |  | CAP**4821AL*+UI | 59MN7C060C21**20 | 43000 | 20 | 9.5 | 47000 | 37000 | 78.72% | 2.22 | 0 | 10.5 |  |  |  |  | R-410A | 3.5833 | Residential & Commercial | USHP | Ducted CEE Tier 1
215731385 | Central HP <5.4 tons | YORK | HRCU-A-CB (Split System: Heat Pump with Remote Outdoor Unit-Air-Source) | HH860E2S11 | ADP |  | H,YG3K*48+TXV | TM8V100C16MP12 | 43500 | 17 | 8.5 | 42000 | 32800 | 78.1% | 2 | 0 | 11.7 |  |  |  |  | R-454B | 3.625 | Residential & Commercial | USHP | Ducted CEE Tier 1
214569563 | Central HP <5.4 tons | BRYANT HEATING AND COOLING SYSTEMS | HRCU-A-CB (Split System: Heat Pump with Remote Outdoor Unit-Air-Source) | 284ANV036*0**B* |  |  | CAP**4821AL*+UI | 935CB60080C21*** | 33800 | 19 | 9.5 | 36600 | 25800 | 70.49% | 2.04 | 0 | 12 |  |  |  |  | R-410A | 2.8167 | Residential & Commercial | USHP | Ducted CEE Tier 1
214569565 | Central HP <5.4 tons | BRYANT HEATING AND COOLING SYSTEMS | HRCU-A-CB (Split System: Heat Pump with Remote Outdoor Unit-Air-Source) | 284ANV036*0**B* |  |  | CAP**4821AL*+UI | 935CB66100C21*** | 33800 | 19.5 | 9.5 | 36400 | 25800 | 70.88% | 2.04 | 0 | 12 |  |  |  |  | R-410A | 2.8167 | Residential & Commercial | USHP | Ducted CEE Tier 1
216820449 | Central HP <5.4 tons | FRIEDRICH | HRCU-A-CB (Split System: Heat Pump with Remote Outdoor Unit-Air-Source) | RD18AY60AJVC |  |  | RCFY6024STANM | FR801V1005A21UHN | 51000 | 17 | 10 | 51000 | 38000 | 74.51% | 2 | 0 | 11 |  |  |  |  | R-454B | 4.25 | Residential & Commercial | USHP | Ducted CEE Tier 1
216980500 | Central HP <5.4 tons | ZERO | HRCU-A-CB (Split System: Heat Pump with Remote Outdoor Unit-Air-Source) | ZSOVA-60HDMB-USHH |  |  | ZAVA-60HDMB-US | 0 | 54000 | 16 | 9 | 56000 | 52000 | 92.86% | 1.8 | 0 | 10 |  |  |  |  | R-454B | 4.5 | Residential & Commercial | USHP | Ducted CEE Tier 1
214776453 | Central HP <5.4 tons | YORK | HRCU-A-CB (Split System: Heat Pump with Remote Outdoor Unit-Air-Source) | HH860E2S11 | ADP |  | CV603**A+TXV | TL9E080C16UH11 | 44500 | 18 | 8.5 | 44000 | 34000 | 77.27% | 2 | 0 | 11 |  |  |  |  | R-454B | 3.7083 | Residential & Commercial | USHP | Ducted CEE Tier 1
214776478 | Central HP <5.4 tons | YORK | HRCU-A-CB (Split System: Heat Pump with Remote Outdoor Unit-Air-Source) | HH860E2S11 | ADP |  | CV600**C+TXV | TM9E080C16MP12 | 44000 | 17 | 8.4 | 43500 | 34000 | 78.16% | 1.98 | 0 | 10.5 |  |  |  |  | R-454B | 3.6667 | Residential & Commercial | USHP | Ducted CEE Tier 1
214776576 | Central HP <5.4 tons | YORK | HRCU-A-CB (Split System: Heat Pump with Remote Outdoor Unit-Air-Source) | HH860E2S11 | ADP |  | CV606**C+TXV | TM9V100C16MP12 | 43500 | 18 | 8.5 | 42000 | 32800 | 78.1% | 2 | 0 | 11.7 |  |  |  |  | R-454B | 3.625 | Residential & Commercial | USHP | Ducted CEE Tier 1
214776594 | Central HP <5.4 tons | YORK | HRCU-A-CB (Split System: Heat Pump with Remote Outdoor Unit-Air-Source) | HH860E2S11 | ADP |  | CV602D*A+TXV | TM9V100C20MP12 | 52000 | 19 | 8.5 | 51500 | 38000 | 73.79% | 2 | 0 | 11 |  |  |  |  | R-454B | 4.3333 | Residential & Commercial | USHP | Ducted CEE Tier 1
213361078 | Central HP <5.4 tons | LENNOX | HRCU-A-CB (Split System: Heat Pump with Remote Outdoor Unit-Air-Source) | SL25XPV-048-230A** | ADP |  | LH42/62W9 | EL297UH090XV60C* | 45500 | 20 | 9.4 | 42000 | 35800 | 85.24% | 1.88 | 0 | 12 |  |  |  |  | R-410A | 3.7917 | Residential & Commercial | USHP | Ducted CEE Tier 1
216980496 | Central HP <5.4 tons | ZERO | HRCU-A-CB (Split System: Heat Pump with Remote Outdoor Unit-Air-Source) | ZSOVA-24HDMB-USHH |  |  | ZAVA-24HDMB-US | 0 | 23000 | 18.3 | 10 | 24000 | 21600 | 90% | 1.87 | 0 | 11.7 |  |  |  |  | R-454B | 1.9167 | Residential & Commercial | USHP | Ducted CEE Tier 1
215731412 | Central HP <5.4 tons | YORK | HRCU-A-CB (Split System: Heat Pump with Remote Outdoor Unit-Air-Source) | HH860E2S11 | ADP |  | H,YG74*48+TXV-BLEED | TM8V100C16MP12 | 43500 | 18 | 8.5 | 42000 | 32800 | 78.1% | 2 | 0 | 11.7 |  |  |  |  | R-454B | 3.625 | Residential & Commercial | USHP | Ducted CEE Tier 1
215731419 | Central HP <5.4 tons | YORK | HRCU-A-CB (Split System: Heat Pump with Remote Outdoor Unit-Air-Source) | HH860E2S11 | ADP |  | H,YG52*48+TXV-BLEED | TM8V100C16MP12 | 43500 | 18 | 8.5 | 42000 | 32800 | 78.1% | 2 | 0 | 11.7 |  |  |  |  | R-454B | 3.625 | Residential & Commercial | USHP | Ducted CEE Tier 1
215731469 | Central HP <5.4 tons | YORK | HRCU-A-CB (Split System: Heat Pump with Remote Outdoor Unit-Air-Source) | HH860E2S11 | ADP |  | H,YG3K*48+TXV-BLEED | TM8V120C20MP12 | 44500 | 18 | 8.5 | 43000 | 33400 | 77.67% | 2 | 0 | 11 |  |  |  |  | R-454B | 3.7083 | Residential & Commercial | USHP | Ducted CEE Tier 1
215731478 | Central HP <5.4 tons | YORK | HRCU-A-CB (Split System: Heat Pump with Remote Outdoor Unit-Air-Source) | HH860E2S11 | ADP |  | H,YG54*60+TXV | TM8V120C20MP12 | 53000 | 19 | 8.5 | 52000 | 38500 | 74.04% | 2 | 0 | 11 |  |  |  |  | R-454B | 4.4167 | Residential & Commercial | USHP | Ducted CEE Tier 1
215731519 | Central HP <5.4 tons | YORK | HRCU-A-CB (Split System: Heat Pump with Remote Outdoor Unit-Air-Source) | HH860E2S11 | ADP |  | H,YG53*48+TXV-BLEED | TM9Y080C16MP11 | 44000 | 17 | 8.5 | 42500 | 33400 | 78.59% | 2 | 0 | 11 |  |  |  |  | R-454B | 3.6667 | Residential & Commercial | USHP | Ducted CEE Tier 1
215731544 | Central HP <5.4 tons | YORK | HRCU-A-CB (Split System: Heat Pump with Remote Outdoor Unit-Air-Source) | HH860E2S11 | ADP |  | H,YG3K*60+TXV | TM9Y100C16MP11 | 44000 | 16 | 8.5 | 42500 | 33400 | 78.59% | 2 | 0 | 11 |  |  |  |  | R-454B | 3.6667 | Residential & Commercial | USHP | Ducted CEE Tier 1
215731827 | Central HP <5.4 tons | YORK | HRCU-A-CB (Split System: Heat Pump with Remote Outdoor Unit-Air-Source) | HH836E2S11 | ADP |  | H,YG48*36+TXV-BLEED | Y81E080B12SMPS1 | 32800 | 18 | 8.5 | 28400 | 24400 | 85.92% | 2 | 0 | 11.7 |  |  |  |  | R-454B | 2.7333 | Residential & Commercial | USHP | Ducted CEE Tier 1
214848918 | Central HP <5.4 tons | YORK | HRCU-A-CB (Split System: Heat Pump with Remote Outdoor Unit-Air-Source) | HH836E2S11 | ADP |  | H,YG36*36+TXV | TM9E080C20MP12 | 33800 | 17 | 8.5 | 30400 | 25400 | 83.55% | 2 | 0 | 11 |  |  |  |  | R-454B | 2.8167 | Residential & Commercial | USHP | Ducted CEE Tier 1
215940904 | Central HP <5.4 tons | CARRIER | HRCU-A-CB (Split System: Heat Pump with Remote Outdoor Unit-Air-Source) | 27VNA336A*030* |  |  | CVAVA6024XMA*+UI | 59TN7A120C24**22 | 35600 | 22 | 8.5 | 38000 | 28400 | 74.74% | 2.04 | 0 | 12.5 |  |  |  |  | R-454B | 2.9667 | Residential & Commercial | USHP | Ducted CEE Tier 1
216644418 | Central HP <5.4 tons | CARRIER | HRCU-A-CB (Split System: Heat Pump with Remote Outdoor Unit-Air-Source) | 37MUHAQ18AA3 |  |  | CAA**2517AM* | 59TP6C060V14**12 | 18000 | 15.2 | 9 | 19700 | 17600 | 89.34% | 1.88 | 0 | 11 |  |  |  |  | R-454B | 1.5 | Residential & Commercial | USHP | Ducted CEE Tier 1
216644633 | Central HP <5.4 tons | CARRIER | HRCU-A-CB (Split System: Heat Pump with Remote Outdoor Unit-Air-Source) | 37MUHAQ18AA3 |  |  | FM(C,U)5Z18**AL* | 0 | 18000 | 15.2 | 12.5 | 21200 | 18800 | 88.68% | 2.08 | 0 | 11 |  |  |  |  | R-454B | 1.5 | Residential & Commercial | USHP | Ducted CEE Tier 1
212984755 | Central HP <5.4 tons | TEMPSTAR | HRCU-A-CB (Split System: Heat Pump with Remote Outdoor Unit-Air-Source) | DLCURAH18ABK |  |  | EN(A,D)4X24L17** | *92MSN0801716A* | 17700 | 16.5 | 8.5 | 18700 | 19100 | 102.1% | 2.3 | 0 | 11 |  |  |  |  | R-410A | 1.475 | Residential & Commercial | USHP | Ducted CEE Tier 1
214595985 | Central HP <5.4 tons | MIDEA | HRCU-A-CB (Split System: Heat Pump with Remote Outdoor Unit-Air-Source) | MOVB-36HDN1-M20G | ADP |  | F,PE*TT1937 | 0 | 34200 | 19 | 9.5 | 32600 | 23600 | 72.39% | 1.9 | 0 | 12 |  |  |  |  | R-410A | 2.85 | Residential & Commercial | USHP | Ducted CEE Tier 1
215731546 | Central HP <5.4 tons | YORK | HRCU-A-CB (Split System: Heat Pump with Remote Outdoor Unit-Air-Source) | HH860E2S11 | ADP |  | H,YG54*60+TXV-BLEED | TM9Y100C16MP11 | 44000 | 17 | 8.5 | 42500 | 33400 | 78.59% | 2 | 0 | 11 |  |  |  |  | R-454B | 3.6667 | Residential & Commercial | USHP | Ducted CEE Tier 1
215731576 | Central HP <5.4 tons | YORK | HRCU-A-CB (Split System: Heat Pump with Remote Outdoor Unit-Air-Source) | HH860E2S11 | ADP |  | H,YG3K*60+TXV | TM9Y100C20MP11 | 44500 | 17 | 8.5 | 44500 | 34400 | 77.3% | 2 | 0 | 11 |  |  |  |  | R-454B | 3.7083 | Residential & Commercial | USHP | Ducted CEE Tier 1
215731696 | Central HP <5.4 tons | YORK | HRCU-A-CB (Split System: Heat Pump with Remote Outdoor Unit-Air-Source) | HH860E2S11 | ADP |  | H,YG54*60+TXV | Y81E100C20SMPS1 | 53000 | 19 | 8.5 | 51500 | 38000 | 73.79% | 2 | 0 | 11.7 |  |  |  |  | R-454B | 4.4167 | Residential & Commercial | USHP | Ducted CEE Tier 1
215731712 | Central HP <5.4 tons | YORK | HRCU-A-CB (Split System: Heat Pump with Remote Outdoor Unit-Air-Source) | HH860E2S11 | ADP |  | H,YG3K*60+TXV | Y81E120C16SMPS1 | 44000 | 17 | 8.5 | 42000 | 32600 | 77.62% | 2 | 0 | 12 |  |  |  |  | R-454B | 3.6667 | Residential & Commercial | USHP | Ducted CEE Tier 1
215731726 | Central HP <5.4 tons | YORK | HRCU-A-CB (Split System: Heat Pump with Remote Outdoor Unit-Air-Source) | HH860E2S11 | ADP |  | H,YG51*60+TXV | Y81E120C16SMPS1 | 44000 | 18 | 8.5 | 42000 | 32600 | 77.62% | 2 | 0 | 12 |  |  |  |  | R-454B | 3.6667 | Residential & Commercial | USHP | Ducted CEE Tier 1
214776935 | Central HP <5.4 tons | YORK | HRCU-A-CB (Split System: Heat Pump with Remote Outdoor Unit-Air-Source) | HH836E2S11 | ADP |  | CV361A*C+TXV+AEF36AXP* | 0 | 32200 | 19 | 8.65 | 29200 | 24800 | 84.93% | 1.94 | 0 | 11 |  |  |  |  | R-454B | 2.6833 | Residential & Commercial | USHP | Ducted CEE Tier 1
215933464 | Central HP <5.4 tons | CARRIER | HRCU-A-CB (Split System: Heat Pump with Remote Outdoor Unit-Air-Source) | 27VNA336A*030* |  |  | CSAH*4212AM*+UI | 59TN6C060C17**14 | 33200 | 18.5 | 9 | 34200 | 26200 | 76.61% | 1.94 | 0 | 10.5 |  |  |  |  | R-454B | 2.7667 | Residential & Commercial | USHP | Ducted CEE Tier 1
210472823 | Central HP <5.4 tons | AIRQUEST | HRCU-A-CB (Split System: Heat Pump with Remote Outdoor Unit-Air-Source) | HVH825GKA3* |  |  | EA*4X42L21A*+WALLCON | *95CSU0802120A* | 23800 | 16.5 | 8.1 | 21400 | 16600 | 77.57% | 1.96 | 0 | 11 |  |  |  |  | R-410A | 1.9833 | Residential & Commercial | USHP | Ducted CEE Tier 1
210472889 | Central HP <5.4 tons | AIRQUEST | HRCU-A-CB (Split System: Heat Pump with Remote Outdoor Unit-Air-Source) | HVH825GKA3* |  |  | EA*4X42L21A*+WALLCON | *80CTL0701716A* | 23800 | 16.5 | 8.1 | 21400 | 16600 | 77.57% | 1.96 | 0 | 11 |  |  |  |  | R-410A | 1.9833 | Residential & Commercial | USHP | Ducted CEE Tier 1
210472900 | Central HP <5.4 tons | AIRQUEST | HRCU-A-CB (Split System: Heat Pump with Remote Outdoor Unit-Air-Source) | HVH825GKA3* |  |  | EA*4X42L21A*+WALLCON | *96CTN0601714A* | 23600 | 16.5 | 8.1 | 21400 | 16700 | 78.04% | 1.94 | 0 | 11 |  |  |  |  | R-410A | 1.9667 | Residential & Commercial | USHP | Ducted CEE Tier 1
210470908 | Central HP <5.4 tons | CARRIER | HRCU-A-CB (Split System: Heat Pump with Remote Outdoor Unit-Air-Source) | 25VNA837A*031* |  |  | CNPV*6024AL*+UI | 58TN*A090C21**20 | 32800 | 18 | 8.1 | 32200 | 24800 | 77.02% | 1.98 | 0 | 12 |  |  |  |  | R-410A | 2.7333 | Residential & Commercial | USHP | Ducted CEE Tier 1
213774626 | Central HP <5.4 tons | BRYANT HEATING AND COOLING SYSTEMS | HRCU-A-CB (Split System: Heat Pump with Remote Outdoor Unit-Air-Source) | 288BNV025*0**C* |  |  | CSPH*4812AL*+UI | 935CB48060C17*** | 24200 | 16 | 8.1 | 21400 | 16600 | 77.57% | 2 | 0 | 10.5 |  |  |  |  | R-410A | 2.0167 | Residential & Commercial | USHP | Ducted CEE Tier 1
214776358 | Central HP <5.4 tons | YORK | HRCU-A-CB (Split System: Heat Pump with Remote Outdoor Unit-Air-Source) | HH824E2S11 | ADP |  | CH360**C+TXV | TMLE040A12MP11 | 22200 | 16 | 8.65 | 20800 | 16800 | 80.77% | 1.94 | 0 | 11.5 |  |  |  |  | R-454B | 1.85 | Residential & Commercial | USHP | Ducted CEE Tier 1
213360255 | Central HP <5.4 tons | LENNOX | HRCU-A-CB (Split System: Heat Pump with Remote Outdoor Unit-Air-Source) | SL25XPV-036-230A** | ADP |  | L*35/36U9 | EL297UH070XV36B* | 33800 | 21 | 8.8 | 33000 | 25800 | 78.18% | 1.82 | 0 | 13 |  |  |  |  | R-410A | 2.8167 | Residential & Commercial | USHP | Ducted CEE Tier 1
215731728 | Central HP <5.4 tons | YORK | HRCU-A-CB (Split System: Heat Pump with Remote Outdoor Unit-Air-Source) | HH860E2S11 | ADP |  | H,YG74*60+TXV-BLEED | Y81E120C16SMPS1 | 44000 | 18 | 8.5 | 41500 | 32600 | 78.55% | 2 | 0 | 12 |  |  |  |  | R-454B | 3.6667 | Residential & Commercial | USHP | Ducted CEE Tier 1
215731737 | Central HP <5.4 tons | YORK | HRCU-A-CB (Split System: Heat Pump with Remote Outdoor Unit-Air-Source) | HH860E2S11 | ADP |  | H,YG37*60+TXV-BLEED | Y81E120C20SMPS1 | 51500 | 18 | 8.35 | 51500 | 38000 | 73.79% | 1.98 | 0 | 11 |  |  |  |  | R-454B | 4.2917 | Residential & Commercial | USHP | Ducted CEE Tier 1
215731744 | Central HP <5.4 tons | YORK | HRCU-A-CB (Split System: Heat Pump with Remote Outdoor Unit-Air-Source) | HH860E2S11 | ADP |  | H,YG3K*60+TXV | Y81E120C20SMPS1 | 45000 | 18 | 8.5 | 43500 | 33600 | 77.24% | 2 | 0 | 11.7 |  |  |  |  | R-454B | 3.75 | Residential & Commercial | USHP | Ducted CEE Tier 1
215731753 | Central HP <5.4 tons | YORK | HRCU-A-CB (Split System: Heat Pump with Remote Outdoor Unit-Air-Source) | HH860E2S11 | ADP |  | H,YG51*60+TXV-BLEED | Y81E120C20SMPS1 | 52500 | 19 | 8.5 | 51500 | 38000 | 73.79% | 2 | 0 | 11.7 |  |  |  |  | R-454B | 4.375 | Residential & Commercial | USHP | Ducted CEE Tier 1
216604745 | Central HP <5.4 tons | GE Appliances | HRCU-A-CB (Split System: Heat Pump with Remote Outdoor Unit-Air-Source) | NS18H24HA5*** |  |  | NAM24V2TA5**** | 0 | 24000 | 17 | 9.4 | 24000 | 23200 | 96.67% | 1.8 | 0 | 11.7 |  |  |  |  | R-454B | 2 | Residential & Commercial | USHP | Ducted CEE Tier 1
216604754 | Central HP <5.4 tons | GE Appliances | HRCU-A-CB (Split System: Heat Pump with Remote Outdoor Unit-Air-Source) | NS18H60HA5*** |  |  | NAM42E1TA5**** | 0 | 44500 | 17.6 | 9 | 48000 | 43000 | 89.58% | 1.8 | 0 | 10.5 |  |  |  |  | R-454B | 3.7083 | Residential & Commercial | USHP | Ducted CEE Tier 1
214271596 | Central HP <5.4 tons | CARRIER | HRCU-A-CB (Split System: Heat Pump with Remote Outdoor Unit-Air-Source) | 25VNA424A*031* | ADP |  | C36A***L159 | 58TN*B045C17**12 | 23400 | 20 | 10.5 | 25000 | 19500 | 78% | 2.42 | 0 | 12.5 |  |  |  |  | R-410A | 1.95 | Residential & Commercial | USHP | Ducted CEE Tier 1
214271614 | Central HP <5.4 tons | CARRIER | HRCU-A-CB (Split System: Heat Pump with Remote Outdoor Unit-Air-Source) | 25VNA424A*031* | ADP |  | PL36H175P159 | 58TN*B070C14**12 | 23400 | 20 | 10.5 | 25000 | 19500 | 78% | 2.42 | 0 | 13 |  |  |  |  | R-410A | 1.95 | Residential & Commercial | USHP | Ducted CEE Tier 1
213360251 | Central HP <5.4 tons | LENNOX | HRCU-A-CB (Split System: Heat Pump with Remote Outdoor Unit-Air-Source) | SL25XPV-036-230A** | ADP |  | L*23/37Z9 | EL297UH045XV36B* | 33600 | 21 | 8.8 | 33200 | 25800 | 77.71% | 1.82 | 0 | 13 |  |  |  |  | R-410A | 2.8 | Residential & Commercial | USHP | Ducted CEE Tier 1
214848917 | Central HP <5.4 tons | YORK | HRCU-A-CB (Split System: Heat Pump with Remote Outdoor Unit-Air-Source) | HH836E2S11 | ADP |  | H,YG36*36+TXV | TM9E080C16MP12 | 33800 | 19 | 8.5 | 31000 | 25800 | 83.23% | 2 | 0 | 11 |  |  |  |  | R-454B | 2.8167 | Residential & Commercial | USHP | Ducted CEE Tier 1
216604784 | Central HP <5.4 tons | GE Appliances | HRCU-A-C (Split System: Heat Pump with Remote Outdoor Unit with No Indoor Fan --Air Source) | NS18H60HA5*** |  |  | NCHC42BT5****+TDR | 0 | 48000 | 15.2 | 8.5 | 47500 | 39500 | 83.16% | 1.85 | 0 | 10 |  |  |  |  | R-454B | 4 | Residential & Commercial | USHP | Ducted CEE Tier 1
216980497 | Central HP <5.4 tons | ZERO | HRCU-A-CB (Split System: Heat Pump with Remote Outdoor Unit-Air-Source) | ZSOVA-30HDMB-USHH |  |  | ZAVA-30HDMB-US | 0 | 30000 | 16.8 | 10 | 34000 | 32600 | 95.88% | 1.96 | 0 | 11.7 |  |  |  |  | R-454B | 2.5 | Residential & Commercial | USHP | Ducted CEE Tier 1
214848973 | Central HP <5.4 tons | YORK | HRCU-A-CB (Split System: Heat Pump with Remote Outdoor Unit-Air-Source) | HH824E2S11 | ADP |  | H,YG35*36+TXV-BLEED | Y81E100B12SMPS1 | 23000 | 19 | 9.5 | 21400 | 17600 | 82.24% | 2 | 0 | 11.7 |  |  |  |  | R-454B | 1.9167 | Residential & Commercial | USHP | Ducted CEE Tier 1
216604770 | Central HP <5.4 tons | GE Appliances | HRCU-A-C (Split System: Heat Pump with Remote Outdoor Unit with No Indoor Fan --Air Source) | NS18H24HA5*** |  |  | NCDC24AT5****+TDR | 0 | 24000 | 15.2 | 8.5 | 24000 | 22600 | 94.17% | 1.75 | 0 | 11.7 |  |  |  |  | R-454B | 2 | Residential & Commercial | USHP | Ducted CEE Tier 1
212969797 | Central HP <5.4 tons | BRYANT HEATING AND COOLING SYSTEMS | HRCU-A-CB (Split System: Heat Pump with Remote Outdoor Unit-Air-Source) | 38MURAQ24AB3* |  |  | CNPV*2414AL* | 82*SB36045V14*** | 23400 | 17 | 8.5 | 27000 | 25000 | 92.59% | 2.08 | 0 | 10 |  |  |  |  | R-410A | 1.95 | Residential & Commercial | USHP | Ducted CEE Tier 1
216604790 | Central HP <5.4 tons | GE Appliances | HRCU-A-C (Split System: Heat Pump with Remote Outdoor Unit with No Indoor Fan --Air Source) | NS18H60HA5*** |  |  | NCUC60DT5****+TDR | 0 | 52000 | 15.2 | 8.1 | 54000 | 41500 | 76.85% | 1.8 | 0 | 10 |  |  |  |  | R-454B | 4.3333 | Residential & Commercial | USHP | Ducted CEE Tier 1
216604793 | Central HP <5.4 tons | GE Appliances | HRCU-A-C (Split System: Heat Pump with Remote Outdoor Unit with No Indoor Fan --Air Source) | NS18H60HA5*** |  |  | NCDC60CT5****+TDR | 0 | 51000 | 15.2 | 8.5 | 54000 | 41500 | 76.85% | 1.95 | 0 | 10 |  |  |  |  | R-454B | 4.25 | Residential & Commercial | USHP | Ducted CEE Tier 1
216604762 | Central HP <5.4 tons | GE Appliances | HRCU-A-C (Split System: Heat Pump with Remote Outdoor Unit with No Indoor Fan --Air Source) | NS18H24HA5*** |  |  | NCUC30BT5****+TDR | 0 | 24000 | 15.2 | 8.5 | 24000 | 21400 | 89.17% | 1.75 | 0 | 11.7 |  |  |  |  | R-454B | 2 | Residential & Commercial | USHP | Ducted CEE Tier 1
214243035 | Central HP <5.4 tons | CARRIER | HRCU-A-CB (Split System: Heat Pump with Remote Outdoor Unit-Air-Source) | 25VNA825A*031* |  |  | CNPV*4221AL*+UI | 59MN7C100C21**22 | 23800 | 16.5 | 8.1 | 21400 | 16600 | 77.57% | 1.96 | 0 | 11 |  |  |  |  | R-410A | 1.9833 | Residential & Commercial | USHP | Ducted CEE Tier 1
213360281 | Central HP <5.4 tons | LENNOX | HRCU-A-CB (Split System: Heat Pump with Remote Outdoor Unit-Air-Source) | SL25XPV-036-230A** | ADP |  | L*23/37Z9 | EL297UH110XV48C* | 33600 | 22 | 8.7 | 32800 | 26400 | 80.49% | 1.82 | 0 | 13 |  |  |  |  | R-410A | 2.8 | Residential & Commercial | USHP | Ducted CEE Tier 1
216739025 | Central HP <5.4 tons | HEIL | HRCU-A-CB (Split System: Heat Pump with Remote Outdoor Unit-Air-Source) | D5CUHAH24AAK |  |  | F5MA5*24L*B* | 0 | 23000 | 15.5 | 8.5 | 21400 | 19200 | 89.72% | 1.98 | 0 | 11 |  |  |  |  | R-454B | 1.9167 | Residential & Commercial | USHP | Ducted CEE Tier 1
216737656 | Central HP <5.4 tons | HEIL | HRCU-A-CB (Split System: Heat Pump with Remote Outdoor Unit-Air-Source) | D5CUHAH24AAK |  |  | ESH5X30M12A* | *96VSN0801716B* | 22600 | 16 | 8.1 | 21200 | 18900 | 89.15% | 1.85 | 0 | 10.5 |  |  |  |  | R-454B | 1.8833 | Residential & Commercial | USHP | Ducted CEE Tier 1
211241424 | Central HP <5.4 tons | DAY & NIGHT | HRCU-A-CB (Split System: Heat Pump with Remote Outdoor Unit-Air-Source) | DLCURAH24ABK |  |  | EA*4X30L17A* | *96VSN0601412A* | 23400 | 16.5 | 8.5 | 26000 | 24000 | 92.31% | 1.98 | 0 | 10 |  |  |  |  | R-410A | 1.95 | Residential & Commercial | USHP | Ducted CEE Tier 1
212979500 | Central HP <5.4 tons | TEMPSTAR | HRCU-A-CB (Split System: Heat Pump with Remote Outdoor Unit-Air-Source) | DLCURAH24ABK |  |  | EA*4X36L21A* | *80MS(N,L)0702116A* | 24000 | 17.5 | 8.5 | 26400 | 21200 | 80.3% | 1.8 | 0 | 10 |  |  |  |  | R-410A | 2 | Residential & Commercial | USHP | Ducted CEE Tier 1
216604763 | Central HP <5.4 tons | GE Appliances | HRCU-A-C (Split System: Heat Pump with Remote Outdoor Unit with No Indoor Fan --Air Source) | NS18H24HA5*** |  |  | NCUC36AT5****+TDR | 0 | 24000 | 15.2 | 8.5 | 24000 | 21000 | 87.5% | 1.8 | 0 | 11.7 |  |  |  |  | R-454B | 2 | Residential & Commercial | USHP | Ducted CEE Tier 1
214389866 | Central HP <5.4 tons | CARRIER | HRCU-A-CB (Split System: Heat Pump with Remote Outdoor Unit-Air-Source) | 25VNA424A*031* | ADP |  | H,PG9J936 | 58TN*B045C17**12 | 23400 | 20 | 10.5 | 25000 | 19500 | 78% | 2.42 | 0 | 12.5 |  |  |  |  | R-410A | 1.95 | Residential & Commercial | USHP | Ducted CEE Tier 1
214389868 | Central HP <5.4 tons | CARRIER | HRCU-A-CB (Split System: Heat Pump with Remote Outdoor Unit-Air-Source) | 25VNA424A*031* | ADP |  | H,PG24936 | 58TN*B070C14**12 | 23000 | 20 | 10 | 25400 | 19800 | 77.95% | 2.3 | 0 | 13 |  |  |  |  | R-410A | 1.9167 | Residential & Commercial | USHP | Ducted CEE Tier 1
214389875 | Central HP <5.4 tons | CARRIER | HRCU-A-CB (Split System: Heat Pump with Remote Outdoor Unit-Air-Source) | 25VNA424A*031* | ADP |  | H,PG34936 | 58TN*B070C17**16 | 23400 | 20 | 10.5 | 25000 | 19400 | 77.6% | 2.46 | 0 | 13 |  |  |  |  | R-410A | 1.95 | Residential & Commercial | USHP | Ducted CEE Tier 1
214271603 | Central HP <5.4 tons | CARRIER | HRCU-A-CB (Split System: Heat Pump with Remote Outdoor Unit-Air-Source) | 25VNA424A*031* | ADP |  | V,C36H175P459 | 58TN*B045C17**12 | 23800 | 20 | 10.5 | 25000 | 19500 | 78% | 2.52 | 0 | 13 |  |  |  |  | R-410A | 1.9833 | Residential & Commercial | USHP | Ducted CEE Tier 1
207455341 | Central HP <5.4 tons | LENNOX | HRCU-A-CB (Split System: Heat Pump with Remote Outdoor Unit-Air-Source) | SL25XPV-048-230A** | ADP |  | LH40/61W9 | EL296UH090XV60C* | 44500 | 20 | 9.2 | 43500 | 37200 | 85.52% | 1.82 | 12 | 12 |  |  |  |  | R-410A | 3.7083 | Residential & Commercial | USHP | Ducted CEE Tier 1
207455394 | Central HP <5.4 tons | LENNOX | HRCU-A-CB (Split System: Heat Pump with Remote Outdoor Unit-Air-Source) | SL25XPV-048-230A** | ADP |  | LH42/62W9 | SL280UH090XV60C* | 45000 | 21 | 9.2 | 43500 | 36800 | 84.6% | 1.84 | 12.5 | 12.5 |  |  |  |  | R-410A | 3.75 | Residential & Commercial | USHP | Ducted CEE Tier 1
207455428 | Central HP <5.4 tons | LENNOX | HRCU-A-CB (Split System: Heat Pump with Remote Outdoor Unit-Air-Source) | SL25XPV-048-230A** | ADP |  | L*42/60Z9 | SL297UH080NV60C* | 45500 | 20 | 9.3 | 42000 | 36000 | 85.71% | 1.86 | 12.5 | 12 |  |  |  |  | R-410A | 3.7917 | Residential & Commercial | USHP | Ducted CEE Tier 1
214440927 | Central HP <5.4 tons | CARRIER | HRCU-A-CB (Split System: Heat Pump with Remote Outdoor Unit-Air-Source) | 25VNA424A*031* | ADP |  | H,PG9J936 | 59TN6C040C14**10 | 22800 | 18 | 10 | 25400 | 20000 | 78.74% | 2.3 | 0 | 11.5 |  |  |  |  | R-410A | 1.9 | Residential & Commercial | USHP | Ducted CEE Tier 1
214440945 | Central HP <5.4 tons | CARRIER | HRCU-A-CB (Split System: Heat Pump with Remote Outdoor Unit-Air-Source) | 25VNA424A*031* | ADP |  | H,PG34936 | 59TN6C080C17**14 | 23400 | 20 | 10.5 | 25000 | 19400 | 77.6% | 2.46 | 0 | 13 |  |  |  |  | R-410A | 1.95 | Residential & Commercial | USHP | Ducted CEE Tier 1
213145647 | Central HP <5.4 tons | TEMPSTAR | HRCU-A-CB (Split System: Heat Pump with Remote Outdoor Unit-Air-Source) | DLCURAH24ABK | ADP |  | PL36H***P449+AEFE3A* | 0 | 24200 | 18 | 9 | 25000 | 22600 | 90.4% | 1.92 | 0 | 10.5 |  |  |  |  | R-410A | 2.0167 | Residential & Commercial | USHP | Ducted CEE Tier 1
212517495 | Central HP <5.4 tons | YORK | HRCU-A-CB (Split System: Heat Pump with Remote Outdoor Unit-Air-Source) | HMH72B341 | ADP |  | CH367C9 | TM9Y100C20MP11 | 33600 | 15.2 | 8.4 | 32400 | 24000 | 74.07% | 2.04 | 0 | 9 |  |  |  |  | R-410A | 2.8 | Residential & Commercial | USHP
214061418 | Central HP <5.4 tons | YORK | HRCU-A-CB (Split System: Heat Pump with Remote Outdoor Unit-Air-Source) | HMH72B341 | ADP |  | AD-34(P,U)*****1+TXV | Y82E080B12LMPS1 | 33200 | 18 | 8.5 | 31400 | 23000 | 73.25% | 2.04 | 0 | 9.5 |  |  |  |  | R-410A | 2.7667 | Residential & Commercial | USHP
214061427 | Central HP <5.4 tons | YORK | HRCU-A-CB (Split System: Heat Pump with Remote Outdoor Unit-Air-Source) | HMH72B341 | ADP |  | AD-37(P,U)*****9 | Y82E080C16LMPS1 | 33600 | 18 | 8.5 | 31400 | 22800 | 72.61% | 2.08 | 0 | 9.5 |  |  |  |  | R-410A | 2.8 | Residential & Commercial | USHP
214810561 | Central HP <5.4 tons | STEALTH | HRCU-A-CB (Split System: Heat Pump with Remote Outdoor Unit-Air-Source) | ACIQ-18-HPB |  |  | ACIQ-18-AHB | 0 | 18000 | 18 | 9.3 | 19000 | 16500 | 86.84% | 2.04 | 12.5 | 12.4 |  |  |  |  | R-410A | 1.5 | Residential & Commercial | USHP | Ducted CEE Tier 1
216980494 | Central HP <5.4 tons | ZERO | HRCU-A-CB (Split System: Heat Pump with Remote Outdoor Unit-Air-Source) | ZSOVA-60HDMB-US |  |  | ZAVA-60HDMB-US | 0 | 54000 | 15.2 | 8.4 | 54000 | 38000 | 70.37% | 1.8 | 0 | 8.6 |  |  |  |  | R-454B | 4.5 | Residential & Commercial | USHP
216980495 | Central HP <5.4 tons | ZERO | HRCU-A-CB (Split System: Heat Pump with Remote Outdoor Unit-Air-Source) | ZSOVA-18HDMB-USHH |  |  | ZAVA-18HDMB-US | 0 | 18000 | 19 | 9.7 | 19000 | 18000 | 94.74% | 2 | 0 | 12.5 |  |  |  |  | R-454B | 1.5 | Residential & Commercial | USHP | Ducted CEE Tier 1
216604766 | Central HP <5.4 tons | GE Appliances | HRCU-A-C (Split System: Heat Pump with Remote Outdoor Unit with No Indoor Fan --Air Source) | NS18H24HA5*** |  |  | NCHC24AT5****+TDR | 0 | 23600 | 15.2 | 8.5 | 24000 | 22600 | 94.17% | 1.8 | 0 | 11 |  |  |  |  | R-454B | 1.9667 | Residential & Commercial | USHP | Ducted CEE Tier 1
213360276 | Central HP <5.4 tons | LENNOX | HRCU-A-CB (Split System: Heat Pump with Remote Outdoor Unit-Air-Source) | SL25XPV-036-230A** | ADP |  | L*35/36U9 | EL297UH110XV48C* | 33600 | 22 | 8.7 | 32800 | 26400 | 80.49% | 1.82 | 0 | 13 |  |  |  |  | R-410A | 2.8 | Residential & Commercial | USHP | Ducted CEE Tier 1
214389878 | Central HP <5.4 tons | CARRIER | HRCU-A-CB (Split System: Heat Pump with Remote Outdoor Unit-Air-Source) | 25VNA424A*031* | ADP |  | H,PG24936 | 58TN*B090C17**16 | 23000 | 20 | 10 | 25400 | 19600 | 77.17% | 2.3 | 0 | 13 |  |  |  |  | R-410A | 1.9167 | Residential & Commercial | USHP | Ducted CEE Tier 1
215864657 | Central HP <5.4 tons | TRANE | HRCU-A-CB (Split System: Heat Pump with Remote Outdoor Unit-Air-Source) | 5TWV8X48A1 |  |  | 5PX*C007AS3 | S8V2C100M5PCB | 45000 | 18.1 | 8.5 | 46000 | 35400 | 76.96% | 2.1 | 0 | 10 |  |  |  |  | R-454B | 3.75 | Residential & Commercial | USHP | Ducted CEE Tier 1
215864877 | Central HP <5.4 tons | TRANE | HRCU-A-CB (Split System: Heat Pump with Remote Outdoor Unit-Air-Source) | 5TWV8X48A1 |  |  | 5PX*D008AS3 | S9V2C100U4VSB+LRP | 45500 | 18.1 | 8.5 | 45500 | 35200 | 77.36% | 2.1 | 0 | 10 |  |  |  |  | R-454B | 3.7917 | Residential & Commercial | USHP | Ducted CEE Tier 1
215864891 | Central HP <5.4 tons | TRANE | HRCU-A-CB (Split System: Heat Pump with Remote Outdoor Unit-Air-Source) | 5TWV8X48A1 |  |  | 5PX*D010AS3 | S9V2C100U4VSB+LRP | 46000 | 18.1 | 8.5 | 45500 | 34800 | 76.48% | 2.1 | 0 | 10.5 |  |  |  |  | R-454B | 3.8333 | Residential & Commercial | USHP | Ducted CEE Tier 1
215864943 | Central HP <5.4 tons | TRANE | HRCU-A-CB (Split System: Heat Pump with Remote Outdoor Unit-Air-Source) | 5TWV8X48A1 |  |  | 5TXCC009AS3 | S8V2C100M5PCB | 46000 | 18.1 | 8.5 | 45500 | 35000 | 76.92% | 2.1 | 0 | 10 |  |  |  |  | R-454B | 3.8333 | Residential & Commercial | USHP | Ducted CEE Tier 1
211241167 | Central HP <5.4 tons | AIRQUEST | HRCU-A-CB (Split System: Heat Pump with Remote Outdoor Unit-Air-Source) | DLCURAH24ABK |  |  | EA*4X25L17A* | *92ESN0401410A* | 24800 | 15.5 | 8.5 | 26000 | 21200 | 81.54% | 1.76 | 0 | 10 |  |  |  |  | R-410A | 2.0667 | Residential & Commercial | USHP | Ducted CEE Tier 1
211241686 | Central HP <5.4 tons | AIRQUEST | HRCU-A-CB (Split System: Heat Pump with Remote Outdoor Unit-Air-Source) | DLCURAH24ABK |  |  | EA*4X30L17A* | *92ESN0601412A* | 23400 | 17 | 8.5 | 25800 | 24200 | 93.8% | 2.02 | 0 | 10 |  |  |  |  | R-410A | 1.95 | Residential & Commercial | USHP | Ducted CEE Tier 1
214610118 | Central HP <5.4 tons | FRIEDRICH | HRCU-A-CB (Split System: Heat Pump with Remote Outdoor Unit-Air-Source) | FRP18AZ24AJVC |  |  | TCFZ2421HEAAM | FR98MV0603A17UP | 22800 | 20 | 8.5 | 22800 | 26000 | 114% | 2.1 | 0 | 12.5 |  |  |  |  | R-410A | 1.9 | Residential & Commercial | USHP | Ducted CEE Tier 1
214389895 | Central HP <5.4 tons | CARRIER | HRCU-A-CB (Split System: Heat Pump with Remote Outdoor Unit-Air-Source) | 25VNA424A*031* | ADP |  | H,PG34936 | 58TN*B135C24**22 | 23400 | 20 | 10.5 | 25000 | 19300 | 77.2% | 2.48 | 0 | 13 |  |  |  |  | R-410A | 1.95 | Residential & Commercial | USHP | Ducted CEE Tier 1
216736863 | Central HP <5.4 tons | HEIL | HRCU-A-CB (Split System: Heat Pump with Remote Outdoor Unit-Air-Source) | D5CUHAH24AAK |  |  | ESH5X24M12A* | *96VTN0802120B* | 22200 | 15.2 | 8.1 | 21000 | 19000 | 90.48% | 1.9 | 0 | 10.5 |  |  |  |  | R-454B | 1.85 | Residential & Commercial | USHP | Ducted CEE Tier 1
216734420 | Central HP <5.4 tons | HEIL | HRCU-A-CB (Split System: Heat Pump with Remote Outdoor Unit-Air-Source) | D5CUHAH24AAK |  |  | EA*5X36M17A* | *80VSL0451412B* | 22200 | 16.5 | 8.5 | 20800 | 18700 | 89.9% | 1.94 | 0 | 10.5 |  |  |  |  | R-454B | 1.85 | Residential & Commercial | USHP | Ducted CEE Tier 1
216734941 | Central HP <5.4 tons | HEIL | HRCU-A-CB (Split System: Heat Pump with Remote Outdoor Unit-Air-Source) | D5CUHAH24AAK |  |  | EA*5X37M17A* | *80MS(N,L)0701716A* | 22800 | 16 | 8.5 | 20600 | 18400 | 89.32% | 1.96 | 0 | 11 |  |  |  |  | R-454B | 1.9 | Residential & Commercial | USHP | Ducted CEE Tier 1
213492168 | Central HP <5.4 tons | STEALTH | HRCU-A-C (Split System: Heat Pump with Remote Outdoor Unit with No Indoor Fan --Air Source) | ACIQ-24-HPB |  |  | ACIQ-24-ACL-14 | 0 | 24000 | 16.1 | 9.8 | 25000 | 20000 | 80% | 2 | 0 | 10.7 |  |  |  |  | R-410A | 2 | Residential & Commercial | USHP | Ducted CEE Tier 1
216735272 | Central HP <5.4 tons | HEIL | HRCU-A-CB (Split System: Heat Pump with Remote Outdoor Unit-Air-Source) | D5CUHAH24AAK |  |  | EA*5X37M17A* | *95MSU0601716A* | 22800 | 16.5 | 8.5 | 20600 | 18400 | 89.32% | 1.96 | 0 | 11 |  |  |  |  | R-454B | 1.9 | Residential & Commercial | USHP | Ducted CEE Tier 1
216735842 | Central HP <5.4 tons | HEIL | HRCU-A-CB (Split System: Heat Pump with Remote Outdoor Unit-Air-Source) | D5CUHAH24AAK |  |  | EA*5X37M21A* | *96MSN1002120A* | 23400 | 16 | 8.5 | 20800 | 18500 | 88.94% | 1.98 | 0 | 11 |  |  |  |  | R-454B | 1.95 | Residential & Commercial | USHP | Ducted CEE Tier 1
213076925 | Central HP <5.4 tons | CARRIER | HRCU-A-CB (Split System: Heat Pump with Remote Outdoor Unit-Air-Source) | 38MURAQ36AB3* |  |  | CAP**3617AL* | 59SP6B080V17**16 | 35200 | 15.2 | 8.1 | 39000 | 35400 | 90.77% | 1.82 | 0 | 9.5 |  |  |  |  | R-410A | 2.9333 | Residential & Commercial | USHP
213076955 | Central HP <5.4 tons | CARRIER | HRCU-A-CB (Split System: Heat Pump with Remote Outdoor Unit-Air-Source) | 38MURAQ36AB3* |  |  | CAP**3721AL* | 59SP6B080V17**16 | 36400 | 15.5 | 8.5 | 38500 | 35000 | 90.91% | 2.06 | 0 | 10 |  |  |  |  | R-410A | 3.0333 | Residential & Commercial | USHP | Ducted CEE Tier 1
213077225 | Central HP <5.4 tons | CARRIER | HRCU-A-CB (Split System: Heat Pump with Remote Outdoor Unit-Air-Source) | 38MURAQ36AB3* |  |  | CNPV*4824AL* | 59SP6B100V21**20 | 36000 | 16.5 | 8.1 | 38500 | 35000 | 90.91% | 2 | 0 | 10 |  |  |  |  | R-410A | 3 | Residential & Commercial | USHP | Ducted CEE Tier 1
213077357 | Central HP <5.4 tons | CARRIER | HRCU-A-CB (Split System: Heat Pump with Remote Outdoor Unit-Air-Source) | 38MURAQ36AB3* |  |  | CAP**3717AL* | 59TP6C080V17**16 | 36000 | 15.5 | 8.5 | 38500 | 35200 | 91.43% | 2 | 0 | 10 |  |  |  |  | R-410A | 3 | Residential & Commercial | USHP | Ducted CEE Tier 1
213077791 | Central HP <5.4 tons | CARRIER | HRCU-A-CB (Split System: Heat Pump with Remote Outdoor Unit-Air-Source) | 38MURAQ36AB3* |  |  | CAP**4224AL* | 59TP6C120V24**22 | 35200 | 16 | 8.1 | 38500 | 35000 | 90.91% | 1.88 | 0 | 9.5 |  |  |  |  | R-410A | 2.9333 | Residential & Commercial | USHP
213078245 | Central HP <5.4 tons | CARRIER | HRCU-A-CB (Split System: Heat Pump with Remote Outdoor Unit-Air-Source) | 38MURAQ36AB3* |  |  | CNPV*4824AL* | 58S(B,C)*B070M21**16 | 35800 | 16.5 | 8.1 | 38500 | 34800 | 90.39% | 1.98 | 0 | 10 |  |  |  |  | R-410A | 2.9833 | Residential & Commercial | USHP | Ducted CEE Tier 1
213078279 | Central HP <5.4 tons | CARRIER | HRCU-A-CB (Split System: Heat Pump with Remote Outdoor Unit-Air-Source) | 38MURAQ36AB3* |  |  | CAP**3717AL* | 58S(B,C)*B090M17**14 | 36200 | 16 | 8.5 | 38500 | 35000 | 90.91% | 2.02 | 0 | 10 |  |  |  |  | R-410A | 3.0167 | Residential & Commercial | USHP | Ducted CEE Tier 1
214229476 | Central HP <5.4 tons | TEMPSTAR | HRCU-A-CB (Split System: Heat Pump with Remote Outdoor Unit-Air-Source) | DLCURAH36ABK |  |  | EN(A,D)4X48L24** | *80MSU1002120A* | 35800 | 16.5 | 8.5 | 38500 | 34800 | 90.39% | 2 | 0 | 10 |  |  |  |  | R-410A | 2.9833 | Residential & Commercial | USHP | Ducted CEE Tier 1
212981215 | Central HP <5.4 tons | TEMPSTAR | HRCU-A-CB (Split System: Heat Pump with Remote Outdoor Unit-Air-Source) | DLCURAH36ABK |  |  | EA*4X48L24A* | *80MS(N,L)1352420A* | 35800 | 16.5 | 8.5 | 37800 | 34600 | 91.53% | 2.02 | 0 | 10 |  |  |  |  | R-410A | 2.9833 | Residential & Commercial | USHP | Ducted CEE Tier 1
216604758 | Central HP <5.4 tons | GE Appliances | HRCU-A-CB (Split System: Heat Pump with Remote Outdoor Unit-Air-Source) | NS18H60HA5*** |  |  | NAM48V2TA5**** | 0 | 46500 | 17.5 | 9 | 48000 | 43000 | 89.58% | 1.8 | 0 | 10.5 |  |  |  |  | R-454B | 3.875 | Residential & Commercial | USHP | Ducted CEE Tier 1
215864665 | Central HP <5.4 tons | TRANE | HRCU-A-CB (Split System: Heat Pump with Remote Outdoor Unit-Air-Source) | 5TWV8X48A1 |  |  | 5TXCB006AS3 | S9V2B080U4VSB+LRP | 44500 | 18.1 | 8.5 | 46000 | 35400 | 76.96% | 2.1 | 0 | 10 |  |  |  |  | R-454B | 3.7083 | Residential & Commercial | USHP | Ducted CEE Tier 1
215864815 | Central HP <5.4 tons | TRANE | HRCU-A-CB (Split System: Heat Pump with Remote Outdoor Unit-Air-Source) | 5TWV8X48A1 |  |  | 5PX*B006AS3 | S9V2B060U4PSC+LRP | 44500 | 18.1 | 8.5 | 46000 | 35400 | 76.96% | 2.1 | 0 | 10 |  |  |  |  | R-454B | 3.7083 | Residential & Commercial | USHP | Ducted CEE Tier 1
216604769 | Central HP <5.4 tons | GE Appliances | HRCU-A-C (Split System: Heat Pump with Remote Outdoor Unit with No Indoor Fan --Air Source) | NS18H24HA5*** |  |  | NCHC30BT5****+TDR | 0 | 24000 | 15.2 | 8.5 | 24000 | 23400 | 97.5% | 1.75 | 0 | 11.7 |  |  |  |  | R-454B | 2 | Residential & Commercial | USHP | Ducted CEE Tier 1
216604789 | Central HP <5.4 tons | GE Appliances | HRCU-A-C (Split System: Heat Pump with Remote Outdoor Unit with No Indoor Fan --Air Source) | NS18H60HA5*** |  |  | NCDC48CT5****+TDR | 0 | 47500 | 15.2 | 8.5 | 47500 | 39500 | 83.16% | 1.85 | 0 | 10 |  |  |  |  | R-454B | 3.9583 | Residential & Commercial | USHP | Ducted CEE Tier 1
216604739 | Central HP <5.4 tons | GE Appliances | HRCU-A-CB (Split System: Heat Pump with Remote Outdoor Unit-Air-Source) | NS18H24HA5*** |  |  | NAM18P1TA5**** | 0 | 23200 | 15.2 | 9 | 24000 | 23200 | 96.67% | 1.75 | 0 | 11.7 |  |  |  |  | R-454B | 1.9333 | Residential & Commercial | USHP | Ducted CEE Tier 1
216604744 | Central HP <5.4 tons | GE Appliances | HRCU-A-CB (Split System: Heat Pump with Remote Outdoor Unit-Air-Source) | NS18H24HA5*** |  |  | NAM30V1TA5**** | 0 | 24000 | 17.5 | 9.4 | 24000 | 23200 | 96.67% | 1.75 | 0 | 12 |  |  |  |  | R-454B | 2 | Residential & Commercial | USHP | Ducted CEE Tier 1
216604755 | Central HP <5.4 tons | GE Appliances | HRCU-A-CB (Split System: Heat Pump with Remote Outdoor Unit-Air-Source) | NS18H60HA5*** |  |  | NAM42V1TA5**** | 0 | 45500 | 17.6 | 9 | 48000 | 43000 | 89.58% | 1.8 | 0 | 11 |  |  |  |  | R-454B | 3.7917 | Residential & Commercial | USHP | Ducted CEE Tier 1
213785471 | Central HP <5.4 tons | BRYANT HEATING AND COOLING SYSTEMS | HRCU-A-CB (Split System: Heat Pump with Remote Outdoor Unit-Air-Source) | 284ANV036*0**B* |  |  | CAP**4321AL*+UI | 987MC42080C17*** | 33600 | 19 | 9 | 36600 | 25800 | 70.49% | 2.02 | 0 | 11.7 |  |  |  |  | R-410A | 2.8 | Residential & Commercial | USHP | Ducted CEE Tier 1
213785521 | Central HP <5.4 tons | BRYANT HEATING AND COOLING SYSTEMS | HRCU-A-CB (Split System: Heat Pump with Remote Outdoor Unit-Air-Source) | 284ANV036*0**B* |  |  | CAP**6024AL*+UI | 88*TB60110C21*** | 33800 | 19.5 | 9 | 35800 | 25200 | 70.39% | 2 | 0 | 12 |  |  |  |  | R-410A | 2.8167 | Residential & Commercial | USHP | Ducted CEE Tier 1
213785635 | Central HP <5.4 tons | BRYANT HEATING AND COOLING SYSTEMS | HRCU-A-CB (Split System: Heat Pump with Remote Outdoor Unit-Air-Source) | 284ANV036*0**B* |  |  | CSPH*3612AL*+UI | 88*TB36045C17*** | 32800 | 17.5 | 8.5 | 37400 | 26600 | 71.12% | 1.98 | 0 | 11 |  |  |  |  | R-410A | 2.7333 | Residential & Commercial | USHP | Ducted CEE Tier 1
214389874 | Central HP <5.4 tons | CARRIER | HRCU-A-CB (Split System: Heat Pump with Remote Outdoor Unit-Air-Source) | 25VNA424A*031* | ADP |  | H,PG32936 | 58TN*B070C17**16 | 23200 | 20 | 10.5 | 25000 | 19400 | 77.6% | 2.42 | 0 | 13 |  |  |  |  | R-410A | 1.9333 | Residential & Commercial | USHP | Ducted CEE Tier 1
214389883 | Central HP <5.4 tons | CARRIER | HRCU-A-CB (Split System: Heat Pump with Remote Outdoor Unit-Air-Source) | 25VNA424A*031* | ADP |  | H,PG24936 | 58TN*B090C21**20 | 22600 | 20 | 10.5 | 25000 | 19300 | 77.2% | 2.48 | 0 | 12.5 |  |  |  |  | R-410A | 1.8833 | Residential & Commercial | USHP | Ducted CEE Tier 1
213078563 | Central HP <5.4 tons | CARRIER | HRCU-A-CB (Split System: Heat Pump with Remote Outdoor Unit-Air-Source) | 38MURAQ36AB3* |  |  | CNPV*4821AL* | 58S(B,C)*B090M21**20 | 36000 | 16.5 | 8.1 | 38500 | 35000 | 90.91% | 2 | 0 | 10.5 |  |  |  |  | R-410A | 3 | Residential & Commercial | USHP | Ducted CEE Tier 1
213078745 | Central HP <5.4 tons | CARRIER | HRCU-A-CB (Split System: Heat Pump with Remote Outdoor Unit-Air-Source) | 38MURAQ36AB3* |  |  | CAP**4824AL* | 58S(B,C)*B110M24**20 | 36200 | 16.5 | 8.5 | 38000 | 34600 | 91.05% | 2.04 | 0 | 10 |  |  |  |  | R-410A | 3.0167 | Residential & Commercial | USHP | Ducted CEE Tier 1
213078797 | Central HP <5.4 tons | CARRIER | HRCU-A-CB (Split System: Heat Pump with Remote Outdoor Unit-Air-Source) | 38MURAQ36AB3* |  |  | CAP**4824AL* | 58S(B,C)*B155M24**20 | 36200 | 16.5 | 8.5 | 38000 | 34800 | 91.58% | 2.04 | 0 | 10 |  |  |  |  | R-410A | 3.0167 | Residential & Commercial | USHP | Ducted CEE Tier 1
213079363 | Central HP <5.4 tons | CARRIER | HRCU-A-CB (Split System: Heat Pump with Remote Outdoor Unit-Air-Source) | 38MURAQ36AB3* |  |  | CNPV*4217AL* | 59SC2E060M14**12 | 35600 | 15.5 | 8.1 | 38500 | 35200 | 91.43% | 1.94 | 0 | 10 |  |  |  |  | R-410A | 2.9667 | Residential & Commercial | USHP | Ducted CEE Tier 1
213079765 | Central HP <5.4 tons | CARRIER | HRCU-A-CB (Split System: Heat Pump with Remote Outdoor Unit-Air-Source) | 38MURAQ36AB3* |  |  | CAP**4224AL* | 59SC2E100M21**20 | 35400 | 16.5 | 8.1 | 38500 | 35000 | 90.91% | 1.88 | 0 | 10 |  |  |  |  | R-410A | 2.95 | Residential & Commercial | USHP | Ducted CEE Tier 1
213080351 | Central HP <5.4 tons | CARRIER | HRCU-A-CB (Split System: Heat Pump with Remote Outdoor Unit-Air-Source) | 38MURAQ36AB3* |  |  | CNPV*4821AL* | 59SC6A100M21**20 | 36000 | 16.5 | 8.1 | 38500 | 34800 | 90.39% | 2.02 | 0 | 10 |  |  |  |  | R-410A | 3 | Residential & Commercial | USHP | Ducted CEE Tier 1
213080800 | Central HP <5.4 tons | CARRIER | HRCU-A-CB (Split System: Heat Pump with Remote Outdoor Unit-Air-Source) | 38MURAQ36AB3* |  |  | CAP**4221AL* | 59SU5B080M21**20 | 35200 | 16 | 8.1 | 38500 | 35000 | 90.91% | 1.88 | 0 | 9.5 |  |  |  |  | R-410A | 2.9333 | Residential & Commercial | USHP
216736278 | Central HP <5.4 tons | HEIL | HRCU-A-CB (Split System: Heat Pump with Remote Outdoor Unit-Air-Source) | D5CUHAH24AAK |  |  | ESH5X24M12A* | *80VSL0701412B* | 22200 | 16 | 8.1 | 21000 | 18900 | 90% | 1.85 | 0 | 10.5 |  |  |  |  | R-454B | 1.85 | Residential & Commercial | USHP | Ducted CEE Tier 1
216736744 | Central HP <5.4 tons | HEIL | HRCU-A-CB (Split System: Heat Pump with Remote Outdoor Unit-Air-Source) | D5CUHAH24AAK |  |  | ESH5X24M12A* | *95MSU0601716A* | 22600 | 15.5 | 8.1 | 21200 | 19100 | 90.09% | 1.85 | 0 | 10.5 |  |  |  |  | R-454B | 1.8833 | Residential & Commercial | USHP | Ducted CEE Tier 1
215931506 | Central HP <5.4 tons | HEIL | HRCU-A-CB (Split System: Heat Pump with Remote Outdoor Unit-Air-Source) | H5H3V48*K*AAA* |  |  | FCMA5B60L0D*+WALLCON | 0 | 46500 | 23 | 9.5 | 48000 | 35600 | 74.17% | 1.98 | 0 | 12.5 |  |  |  |  | R-454B | 3.875 | Residential & Commercial | USHP | Ducted CEE Tier 1
215864827 | Central HP <5.4 tons | TRANE | HRCU-A-CB (Split System: Heat Pump with Remote Outdoor Unit-Air-Source) | 5TWV8X48A1 |  |  | 5PX*C009AS3 | S9V2C100U4VSB+LRP | 46000 | 18.1 | 8.5 | 45500 | 34800 | 76.48% | 2.1 | 0 | 10.5 |  |  |  |  | R-454B | 3.8333 | Residential & Commercial | USHP | Ducted CEE Tier 1
215864975 | Central HP <5.4 tons | TRANE | HRCU-A-CB (Split System: Heat Pump with Remote Outdoor Unit-Air-Source) | 5TWV8X48A1 |  |  | 5TXCD010AS3 | *UHMD120CCV5+LRP | 46000 | 18.1 | 8.5 | 45000 | 34600 | 76.89% | 2.2 | 0 | 10.5 |  |  |  |  | R-454B | 3.8333 | Residential & Commercial | USHP | Ducted CEE Tier 1
215864995 | Central HP <5.4 tons | TRANE | HRCU-A-CB (Split System: Heat Pump with Remote Outdoor Unit-Air-Source) | 5TWV8X48A1 |  |  | 5TXCD010AS3 | S8V2D120M5PCB | 46500 | 18.1 | 8.5 | 45500 | 34800 | 76.48% | 2.2 | 0 | 10.5 |  |  |  |  | R-454B | 3.875 | Residential & Commercial | USHP | Ducted CEE Tier 1
214569395 | Central HP <5.4 tons | BRYANT HEATING AND COOLING SYSTEMS | HRCU-A-CB (Split System: Heat Pump with Remote Outdoor Unit-Air-Source) | 284ANV024*0**B* |  |  | CNPV*4221AL*+UI | 987MC60060C21*** | 23400 | 19.5 | 10.5 | 26600 | 19900 | 74.81% | 2.44 | 0 | 13 |  |  |  |  | R-410A | 1.95 | Residential & Commercial | USHP | Ducted CEE Tier 1
212517491 | Central HP <5.4 tons | YORK | HRCU-A-CB (Split System: Heat Pump with Remote Outdoor Unit-Air-Source) | HMH72B341 | ADP |  | CH367C9 | TM9E100C20MP12 | 33600 | 15.2 | 8.4 | 31600 | 23200 | 73.42% | 2.04 | 0 | 9.5 |  |  |  |  | R-410A | 2.8 | Residential & Commercial | USHP
214848966 | Central HP <5.4 tons | YORK | HRCU-A-CB (Split System: Heat Pump with Remote Outdoor Unit-Air-Source) | HH824E2S11 | ADP |  | H,YG35*36+TXV-BLEED | TM9V080B12MP12 | 23000 | 17 | 9 | 21400 | 17300 | 80.84% | 2 | 0 | 12 |  |  |  |  | R-454B | 1.9167 | Residential & Commercial | USHP | Ducted CEE Tier 1
215864677 | Central HP <5.4 tons | TRANE | HRCU-A-CB (Split System: Heat Pump with Remote Outdoor Unit-Air-Source) | 5TWV8X48A1 |  |  | 5TXCB006AS3 | S8V2B060M4PCB | 45000 | 18.1 | 8.5 | 46000 | 35400 | 76.96% | 2.1 | 0 | 10 |  |  |  |  | R-454B | 3.75 | Residential & Commercial | USHP | Ducted CEE Tier 1
215864811 | Central HP <5.4 tons | TRANE | HRCU-A-CB (Split System: Heat Pump with Remote Outdoor Unit-Air-Source) | 5TWV8X48A1 |  |  | 5PX*B006AS3 | S9V2B080U4VSB+LRP | 44500 | 18.1 | 8.5 | 46000 | 35400 | 76.96% | 2.1 | 0 | 10 |  |  |  |  | R-454B | 3.7083 | Residential & Commercial | USHP | Ducted CEE Tier 1
215864841 | Central HP <5.4 tons | TRANE | HRCU-A-CB (Split System: Heat Pump with Remote Outdoor Unit-Air-Source) | 5TWV8X48A1 |  |  | 5PX*C009AS3 | S9V2C100U5PSC+LRP | 46000 | 18.1 | 8.5 | 45500 | 34800 | 76.48% | 2.1 | 0 | 10.5 |  |  |  |  | R-454B | 3.8333 | Residential & Commercial | USHP | Ducted CEE Tier 1
216643091 | Central HP <5.4 tons | HEIL | HRCU-A-CB (Split System: Heat Pump with Remote Outdoor Unit-Air-Source) | D5CUHAH18AAK |  |  | EA*5X19M17A* | *80CSU0401712A* | 18500 | 15.2 | 10.5 | 20000 | 17800 | 89% | 2 | 0 | 11.7 |  |  |  |  | R-454B | 1.5417 | Residential & Commercial | USHP | Ducted CEE Tier 1
216643936 | Central HP <5.4 tons | HEIL | HRCU-A-CB (Split System: Heat Pump with Remote Outdoor Unit-Air-Source) | D5CUHAH18AAK |  |  | EA*5X19M17A* | *92MSN0801716A* | 18500 | 15.2 | 10.5 | 20000 | 17800 | 89% | 2 | 0 | 11.5 |  |  |  |  | R-454B | 1.5417 | Residential & Commercial | USHP | Ducted CEE Tier 1
216644422 | Central HP <5.4 tons | HEIL | HRCU-A-CB (Split System: Heat Pump with Remote Outdoor Unit-Air-Source) | D5CUHAH18AAK |  |  | EA*5X25M17A* | *96VTN0601412B* | 18000 | 15.2 | 9 | 19700 | 17600 | 89.34% | 1.88 | 0 | 11 |  |  |  |  | R-454B | 1.5 | Residential & Commercial | USHP | Ducted CEE Tier 1
212500137 | Central HP <5.4 tons | LENNOX | HRCU-A-CB (Split System: Heat Pump with Remote Outdoor Unit-Air-Source) | EL22XPV-024-230A** | ADP |  | LH35/36X9 | SL297UH040NV36B* | 23800 | 21 | 8.5 | 22000 | 15400 | 70% | 1.92 | 0 | 13.5 |  |  |  |  | R-410A | 1.9833 | Residential & Commercial | USHP | Ducted CEE Tier 1
215864897 | Central HP <5.4 tons | TRANE | HRCU-A-CB (Split System: Heat Pump with Remote Outdoor Unit-Air-Source) | 5TWV8X48A1 |  |  | 5PX*D010AS3 | S8V2D120M5PCB | 46500 | 18.1 | 8.5 | 45500 | 35000 | 76.92% | 2.2 | 0 | 10.5 |  |  |  |  | R-454B | 3.875 | Residential & Commercial | USHP | Ducted CEE Tier 1
215864931 | Central HP <5.4 tons | TRANE | HRCU-A-CB (Split System: Heat Pump with Remote Outdoor Unit-Air-Source) | 5TWV8X48A1 |  |  | 5TXCC007AS3 | S8V2C100M5PCB | 45500 | 18.1 | 8.5 | 46000 | 35600 | 77.39% | 2.1 | 0 | 10 |  |  |  |  | R-454B | 3.7917 | Residential & Commercial | USHP | Ducted CEE Tier 1
215941096 | Central HP <5.4 tons | HEIL | HRCU-A-CB (Split System: Heat Pump with Remote Outdoor Unit-Air-Source) | H5H3V48*K*AAA* |  |  | EA*5X61M24A*+WALLCON | *96CTN0802120B* | 45500 | 21 | 9.5 | 48500 | 37000 | 76.29% | 2 | 0 | 11 |  |  |  |  | R-454B | 3.7917 | Residential & Commercial | USHP | Ducted CEE Tier 1
215941166 | Central HP <5.4 tons | HEIL | HRCU-A-CB (Split System: Heat Pump with Remote Outdoor Unit-Air-Source) | H5H3V48*K*AAA* |  |  | ESH5X48M12A*+WALLCON | *97CTN0801716A* | 43500 | 19 | 9 | 49000 | 37400 | 76.33% | 1.8 | 0 | 10.5 |  |  |  |  | R-454B | 3.625 | Residential & Commercial | USHP | Ducted CEE Tier 1
215941196 | Central HP <5.4 tons | HEIL | HRCU-A-CB (Split System: Heat Pump with Remote Outdoor Unit-Air-Source) | H5H3V48*K*AAA* |  |  | ESH5X48M12A*+WALLCON | *97CTN1202422A* | 44500 | 20 | 9 | 48500 | 36400 | 75.05% | 1.82 | 0 | 10.5 |  |  |  |  | R-454B | 3.7083 | Residential & Commercial | USHP | Ducted CEE Tier 1
215941246 | Central HP <5.4 tons | HEIL | HRCU-A-CB (Split System: Heat Pump with Remote Outdoor Unit-Air-Source) | H5H3V48*K*AAA* |  |  | ESH5X60M12A*+WALLCON | *97CTN1002122A* | 45000 | 20.5 | 9 | 48500 | 36600 | 75.46% | 1.82 | 0 | 11 |  |  |  |  | R-454B | 3.75 | Residential & Commercial | USHP | Ducted CEE Tier 1
215941316 | Central HP <5.4 tons | HEIL | HRCU-A-CB (Split System: Heat Pump with Remote Outdoor Unit-Air-Source) | H5H3V48*K*AAA* |  |  | EVM5X48M21A*+WALLCON | *97CTN1002122A* | 44500 | 20 | 8.1 | 52000 | 38500 | 74.04% | 2 | 0 | 11 |  |  |  |  | R-454B | 3.7083 | Residential & Commercial | USHP | Ducted CEE Tier 1
216736776 | Central HP <5.4 tons | HEIL | HRCU-A-CB (Split System: Heat Pump with Remote Outdoor Unit-Air-Source) | D5CUHAH24AAK |  |  | ESH5X24M12A* | *95MSU1002122A* | 22600 | 16 | 8.1 | 21200 | 19100 | 90.09% | 1.85 | 0 | 10.5 |  |  |  |  | R-454B | 1.8833 | Residential & Commercial | USHP | Ducted CEE Tier 1
216734487 | Central HP <5.4 tons | HEIL | HRCU-A-CB (Split System: Heat Pump with Remote Outdoor Unit-Air-Source) | D5CUHAH24AAK |  |  | EA*5X36M17A* | *80CTL0701412B* | 22200 | 16.5 | 8.1 | 20800 | 18600 | 89.42% | 1.85 | 0 | 11 |  |  |  |  | R-454B | 1.85 | Residential & Commercial | USHP | Ducted CEE Tier 1
216736141 | Central HP <5.4 tons | HEIL | HRCU-A-CB (Split System: Heat Pump with Remote Outdoor Unit-Air-Source) | D5CUHAH24AAK |  |  | ESH5X24M12A* | *80CSU1002120A* | 23000 | 15.2 | 8.5 | 21800 | 19500 | 89.45% | 1.96 | 0 | 10 |  |  |  |  | R-454B | 1.9167 | Residential & Commercial | USHP | Ducted CEE Tier 1
216736462 | Central HP <5.4 tons | HEIL | HRCU-A-CB (Split System: Heat Pump with Remote Outdoor Unit-Air-Source) | D5CUHAH24AAK |  |  | ESH5X24M12A* | *95CSU0601716B* | 22200 | 15.2 | 8.1 | 21000 | 19000 | 90.48% | 1.85 | 0 | 10.5 |  |  |  |  | R-454B | 1.85 | Residential & Commercial | USHP | Ducted CEE Tier 1
215864947 | Central HP <5.4 tons | TRANE | HRCU-A-CB (Split System: Heat Pump with Remote Outdoor Unit-Air-Source) | 5TWV8X48A1 |  |  | 5TXCC009AS3 | L8V1C100U5VSB+LRP | 46500 | 18.1 | 8.5 | 45000 | 34800 | 77.33% | 2.2 | 0 | 10.5 |  |  |  |  | R-454B | 3.875 | Residential & Commercial | USHP | Ducted CEE Tier 1
213781510 | Central HP <5.4 tons | COMFORTMAKER | HRCU-A-CB (Split System: Heat Pump with Remote Outdoor Unit-Air-Source) | CVH837GKA2* |  |  | EA*4X60L24A*+WALLCON | *97CMN1202422B* | 32800 | 17.5 | 8.1 | 31600 | 24600 | 77.85% | 1.98 | 0 | 11.5 |  |  |  |  | R-410A | 2.7333 | Residential & Commercial | USHP | Ducted CEE Tier 1
213781560 | Central HP <5.4 tons | COMFORTMAKER | HRCU-A-CB (Split System: Heat Pump with Remote Outdoor Unit-Air-Source) | CVH837GKA2* |  |  | EA*4X61L21A*+WALLCON | *80CTL0901716B* | 33200 | 17.5 | 8.1 | 32000 | 24800 | 77.5% | 1.98 | 0 | 11.5 |  |  |  |  | R-410A | 2.7667 | Residential & Commercial | USHP | Ducted CEE Tier 1
214569416 | Central HP <5.4 tons | CARRIER | HRCU-A-CB (Split System: Heat Pump with Remote Outdoor Unit-Air-Source) | 25VNA448A*031* |  |  | CAP**4824AL*+UI | 59MN7C080C21**20 | 43500 | 20.5 | 9.5 | 46500 | 36400 | 78.28% | 2.28 | 0 | 11.5 |  |  |  |  | R-410A | 3.625 | Residential & Commercial | USHP | Ducted CEE Tier 1
212517485 | Central HP <5.4 tons | YORK | HRCU-A-CB (Split System: Heat Pump with Remote Outdoor Unit-Air-Source) | HMH72B341 | ADP |  | CH367C9 | TM8Y100C20MP11 | 33600 | 18 | 8.5 | 32400 | 23200 | 71.6% | 2.06 | 0 | 9.5 |  |  |  |  | R-410A | 2.8 | Residential & Commercial | USHP
216980499 | Central HP <5.4 tons | ZERO | HRCU-A-CB (Split System: Heat Pump with Remote Outdoor Unit-Air-Source) | ZSOVA-48HDMB-USHH |  |  | ZAVA-48HDMB-US | 0 | 48000 | 16.5 | 9.5 | 50000 | 46000 | 92% | 1.9 | 0 | 10.5 |  |  |  |  | R-454B | 4 | Residential & Commercial | USHP | Ducted CEE Tier 1
212517487 | Central HP <5.4 tons | YORK | HRCU-A-CB (Split System: Heat Pump with Remote Outdoor Unit-Air-Source) | HMH72B341 | ADP |  | CV365*9 | TM8Y120C20MP11 | 33600 | 18 | 8.5 | 32400 | 23200 | 71.6% | 2.06 | 0 | 9.5 |  |  |  |  | R-410A | 2.8 | Residential & Commercial | USHP
212517494 | Central HP <5.4 tons | YORK | HRCU-A-CB (Split System: Heat Pump with Remote Outdoor Unit-Air-Source) | HMH72B341 | ADP |  | CV365*9 | TM9Y100C20MP11 | 33600 | 15.2 | 8.4 | 32400 | 24000 | 74.07% | 2.04 | 0 | 9 |  |  |  |  | R-410A | 2.8 | Residential & Commercial | USHP
213361079 | Central HP <5.4 tons | LENNOX | HRCU-A-CB (Split System: Heat Pump with Remote Outdoor Unit-Air-Source) | SL25XPV-048-230A** | ADP |  | LP42/62W9 | EL297UH090XV60C* | 45500 | 20 | 9.4 | 42000 | 35800 | 85.24% | 1.88 | 0 | 12 |  |  |  |  | R-410A | 3.7917 | Residential & Commercial | USHP | Ducted CEE Tier 1
215934795 | Central HP <5.4 tons | BRYANT HEATING AND COOLING SYSTEMS | HRCU-A-CB (Split System: Heat Pump with Remote Outdoor Unit-Air-Source) | 293VAN036**AA* |  |  | CVAMA4421XMA*+UI | 83*CA60100C21*** | 35600 | 21.5 | 8.5 | 38000 | 28800 | 75.79% | 2.02 | 0 | 12 |  |  |  |  | R-454B | 2.9667 | Residential & Commercial | USHP | Ducted CEE Tier 1
215864525 | Central HP <5.4 tons | TRANE | HRCU-A-CB (Split System: Heat Pump with Remote Outdoor Unit-Air-Source) | 5TWV8X36A1 |  |  | 5PX*C005AS3 | S8V2C080M5PCB | 31800 | 18.1 | 8.5 | 32600 | 25400 | 77.91% | 2.1 | 0 | 10 |  |  |  |  | R-454B | 2.65 | Residential & Commercial | USHP | Ducted CEE Tier 1
215864541 | Central HP <5.4 tons | TRANE | HRCU-A-CB (Split System: Heat Pump with Remote Outdoor Unit-Air-Source) | 5TWV8X36A1 |  |  | 5PX*C007AS3 | S8V2C100M5PDB | 33000 | 18.1 | 8.5 | 33400 | 25600 | 76.65% | 2.1 | 0 | 10 |  |  |  |  | R-454B | 2.75 | Residential & Commercial | USHP | Ducted CEE Tier 1
215864959 | Central HP <5.4 tons | TRANE | HRCU-A-CB (Split System: Heat Pump with Remote Outdoor Unit-Air-Source) | 5TWV8X48A1 |  |  | 5TXCD008AS3 | S9V2C100U4VSB+LRP | 45500 | 18.1 | 8.5 | 45500 | 35200 | 77.36% | 2.1 | 0 | 10 |  |  |  |  | R-454B | 3.7917 | Residential & Commercial | USHP | Ducted CEE Tier 1
215864977 | Central HP <5.4 tons | TRANE | HRCU-A-CB (Split System: Heat Pump with Remote Outdoor Unit-Air-Source) | 5TWV8X48A1 |  |  | 5TXCD010AS3 | L8V1C100U5VSB+LRP | 46500 | 18.1 | 8.5 | 45000 | 34600 | 76.89% | 2.2 | 0 | 10.5 |  |  |  |  | R-454B | 3.875 | Residential & Commercial | USHP | Ducted CEE Tier 1
212979459 | Central HP <5.4 tons | KEEPRITE | HRCU-A-CB (Split System: Heat Pump with Remote Outdoor Unit-Air-Source) | DLCURAH30ABK |  |  | EA*4X42L24A* | *80MS(N,L)0702116A* | 29800 | 15.2 | 8.1 | 34200 | 27600 | 80.7% | 1.8 | 0 | 9 |  |  |  |  | R-410A | 2.4833 | Residential & Commercial | USHP
216604768 | Central HP <5.4 tons | GE Appliances | HRCU-A-C (Split System: Heat Pump with Remote Outdoor Unit with No Indoor Fan --Air Source) | NS18H24HA5*** |  |  | NCHC30AT5****+TDR | 0 | 24000 | 16 | 9 | 24000 | 22600 | 94.17% | 1.8 | 0 | 11.7 |  |  |  |  | R-454B | 2 | Residential & Commercial | USHP | Ducted CEE Tier 1
215864491 | Central HP <5.4 tons | TRANE | HRCU-A-CB (Split System: Heat Pump with Remote Outdoor Unit-Air-Source) | 5TWV8X36A1 |  |  | 5PX*B004AS3 | S8V2B080M4PCB | 31800 | 18.1 | 8.5 | 33000 | 25600 | 77.58% | 2 | 0 | 10 |  |  |  |  | R-454B | 2.65 | Residential & Commercial | USHP | Ducted CEE Tier 1
215864507 | Central HP <5.4 tons | TRANE | HRCU-A-CB (Split System: Heat Pump with Remote Outdoor Unit-Air-Source) | 5TWV8X36A1 |  |  | 5PX*BD04AS3 | S8V2B080M4PDB | 32000 | 18.1 | 8.5 | 34200 | 26000 | 76.02% | 2 | 0 | 10 |  |  |  |  | R-454B | 2.6667 | Residential & Commercial | USHP | Ducted CEE Tier 1
215864509 | Central HP <5.4 tons | TRANE | HRCU-A-CB (Split System: Heat Pump with Remote Outdoor Unit-Air-Source) | 5TWV8X36A1 |  |  | 5PX*BD04AS3 | S8V2B080M4PCB | 32000 | 18.1 | 8.5 | 34200 | 26000 | 76.02% | 2 | 0 | 10 |  |  |  |  | R-454B | 2.6667 | Residential & Commercial | USHP | Ducted CEE Tier 1
215864543 | Central HP <5.4 tons | TRANE | HRCU-A-CB (Split System: Heat Pump with Remote Outdoor Unit-Air-Source) | 5TWV8X36A1 |  |  | 5PX*C007AS3 | S9V2C080U5PSC+LRP | 33000 | 18.1 | 8.5 | 33400 | 25600 | 76.65% | 2.1 | 0 | 10.5 |  |  |  |  | R-454B | 2.75 | Residential & Commercial | USHP | Ducted CEE Tier 1
215864607 | Central HP <5.4 tons | TRANE | HRCU-A-CB (Split System: Heat Pump with Remote Outdoor Unit-Air-Source) | 5TWV8X36A1 |  |  | 5TXCB006AS3 | S9V2B040U3VSB+LRP | 32600 | 18.1 | 8.5 | 33400 | 25800 | 77.25% | 2.1 | 0 | 10 |  |  |  |  | R-454B | 2.7167 | Residential & Commercial | USHP | Ducted CEE Tier 1
215864627 | Central HP <5.4 tons | TRANE | HRCU-A-CB (Split System: Heat Pump with Remote Outdoor Unit-Air-Source) | 5TWV8X36A1 |  |  | 5TXCB006AS3 | S8V2B060M4PDB | 32800 | 18.1 | 8.5 | 33400 | 25600 | 76.65% | 2.1 | 0 | 10 |  |  |  |  | R-454B | 2.7333 | Residential & Commercial | USHP | Ducted CEE Tier 1
211226496 | Central HP <5.4 tons | AIRQUEST | HRCU-A-CB (Split System: Heat Pump with Remote Outdoor Unit-Air-Source) | DLCURAH36ABK |  |  | EA*4X37L17A* | *80ES(N,L)0701412A* | 35800 | 15.5 | 8.1 | 38500 | 35000 | 90.91% | 2 | 0 | 10 |  |  |  |  | R-410A | 2.9833 | Residential & Commercial | USHP | Ducted CEE Tier 1
213361091 | Central HP <5.4 tons | LENNOX | HRCU-A-CB (Split System: Heat Pump with Remote Outdoor Unit-Air-Source) | SL25XPV-048-230A** | ADP |  | LP42/62W9 | EL297UH110XV60C* | 46000 | 20 | 9.4 | 42000 | 35800 | 85.24% | 1.9 | 0 | 12.5 |  |  |  |  | R-410A | 3.8333 | Residential & Commercial | USHP | Ducted CEE Tier 1
215934475 | Central HP <5.4 tons | BRYANT HEATING AND COOLING SYSTEMS | HRCU-A-CB (Split System: Heat Pump with Remote Outdoor Unit-Air-Source) | 293VAN048**AA* |  |  | CSAH*4812AM*+UI | 88*TB66135C24*** | 44500 | 20.5 | 9 | 48500 | 36400 | 75.05% | 1.82 | 0 | 11 |  |  |  |  | R-454B | 3.7083 | Residential & Commercial | USHP | Ducted CEE Tier 1
215731778 | Central HP <5.4 tons | YORK | HRCU-A-CB (Split System: Heat Pump with Remote Outdoor Unit-Air-Source) | HH860E2S11 | ADP |  | H,YG3K*48+TXV | Y81E130D20SMPS1 | 45000 | 18 | 9 | 43000 | 33200 | 77.21% | 2 | 0 | 12 |  |  |  |  | R-454B | 3.75 | Residential & Commercial | USHP | Ducted CEE Tier 1
213779057 | Central HP <5.4 tons | HEIL | HRCU-A-CB (Split System: Heat Pump with Remote Outdoor Unit-Air-Source) | HVH837GKA** |  |  | EA*4X42L21A*+WALLCON | *80CTL0451712B* | 31600 | 16.5 | 8.1 | 33400 | 24800 | 74.25% | 1.84 | 0 | 10.5 |  |  |  |  | R-410A | 2.6333 | Residential & Commercial | USHP | Ducted CEE Tier 1
213779407 | Central HP <5.4 tons | HEIL | HRCU-A-CB (Split System: Heat Pump with Remote Outdoor Unit-Air-Source) | HVH837GKA** |  |  | EA*4X48L21A*+WALLCON | *80CTL1102120B* | 32400 | 17 | 8.1 | 32400 | 24800 | 76.54% | 1.98 | 0 | 11 |  |  |  |  | R-410A | 2.7 | Residential & Commercial | USHP | Ducted CEE Tier 1
213780107 | Central HP <5.4 tons | HEIL | HRCU-A-CB (Split System: Heat Pump with Remote Outdoor Unit-Air-Source) | HVH837GKA** |  |  | EHD4X42AAL+WALLCON | *96CTN0801714B* | 32400 | 16 | 8.1 | 33000 | 24800 | 75.15% | 1.92 | 0 | 11 |  |  |  |  | R-410A | 2.7 | Residential & Commercial | USHP | Ducted CEE Tier 1
215864809 | Central HP <5.4 tons | TRANE | HRCU-A-CB (Split System: Heat Pump with Remote Outdoor Unit-Air-Source) | 5TWV8X36A1 |  |  | 5PX*CD07AS3 | S8V2C080M5PDB | 32800 | 18.1 | 8.5 | 34000 | 25600 | 75.29% | 2.1 | 0 | 10 |  |  |  |  | R-454B | 2.7333 | Residential & Commercial | USHP | Ducted CEE Tier 1
211241719 | Central HP <5.4 tons | AIRQUEST | HRCU-A-CB (Split System: Heat Pump with Remote Outdoor Unit-Air-Source) | DLCURAH24ABK |  |  | EA*4X30L17A* | *95ESN0601714A* | 24600 | 16 | 8.5 | 26800 | 22600 | 84.33% | 1.84 | 0 | 10 |  |  |  |  | R-410A | 2.05 | Residential & Commercial | USHP | Ducted CEE Tier 1
211242221 | Central HP <5.4 tons | AIRQUEST | HRCU-A-CB (Split System: Heat Pump with Remote Outdoor Unit-Air-Source) | DLCURAH24ABK |  |  | EA*4X36L17A* | OMV098J12* | 23600 | 16.5 | 8.5 | 25800 | 23400 | 90.7% | 1.94 | 0 | 10 |  |  |  |  | R-410A | 1.9667 | Residential & Commercial | USHP | Ducted CEE Tier 1
213780720 | Central HP <5.4 tons | COMFORTMAKER | HRCU-A-CB (Split System: Heat Pump with Remote Outdoor Unit-Air-Source) | CVH837GKA2* |  |  | EA*4X36L17A*+WALLCON | *96CTN0801714B* | 31400 | 16.5 | 8.1 | 33200 | 24400 | 73.49% | 1.82 | 0 | 10.5 |  |  |  |  | R-410A | 2.6167 | Residential & Commercial | USHP | Ducted CEE Tier 1
213780820 | Central HP <5.4 tons | COMFORTMAKER | HRCU-A-CB (Split System: Heat Pump with Remote Outdoor Unit-Air-Source) | CVH837GKA2* |  |  | EA*4X36L21A*+WALLCON | *96CTN0601714B* | 31400 | 16.5 | 8.1 | 33200 | 24400 | 73.49% | 1.82 | 0 | 10.5 |  |  |  |  | R-410A | 2.6167 | Residential & Commercial | USHP | Ducted CEE Tier 1
212972706 | Central HP <5.4 tons | COMFORTMAKER | HRCU-A-CB (Split System: Heat Pump with Remote Outdoor Unit-Air-Source) | DLCURAH18ABK |  |  | EA*4X30L14A* | *96VSN0401410B* | 17300 | 16 | 8.5 | 18100 | 18900 | 104.4% | 2.26 | 0 | 10.5 |  |  |  |  | R-410A | 1.4417 | Residential & Commercial | USHP | Ducted CEE Tier 1
212972736 | Central HP <5.4 tons | COMFORTMAKER | HRCU-A-CB (Split System: Heat Pump with Remote Outdoor Unit-Air-Source) | DLCURAH18ABK |  |  | EN(A,D)4X24L14** | *96VSN0401410B* | 17400 | 15.5 | 8.5 | 18500 | 19200 | 103.8% | 2.3 | 0 | 10.5 |  |  |  |  | R-410A | 1.45 | Residential & Commercial | USHP | Ducted CEE Tier 1
212974709 | Central HP <5.4 tons | COMFORTMAKER | HRCU-A-CB (Split System: Heat Pump with Remote Outdoor Unit-Air-Source) | DLCURAH18ABK |  |  | EN(A,D)4X24L14** | *96VTN0401410B* | 17300 | 15.5 | 8.5 | 18400 | 19200 | 104.3% | 2.3 | 0 | 10.5 |  |  |  |  | R-410A | 1.4417 | Residential & Commercial | USHP | Ducted CEE Tier 1
214776426 | Central HP <5.4 tons | YORK | HRCU-A-CB (Split System: Heat Pump with Remote Outdoor Unit-Air-Source) | HH860E2S11 | ADP |  | CV609**A+TXV | TL8E080C16UH11 | 44500 | 18 | 8.5 | 43500 | 33800 | 77.7% | 2 | 0 | 11 |  |  |  |  | R-454B | 3.7083 | Residential & Commercial | USHP | Ducted CEE Tier 1
215864835 | Central HP <5.4 tons | TRANE | HRCU-A-CB (Split System: Heat Pump with Remote Outdoor Unit-Air-Source) | 5TWV8X48A1 |  |  | 5PX*C009AS3 | S8V2C080M5PDB | 46000 | 18.1 | 8.5 | 45000 | 34800 | 77.33% | 2.1 | 0 | 10.5 |  |  |  |  | R-454B | 3.8333 | Residential & Commercial | USHP | Ducted CEE Tier 1
215864883 | Central HP <5.4 tons | TRANE | HRCU-A-CB (Split System: Heat Pump with Remote Outdoor Unit-Air-Source) | 5TWV8X48A1 |  |  | 5PX*D010AS3 | L8V1C100U5VSB+LRP | 46500 | 18.1 | 8.5 | 45000 | 34600 | 76.89% | 2.2 | 0 | 10.5 |  |  |  |  | R-454B | 3.875 | Residential & Commercial | USHP | Ducted CEE Tier 1
210472933 | Central HP <5.4 tons | AIRQUEST | HRCU-A-CB (Split System: Heat Pump with Remote Outdoor Unit-Air-Source) | HVH825GKA3* |  |  | EA*4X42L21A*+WALLCON | *97CMN0801714A* | 23600 | 16.5 | 8.1 | 21400 | 16700 | 78.04% | 1.96 | 0 | 11 |  |  |  |  | R-410A | 1.9667 | Residential & Commercial | USHP | Ducted CEE Tier 1
210472999 | Central HP <5.4 tons | AIRQUEST | HRCU-A-CB (Split System: Heat Pump with Remote Outdoor Unit-Air-Source) | HVH825GKA3* |  |  | EA*4X42L24A*+WALLCON | *95CSU1002122A* | 23800 | 17 | 8.1 | 21400 | 16600 | 77.57% | 1.96 | 0 | 11 |  |  |  |  | R-410A | 1.9833 | Residential & Commercial | USHP | Ducted CEE Tier 1
210473010 | Central HP <5.4 tons | AIRQUEST | HRCU-A-CB (Split System: Heat Pump with Remote Outdoor Unit-Air-Source) | HVH825GKA3* |  |  | EA*4X42L24A*+WALLCON | *80CSU1002120A* | 23800 | 16.5 | 8.1 | 21400 | 16600 | 77.57% | 1.94 | 0 | 10.5 |  |  |  |  | R-410A | 1.9833 | Residential & Commercial | USHP | Ducted CEE Tier 1
210473065 | Central HP <5.4 tons | AIRQUEST | HRCU-A-CB (Split System: Heat Pump with Remote Outdoor Unit-Air-Source) | HVH825GKA3* |  |  | EA*4X42L24A*+WALLCON | *96CTN1002122A* | 23800 | 16.5 | 8.1 | 21400 | 16600 | 77.57% | 1.96 | 0 | 11 |  |  |  |  | R-410A | 1.9833 | Residential & Commercial | USHP | Ducted CEE Tier 1
212974696 | Central HP <5.4 tons | COMFORTMAKER | HRCU-A-CB (Split System: Heat Pump with Remote Outdoor Unit-Air-Source) | DLCURAH18ABK |  |  | EN(A,D)4X18L14** | *96VTN0401410B* | 17100 | 15.5 | 8.1 | 18400 | 19800 | 107.6% | 2.38 | 0 | 10.5 |  |  |  |  | R-410A | 1.425 | Residential & Commercial | USHP | Ducted CEE Tier 1
212975105 | Central HP <5.4 tons | COMFORTMAKER | HRCU-A-CB (Split System: Heat Pump with Remote Outdoor Unit-Air-Source) | DLCURAH18ABK |  |  | EA*4X30L17A* | *96VTN0401712B* | 17400 | 16 | 8.5 | 18000 | 18800 | 104.4% | 2.24 | 0 | 10.5 |  |  |  |  | R-410A | 1.45 | Residential & Commercial | USHP | Ducted CEE Tier 1
215864499 | Central HP <5.4 tons | TRANE | HRCU-A-CB (Split System: Heat Pump with Remote Outdoor Unit-Air-Source) | 5TWV8X36A1 |  |  | 5PX*BD04AS3 | S9V2B080D4PSC+LRP | 31800 | 18.1 | 8.5 | 34000 | 25800 | 75.88% | 2 | 0 | 10 |  |  |  |  | R-454B | 2.65 | Residential & Commercial | USHP | Ducted CEE Tier 1
215864903 | Central HP <5.4 tons | TRANE | HRCU-A-CB (Split System: Heat Pump with Remote Outdoor Unit-Air-Source) | 5TWV8X48A1 |  |  | 5PX*DD10AS3 | *DHMC100CCV4+LRP | 44500 | 18.1 | 8.5 | 45000 | 34800 | 77.33% | 2.1 | 0 | 10 |  |  |  |  | R-454B | 3.7083 | Residential & Commercial | USHP | Ducted CEE Tier 1
215864917 | Central HP <5.4 tons | TRANE | HRCU-A-CB (Split System: Heat Pump with Remote Outdoor Unit-Air-Source) | 5TWV8X48A1 |  |  | 5PX*DD10AS3 | S8V2C080M5PCB | 45000 | 18.1 | 8.5 | 45000 | 34800 | 77.33% | 2.1 | 0 | 10 |  |  |  |  | R-454B | 3.75 | Residential & Commercial | USHP | Ducted CEE Tier 1
212975446 | Central HP <5.4 tons | COMFORTMAKER | HRCU-A-CB (Split System: Heat Pump with Remote Outdoor Unit-Air-Source) | DLCURAH18ABK |  |  | EN(A,D)4X18L14** | *96VTN0601412B* | 17300 | 16 | 8.5 | 18500 | 19800 | 107% | 2.38 | 0 | 10.5 |  |  |  |  | R-410A | 1.4417 | Residential & Commercial | USHP | Ducted CEE Tier 1
213780970 | Central HP <5.4 tons | COMFORTMAKER | HRCU-A-CB (Split System: Heat Pump with Remote Outdoor Unit-Air-Source) | CVH837GKA2* |  |  | EA*4X42L21A*+WALLCON | *80CTL0451712B* | 31600 | 16.5 | 8.1 | 33400 | 24800 | 74.25% | 1.84 | 0 | 10.5 |  |  |  |  | R-410A | 2.6333 | Residential & Commercial | USHP | Ducted CEE Tier 1
213781420 | Central HP <5.4 tons | COMFORTMAKER | HRCU-A-CB (Split System: Heat Pump with Remote Outdoor Unit-Air-Source) | CVH837GKA2* |  |  | EA*4X48L24A*+WALLCON | *80CTL1352422B* | 32400 | 17.5 | 8.5 | 32400 | 24800 | 76.54% | 1.98 | 0 | 11.5 |  |  |  |  | R-410A | 2.7 | Residential & Commercial | USHP | Ducted CEE Tier 1
212977771 | Central HP <5.4 tons | COMFORTMAKER | HRCU-A-CB (Split System: Heat Pump with Remote Outdoor Unit-Air-Source) | DLCURAH18ABK |  |  | EA*4X30L17A* | *80MS(N,L)0451412A* | 17700 | 16.5 | 8.5 | 18200 | 18800 | 103.3% | 2.26 | 0 | 10.5 |  |  |  |  | R-410A | 1.475 | Residential & Commercial | USHP | Ducted CEE Tier 1
212975116 | Central HP <5.4 tons | COMFORTMAKER | HRCU-A-CB (Split System: Heat Pump with Remote Outdoor Unit-Air-Source) | DLCURAH18ABK |  |  | EN(A,D)4X24L17** | *96VTN0401712B* | 17500 | 15.5 | 8.5 | 18600 | 19200 | 103.2% | 2.3 | 0 | 10.5 |  |  |  |  | R-410A | 1.4583 | Residential & Commercial | USHP | Ducted CEE Tier 1
212975391 | Central HP <5.4 tons | COMFORTMAKER | HRCU-A-CB (Split System: Heat Pump with Remote Outdoor Unit-Air-Source) | DLCURAH18ABK |  |  | EA*4X24L14A* | *96VTN0601412B* | 17200 | 16 | 8.5 | 18100 | 19400 | 107.2% | 2.34 | 0 | 10.5 |  |  |  |  | R-410A | 1.4333 | Residential & Commercial | USHP | Ducted CEE Tier 1
213785653 | Central HP <5.4 tons | BRYANT HEATING AND COOLING SYSTEMS | HRCU-A-CB (Split System: Heat Pump with Remote Outdoor Unit-Air-Source) | 284ANV036*0**B* |  |  | CSPH*3612AL*+UI | 987MC42080C17*** | 33000 | 18 | 8.5 | 37200 | 26400 | 70.97% | 2 | 0 | 11 |  |  |  |  | R-410A | 2.75 | Residential & Commercial | USHP | Ducted CEE Tier 1
213785669 | Central HP <5.4 tons | BRYANT HEATING AND COOLING SYSTEMS | HRCU-A-CB (Split System: Heat Pump with Remote Outdoor Unit-Air-Source) | 284ANV036*0**B* |  |  | CSPH*4212AL*+UI | 88*TB36070C14*** | 33200 | 18 | 8.5 | 36800 | 26200 | 71.2% | 2.02 | 0 | 11.5 |  |  |  |  | R-410A | 2.7667 | Residential & Commercial | USHP | Ducted CEE Tier 1
212983314 | Central HP <5.4 tons | TEMPSTAR | HRCU-A-CB (Split System: Heat Pump with Remote Outdoor Unit-Air-Source) | DLCURAH18ABK |  |  | EN(A,D)4X30L17** | *92MSN0401712A* | 17400 | 15.5 | 8.1 | 18100 | 18700 | 103.3% | 2.24 | 0 | 10.5 |  |  |  |  | R-410A | 1.45 | Residential & Commercial | USHP | Ducted CEE Tier 1
212981890 | Central HP <5.4 tons | TEMPSTAR | HRCU-A-CB (Split System: Heat Pump with Remote Outdoor Unit-Air-Source) | DLCURAH18ABK |  |  | EN(A,D)4X30L17** | *80MSU1002120A* | 17500 | 16 | 8.1 | 18200 | 18700 | 102.7% | 2.24 | 0 | 10.5 |  |  |  |  | R-410A | 1.4583 | Residential & Commercial | USHP | Ducted CEE Tier 1
212981542 | Central HP <5.4 tons | TEMPSTAR | HRCU-A-CB (Split System: Heat Pump with Remote Outdoor Unit-Air-Source) | DLCURAH36ABK |  |  | EA*4X48L21A* | *80MSU1002120A* | 35600 | 16 | 8.5 | 38000 | 34600 | 91.05% | 2.04 | 0 | 10 |  |  |  |  | R-410A | 2.9667 | Residential & Commercial | USHP | Ducted CEE Tier 1
212394358 | Central HP <5.4 tons | STEALTH | HRCU-A-C (Split System: Heat Pump with Remote Outdoor Unit with No Indoor Fan --Air Source) | ACIQ-36-HPB |  |  | ACIQ-36-ACL | 0 | 35000 | 15.2 | 10 | 39000 | 32000 | 82.05% | 2 | 10.2 | 10 |  |  |  |  | R-410A | 2.9167 | Residential & Commercial | USHP | Ducted CEE Tier 1
212975457 | Central HP <5.4 tons | COMFORTMAKER | HRCU-A-CB (Split System: Heat Pump with Remote Outdoor Unit-Air-Source) | DLCURAH18ABK |  |  | EN(A,D)4X24L14** | *96VTN0601412B* | 17500 | 16 | 8.5 | 18500 | 19200 | 103.8% | 2.3 | 0 | 10.5 |  |  |  |  | R-410A | 1.4583 | Residential & Commercial | USHP | Ducted CEE Tier 1
212975468 | Central HP <5.4 tons | COMFORTMAKER | HRCU-A-CB (Split System: Heat Pump with Remote Outdoor Unit-Air-Source) | DLCURAH18ABK |  |  | EN(A,D)4X24L17** | *96VTN0601412B* | 17500 | 16 | 8.5 | 18500 | 19200 | 103.8% | 2.3 | 0 | 10.5 |  |  |  |  | R-410A | 1.4583 | Residential & Commercial | USHP | Ducted CEE Tier 1
211226338 | Central HP <5.4 tons | AIRQUEST | HRCU-A-CB (Split System: Heat Pump with Remote Outdoor Unit-Air-Source) | DLCURAH36ABK |  |  | EA*4X36L21A* | *92ESN1002122A* | 36400 | 15.2 | 8.1 | 40000 | 35400 | 88.5% | 1.86 | 0 | 9.5 |  |  |  |  | R-410A | 3.0333 | Residential & Commercial | USHP
211226581 | Central HP <5.4 tons | AIRQUEST | HRCU-A-CB (Split System: Heat Pump with Remote Outdoor Unit-Air-Source) | DLCURAH36ABK |  |  | EA*4X37L17A* | *80VTL0451412A* | 36000 | 15.2 | 8.1 | 38500 | 35000 | 90.91% | 2.02 | 0 | 9.5 |  |  |  |  | R-410A | 3 | Residential & Commercial | USHP
211226840 | Central HP <5.4 tons | AIRQUEST | HRCU-A-CB (Split System: Heat Pump with Remote Outdoor Unit-Air-Source) | DLCURAH36ABK |  |  | EA*4X37L21A* | *80ES(N,L)0902120A* | 36800 | 16 | 8.5 | 38500 | 34800 | 90.39% | 2.1 | 0 | 10 |  |  |  |  | R-410A | 3.0667 | Residential & Commercial | USHP | Ducted CEE Tier 1
215864951 | Central HP <5.4 tons | TRANE | HRCU-A-CB (Split System: Heat Pump with Remote Outdoor Unit-Air-Source) | 5TWV8X48A1 |  |  | 5TXCC009AS3 | S8V2C080M5PCB | 46000 | 18.1 | 8.5 | 45000 | 34800 | 77.33% | 2.1 | 0 | 10.5 |  |  |  |  | R-454B | 3.8333 | Residential & Commercial | USHP | Ducted CEE Tier 1
215864953 | Central HP <5.4 tons | TRANE | HRCU-A-CB (Split System: Heat Pump with Remote Outdoor Unit-Air-Source) | 5TWV8X48A1 |  |  | 5TXCD008AS3 | L8V1C100U5VSB+LRP | 45500 | 18.1 | 8.5 | 45500 | 35000 | 76.92% | 2.2 | 0 | 10.5 |  |  |  |  | R-454B | 3.7917 | Residential & Commercial | USHP | Ducted CEE Tier 1
212975380 | Central HP <5.4 tons | COMFORTMAKER | HRCU-A-CB (Split System: Heat Pump with Remote Outdoor Unit-Air-Source) | DLCURAH18ABK |  |  | EA*4X19L17A* | *96VTN0601412B* | 17700 | 16.5 | 8.1 | 17700 | 17900 | 101.1% | 2.16 | 0 | 10.5 |  |  |  |  | R-410A | 1.475 | Residential & Commercial | USHP | Ducted CEE Tier 1
212407343 | Central HP <5.4 tons | YORK | HRCU-A-CB (Split System: Heat Pump with Remote Outdoor Unit-Air-Source) | HMH72B341 | ADP |  | F,PE*E34936 | 0 | 33600 | 18 | 8.4 | 32200 | 23400 | 72.67% | 2.1 | 0 | 9.5 |  |  |  |  | R-410A | 2.8 | Residential & Commercial | USHP
212394350 | Central HP <5.4 tons | STEALTH | HRCU-A-C (Split System: Heat Pump with Remote Outdoor Unit with No Indoor Fan --Air Source) | ACIQ-24-EHPB |  |  | ACIQ-24-ACL | 0 | 24000 | 15.7 | 9.8 | 25600 | 18500 | 72.27% | 2.2 | 10.3 | 10 |  |  |  |  | R-410A | 2 | Residential & Commercial | USHP | Ducted CEE Tier 1
214569460 | Central HP <5.4 tons | CARRIER | HRCU-A-CB (Split System: Heat Pump with Remote Outdoor Unit-Air-Source) | 25VNA448A*031* |  |  | CSPH*4812AL*+UI | 59CU5B100C21**22 | 44500 | 20.5 | 9.5 | 46500 | 36400 | 78.28% | 2.24 | 0 | 11.5 |  |  |  |  | R-410A | 3.7083 | Residential & Commercial | USHP | Ducted CEE Tier 1
215864559 | Central HP <5.4 tons | TRANE | HRCU-A-CB (Split System: Heat Pump with Remote Outdoor Unit-Air-Source) | 5TWV8X36A1 |  |  | 5PX*CD05AS3 | S8V2C100M5PCB | 32000 | 18.1 | 8.5 | 34000 | 25800 | 75.88% | 2 | 0 | 10 |  |  |  |  | R-454B | 2.6667 | Residential & Commercial | USHP | Ducted CEE Tier 1
215864593 | Central HP <5.4 tons | TRANE | HRCU-A-CB (Split System: Heat Pump with Remote Outdoor Unit-Air-Source) | 5TWV8X36A1 |  |  | 5TXCB004AS3 | S9V2B080U4PSC+LRP | 31600 | 18.1 | 8.5 | 32800 | 25600 | 78.05% | 2 | 0 | 10 |  |  |  |  | R-454B | 2.6333 | Residential & Commercial | USHP | Ducted CEE Tier 1
213076716 | Central HP <5.4 tons | CARRIER | HRCU-A-CB (Split System: Heat Pump with Remote Outdoor Unit-Air-Source) | 38MURAQ36AB3* |  |  | CNPV*4824AL* | 58TP*B090V21**20 | 36000 | 16.5 | 8.1 | 38500 | 35000 | 90.91% | 2 | 0 | 10 |  |  |  |  | R-410A | 3 | Residential & Commercial | USHP | Ducted CEE Tier 1
213076763 | Central HP <5.4 tons | CARRIER | HRCU-A-CB (Split System: Heat Pump with Remote Outdoor Unit-Air-Source) | 38MURAQ36AB3* |  |  | CAP**4224AL* | 58TP*B110V21**22 | 35800 | 16 | 8.1 | 38500 | 35200 | 91.43% | 1.9 | 0 | 10 |  |  |  |  | R-410A | 2.9833 | Residential & Commercial | USHP | Ducted CEE Tier 1
213076847 | Central HP <5.4 tons | CARRIER | HRCU-A-CB (Split System: Heat Pump with Remote Outdoor Unit-Air-Source) | 38MURAQ36AB3* |  |  | CNPV*4824AL* | 58TP*B110V21**22 | 36400 | 16.5 | 8.1 | 38500 | 35000 | 90.91% | 2.02 | 0 | 10.5 |  |  |  |  | R-410A | 3.0333 | Residential & Commercial | USHP | Ducted CEE Tier 1
213076965 | Central HP <5.4 tons | CARRIER | HRCU-A-CB (Split System: Heat Pump with Remote Outdoor Unit-Air-Source) | 38MURAQ36AB3* |  |  | CAP**4221AL* | 59SP6B080V17**16 | 35000 | 15.5 | 8.1 | 38500 | 35200 | 91.43% | 1.86 | 0 | 9.5 |  |  |  |  | R-410A | 2.9167 | Residential & Commercial | USHP
213078486 | Central HP <5.4 tons | CARRIER | HRCU-A-CB (Split System: Heat Pump with Remote Outdoor Unit-Air-Source) | 38MURAQ36AB3* |  |  | CAP**3621AL* | 58S(B,C)*B090M21**20 | 35200 | 16.5 | 8.1 | 38500 | 35200 | 91.43% | 1.84 | 0 | 9.5 |  |  |  |  | R-410A | 2.9333 | Residential & Commercial | USHP
213078603 | Central HP <5.4 tons | CARRIER | HRCU-A-CB (Split System: Heat Pump with Remote Outdoor Unit-Air-Source) | 38MURAQ36AB3* |  |  | CAP**3621AL* | 58S(B,C)*B110M21**20 | 35400 | 16.5 | 8.1 | 38500 | 35200 | 91.43% | 1.84 | 0 | 10 |  |  |  |  | R-410A | 2.95 | Residential & Commercial | USHP | Ducted CEE Tier 1
213078755 | Central HP <5.4 tons | CARRIER | HRCU-A-CB (Split System: Heat Pump with Remote Outdoor Unit-Air-Source) | 38MURAQ36AB3* |  |  | CNPV*4824AL* | 58S(B,C)*B110M24**20 | 36200 | 17 | 8.1 | 38500 | 34800 | 90.39% | 2.02 | 0 | 10.5 |  |  |  |  | R-410A | 3.0167 | Residential & Commercial | USHP | Ducted CEE Tier 1
214061443 | Central HP <5.4 tons | YORK | HRCU-A-CB (Split System: Heat Pump with Remote Outdoor Unit-Air-Source) | HMH72B341 | ADP |  | AD-33(P,U)*****9 | Y82E100C16LMPS1 | 34000 | 18 | 8.5 | 31800 | 23800 | 74.84% | 2.12 | 0 | 9.5 |  |  |  |  | R-410A | 2.8333 | Residential & Commercial | USHP
214061452 | Central HP <5.4 tons | YORK | HRCU-A-CB (Split System: Heat Pump with Remote Outdoor Unit-Air-Source) | HMH72B341 | ADP |  | AD-33(P,U)*****9 | Y82E100C20LMPS1 | 34000 | 18 | 8.5 | 31800 | 23200 | 72.96% | 2.08 | 0 | 9.5 |  |  |  |  | R-410A | 2.8333 | Residential & Commercial | USHP
215407213 | Central HP <5.4 tons | YORK | HRCU-A-CB (Split System: Heat Pump with Remote Outdoor Unit-Air-Source) | HH836E2S11 | ADP |  | H,YG36*36+TXV | TM9V080B12MP12 | 33000 | 18 | 8.5 | 29200 | 24800 | 84.93% | 2 | 0 | 11 |  |  |  |  | R-454B | 2.75 | Residential & Commercial | USHP | Ducted CEE Tier 1
215864557 | Central HP <5.4 tons | TRANE | HRCU-A-CB (Split System: Heat Pump with Remote Outdoor Unit-Air-Source) | 5TWV8X36A1 |  |  | 5PX*CD05AS3 | S8V2C100M5PDB | 32000 | 18.1 | 8.5 | 34000 | 25800 | 75.88% | 2 | 0 | 10 |  |  |  |  | R-454B | 2.6667 | Residential & Commercial | USHP | Ducted CEE Tier 1
215864793 | Central HP <5.4 tons | TRANE | HRCU-A-CB (Split System: Heat Pump with Remote Outdoor Unit-Air-Source) | 5TWV8X36A1 |  |  | 5PX*BD06AS3 | S8V2B080M4PDB | 32800 | 18.1 | 8.5 | 34400 | 26000 | 75.58% | 2 | 0 | 10 |  |  |  |  | R-454B | 2.7333 | Residential & Commercial | USHP | Ducted CEE Tier 1
210472867 | Central HP <5.4 tons | AIRQUEST | HRCU-A-CB (Split System: Heat Pump with Remote Outdoor Unit-Air-Source) | HVH825GKA3* |  |  | EA*4X42L21A*+WALLCON | *80CSU1002120A* | 23800 | 16.5 | 8.1 | 21400 | 16700 | 78.04% | 1.94 | 0 | 10.5 |  |  |  |  | R-410A | 1.9833 | Residential & Commercial | USHP | Ducted CEE Tier 1
214660198 | Central HP <5.4 tons | ECOER | HRCU-A-CB (Split System: Heat Pump with Remote Outdoor Unit-Air-Source) | EODA18H-4860BAA | ECOER |  | EBCT3036BAA | MGH96M060B3A | 33000 | 17.5 | 8.8 | 35000 | 27000 | 77.14% | 2.1 | 0 | 11.7 |  |  |  |  | R-410A | 2.75 | Residential & Commercial | USHP | Ducted CEE Tier 1
214660209 | Central HP <5.4 tons | ECOER | HRCU-A-CB (Split System: Heat Pump with Remote Outdoor Unit-Air-Source) | EODA18H-4860BAA | ECOER |  | EBCT4860DAA | MGH96M100D5A | 52000 | 16.5 | 8.5 | 54000 | 37800 | 70% | 1.9 | 0 | 10 |  |  |  |  | R-410A | 4.3333 | Residential & Commercial | USHP | Ducted CEE Tier 1
213781520 | Central HP <5.4 tons | COMFORTMAKER | HRCU-A-CB (Split System: Heat Pump with Remote Outdoor Unit-Air-Source) | CVH837GKA2* |  |  | EA*4X60L24A*+WALLCON | *96CTN1002122B* | 32800 | 17.5 | 8.1 | 31800 | 24600 | 77.36% | 1.98 | 0 | 11.7 |  |  |  |  | R-410A | 2.7333 | Residential & Commercial | USHP | Ducted CEE Tier 1
213781570 | Central HP <5.4 tons | COMFORTMAKER | HRCU-A-CB (Split System: Heat Pump with Remote Outdoor Unit-Air-Source) | CVH837GKA2* |  |  | EA*4X61L21A*+WALLCON | *80CTL0902120B* | 33200 | 17.5 | 8.5 | 32000 | 24800 | 77.5% | 1.98 | 0 | 11.7 |  |  |  |  | R-410A | 2.7667 | Residential & Commercial | USHP | Ducted CEE Tier 1
213781690 | Central HP <5.4 tons | COMFORTMAKER | HRCU-A-CB (Split System: Heat Pump with Remote Outdoor Unit-Air-Source) | CVH837GKA2* |  |  | EA*4X61L24A*+WALLCON | *97CMN1002122B* | 33200 | 17.5 | 8.5 | 32000 | 24800 | 77.5% | 2 | 0 | 11.7 |  |  |  |  | R-410A | 2.7667 | Residential & Commercial | USHP | Ducted CEE Tier 1
213781940 | Central HP <5.4 tons | COMFORTMAKER | HRCU-A-CB (Split System: Heat Pump with Remote Outdoor Unit-Air-Source) | CVH837GKA2* |  |  | EHD4X42AAL+WALLCON | *80CTL1102120B* | 32600 | 16.5 | 8.1 | 32800 | 24600 | 75% | 1.94 | 0 | 11 |  |  |  |  | R-410A | 2.7167 | Residential & Commercial | USHP | Ducted CEE Tier 1
213782240 | Central HP <5.4 tons | COMFORTMAKER | HRCU-A-CB (Split System: Heat Pump with Remote Outdoor Unit-Air-Source) | CVH837GKA2* |  |  | EHD4X60AAL+WALLCON | *80CTL0901716B* | 33000 | 16.5 | 8.1 | 32200 | 24800 | 77.02% | 1.98 | 0 | 11 |  |  |  |  | R-410A | 2.75 | Residential & Commercial | USHP | Ducted CEE Tier 1
213770574 | Central HP <5.4 tons | TEMPSTAR | HRCU-A-CB (Split System: Heat Pump with Remote Outdoor Unit-Air-Source) | TVH825GKA2* |  |  | EA*4X24L17A*+WALLCON | *96CTN0601714B* | 23200 | 16 | 8.1 | 22000 | 16900 | 76.82% | 1.88 | 0 | 10.5 |  |  |  |  | R-410A | 1.9333 | Residential & Commercial | USHP | Ducted CEE Tier 1
213770724 | Central HP <5.4 tons | TEMPSTAR | HRCU-A-CB (Split System: Heat Pump with Remote Outdoor Unit-Air-Source) | TVH825GKA2* |  |  | EA*4X30L17A*+WALLCON | *80CTL0701412B* | 23600 | 16.5 | 8.1 | 21600 | 16700 | 77.31% | 1.92 | 0 | 10.5 |  |  |  |  | R-410A | 1.9667 | Residential & Commercial | USHP | Ducted CEE Tier 1
214660200 | Central HP <5.4 tons | ECOER | HRCU-A-CB (Split System: Heat Pump with Remote Outdoor Unit-Air-Source) | EODA18H-4860BAA | ECOER |  | EBCT4248CAA | MGH96M080C4A | 44000 | 17 | 8.5 | 45000 | 32000 | 71.11% | 1.9 | 0 | 11 |  |  |  |  | R-410A | 3.6667 | Residential & Commercial | USHP | Ducted CEE Tier 1
214660207 | Central HP <5.4 tons | ECOER | HRCU-A-CB (Split System: Heat Pump with Remote Outdoor Unit-Air-Source) | EODA18H-4860BAA | ECOER |  | EBCT4860DAA | MGH96M100C5A | 52000 | 16.5 | 8.5 | 54000 | 37800 | 70% | 1.9 | 0 | 10 |  |  |  |  | R-410A | 4.3333 | Residential & Commercial | USHP | Ducted CEE Tier 1
213078937 | Central HP <5.4 tons | CARRIER | HRCU-A-CB (Split System: Heat Pump with Remote Outdoor Unit-Air-Source) | 38MURAQ36AB3* |  |  | CNPV*4821AL* | 58SU*B040M17**12 | 35800 | 16.5 | 8.1 | 38500 | 34800 | 90.39% | 2 | 0 | 10 |  |  |  |  | R-410A | 2.9833 | Residential & Commercial | USHP | Ducted CEE Tier 1
213778744 | Central HP <5.4 tons | TEMPSTAR | HRCU-A-CB (Split System: Heat Pump with Remote Outdoor Unit-Air-Source) | TVH837GKA** |  |  | EA*4X36L17A*+WALLCON | *80CTL0701412B* | 31400 | 16.5 | 8.1 | 33400 | 24400 | 73.05% | 1.82 | 0 | 10.5 |  |  |  |  | R-410A | 2.6167 | Residential & Commercial | USHP | Ducted CEE Tier 1
213778844 | Central HP <5.4 tons | TEMPSTAR | HRCU-A-CB (Split System: Heat Pump with Remote Outdoor Unit-Air-Source) | TVH837GKA** |  |  | EA*4X36L21A*+WALLCON | *80CTL0901716B* | 31600 | 17 | 8.1 | 33000 | 24200 | 73.33% | 1.84 | 0 | 11 |  |  |  |  | R-410A | 2.6333 | Residential & Commercial | USHP | Ducted CEE Tier 1
213778994 | Central HP <5.4 tons | TEMPSTAR | HRCU-A-CB (Split System: Heat Pump with Remote Outdoor Unit-Air-Source) | TVH837GKA** |  |  | EA*4X37L21A*+WALLCON | *95CSU0601716B* | 32800 | 17 | 8.5 | 33000 | 25200 | 76.36% | 1.96 | 0 | 11 |  |  |  |  | R-410A | 2.7333 | Residential & Commercial | USHP | Ducted CEE Tier 1
213779144 | Central HP <5.4 tons | TEMPSTAR | HRCU-A-CB (Split System: Heat Pump with Remote Outdoor Unit-Air-Source) | TVH837GKA** |  |  | EA*4X42L21A*+WALLCON | *97CMN1002122B* | 31800 | 17 | 8.1 | 33000 | 24400 | 73.94% | 1.88 | 0 | 11 |  |  |  |  | R-410A | 2.65 | Residential & Commercial | USHP | Ducted CEE Tier 1
213779244 | Central HP <5.4 tons | TEMPSTAR | HRCU-A-CB (Split System: Heat Pump with Remote Outdoor Unit-Air-Source) | TVH837GKA** |  |  | EA*4X42L24A*+WALLCON | *96CTN1202422B* | 31800 | 17 | 8.1 | 33000 | 24200 | 73.33% | 1.88 | 0 | 11 |  |  |  |  | R-410A | 2.65 | Residential & Commercial | USHP | Ducted CEE Tier 1
213781530 | Central HP <5.4 tons | COMFORTMAKER | HRCU-A-CB (Split System: Heat Pump with Remote Outdoor Unit-Air-Source) | CVH837GKA2* |  |  | EA*4X60L24A*+WALLCON | *96CTN1202422B* | 32800 | 17.5 | 8.1 | 31800 | 24600 | 77.36% | 1.98 | 0 | 11.5 |  |  |  |  | R-410A | 2.7333 | Residential & Commercial | USHP | Ducted CEE Tier 1
213781630 | Central HP <5.4 tons | COMFORTMAKER | HRCU-A-CB (Split System: Heat Pump with Remote Outdoor Unit-Air-Source) | CVH837GKA2* |  |  | EA*4X61L21A*+WALLCON | *96CTN0601714B* | 33000 | 17 | 8.1 | 32200 | 25000 | 77.64% | 1.96 | 0 | 11 |  |  |  |  | R-410A | 2.75 | Residential & Commercial | USHP | Ducted CEE Tier 1
214848919 | Central HP <5.4 tons | YORK | HRCU-A-CB (Split System: Heat Pump with Remote Outdoor Unit-Air-Source) | HH836E2S11 | ADP |  | H,YG36*36+TXV | TM9E100C16MP12 | 33000 | 19 | 8.5 | 29400 | 23800 | 80.95% | 2 | 0 | 11 |  |  |  |  | R-454B | 2.75 | Residential & Commercial | USHP | Ducted CEE Tier 1
211226370 | Central HP <5.4 tons | AIRQUEST | HRCU-A-CB (Split System: Heat Pump with Remote Outdoor Unit-Air-Source) | DLCURAH36ABK |  |  | EA*4X36L21A* | *95ESN1002120A* | 35600 | 15.5 | 8.1 | 39500 | 35200 | 89.11% | 1.84 | 0 | 9.5 |  |  |  |  | R-410A | 2.9667 | Residential & Commercial | USHP
214592613 | Central HP <5.4 tons | ECOER | HRCU-A-CB (Split System: Heat Pump with Remote Outdoor Unit-Air-Source) | EODA18H-4860B | ECOER |  | EBCT3036BAA | MGH96M060B3A | 33000 | 17.5 | 8.8 | 35000 | 27000 | 77.14% | 2.1 | 0 | 11.7 |  |  |  |  | R-410A | 2.75 | Residential & Commercial | USHP | Ducted CEE Tier 1
213780277 | Central HP <5.4 tons | HEIL | HRCU-A-CB (Split System: Heat Pump with Remote Outdoor Unit-Air-Source) | HVH837GKA** |  |  | EHD4X48AAL+WALLCON | *96CTN1002122B* | 32600 | 16.5 | 8.1 | 33000 | 24800 | 75.15% | 1.96 | 0 | 11 |  |  |  |  | R-410A | 2.7167 | Residential & Commercial | USHP | Ducted CEE Tier 1
213780077 | Central HP <5.4 tons | HEIL | HRCU-A-CB (Split System: Heat Pump with Remote Outdoor Unit-Air-Source) | HVH837GKA** |  |  | EHD4X42AAL+WALLCON | *97CMN1002122B* | 32600 | 16.5 | 8.1 | 33000 | 24600 | 74.55% | 1.94 | 0 | 11 |  |  |  |  | R-410A | 2.7167 | Residential & Commercial | USHP | Ducted CEE Tier 1
213780427 | Central HP <5.4 tons | HEIL | HRCU-A-CB (Split System: Heat Pump with Remote Outdoor Unit-Air-Source) | HVH837GKA** |  |  | EHD4X60AAL+WALLCON | *96CTN0801714B* | 32800 | 16.5 | 8.1 | 32200 | 25000 | 77.64% | 1.98 | 0 | 11 |  |  |  |  | R-410A | 2.7333 | Residential & Commercial | USHP | Ducted CEE Tier 1
214592550 | Central HP <5.4 tons | ECOER | HRCU-A-CB (Split System: Heat Pump with Remote Outdoor Unit-Air-Source) | EODA18H-4860B | ECOER |  | EAHETN-60HA | 0 | 52500 | 17.5 | 9 | 55000 | 38500 | 70% | 1.9 | 0 | 10 |  |  |  |  | R-410A | 4.375 | Residential & Commercial | USHP | Ducted CEE Tier 1
214592620 | Central HP <5.4 tons | ECOER | HRCU-A-CB (Split System: Heat Pump with Remote Outdoor Unit-Air-Source) | EODA18H-4860B | ECOER |  | EBCT4860CAA | MGH96M100C5A | 52000 | 16.5 | 8.5 | 54000 | 37800 | 70% | 1.9 | 0 | 10 |  |  |  |  | R-410A | 4.3333 | Residential & Commercial | USHP | Ducted CEE Tier 1
215864569 | Central HP <5.4 tons | TRANE | HRCU-A-CB (Split System: Heat Pump with Remote Outdoor Unit-Air-Source) | 5TWV8X36A1 |  |  | 5TXCB004AS3 | S9V2B060U3VSB+LRP | 31800 | 18.1 | 8.5 | 33000 | 25600 | 77.58% | 2 | 0 | 10 |  |  |  |  | R-454B | 2.65 | Residential & Commercial | USHP | Ducted CEE Tier 1
215864573 | Central HP <5.4 tons | TRANE | HRCU-A-CB (Split System: Heat Pump with Remote Outdoor Unit-Air-Source) | 5TWV8X36A1 |  |  | 5TXCB004AS3 | S9V2B040U3PSC+LRP | 31600 | 18.1 | 8.5 | 32800 | 25600 | 78.05% | 2 | 0 | 10 |  |  |  |  | R-454B | 2.6333 | Residential & Commercial | USHP | Ducted CEE Tier 1
215864603 | Central HP <5.4 tons | TRANE | HRCU-A-CB (Split System: Heat Pump with Remote Outdoor Unit-Air-Source) | 5TWV8X36A1 |  |  | 5TXCB006AS3 | S9V2B060U4PSC+LRP | 32800 | 18.1 | 8.5 | 33600 | 25800 | 76.79% | 2.1 | 0 | 10 |  |  |  |  | R-454B | 2.7333 | Residential & Commercial | USHP | Ducted CEE Tier 1
207455324 | Central HP <5.4 tons | LENNOX | HRCU-A-CB (Split System: Heat Pump with Remote Outdoor Unit-Air-Source) | SL25XPV-024-230A** | ADP |  | L*35/36S9 | SLP99UH070XV36B* | 22200 | 22 | 10 | 20000 | 20000 | 100% | 1.84 | 14 | 14 |  |  |  |  | R-410A | 1.85 | Residential & Commercial | USHP | Ducted CEE Tier 1
214776487 | Central HP <5.4 tons | YORK | HRCU-A-CB (Split System: Heat Pump with Remote Outdoor Unit-Air-Source) | HH860E2S11 | ADP |  | CV602D*A+TXV | TM9E080C16MP12 | 44500 | 18 | 8.5 | 43500 | 34000 | 78.16% | 2 | 0 | 11 |  |  |  |  | R-454B | 3.7083 | Residential & Commercial | USHP | Ducted CEE Tier 1
213779394 | Central HP <5.4 tons | TEMPSTAR | HRCU-A-CB (Split System: Heat Pump with Remote Outdoor Unit-Air-Source) | TVH837GKA** |  |  | EA*4X48L21A*+WALLCON | *80CTL0901716B* | 32400 | 17 | 8.1 | 32600 | 25000 | 76.69% | 1.96 | 0 | 11 |  |  |  |  | R-410A | 2.7 | Residential & Commercial | USHP | Ducted CEE Tier 1
213779544 | Central HP <5.4 tons | TEMPSTAR | HRCU-A-CB (Split System: Heat Pump with Remote Outdoor Unit-Air-Source) | TVH837GKA** |  |  | EA*4X48L24A*+WALLCON | *96CTN1002122B* | 32400 | 17 | 8.5 | 32200 | 24800 | 77.02% | 1.98 | 0 | 11 |  |  |  |  | R-410A | 2.7 | Residential & Commercial | USHP | Ducted CEE Tier 1
214776492 | Central HP <5.4 tons | YORK | HRCU-A-CB (Split System: Heat Pump with Remote Outdoor Unit-Air-Source) | HH860E2S11 | ADP |  | CV600**C+TXV | TM9E080C20MP12 | 52000 | 18 | 8.3 | 53000 | 39500 | 74.53% | 1.96 | 0 | 10.5 |  |  |  |  | R-454B | 4.3333 | Residential & Commercial | USHP | Ducted CEE Tier 1
215864549 | Central HP <5.4 tons | TRANE | HRCU-A-CB (Split System: Heat Pump with Remote Outdoor Unit-Air-Source) | 5TWV8X36A1 |  |  | 5PX*C007AS3 | *UHMC100CCV4+LRP | 32800 | 18.1 | 8.5 | 33000 | 25400 | 76.97% | 2.1 | 0 | 10.5 |  |  |  |  | R-454B | 2.7333 | Residential & Commercial | USHP | Ducted CEE Tier 1
215864585 | Central HP <5.4 tons | TRANE | HRCU-A-CB (Split System: Heat Pump with Remote Outdoor Unit-Air-Source) | 5TWV8X36A1 |  |  | 5TXCB004AS3 | *UHMB080CCV3+LRP | 31600 | 18.1 | 8.5 | 32800 | 25600 | 78.05% | 2 | 0 | 10 |  |  |  |  | R-454B | 2.6333 | Residential & Commercial | USHP | Ducted CEE Tier 1
215864969 | Central HP <5.4 tons | TRANE | HRCU-A-CB (Split System: Heat Pump with Remote Outdoor Unit-Air-Source) | 5TWV8X48A1 |  |  | 5TXCD008AS3 | S8V2C100M5PCB | 45500 | 18.1 | 8.5 | 45500 | 35200 | 77.36% | 2.1 | 0 | 10 |  |  |  |  | R-454B | 3.7917 | Residential & Commercial | USHP | Ducted CEE Tier 1
215865085 | Central HP <5.4 tons | TRANE | HRCU-A-CB (Split System: Heat Pump with Remote Outdoor Unit-Air-Source) | 5TWV8X48A1 |  |  | 5PX*B006AS3+P0V0B000M40SD+LRP | 0 | 45000 | 18.1 | 8.5 | 46000 | 35200 | 76.52% | 2.1 | 0 | 10 |  |  |  |  | R-454B | 3.75 | Residential & Commercial | USHP | Ducted CEE Tier 1
214776526 | Central HP <5.4 tons | YORK | HRCU-A-CB (Split System: Heat Pump with Remote Outdoor Unit-Air-Source) | HH860E2S11 | ADP |  | CH605D*C+TXV | TM9E100C20MP12 | 53500 | 18 | 8.5 | 53000 | 39500 | 74.53% | 2 | 0 | 11 |  |  |  |  | R-454B | 4.4583 | Residential & Commercial | USHP | Ducted CEE Tier 1
214776535 | Central HP <5.4 tons | YORK | HRCU-A-CB (Split System: Heat Pump with Remote Outdoor Unit-Air-Source) | HH860E2S11 | ADP |  | CH604**C+TXV | TM9E120D20MP12 | 53000 | 19 | 8.5 | 52500 | 39000 | 74.29% | 2 | 0 | 11 |  |  |  |  | R-454B | 4.4167 | Residential & Commercial | USHP | Ducted CEE Tier 1
215864601 | Central HP <5.4 tons | TRANE | HRCU-A-CB (Split System: Heat Pump with Remote Outdoor Unit-Air-Source) | 5TWV8X36A1 |  |  | 5TXCB006AS3 | S9V2B080U4PSC+LRP | 32600 | 18.1 | 8.5 | 33400 | 25600 | 76.65% | 2.1 | 0 | 10 |  |  |  |  | R-454B | 2.7167 | Residential & Commercial | USHP | Ducted CEE Tier 1
215864625 | Central HP <5.4 tons | TRANE | HRCU-A-CB (Split System: Heat Pump with Remote Outdoor Unit-Air-Source) | 5TWV8X36A1 |  |  | 5TXCB006AS3 | S8V2B060M4PCB | 32800 | 18.1 | 8.5 | 33400 | 25600 | 76.65% | 2.1 | 0 | 10 |  |  |  |  | R-454B | 2.7333 | Residential & Commercial | USHP | Ducted CEE Tier 1
215864691 | Central HP <5.4 tons | TRANE | HRCU-A-CB (Split System: Heat Pump with Remote Outdoor Unit-Air-Source) | 5TWV8X60A1 |  |  | 5PX*C007AS3 | S9V2C100U5PSC+LRP | 53000 | 18.1 | 8.5 | 56000 | 40000 | 71.43% | 2 | 0 | 10 |  |  |  |  | R-454B | 4.4167 | Residential & Commercial | USHP | Ducted CEE Tier 1
215864743 | Central HP <5.4 tons | TRANE | HRCU-A-CB (Split System: Heat Pump with Remote Outdoor Unit-Air-Source) | 5TWV8X60A1 |  |  | 5TXCD008AS3 | S8V2C100M5PDB | 53000 | 18.1 | 8.5 | 56000 | 40000 | 71.43% | 2 | 0 | 10 |  |  |  |  | R-454B | 4.4167 | Residential & Commercial | USHP | Ducted CEE Tier 1
213782340 | Central HP <5.4 tons | COMFORTMAKER | HRCU-A-CB (Split System: Heat Pump with Remote Outdoor Unit-Air-Source) | CVH837GKA2* |  |  | EHD4X60AAL+WALLCON | *96CTN0801714B* | 32800 | 16.5 | 8.1 | 32200 | 25000 | 77.64% | 1.98 | 0 | 11 |  |  |  |  | R-410A | 2.7333 | Residential & Commercial | USHP | Ducted CEE Tier 1
210470901 | Central HP <5.4 tons | AIRQUEST | HRCU-A-CB (Split System: Heat Pump with Remote Outdoor Unit-Air-Source) | HVH837GKA2* |  |  | EN(A,D,W)4X60L24**+WALLCON | *80CSU1002120A* | 32800 | 17.5 | 8.1 | 32200 | 24600 | 76.4% | 1.96 | 0 | 11.7 |  |  |  |  | R-410A | 2.7333 | Residential & Commercial | USHP | Ducted CEE Tier 1
211244839 | Central HP <5.4 tons | AIRQUEST | HRCU-A-CB (Split System: Heat Pump with Remote Outdoor Unit-Air-Source) | DLCURAH24ABK |  |  | EN(A,D)4X30L17** | OMV112K14A | 24000 | 16 | 8.1 | 26400 | 23000 | 87.12% | 1.88 | 0 | 10 |  |  |  |  | R-410A | 2 | Residential & Commercial | USHP | Ducted CEE Tier 1
211244848 | Central HP <5.4 tons | AIRQUEST | HRCU-A-CB (Split System: Heat Pump with Remote Outdoor Unit-Air-Source) | DLCURAH24ABK |  |  | EN(A,D,W)4X36L17** | *80VSL0451412A* | 23400 | 16.5 | 8.1 | 25800 | 24200 | 93.8% | 2 | 0 | 10 |  |  |  |  | R-410A | 1.95 | Residential & Commercial | USHP | Ducted CEE Tier 1
216682970 | Central HP <5.4 tons | COMFORTMAKER | HRCU-A-CB (Split System: Heat Pump with Remote Outdoor Unit-Air-Source) | DLCURAH24ABK |  |  | EA*4X36L21A* | *97VTN1002122A* | 24200 | 17 | 9 | 26000 | 22600 | 86.92% | 1.78 | 0 | 10 |  |  |  |  | R-410A | 2.0167 | Residential & Commercial | USHP | Ducted CEE Tier 1
215864615 | Central HP <5.4 tons | TRANE | HRCU-A-CB (Split System: Heat Pump with Remote Outdoor Unit-Air-Source) | 5TWV8X36A1 |  |  | 5TXCB006AS3 | L8V1A040U3VSB+LRP | 32400 | 18.1 | 8.5 | 33600 | 25800 | 76.79% | 2 | 0 | 10 |  |  |  |  | R-454B | 2.7 | Residential & Commercial | USHP | Ducted CEE Tier 1
215864635 | Central HP <5.4 tons | TRANE | HRCU-A-CB (Split System: Heat Pump with Remote Outdoor Unit-Air-Source) | 5TWV8X36A1 |  |  | 5TXCC005AS3 | S8V2C100M5PCB | 31800 | 18.1 | 8.5 | 32800 | 25600 | 78.05% | 2 | 0 | 10 |  |  |  |  | R-454B | 2.65 | Residential & Commercial | USHP | Ducted CEE Tier 1
215864783 | Central HP <5.4 tons | TRANE | HRCU-A-CB (Split System: Heat Pump with Remote Outdoor Unit-Air-Source) | 5TWV8X36A1 |  |  | 5PX*BD06AS3 | S8V2A040M3PCB | 32000 | 18.1 | 8.5 | 34200 | 25800 | 75.44% | 2 | 0 | 10 |  |  |  |  | R-454B | 2.6667 | Residential & Commercial | USHP | Ducted CEE Tier 1
210470367 | Central HP <5.4 tons | AIRQUEST | HRCU-A-CB (Split System: Heat Pump with Remote Outdoor Unit-Air-Source) | HVH837GKA2* |  |  | EA*4X60L24A*+WALLCON | *97CMN0602120A* | 32600 | 17 | 8.1 | 32200 | 25000 | 77.64% | 1.96 | 0 | 11.5 |  |  |  |  | R-410A | 2.7167 | Residential & Commercial | USHP | Ducted CEE Tier 1
215864717 | Central HP <5.4 tons | TRANE | HRCU-A-CB (Split System: Heat Pump with Remote Outdoor Unit-Air-Source) | 5TWV8X60A1 |  |  | 5TXCC009AS3 | S8V2C100M5PCB | 54000 | 18.1 | 8.5 | 55500 | 40000 | 72.07% | 2 | 0 | 10 |  |  |  |  | R-454B | 4.5 | Residential & Commercial | USHP | Ducted CEE Tier 1
214848922 | Central HP <5.4 tons | YORK | HRCU-A-CB (Split System: Heat Pump with Remote Outdoor Unit-Air-Source) | HH836E2S11 | ADP |  | H,YG36*36+TXV | TM9Y080B12MP11 | 33000 | 18 | 8.5 | 29400 | 25000 | 85.03% | 2 | 0 | 11 |  |  |  |  | R-454B | 2.75 | Residential & Commercial | USHP | Ducted CEE Tier 1
210470422 | Central HP <5.4 tons | AIRQUEST | HRCU-A-CB (Split System: Heat Pump with Remote Outdoor Unit-Air-Source) | HVH837GKA2* |  |  | EA*4X61L21A*+WALLCON | *80CSU1002120A* | 33200 | 17 | 8.1 | 32200 | 24800 | 77.02% | 1.98 | 0 | 11.5 |  |  |  |  | R-410A | 2.7667 | Residential & Commercial | USHP | Ducted CEE Tier 1
213771234 | Central HP <5.4 tons | TEMPSTAR | HRCU-A-CB (Split System: Heat Pump with Remote Outdoor Unit-Air-Source) | TVH825GKA2* |  |  | EA*4X37L21A*+WALLCON | *96CTN0801714B* | 24400 | 16.5 | 8.1 | 21200 | 16600 | 78.3% | 2.02 | 0 | 11 |  |  |  |  | R-410A | 2.0333 | Residential & Commercial | USHP | Ducted CEE Tier 1
213771334 | Central HP <5.4 tons | TEMPSTAR | HRCU-A-CB (Split System: Heat Pump with Remote Outdoor Unit-Air-Source) | TVH825GKA2* |  |  | EA*4X42L21A*+WALLCON | *97CMN1002122B* | 23800 | 16.5 | 8.1 | 21400 | 16600 | 77.57% | 1.96 | 0 | 11 |  |  |  |  | R-410A | 1.9833 | Residential & Commercial | USHP | Ducted CEE Tier 1
213771484 | Central HP <5.4 tons | TEMPSTAR | HRCU-A-CB (Split System: Heat Pump with Remote Outdoor Unit-Air-Source) | TVH825GKA2* |  |  | EA*4X43L21A*+WALLCON | *80CTL1102120B* | 24400 | 17 | 8.5 | 21200 | 16600 | 78.3% | 2.04 | 0 | 11 |  |  |  |  | R-410A | 2.0333 | Residential & Commercial | USHP | Ducted CEE Tier 1
213771534 | Central HP <5.4 tons | TEMPSTAR | HRCU-A-CB (Split System: Heat Pump with Remote Outdoor Unit-Air-Source) | TVH825GKA2* |  |  | EA*4X43L21A*+WALLCON | *96CTN0601714B* | 24400 | 16.5 | 8.1 | 21200 | 16700 | 78.77% | 2.02 | 0 | 11 |  |  |  |  | R-410A | 2.0333 | Residential & Commercial | USHP | Ducted CEE Tier 1
213778754 | Central HP <5.4 tons | TEMPSTAR | HRCU-A-CB (Split System: Heat Pump with Remote Outdoor Unit-Air-Source) | TVH837GKA** |  |  | EA*4X36L17A*+WALLCON | *80CTL0701716B* | 31400 | 16.5 | 8.1 | 33400 | 24400 | 73.05% | 1.82 | 0 | 10.5 |  |  |  |  | R-410A | 2.6167 | Residential & Commercial | USHP | Ducted CEE Tier 1
213778804 | Central HP <5.4 tons | TEMPSTAR | HRCU-A-CB (Split System: Heat Pump with Remote Outdoor Unit-Air-Source) | TVH837GKA** |  |  | EA*4X36L17A*+WALLCON | *96CTN0601714B* | 31200 | 16.5 | 8.1 | 33400 | 24600 | 73.65% | 1.82 | 0 | 10.5 |  |  |  |  | R-410A | 2.6 | Residential & Commercial | USHP | Ducted CEE Tier 1
211242321 | Central HP <5.4 tons | AIRQUEST | HRCU-A-CB (Split System: Heat Pump with Remote Outdoor Unit-Air-Source) | DLCURAH24ABK |  |  | EA*4X36L21A* | *95ESU0401712A* | 23800 | 17 | 8.5 | 25800 | 23200 | 89.92% | 1.92 | 0 | 10 |  |  |  |  | R-410A | 1.9833 | Residential & Commercial | USHP | Ducted CEE Tier 1
214243965 | Central HP <5.4 tons | CARRIER | HRCU-A-CB (Split System: Heat Pump with Remote Outdoor Unit-Air-Source) | 25VNA448A*031* |  |  | CNPV*4824AL*+UI | 59MN7C100C21**22 | 44000 | 21 | 8.5 | 46500 | 36400 | 78.28% | 2.16 | 0 | 12 |  |  |  |  | R-410A | 3.6667 | Residential & Commercial | USHP | Ducted CEE Tier 1
214243981 | Central HP <5.4 tons | CARRIER | HRCU-A-CB (Split System: Heat Pump with Remote Outdoor Unit-Air-Source) | 25VNA448A*031* |  |  | CNPV*6024AL*+UI | 59MN7C120C24**22 | 44500 | 21 | 9 | 46000 | 36200 | 78.7% | 2.24 | 0 | 12 |  |  |  |  | R-410A | 3.7083 | Residential & Commercial | USHP | Ducted CEE Tier 1
213433306 | Central HP <5.4 tons | STEALTH | HRCU-A-CB (Split System: Heat Pump with Remote Outdoor Unit-Air-Source) | ACIQ-24-HPB |  |  | ACIQ-24W-WM | 0 | 24000 | 17.5 | 10.5 | 26000 | 24000 | 92.31% | 2 | 0 | 11.7 |  |  |  |  | R-410A | 2 | Residential & Commercial | USHP | Ducted CEE Tier 1
215864709 | Central HP <5.4 tons | TRANE | HRCU-A-CB (Split System: Heat Pump with Remote Outdoor Unit-Air-Source) | 5TWV8X60A1 |  |  | 5TXCC007AS3 | S8V2C100M5PCB | 53000 | 18.1 | 8.5 | 56000 | 40000 | 71.43% | 2 | 0 | 10 |  |  |  |  | R-454B | 4.4167 | Residential & Commercial | USHP | Ducted CEE Tier 1
215864741 | Central HP <5.4 tons | TRANE | HRCU-A-CB (Split System: Heat Pump with Remote Outdoor Unit-Air-Source) | 5TWV8X60A1 |  |  | 5TXCD008AS3 | S8V2D120M5PCB | 53500 | 18.1 | 8.5 | 56000 | 40000 | 71.43% | 2 | 0 | 10 |  |  |  |  | R-454B | 4.4583 | Residential & Commercial | USHP | Ducted CEE Tier 1
215865009 | Central HP <5.4 tons | TRANE | HRCU-A-CB (Split System: Heat Pump with Remote Outdoor Unit-Air-Source) | 5TWV8X60A1 |  |  | 5PX*D010AS3 | L8V1C100U5VSB+LRP | 54500 | 18.1 | 8.5 | 55000 | 39500 | 71.82% | 2 | 0 | 10.5 |  |  |  |  | R-454B | 4.5417 | Residential & Commercial | USHP | Ducted CEE Tier 1
210470257 | Central HP <5.4 tons | AIRQUEST | HRCU-A-CB (Split System: Heat Pump with Remote Outdoor Unit-Air-Source) | HVH837GKA2* |  |  | EA*4X60L24A*+WALLCON | *80CSU1002120A* | 32800 | 17 | 8.1 | 32000 | 24800 | 77.5% | 1.96 | 0 | 11 |  |  |  |  | R-410A | 2.7333 | Residential & Commercial | USHP | Ducted CEE Tier 1
210470466 | Central HP <5.4 tons | AIRQUEST | HRCU-A-CB (Split System: Heat Pump with Remote Outdoor Unit-Air-Source) | HVH837GKA2* |  |  | EA*4X61L21A*+WALLCON | *97CMN1002122A* | 33200 | 17.5 | 8.5 | 32000 | 24800 | 77.5% | 2 | 0 | 12 |  |  |  |  | R-410A | 2.7667 | Residential & Commercial | USHP | Ducted CEE Tier 1
214592619 | Central HP <5.4 tons | ECOER | HRCU-A-CB (Split System: Heat Pump with Remote Outdoor Unit-Air-Source) | EODA18H-4860B | ECOER |  | EBCT4248CAA | MGH96M100C5A | 45000 | 17.5 | 8.5 | 46000 | 32400 | 70.43% | 1.95 | 0 | 11 |  |  |  |  | R-410A | 3.75 | Residential & Commercial | USHP | Ducted CEE Tier 1
213079855 | Central HP <5.4 tons | CARRIER | HRCU-A-CB (Split System: Heat Pump with Remote Outdoor Unit-Air-Source) | 38MURAQ36AB3* |  |  | CAP**4221AL* | 59SC2E100M21**22 | 35400 | 16.5 | 8.1 | 38500 | 35000 | 90.91% | 1.88 | 0 | 10 |  |  |  |  | R-410A | 2.95 | Residential & Commercial | USHP | Ducted CEE Tier 1
213080039 | Central HP <5.4 tons | CARRIER | HRCU-A-CB (Split System: Heat Pump with Remote Outdoor Unit-Air-Source) | 38MURAQ36AB3* |  |  | CAP**4221AL* | 59SC6A080M17**16 | 35400 | 15.5 | 8.1 | 38500 | 35200 | 91.43% | 1.88 | 0 | 9.5 |  |  |  |  | R-410A | 2.95 | Residential & Commercial | USHP
213080490 | Central HP <5.4 tons | CARRIER | HRCU-A-CB (Split System: Heat Pump with Remote Outdoor Unit-Air-Source) | 38MURAQ36AB3* |  |  | CNPV*4824AL* | 59SC6A140M24**22 | 35800 | 16.5 | 8.1 | 38500 | 35000 | 90.91% | 2 | 0 | 10 |  |  |  |  | R-410A | 2.9833 | Residential & Commercial | USHP | Ducted CEE Tier 1
212985348 | Central HP <5.4 tons | BRYANT HEATING AND COOLING SYSTEMS | HRCU-A-CB (Split System: Heat Pump with Remote Outdoor Unit-Air-Source) | 38MURAQ24AB3* |  |  | CAP**3721AL* | 912SE60100M21*** | 24200 | 17.5 | 8.5 | 25200 | 21600 | 85.71% | 1.82 | 0 | 10.5 |  |  |  |  | R-410A | 2.0167 | Residential & Commercial | USHP | Ducted CEE Tier 1
216767102 | Central HP <5.4 tons | TRANE | HRCU-A-CB (Split System: Heat Pump with Remote Outdoor Unit-Air-Source) | 5TWX7048A1 |  |  | 5PX*C009AS3 | S8V2C080M5PDB | 43500 | 15.5 | 8.7 | 44000 | 32200 | 73.18% | 2.19 | 0 | 12 |  |  |  |  | R-454B | 3.625 | Residential & Commercial | USHP | Ducted CEE Tier 1
216767103 | Central HP <5.4 tons | TRANE | HRCU-A-CB (Split System: Heat Pump with Remote Outdoor Unit-Air-Source) | 5TWX7048A1 |  |  | 5PX*C009AS3 | S8V2C100M5PDB | 43500 | 15.5 | 8.7 | 44000 | 32000 | 72.73% | 2.19 | 0 | 12 |  |  |  |  | R-454B | 3.625 | Residential & Commercial | USHP | Ducted CEE Tier 1
216767138 | Central HP <5.4 tons | TRANE | HRCU-A-CB (Split System: Heat Pump with Remote Outdoor Unit-Air-Source) | 5TWX7048A1 |  |  | 5PX*D010AS3+P0V0C000M50SD | 0 | 43500 | 16 | 8.7 | 43500 | 31800 | 73.1% | 2.21 | 0 | 12.5 |  |  |  |  | R-454B | 3.625 | Residential & Commercial | USHP | Ducted CEE Tier 1
216767169 | Central HP <5.4 tons | TRANE | HRCU-A-CB (Split System: Heat Pump with Remote Outdoor Unit-Air-Source) | 5TWX7048A1 |  |  | 5TXCC009AS3+P0V0C000M50SD | 0 | 43500 | 16 | 8.7 | 43500 | 32000 | 73.56% | 2.21 | 0 | 12 |  |  |  |  | R-454B | 3.625 | Residential & Commercial | USHP | Ducted CEE Tier 1
215864637 | Central HP <5.4 tons | TRANE | HRCU-A-CB (Split System: Heat Pump with Remote Outdoor Unit-Air-Source) | 5TWV8X36A1 |  |  | 5TXCC005AS3 | S9V2C100U5PSC+LRP | 32000 | 18.1 | 8.5 | 32800 | 25400 | 77.44% | 2.1 | 0 | 10 |  |  |  |  | R-454B | 2.6667 | Residential & Commercial | USHP | Ducted CEE Tier 1
215864639 | Central HP <5.4 tons | TRANE | HRCU-A-CB (Split System: Heat Pump with Remote Outdoor Unit-Air-Source) | 5TWV8X36A1 |  |  | 5TXCC005AS3 | S8V2C080M5PCB | 31800 | 18.1 | 8.5 | 32600 | 25600 | 78.53% | 2.1 | 0 | 10 |  |  |  |  | R-454B | 2.65 | Residential & Commercial | USHP | Ducted CEE Tier 1
212970959 | Central HP <5.4 tons | COMFORTMAKER | HRCU-A-CB (Split System: Heat Pump with Remote Outdoor Unit-Air-Source) | DLCURAH18ABK |  |  | EN(A,D)4X30L17** | *80VTL0451412B* | 17400 | 16.5 | 8.1 | 17900 | 18600 | 103.9% | 2.24 | 0 | 11 |  |  |  |  | R-410A | 1.45 | Residential & Commercial | USHP | Ducted CEE Tier 1
212972696 | Central HP <5.4 tons | COMFORTMAKER | HRCU-A-CB (Split System: Heat Pump with Remote Outdoor Unit-Air-Source) | DLCURAH18ABK |  |  | EA*4X25L17A* | *96VSN0401410B* | 17700 | 16 | 8.1 | 17800 | 17800 | 100% | 2.14 | 0 | 10.5 |  |  |  |  | R-410A | 1.475 | Residential & Commercial | USHP | Ducted CEE Tier 1
214271623 | Central HP <5.4 tons | CARRIER | HRCU-A-CB (Split System: Heat Pump with Remote Outdoor Unit-Air-Source) | 25VNA424A*031* | ADP |  | C36A***L539 | 58TN*B070C14**12 | 24200 | 20 | 10.5 | 24800 | 19300 | 77.82% | 2.54 | 0 | 13 |  |  |  |  | R-410A | 2.0167 | Residential & Commercial | USHP | Ducted CEE Tier 1
215731591 | Central HP <5.4 tons | YORK | HRCU-A-CB (Split System: Heat Pump with Remote Outdoor Unit-Air-Source) | HH860E2S11 | ADP |  | H,YG3K*60+TXV-BLEED | TM9Y120D20MP11 | 52500 | 18 | 8.45 | 52500 | 39000 | 74.29% | 1.98 | 0 | 10.5 |  |  |  |  | R-454B | 4.375 | Residential & Commercial | USHP | Ducted CEE Tier 1
215731592 | Central HP <5.4 tons | YORK | HRCU-A-CB (Split System: Heat Pump with Remote Outdoor Unit-Air-Source) | HH860E2S11 | ADP |  | H,YG3K*60+TXV | TM9Y120D20MP11 | 52500 | 18 | 8.45 | 52500 | 39000 | 74.29% | 1.98 | 0 | 10.5 |  |  |  |  | R-454B | 4.375 | Residential & Commercial | USHP | Ducted CEE Tier 1
215731624 | Central HP <5.4 tons | YORK | HRCU-A-CB (Split System: Heat Pump with Remote Outdoor Unit-Air-Source) | HH860E2S11 | ADP |  | H,YG51*60+TXV | Y81E080C16SMPS1 | 44500 | 18 | 8.5 | 42500 | 33000 | 77.65% | 2 | 0 | 12 |  |  |  |  | R-454B | 3.7083 | Residential & Commercial | USHP | Ducted CEE Tier 1
210470069 | Central HP <5.4 tons | AIRQUEST | HRCU-A-CB (Split System: Heat Pump with Remote Outdoor Unit-Air-Source) | HVH837GKA2* |  |  | EA*4X36L21A*+WALLCON | *95CSU1002122A* | 31600 | 17.5 | 8.1 | 33000 | 24200 | 73.33% | 1.86 | 0 | 11 |  |  |  |  | R-410A | 2.6333 | Residential & Commercial | USHP | Ducted CEE Tier 1
210470488 | Central HP <5.4 tons | AIRQUEST | HRCU-A-CB (Split System: Heat Pump with Remote Outdoor Unit-Air-Source) | HVH837GKA2* |  |  | EA*4X61L21A*+WALLCON | *96CTN1002122A* | 33200 | 17.5 | 8.5 | 32000 | 24800 | 77.5% | 2 | 0 | 12 |  |  |  |  | R-410A | 2.7667 | Residential & Commercial | USHP | Ducted CEE Tier 1
215864707 | Central HP <5.4 tons | TRANE | HRCU-A-CB (Split System: Heat Pump with Remote Outdoor Unit-Air-Source) | 5TWV8X60A1 |  |  | 5TXCC007AS3 | S8V2C100M5PDB | 53000 | 18.1 | 8.5 | 56000 | 40000 | 71.43% | 2 | 0 | 10 |  |  |  |  | R-454B | 4.4167 | Residential & Commercial | USHP | Ducted CEE Tier 1
215864725 | Central HP <5.4 tons | TRANE | HRCU-A-CB (Split System: Heat Pump with Remote Outdoor Unit-Air-Source) | 5TWV8X60A1 |  |  | 5TXCD008AS3 | L8V1C100U5VSB+LRP | 53500 | 18.1 | 8.5 | 55500 | 40000 | 72.07% | 2 | 0 | 10 |  |  |  |  | R-454B | 4.4583 | Residential & Commercial | USHP | Ducted CEE Tier 1
215864757 | Central HP <5.4 tons | TRANE | HRCU-A-CB (Split System: Heat Pump with Remote Outdoor Unit-Air-Source) | 5TWV8X60A1 |  |  | 5TXCD010AS3 | *DHMD120CCV5+LRP | 50500 | 17.5 | 8.5 | 52500 | 38000 | 72.38% | 1.9 | 0 | 9.8 |  |  |  |  | R-454B | 4.2083 | Residential & Commercial | USHP
215865011 | Central HP <5.4 tons | TRANE | HRCU-A-CB (Split System: Heat Pump with Remote Outdoor Unit-Air-Source) | 5TWV8X60A1 |  |  | 5PX*D010AS3 | S8V2C100M5PCB | 54000 | 18.1 | 8.5 | 55500 | 40000 | 72.07% | 2 | 0 | 10 |  |  |  |  | R-454B | 4.5 | Residential & Commercial | USHP | Ducted CEE Tier 1
210473351 | Central HP <5.4 tons | AIRQUEST | HRCU-A-CB (Split System: Heat Pump with Remote Outdoor Unit-Air-Source) | HVH825GKA3* |  |  | EA*4X48L21A*+WALLCON | *96CTN0601714A* | 24000 | 16.5 | 8.1 | 21000 | 16600 | 79.05% | 2 | 0 | 11 |  |  |  |  | R-410A | 2 | Residential & Commercial | USHP | Ducted CEE Tier 1
213778764 | Central HP <5.4 tons | TEMPSTAR | HRCU-A-CB (Split System: Heat Pump with Remote Outdoor Unit-Air-Source) | TVH837GKA** |  |  | EA*4X36L17A*+WALLCON | *80CTL0901716B* | 31200 | 16.5 | 8.1 | 33200 | 24200 | 72.89% | 1.84 | 0 | 10.5 |  |  |  |  | R-410A | 2.6 | Residential & Commercial | USHP | Ducted CEE Tier 1
213778814 | Central HP <5.4 tons | TEMPSTAR | HRCU-A-CB (Split System: Heat Pump with Remote Outdoor Unit-Air-Source) | TVH837GKA** |  |  | EA*4X36L17A*+WALLCON | *96CTN0801714B* | 31400 | 16.5 | 8.1 | 33200 | 24400 | 73.49% | 1.82 | 0 | 10.5 |  |  |  |  | R-410A | 2.6167 | Residential & Commercial | USHP | Ducted CEE Tier 1
213778964 | Central HP <5.4 tons | TEMPSTAR | HRCU-A-CB (Split System: Heat Pump with Remote Outdoor Unit-Air-Source) | TVH837GKA** |  |  | EA*4X37L21A*+WALLCON | *80CTL0901716B* | 32600 | 17 | 8.5 | 32800 | 25000 | 76.22% | 1.98 | 0 | 11 |  |  |  |  | R-410A | 2.7167 | Residential & Commercial | USHP | Ducted CEE Tier 1
212975413 | Central HP <5.4 tons | COMFORTMAKER | HRCU-A-CB (Split System: Heat Pump with Remote Outdoor Unit-Air-Source) | DLCURAH18ABK |  |  | EA*4X25L17A* | *96VTN0601412B* | 17800 | 16.5 | 8.1 | 17600 | 17800 | 101.1% | 2.14 | 0 | 10.5 |  |  |  |  | R-410A | 1.4833 | Residential & Commercial | USHP | Ducted CEE Tier 1
215864801 | Central HP <5.4 tons | TRANE | HRCU-A-CB (Split System: Heat Pump with Remote Outdoor Unit-Air-Source) | 5TWV8X36A1 |  |  | 5PX*CD07AS3 | *DHMC100CCV4+LRP | 32600 | 18.1 | 8.5 | 34000 | 25600 | 75.29% | 2.1 | 0 | 10 |  |  |  |  | R-454B | 2.7167 | Residential & Commercial | USHP | Ducted CEE Tier 1
213780270 | Central HP <5.4 tons | COMFORTMAKER | HRCU-A-CB (Split System: Heat Pump with Remote Outdoor Unit-Air-Source) | CVH837GKA** |  |  | EHD4X48AAL+WALLCON | *96CTN0801714B* | 32600 | 16.5 | 8.1 | 33000 | 25000 | 75.76% | 1.94 | 0 | 11 |  |  |  |  | R-410A | 2.7167 | Residential & Commercial | USHP | Ducted CEE Tier 1
213780390 | Central HP <5.4 tons | COMFORTMAKER | HRCU-A-CB (Split System: Heat Pump with Remote Outdoor Unit-Air-Source) | CVH837GKA** |  |  | EHD4X60AAL+WALLCON | *97CMN0801714B* | 32800 | 16.5 | 8.1 | 32600 | 25000 | 76.69% | 1.96 | 0 | 11 |  |  |  |  | R-410A | 2.7333 | Residential & Commercial | USHP | Ducted CEE Tier 1
210470879 | Central HP <5.4 tons | AIRQUEST | HRCU-A-CB (Split System: Heat Pump with Remote Outdoor Unit-Air-Source) | HVH837GKA2* |  |  | EN(A,D,W)4X60L24**+WALLCON | *95CSU0802120A* | 32800 | 18 | 8.1 | 32200 | 24600 | 76.4% | 1.98 | 0 | 12 |  |  |  |  | R-410A | 2.7333 | Residential & Commercial | USHP | Ducted CEE Tier 1
216767187 | Central HP <5.4 tons | TRANE | HRCU-A-CB (Split System: Heat Pump with Remote Outdoor Unit-Air-Source) | 5TWX7048A1 |  |  | 5TXCD010AS3 | S8V2D120M5PDB | 44000 | 16 | 8.7 | 44000 | 32200 | 73.18% | 2.21 | 0 | 12 |  |  |  |  | R-454B | 3.6667 | Residential & Commercial | USHP | Ducted CEE Tier 1
216767188 | Central HP <5.4 tons | TRANE | HRCU-A-CB (Split System: Heat Pump with Remote Outdoor Unit-Air-Source) | 5TWX7048A1 |  |  | 5TXCD010AS3 | S9X2C080U5PSB | 43500 | 16 | 8.7 | 44000 | 32000 | 72.73% | 2.19 | 0 | 12 |  |  |  |  | R-454B | 3.625 | Residential & Commercial | USHP | Ducted CEE Tier 1
216767202 | Central HP <5.4 tons | TRANE | HRCU-A-CB (Split System: Heat Pump with Remote Outdoor Unit-Air-Source) | 5TWX7060A1 |  |  | 5PX*D008AS3 | S8V2C080M5PCB | 51000 | 15.2 | 8.7 | 51500 | 39000 | 75.73% | 2.15 | 0 | 10 |  |  |  |  | R-454B | 4.25 | Residential & Commercial | USHP | Ducted CEE Tier 1
216767205 | Central HP <5.4 tons | TRANE | HRCU-A-CB (Split System: Heat Pump with Remote Outdoor Unit-Air-Source) | 5TWX7060A1 |  |  | 5PX*D008AS3 | S9V2C080U5VSB | 51000 | 15.2 | 8.7 | 51500 | 39000 | 75.73% | 2.16 | 0 | 10 |  |  |  |  | R-454B | 4.25 | Residential & Commercial | USHP | Ducted CEE Tier 1
211242586 | Central HP <5.4 tons | AIRQUEST | HRCU-A-CB (Split System: Heat Pump with Remote Outdoor Unit-Air-Source) | DLCURAH24ABK |  |  | EA*4X36L21A* | *80ES(N,L)0901714A* | 24800 | 17 | 8.5 | 26400 | 22000 | 83.33% | 1.84 | 0 | 10 |  |  |  |  | R-410A | 2.0667 | Residential & Commercial | USHP | Ducted CEE Tier 1
211242622 | Central HP <5.4 tons | AIRQUEST | HRCU-A-CB (Split System: Heat Pump with Remote Outdoor Unit-Air-Source) | DLCURAH24ABK |  |  | EA*4X36L21A* | *92ESN0601714A* | 24600 | 17 | 8.5 | 26200 | 22200 | 84.73% | 1.86 | 0 | 10 |  |  |  |  | R-410A | 2.05 | Residential & Commercial | USHP | Ducted CEE Tier 1
211243121 | Central HP <5.4 tons | AIRQUEST | HRCU-A-CB (Split System: Heat Pump with Remote Outdoor Unit-Air-Source) | DLCURAH24ABK |  |  | EA*4X37L17A* | *92ESN0401410A* | 24600 | 15.2 | 8.5 | 26000 | 21600 | 83.08% | 1.78 | 0 | 10 |  |  |  |  | R-410A | 2.05 | Residential & Commercial | USHP | Ducted CEE Tier 1
213779004 | Central HP <5.4 tons | TEMPSTAR | HRCU-A-CB (Split System: Heat Pump with Remote Outdoor Unit-Air-Source) | TVH837GKA** |  |  | EA*4X37L21A*+WALLCON | *97CMN0601714B* | 32600 | 16.5 | 8.1 | 33200 | 25400 | 76.51% | 1.94 | 0 | 11 |  |  |  |  | R-410A | 2.7167 | Residential & Commercial | USHP | Ducted CEE Tier 1
213779174 | Central HP <5.4 tons | TEMPSTAR | HRCU-A-CB (Split System: Heat Pump with Remote Outdoor Unit-Air-Source) | TVH837GKA** |  |  | EA*4X42L21A*+WALLCON | *96CTN1002122B* | 31800 | 17 | 8.1 | 32800 | 24400 | 74.39% | 1.88 | 0 | 11 |  |  |  |  | R-410A | 2.65 | Residential & Commercial | USHP | Ducted CEE Tier 1
212394355 | Central HP <5.4 tons | STEALTH | HRCU-A-C (Split System: Heat Pump with Remote Outdoor Unit with No Indoor Fan --Air Source) | ACIQ-18-HPB |  |  | ACIQ-18-ACL | 0 | 18000 | 16.1 | 9.5 | 19000 | 15000 | 78.95% | 2.2 | 11.6 | 11.7 |  |  |  |  | R-410A | 1.5 | Residential & Commercial | USHP | Ducted CEE Tier 1
210470444 | Central HP <5.4 tons | AIRQUEST | HRCU-A-CB (Split System: Heat Pump with Remote Outdoor Unit-Air-Source) | HVH837GKA2* |  |  | EA*4X61L21A*+WALLCON | *80CTL0902120A* | 33200 | 18 | 8.5 | 32000 | 25000 | 78.12% | 2 | 0 | 11.7 |  |  |  |  | R-410A | 2.7667 | Residential & Commercial | USHP | Ducted CEE Tier 1
210471126 | Central HP <5.4 tons | AIRQUEST | HRCU-A-CB (Split System: Heat Pump with Remote Outdoor Unit-Air-Source) | HVH837GKA2* |  |  | EHD4X60AAL+WALLCON | *95CSU1002122A* | 33000 | 17 | 8.1 | 32200 | 24800 | 77.02% | 2.02 | 0 | 11.5 |  |  |  |  | R-410A | 2.75 | Residential & Commercial | USHP | Ducted CEE Tier 1
216604752 | Central HP <5.4 tons | GE Appliances | HRCU-A-CB (Split System: Heat Pump with Remote Outdoor Unit-Air-Source) | NS18H36HA5*** |  |  | NAM36V2TA5**** | 0 | 35000 | 18.5 | 9.4 | 36000 | 29400 | 81.67% | 1.9 | 0 | 11 |  |  |  |  | R-454B | 2.9167 | Residential & Commercial | USHP | Ducted CEE Tier 1
214660190 | Central HP <5.4 tons | ECOER | HRCU-A-CB (Split System: Heat Pump with Remote Outdoor Unit-Air-Source) | EODA18H-4860BAA | ECOER |  | EAHETN-60HA | 0 | 52500 | 17.5 | 9 | 55000 | 38500 | 70% | 1.9 | 0 | 10 |  |  |  |  | R-410A | 4.375 | Residential & Commercial | USHP | Ducted CEE Tier 1
212979843 | Central HP <5.4 tons | TEMPSTAR | HRCU-A-CB (Split System: Heat Pump with Remote Outdoor Unit-Air-Source) | DLCURAH24ABK |  |  | EA*4X30L17A* | *80MS(N,L)0901714A* | 23600 | 17 | 8.5 | 26400 | 24600 | 93.18% | 2.04 | 0 | 10 |  |  |  |  | R-410A | 1.9667 | Residential & Commercial | USHP | Ducted CEE Tier 1
215731657 | Central HP <5.4 tons | YORK | HRCU-A-CB (Split System: Heat Pump with Remote Outdoor Unit-Air-Source) | HH860E2S11 | ADP |  | H,YG3K*48+TXV-BLEED | Y81E100C16SMPS1 | 44000 | 17 | 8.5 | 42000 | 32800 | 78.1% | 2 | 0 | 12 |  |  |  |  | R-454B | 3.6667 | Residential & Commercial | USHP | Ducted CEE Tier 1
215731658 | Central HP <5.4 tons | YORK | HRCU-A-CB (Split System: Heat Pump with Remote Outdoor Unit-Air-Source) | HH860E2S11 | ADP |  | H,YG3K*60+TXV-BLEED | Y81E100C16SMPS1 | 44000 | 17 | 8.5 | 42000 | 32800 | 78.1% | 2 | 0 | 12 |  |  |  |  | R-454B | 3.6667 | Residential & Commercial | USHP | Ducted CEE Tier 1
215731673 | Central HP <5.4 tons | YORK | HRCU-A-CB (Split System: Heat Pump with Remote Outdoor Unit-Air-Source) | HH860E2S11 | ADP |  | H,YG51*48+TXV | Y81E100C16SMPS1 | 44000 | 18 | 8.5 | 42000 | 32800 | 78.1% | 2 | 0 | 12 |  |  |  |  | R-454B | 3.6667 | Residential & Commercial | USHP | Ducted CEE Tier 1
215731692 | Central HP <5.4 tons | YORK | HRCU-A-CB (Split System: Heat Pump with Remote Outdoor Unit-Air-Source) | HH860E2S11 | ADP |  | H,YG3K*60+TXV-BLEED | Y81E100C20SMPS1 | 44500 | 18 | 8.5 | 42500 | 33000 | 77.65% | 2 | 0 | 12 |  |  |  |  | R-454B | 3.7083 | Residential & Commercial | USHP | Ducted CEE Tier 1
215731709 | Central HP <5.4 tons | YORK | HRCU-A-CB (Split System: Heat Pump with Remote Outdoor Unit-Air-Source) | HH860E2S11 | ADP |  | H,YG3K*48+TXV-BLEED | Y81E120C16SMPS1 | 44000 | 17 | 8.5 | 42000 | 32600 | 77.62% | 2 | 0 | 12 |  |  |  |  | R-454B | 3.6667 | Residential & Commercial | USHP | Ducted CEE Tier 1
215731773 | Central HP <5.4 tons | YORK | HRCU-A-CB (Split System: Heat Pump with Remote Outdoor Unit-Air-Source) | HH860E2S11 | ADP |  | H,YG3K*48+TXV-BLEED | Y81E130D20SMPS1 | 45000 | 18 | 9 | 43000 | 33200 | 77.21% | 2 | 0 | 12 |  |  |  |  | R-454B | 3.75 | Residential & Commercial | USHP | Ducted CEE Tier 1
216737924 | Central HP <5.4 tons | HEIL | HRCU-A-CB (Split System: Heat Pump with Remote Outdoor Unit-Air-Source) | D5CUHAH24AAK |  |  | ESH5X30M12A* | *97VTN1002120A* | 22800 | 16 | 8.5 | 21200 | 19000 | 89.62% | 1.96 | 0 | 11 |  |  |  |  | R-454B | 1.9 | Residential & Commercial | USHP | Ducted CEE Tier 1
216737104 | Central HP <5.4 tons | COMFORTMAKER | HRCU-A-CB (Split System: Heat Pump with Remote Outdoor Unit-Air-Source) | D5CUHAH24AAK |  |  | ESH5X30M12A* | *80MS(N,L)0902420A* | 22200 | 15.5 | 8.1 | 21000 | 18800 | 89.52% | 1.9 | 0 | 10.5 |  |  |  |  | R-454B | 1.85 | Residential & Commercial | USHP | Ducted CEE Tier 1
212976045 | Central HP <5.4 tons | CARRIER | HRCU-A-CB (Split System: Heat Pump with Remote Outdoor Unit-Air-Source) | 38MURAQ24AB3* |  |  | CAP**3621AL* | GG96VTAB48080B** | 23600 | 17 | 8.5 | 26200 | 24000 | 91.6% | 2 | 0 | 10 |  |  |  |  | R-410A | 1.9667 | Residential & Commercial | USHP | Ducted CEE Tier 1
216017400 | Central HP <5.4 tons | YORK | HRCU-A-CB (Split System: Heat Pump with Remote Outdoor Unit-Air-Source) | HH860E2S11 | ADP |  | FE*TT7*60+TXV-BLEED | 0 | 46000 | 19 | 9 | 44000 | 33600 | 76.36% | 2.1 | 0 | 12 |  |  |  |  | R-454B | 3.8333 | Residential & Commercial | USHP | Ducted CEE Tier 1
215864531 | Central HP <5.4 tons | TRANE | HRCU-A-CB (Split System: Heat Pump with Remote Outdoor Unit-Air-Source) | 5TWV8X36A1 |  |  | 5PX*C005AS3 | S8V2C100M5PDB | 31800 | 18.1 | 8.5 | 32800 | 25400 | 77.44% | 2.1 | 0 | 10 |  |  |  |  | R-454B | 2.65 | Residential & Commercial | USHP | Ducted CEE Tier 1
215864561 | Central HP <5.4 tons | TRANE | HRCU-A-CB (Split System: Heat Pump with Remote Outdoor Unit-Air-Source) | 5TWV8X36A1 |  |  | 5PX*CD05AS3 | S8V2C080M5PDB | 32000 | 18.1 | 8.5 | 33800 | 25600 | 75.74% | 2 | 0 | 10 |  |  |  |  | R-454B | 2.6667 | Residential & Commercial | USHP | Ducted CEE Tier 1
214848938 | Central HP <5.4 tons | YORK | HRCU-A-CB (Split System: Heat Pump with Remote Outdoor Unit-Air-Source) | HH860E2S11 | ADP |  | H,YG48*60+TXV | Y91E080C16SMPS1 | 45000 | 18 | 8.5 | 45000 | 33400 | 74.22% | 2 | 0 | 11.7 |  |  |  |  | R-454B | 3.75 | Residential & Commercial | USHP | Ducted CEE Tier 1
214849005 | Central HP <5.4 tons | YORK | HRCU-A-CB (Split System: Heat Pump with Remote Outdoor Unit-Air-Source) | HH860E2S11 | ADP |  | H,YG84*60+TXV-BLEED | Y91E080C16SMPS1 | 45000 | 18 | 8.5 | 45000 | 33400 | 74.22% | 2 | 0 | 11.7 |  |  |  |  | R-454B | 3.75 | Residential & Commercial | USHP | Ducted CEE Tier 1
214061437 | Central HP <5.4 tons | YORK | HRCU-A-CB (Split System: Heat Pump with Remote Outdoor Unit-Air-Source) | HMH72B341 | ADP |  | AD-36H*****9 | Y82E100C16LMPS1 | 34000 | 18 | 8.5 | 31800 | 23800 | 74.84% | 2.12 | 0 | 9.5 |  |  |  |  | R-410A | 2.8333 | Residential & Commercial | USHP
215864777 | Central HP <5.4 tons | TRANE | HRCU-A-CB (Split System: Heat Pump with Remote Outdoor Unit-Air-Source) | 5TWV8X60A1 |  |  | 5TXCD010AS3 | S8V2C080M5PCB | 54000 | 18.1 | 8.5 | 55000 | 39500 | 71.82% | 2 | 0 | 10 |  |  |  |  | R-454B | 4.5 | Residential & Commercial | USHP | Ducted CEE Tier 1
214848925 | Central HP <5.4 tons | YORK | HRCU-A-CB (Split System: Heat Pump with Remote Outdoor Unit-Air-Source) | HH836E2S11 | ADP |  | H,YG36*36+TXV | TM9Y100C20MP11 | 33800 | 17 | 8.5 | 30800 | 25600 | 83.12% | 2 | 0 | 10 |  |  |  |  | R-454B | 2.8167 | Residential & Commercial | USHP | Ducted CEE Tier 1
212394356 | Central HP <5.4 tons | STEALTH | HRCU-A-C (Split System: Heat Pump with Remote Outdoor Unit with No Indoor Fan --Air Source) | ACIQ-24-HPB |  |  | ACIQ-24-ACL | 0 | 24000 | 16.5 | 9.5 | 25000 | 20000 | 80% | 1.95 | 11 | 10.7 |  |  |  |  | R-410A | 2 | Residential & Commercial | USHP | Ducted CEE Tier 1
216604746 | Central HP <5.4 tons | GE Appliances | HRCU-A-CB (Split System: Heat Pump with Remote Outdoor Unit-Air-Source) | NS18H24HA5*** |  |  | NAM30V2TA5**** | 0 | 24000 | 18 | 9.5 | 24000 | 22600 | 94.17% | 1.8 | 0 | 12 |  |  |  |  | R-454B | 2 | Residential & Commercial | USHP | Ducted CEE Tier 1
213785016 | Central HP <5.4 tons | BRYANT HEATING AND COOLING SYSTEMS | HRCU-A-CB (Split System: Heat Pump with Remote Outdoor Unit-Air-Source) | 284ANV024*0**B* |  |  | CAP**2417AL*+UI | 88*TB48090C17*** | 23000 | 19.5 | 10 | 27000 | 20200 | 74.81% | 2.3 | 0 | 12.5 |  |  |  |  | R-410A | 1.9167 | Residential & Commercial | USHP | Ducted CEE Tier 1
212517492 | Central HP <5.4 tons | YORK | HRCU-A-CB (Split System: Heat Pump with Remote Outdoor Unit-Air-Source) | HMH72B341 | ADP |  | CV365*9 | TM9V100C20MP12 | 33400 | 17 | 8.5 | 32400 | 23200 | 71.6% | 2.06 | 0 | 9.5 |  |  |  |  | R-410A | 2.7833 | Residential & Commercial | USHP
214389252 | Central HP <5.4 tons | CARRIER | HRCU-A-CB (Split System: Heat Pump with Remote Outdoor Unit-Air-Source) | 25VNA436A*031* |  |  | CNPV*4217AL*+UI | 58TN*B045C17**12 | 33200 | 18.5 | 9 | 37600 | 26600 | 70.74% | 1.98 | 0 | 11.5 |  |  |  |  | R-410A | 2.7667 | Residential & Commercial | USHP | Ducted CEE Tier 1
214389270 | Central HP <5.4 tons | CARRIER | HRCU-A-CB (Split System: Heat Pump with Remote Outdoor Unit-Air-Source) | 25VNA436A*031* |  |  | CNPV*4221AL*+UI | 58TN*B090C21**20 | 33200 | 19 | 9 | 37800 | 26600 | 70.37% | 1.98 | 0 | 12 |  |  |  |  | R-410A | 2.7667 | Residential & Commercial | USHP | Ducted CEE Tier 1
214389419 | Central HP <5.4 tons | CARRIER | HRCU-A-CB (Split System: Heat Pump with Remote Outdoor Unit-Air-Source) | 25VNA436A*031* |  |  | CNPV*4221AL*+UI | 59TN6C080C17**14 | 33000 | 18.5 | 9 | 38000 | 26800 | 70.53% | 1.96 | 0 | 11.7 |  |  |  |  | R-410A | 2.75 | Residential & Commercial | USHP | Ducted CEE Tier 1
210470858 | Central HP <5.4 tons | AIRQUEST | HRCU-A-CB (Split System: Heat Pump with Remote Outdoor Unit-Air-Source) | HVH837GKA2* |  |  | EN(A,D)4X48L24**+WALLCON | *80CSU1002120A* | 32400 | 17 | 8.1 | 33000 | 24800 | 75.15% | 1.94 | 0 | 11.5 |  |  |  |  | R-410A | 2.7 | Residential & Commercial | USHP | Ducted CEE Tier 1
210471159 | Central HP <5.4 tons | AIRQUEST | HRCU-A-CB (Split System: Heat Pump with Remote Outdoor Unit-Air-Source) | HVH837GKA2* |  |  | EHD4X60AAL+WALLCON | *80CSU1002120A* | 32800 | 16.5 | 8.1 | 32200 | 24800 | 77.02% | 1.98 | 0 | 11 |  |  |  |  | R-410A | 2.7333 | Residential & Commercial | USHP | Ducted CEE Tier 1
213433310 | Central HP <5.4 tons | STEALTH | HRCU-A-CB (Split System: Heat Pump with Remote Outdoor Unit-Air-Source) | ACIQ-24-HPB |  |  | ACIQ-24W-P | 0 | 24000 | 19 | 9.3 | 27400 | 24000 | 87.59% | 1.91 | 0 | 12 |  |  |  |  | R-410A | 2 | Residential & Commercial | USHP | Ducted CEE Tier 1
214569522 | Central HP <5.4 tons | CARRIER | HRCU-A-CB (Split System: Heat Pump with Remote Outdoor Unit-Air-Source) | 25VNA436A*031* |  |  | CAP**3721AL*+UI | 59MN7C060C21**20 | 34200 | 19 | 9.5 | 36600 | 25800 | 70.49% | 2.04 | 0 | 11.5 |  |  |  |  | R-410A | 2.85 | Residential & Commercial | USHP | Ducted CEE Tier 1
214569524 | Central HP <5.4 tons | CARRIER | HRCU-A-CB (Split System: Heat Pump with Remote Outdoor Unit-Air-Source) | 25VNA436A*031* |  |  | CAP**3721AL*+UI | 59MN7C080C21**20 | 34400 | 19 | 9.5 | 36400 | 25600 | 70.33% | 2.04 | 0 | 12 |  |  |  |  | R-410A | 2.8667 | Residential & Commercial | USHP | Ducted CEE Tier 1
215864731 | Central HP <5.4 tons | TRANE | HRCU-A-CB (Split System: Heat Pump with Remote Outdoor Unit-Air-Source) | 5TWV8X60A1 |  |  | 5TXCD008AS3 | S9V2D120U5VSB+LRP | 53000 | 18.1 | 8.5 | 55500 | 40000 | 72.07% | 2 | 0 | 10 |  |  |  |  | R-454B | 4.4167 | Residential & Commercial | USHP | Ducted CEE Tier 1
215864763 | Central HP <5.4 tons | TRANE | HRCU-A-CB (Split System: Heat Pump with Remote Outdoor Unit-Air-Source) | 5TWV8X60A1 |  |  | 5TXCD010AS3 | S9V2C100U5PSC+LRP | 54500 | 18.1 | 8.5 | 55500 | 39500 | 71.17% | 2 | 0 | 10 |  |  |  |  | R-454B | 4.5417 | Residential & Commercial | USHP | Ducted CEE Tier 1
214776767 | Central HP <5.4 tons | YORK | HRCU-A-CB (Split System: Heat Pump with Remote Outdoor Unit-Air-Source) | HH860E2S11 | ADP |  | CV605**C+TXV | Y81E100C20SMPS1 | 44500 | 18 | 8.5 | 42500 | 33000 | 77.65% | 2 | 0 | 12 |  |  |  |  | R-454B | 3.7083 | Residential & Commercial | USHP | Ducted CEE Tier 1
214776628 | Central HP <5.4 tons | YORK | HRCU-A-CB (Split System: Heat Pump with Remote Outdoor Unit-Air-Source) | HH860E2S11 | ADP |  | CV600**C+TXV | TMLE080C20MP11 | 52000 | 18 | 8.3 | 53000 | 39500 | 74.53% | 1.96 | 0 | 10.5 |  |  |  |  | R-454B | 4.3333 | Residential & Commercial | USHP | Ducted CEE Tier 1
211259675 | Central HP <5.4 tons | TEMPSTAR | HRCU-A-CB (Split System: Heat Pump with Remote Outdoor Unit-Air-Source) | DLCURAH18ABK |  |  | EA*4X19L17A* | *95ESU0401712A* | 18200 | 16.5 | 8.5 | 18100 | 17600 | 97.24% | 2.14 | 0 | 11 |  |  |  |  | R-410A | 1.5167 | Residential & Commercial | USHP | Ducted CEE Tier 1
211259962 | Central HP <5.4 tons | TEMPSTAR | HRCU-A-CB (Split System: Heat Pump with Remote Outdoor Unit-Air-Source) | DLCURAH18ABK |  |  | EA*4X19L17A* | *92ESN0601714A* | 18200 | 16.5 | 8.5 | 18100 | 17600 | 97.24% | 2.14 | 0 | 11 |  |  |  |  | R-410A | 1.5167 | Residential & Commercial | USHP | Ducted CEE Tier 1
211260361 | Central HP <5.4 tons | TEMPSTAR | HRCU-A-CB (Split System: Heat Pump with Remote Outdoor Unit-Air-Source) | DLCURAH18ABK |  |  | EA*4X24L17A* | *80VSL0451716A* | 17600 | 16 | 8.5 | 18500 | 19100 | 103.2% | 2.3 | 0 | 10.5 |  |  |  |  | R-410A | 1.4667 | Residential & Commercial | USHP | Ducted CEE Tier 1
213779214 | Central HP <5.4 tons | TEMPSTAR | HRCU-A-CB (Split System: Heat Pump with Remote Outdoor Unit-Air-Source) | TVH837GKA** |  |  | EA*4X42L24A*+WALLCON | *97CMN1002122B* | 31800 | 17 | 8.1 | 33000 | 24200 | 73.33% | 1.88 | 0 | 11 |  |  |  |  | R-410A | 2.65 | Residential & Commercial | USHP | Ducted CEE Tier 1
213779564 | Central HP <5.4 tons | TEMPSTAR | HRCU-A-CB (Split System: Heat Pump with Remote Outdoor Unit-Air-Source) | TVH837GKA** |  |  | EA*4X60L24A*+WALLCON | *80CTL0902120B* | 32800 | 17.5 | 8.1 | 31800 | 24600 | 77.36% | 1.98 | 0 | 11.5 |  |  |  |  | R-410A | 2.7333 | Residential & Commercial | USHP | Ducted CEE Tier 1
211230863 | Central HP <5.4 tons | AIRQUEST | HRCU-A-CB (Split System: Heat Pump with Remote Outdoor Unit-Air-Source) | DLCURAH36ABK |  |  | FM(C,U)4Z36**AL* | 0 | 36000 | 16.5 | 8.1 | 40000 | 35400 | 88.5% | 1.82 | 0 | 10 |  |  |  |  | R-410A | 3 | Residential & Commercial | USHP | Ducted CEE Tier 1
215938364 | Central HP <5.4 tons | CARRIER | HRCU-A-CB (Split System: Heat Pump with Remote Outdoor Unit-Air-Source) | 27VNA348A*030* |  |  | CVAVA6024XMA*+UI | 59MN7C100C21**22 | 45500 | 20.5 | 8.1 | 52500 | 38000 | 72.38% | 1.9 | 0 | 11.5 |  |  |  |  | R-454B | 3.7917 | Residential & Commercial | USHP | Ducted CEE Tier 1
216767219 | Central HP <5.4 tons | TRANE | HRCU-A-CB (Split System: Heat Pump with Remote Outdoor Unit-Air-Source) | 5TWX7060A1 |  |  | 5PX*D010AS3 | S9X1C080U5PSB | 52500 | 15.5 | 8.7 | 51000 | 38500 | 75.49% | 2.19 | 0 | 10 |  |  |  |  | R-454B | 4.375 | Residential & Commercial | USHP | Ducted CEE Tier 1
212972403 | Central HP <5.4 tons | COMFORTMAKER | HRCU-A-CB (Split System: Heat Pump with Remote Outdoor Unit-Air-Source) | DLCURAH24ABK |  |  | EA*4X36L21A* | *80VTL1102122B* | 24000 | 17.5 | 8.5 | 26400 | 23200 | 87.88% | 1.94 | 0 | 10 |  |  |  |  | R-410A | 2 | Residential & Commercial | USHP | Ducted CEE Tier 1
212973876 | Central HP <5.4 tons | COMFORTMAKER | HRCU-A-CB (Split System: Heat Pump with Remote Outdoor Unit-Air-Source) | DLCURAH24ABK |  |  | EA*4X37L17A* | *96VSN0801716B* | 24200 | 17 | 8.5 | 25800 | 22200 | 86.05% | 1.84 | 0 | 10 |  |  |  |  | R-410A | 2.0167 | Residential & Commercial | USHP | Ducted CEE Tier 1
216767269 | Central HP <5.4 tons | TRANE | HRCU-A-CB (Split System: Heat Pump with Remote Outdoor Unit-Air-Source) | 5TWX7060A1 |  |  | 5TXCD010AS3 | S9X2C080U5PSB | 52500 | 15.5 | 8.7 | 51000 | 38500 | 75.49% | 2.19 | 0 | 10 |  |  |  |  | R-454B | 4.375 | Residential & Commercial | USHP | Ducted CEE Tier 1
216767270 | Central HP <5.4 tons | TRANE | HRCU-A-CB (Split System: Heat Pump with Remote Outdoor Unit-Air-Source) | 5TWX7060A1 |  |  | 5TXCD010AS3+P0V0C000M50SD | 0 | 52500 | 15.5 | 8.7 | 51000 | 38500 | 75.49% | 2.22 | 0 | 11.2 |  |  |  |  | R-454B | 4.375 | Residential & Commercial | USHP | Ducted CEE Tier 1
212974326 | Central HP <5.4 tons | COMFORTMAKER | HRCU-A-CB (Split System: Heat Pump with Remote Outdoor Unit-Air-Source) | DLCURAH24ABK |  |  | EA*4X37L21A* | *96VSN1002120B* | 24800 | 17.5 | 8.5 | 25600 | 21200 | 82.81% | 1.8 | 0 | 10.5 |  |  |  |  | R-410A | 2.0667 | Residential & Commercial | USHP | Ducted CEE Tier 1
212979879 | Central HP <5.4 tons | TEMPSTAR | HRCU-A-CB (Split System: Heat Pump with Remote Outdoor Unit-Air-Source) | DLCURAH24ABK |  |  | EA*4X37L17A* | *80MS(N,L)0901714A* | 24000 | 17 | 8.1 | 25200 | 22400 | 88.89% | 1.86 | 0 | 10 |  |  |  |  | R-410A | 2 | Residential & Commercial | USHP | Ducted CEE Tier 1
212980595 | Central HP <5.4 tons | TEMPSTAR | HRCU-A-CB (Split System: Heat Pump with Remote Outdoor Unit-Air-Source) | DLCURAH24ABK |  |  | EA*4X37L21A* | *80MS(N,L)0902120A* | 24000 | 17.5 | 8.5 | 25200 | 24400 | 96.83% | 2.04 | 0 | 10 |  |  |  |  | R-410A | 2 | Residential & Commercial | USHP | Ducted CEE Tier 1
212982310 | Central HP <5.4 tons | TEMPSTAR | HRCU-A-CB (Split System: Heat Pump with Remote Outdoor Unit-Air-Source) | DLCURAH24ABK |  |  | EA*4X37L17A* | *80MSU0401712A* | 24200 | 16.5 | 8.5 | 25200 | 22000 | 87.3% | 1.84 | 0 | 10 |  |  |  |  | R-410A | 2.0167 | Residential & Commercial | USHP | Ducted CEE Tier 1
213785226 | Central HP <5.4 tons | BRYANT HEATING AND COOLING SYSTEMS | HRCU-A-CB (Split System: Heat Pump with Remote Outdoor Unit-Air-Source) | 284ANV024*0**B* |  |  | CSPH*3612AL*+UI | 88*TB60110C21*** | 23800 | 19 | 10 | 26600 | 19700 | 74.06% | 2.48 | 0 | 13 |  |  |  |  | R-410A | 1.9833 | Residential & Commercial | USHP | Ducted CEE Tier 1
213785242 | Central HP <5.4 tons | BRYANT HEATING AND COOLING SYSTEMS | HRCU-A-CB (Split System: Heat Pump with Remote Outdoor Unit-Air-Source) | 284ANV024*0**B* |  |  | CSPH*3612AL*+UI | 986TD66100C21*** | 23800 | 19 | 10 | 26600 | 19700 | 74.06% | 2.5 | 0 | 13 |  |  |  |  | R-410A | 1.9833 | Residential & Commercial | USHP | Ducted CEE Tier 1
214848929 | Central HP <5.4 tons | YORK | HRCU-A-CB (Split System: Heat Pump with Remote Outdoor Unit-Air-Source) | HH860E2S11 | ADP |  | H,YG48*60+TXV | TM9E080C16MP12 | 44500 | 18 | 8.5 | 43500 | 34000 | 78.16% | 2 | 0 | 11 |  |  |  |  | R-454B | 3.7083 | Residential & Commercial | USHP | Ducted CEE Tier 1
213780700 | Central HP <5.4 tons | COMFORTMAKER | HRCU-A-CB (Split System: Heat Pump with Remote Outdoor Unit-Air-Source) | CVH837GKA2* |  |  | EA*4X36L17A*+WALLCON | *97CMN0801714B* | 31400 | 16.5 | 8.1 | 33200 | 24400 | 73.49% | 1.82 | 0 | 10.5 |  |  |  |  | R-410A | 2.6167 | Residential & Commercial | USHP | Ducted CEE Tier 1
213780750 | Central HP <5.4 tons | COMFORTMAKER | HRCU-A-CB (Split System: Heat Pump with Remote Outdoor Unit-Air-Source) | CVH837GKA2* |  |  | EA*4X36L21A*+WALLCON | *80CTL0901716B* | 31600 | 17 | 8.1 | 33000 | 24200 | 73.33% | 1.84 | 0 | 11 |  |  |  |  | R-410A | 2.6333 | Residential & Commercial | USHP | Ducted CEE Tier 1
214848931 | Central HP <5.4 tons | YORK | HRCU-A-CB (Split System: Heat Pump with Remote Outdoor Unit-Air-Source) | HH860E2S11 | ADP |  | H,YG48*60+TXV | TM9E100C16MP12 | 44500 | 18 | 8.5 | 44000 | 34000 | 77.27% | 2 | 0 | 11 |  |  |  |  | R-454B | 3.7083 | Residential & Commercial | USHP | Ducted CEE Tier 1
214848995 | Central HP <5.4 tons | YORK | HRCU-A-CB (Split System: Heat Pump with Remote Outdoor Unit-Air-Source) | HH860E2S11 | ADP |  | H,YG84*60+TXV-BLEED | TM9Y100C16MP11 | 44000 | 17 | 8.5 | 42500 | 33400 | 78.59% | 2 | 0 | 11 |  |  |  |  | R-454B | 3.6667 | Residential & Commercial | USHP | Ducted CEE Tier 1
214569544 | Central HP <5.4 tons | CARRIER | HRCU-A-CB (Split System: Heat Pump with Remote Outdoor Unit-Air-Source) | 25VNA436A*031* |  |  | CAP**4224AL*+UI | 59MN7C080C21**20 | 33200 | 19 | 9.5 | 37800 | 26600 | 70.37% | 2 | 0 | 11.5 |  |  |  |  | R-410A | 2.7667 | Residential & Commercial | USHP | Ducted CEE Tier 1
214569576 | Central HP <5.4 tons | CARRIER | HRCU-A-CB (Split System: Heat Pump with Remote Outdoor Unit-Air-Source) | 25VNA436A*031* |  |  | CAP**4824AL*+UI | 59CU5B100C21**22 | 33800 | 19.5 | 9.5 | 36400 | 25600 | 70.33% | 2.04 | 0 | 12 |  |  |  |  | R-410A | 2.8167 | Residential & Commercial | USHP | Ducted CEE Tier 1
216551900 | Central HP <5.4 tons | FRIEDRICH | HRCU-A-CB (Split System: Heat Pump with Remote Outdoor Unit-Air-Source) | FRP19AY60AJVC |  |  | RCFY6021SEAAM | FR962V0855A21M4 | 53500 | 16 | 10 | 53500 | 49000 | 91.59% | 2 | 0 | 10 |  |  |  |  | R-454B | 4.4583 | Residential & Commercial | USHP | Ducted CEE Tier 1
214848982 | Central HP <5.4 tons | YORK | HRCU-A-CB (Split System: Heat Pump with Remote Outdoor Unit-Air-Source) | HH860E2S11 | ADP |  | H,YG84*60+TXV-BLEED | TM8V100C16MP12 | 43500 | 18 | 8.5 | 42000 | 32800 | 78.1% | 2 | 0 | 11.7 |  |  |  |  | R-454B | 3.625 | Residential & Commercial | USHP | Ducted CEE Tier 1
212974995 | Central HP <5.4 tons | COMFORTMAKER | HRCU-A-CB (Split System: Heat Pump with Remote Outdoor Unit-Air-Source) | DLCURAH24ABK |  |  | EA*4X37L17A* | *96VTN0401410B* | 23800 | 16 | 8.1 | 25200 | 22400 | 88.89% | 1.84 | 0 | 10 |  |  |  |  | R-410A | 1.9833 | Residential & Commercial | USHP | Ducted CEE Tier 1
215731365 | Central HP <5.4 tons | YORK | HRCU-A-CB (Split System: Heat Pump with Remote Outdoor Unit-Air-Source) | HH860E2S11 | ADP |  | H,YG86*48+TXV-BLEED | TM8V080C16MP12 | 43500 | 18 | 8.5 | 42000 | 32800 | 78.1% | 2 | 0 | 11.7 |  |  |  |  | R-454B | 3.625 | Residential & Commercial | USHP | Ducted CEE Tier 1
214389871 | Central HP <5.4 tons | CARRIER | HRCU-A-CB (Split System: Heat Pump with Remote Outdoor Unit-Air-Source) | 25VNA424A*031* | ADP |  | H,PG9J936 | 58TN*B070C14**12 | 23400 | 20 | 10.5 | 25000 | 19500 | 78% | 2.42 | 0 | 13 |  |  |  |  | R-410A | 1.95 | Residential & Commercial | USHP | Ducted CEE Tier 1
212985822 | Central HP <5.4 tons | TEMPSTAR | HRCU-A-CB (Split System: Heat Pump with Remote Outdoor Unit-Air-Source) | DLCURAH24ABK |  |  | EA*4X37L17A* | *96MSN0261410A* | 24000 | 16.5 | 8.5 | 25200 | 25200 | 100% | 2.08 | 0 | 10 |  |  |  |  | R-410A | 2 | Residential & Commercial | USHP | Ducted CEE Tier 1
212975998 | Central HP <5.4 tons | COMFORTMAKER | HRCU-A-CB (Split System: Heat Pump with Remote Outdoor Unit-Air-Source) | DLCURAH24ABK |  |  | EA*4X24L17A* | *96VTN0801716B* | 23600 | 16.5 | 8.5 | 27000 | 25600 | 94.81% | 2.14 | 0 | 10 |  |  |  |  | R-410A | 1.9667 | Residential & Commercial | USHP | Ducted CEE Tier 1
216604742 | Central HP <5.4 tons | GE Appliances | HRCU-A-CB (Split System: Heat Pump with Remote Outdoor Unit-Air-Source) | NS18H24HA5*** |  |  | NAM24E1TA5**** | 0 | 23600 | 17.5 | 9.5 | 24000 | 23000 | 95.83% | 1.8 | 0 | 12 |  |  |  |  | R-454B | 1.9667 | Residential & Commercial | USHP | Ducted CEE Tier 1
216604757 | Central HP <5.4 tons | GE Appliances | HRCU-A-CB (Split System: Heat Pump with Remote Outdoor Unit-Air-Source) | NS18H60HA5*** |  |  | NAM42V2TA5**** | 0 | 46500 | 18 | 9.5 | 48000 | 42500 | 88.54% | 1.85 | 0 | 11 |  |  |  |  | R-454B | 3.875 | Residential & Commercial | USHP | Ducted CEE Tier 1
212976063 | Central HP <5.4 tons | COMFORTMAKER | HRCU-A-CB (Split System: Heat Pump with Remote Outdoor Unit-Air-Source) | DLCURAH24ABK |  |  | EA*4X37L17A* | *96VTN0801716B* | 24200 | 17 | 8.5 | 25800 | 22200 | 86.05% | 1.84 | 0 | 10 |  |  |  |  | R-410A | 2.0167 | Residential & Commercial | USHP | Ducted CEE Tier 1
213780450 | Central HP <5.4 tons | COMFORTMAKER | HRCU-A-CB (Split System: Heat Pump with Remote Outdoor Unit-Air-Source) | CVH837GKA** |  |  | EHD4X60AAL+WALLCON | *96CTN1202422B* | 33000 | 16.5 | 8.1 | 32200 | 24800 | 77.02% | 2 | 0 | 11.5 |  |  |  |  | R-410A | 2.75 | Residential & Commercial | USHP | Ducted CEE Tier 1
214776601 | Central HP <5.4 tons | YORK | HRCU-A-CB (Split System: Heat Pump with Remote Outdoor Unit-Air-Source) | HH860E2S11 | ADP |  | CX601C*35+TXV | TM9V120D20MP12 | 53000 | 19 | 8.5 | 52500 | 39000 | 74.29% | 2 | 0 | 11 |  |  |  |  | R-454B | 4.4167 | Residential & Commercial | USHP | Ducted CEE Tier 1
214776626 | Central HP <5.4 tons | YORK | HRCU-A-CB (Split System: Heat Pump with Remote Outdoor Unit-Air-Source) | HH860E2S11 | ADP |  | CH604**C+TXV | TMLE080C20MP11 | 53500 | 19 | 8.5 | 53000 | 39500 | 74.53% | 2 | 0 | 11 |  |  |  |  | R-454B | 4.4583 | Residential & Commercial | USHP | Ducted CEE Tier 1
215864751 | Central HP <5.4 tons | TRANE | HRCU-A-CB (Split System: Heat Pump with Remote Outdoor Unit-Air-Source) | 5TWV8X60A1 |  |  | 5TXCD010AS3 | *UHMD120CCV5+LRP | 53500 | 18.1 | 8.5 | 55000 | 39500 | 71.82% | 2 | 0 | 10 |  |  |  |  | R-454B | 4.4583 | Residential & Commercial | USHP | Ducted CEE Tier 1
215865033 | Central HP <5.4 tons | TRANE | HRCU-A-CB (Split System: Heat Pump with Remote Outdoor Unit-Air-Source) | 5TWV8X60A1 |  |  | 5PX*DD10AS3 | S9V2D120D5PSC+LRP | 53000 | 18.1 | 8.5 | 55000 | 39500 | 71.82% | 2 | 0 | 10 |  |  |  |  | R-454B | 4.4167 | Residential & Commercial | USHP | Ducted CEE Tier 1
215864993 | Central HP <5.4 tons | TRANE | HRCU-A-CB (Split System: Heat Pump with Remote Outdoor Unit-Air-Source) | 5TWV8X48A1 |  |  | 5TXCD010AS3 | S8V2C080M5PCB | 46000 | 18.1 | 8.5 | 45000 | 34600 | 76.89% | 2.2 | 0 | 10.5 |  |  |  |  | R-454B | 3.8333 | Residential & Commercial | USHP | Ducted CEE Tier 1
210473109 | Central HP <5.4 tons | AIRQUEST | HRCU-A-CB (Split System: Heat Pump with Remote Outdoor Unit-Air-Source) | HVH825GKA3* |  |  | EA*4X43L21A*+WALLCON | *95CSU1002122A* | 24400 | 17 | 8.5 | 21200 | 16600 | 78.3% | 2.04 | 0 | 11 |  |  |  |  | R-410A | 2.0333 | Residential & Commercial | USHP | Ducted CEE Tier 1
216683100 | Central HP <5.4 tons | COMFORTMAKER | HRCU-A-CB (Split System: Heat Pump with Remote Outdoor Unit-Air-Source) | DLCURAH18ABK |  |  | EHD4X30AAL | *97VTN1002122A* | 18100 | 16 | 8.5 | 18600 | 18000 | 96.77% | 2.02 | 0 | 10.5 |  |  |  |  | R-410A | 1.5083 | Residential & Commercial | USHP | Ducted CEE Tier 1
214776678 | Central HP <5.4 tons | YORK | HRCU-A-CB (Split System: Heat Pump with Remote Outdoor Unit-Air-Source) | HH860E2S11 | ADP |  | CV605**C+TXV | TMLE120C20MP11 | 53000 | 18 | 8.5 | 52500 | 39000 | 74.29% | 2 | 0 | 11 |  |  |  |  | R-454B | 4.4167 | Residential & Commercial | USHP | Ducted CEE Tier 1
214776710 | Central HP <5.4 tons | YORK | HRCU-A-CB (Split System: Heat Pump with Remote Outdoor Unit-Air-Source) | HH860E2S11 | ADP |  | CV606**C+TXV | TMLV100C16MP12 | 43500 | 18 | 8.5 | 42000 | 32800 | 78.1% | 2 | 0 | 11.7 |  |  |  |  | R-454B | 3.625 | Residential & Commercial | USHP | Ducted CEE Tier 1
210474496 | Central HP <5.4 tons | AIRQUEST | HRCU-A-CB (Split System: Heat Pump with Remote Outdoor Unit-Air-Source) | HVH825GKA3* |  |  | EHD4X48AAL+WALLCON | *80CSU1002120A* | 24200 | 16 | 8.1 | 21200 | 16600 | 78.3% | 2 | 0 | 10.5 |  |  |  |  | R-410A | 2.0167 | Residential & Commercial | USHP | Ducted CEE Tier 1
215865025 | Central HP <5.4 tons | TRANE | HRCU-A-CB (Split System: Heat Pump with Remote Outdoor Unit-Air-Source) | 5TWV8X60A1 |  |  | 5PX*D010AS3 | S8V2D120M5PDB | 54500 | 18.1 | 8.5 | 55500 | 40000 | 72.07% | 2 | 0 | 10 |  |  |  |  | R-454B | 4.5417 | Residential & Commercial | USHP | Ducted CEE Tier 1
210470543 | Central HP <5.4 tons | AIRQUEST | HRCU-A-CB (Split System: Heat Pump with Remote Outdoor Unit-Air-Source) | HVH837GKA2* |  |  | EA*4X61L24A*+WALLCON | *80CSU1002120A* | 33200 | 17.5 | 8.1 | 32000 | 24800 | 77.5% | 1.98 | 0 | 11.5 |  |  |  |  | R-410A | 2.7667 | Residential & Commercial | USHP | Ducted CEE Tier 1
210470934 | Central HP <5.4 tons | AIRQUEST | HRCU-A-CB (Split System: Heat Pump with Remote Outdoor Unit-Air-Source) | HVH837GKA2* |  |  | EN(A,D,W)4X60L24**+WALLCON | *96CTN1202422A* | 32800 | 18 | 8.1 | 32200 | 24600 | 76.4% | 1.98 | 0 | 12 |  |  |  |  | R-410A | 2.7333 | Residential & Commercial | USHP | Ducted CEE Tier 1
210471170 | Central HP <5.4 tons | AIRQUEST | HRCU-A-CB (Split System: Heat Pump with Remote Outdoor Unit-Air-Source) | HVH837GKA2* |  |  | EHD4X60AAL+WALLCON | *80CTL0701716A* | 32800 | 17 | 8.1 | 32400 | 25000 | 77.16% | 2 | 0 | 11 |  |  |  |  | R-410A | 2.7333 | Residential & Commercial | USHP | Ducted CEE Tier 1
215865093 | Central HP <5.4 tons | TRANE | HRCU-A-CB (Split System: Heat Pump with Remote Outdoor Unit-Air-Source) | 5TWV8X48A1 |  |  | 5PX*D008AS3+P0V0C000M50SD+LRP | 0 | 45500 | 18.1 | 8.5 | 45500 | 34800 | 76.48% | 2.2 | 0 | 10.5 |  |  |  |  | R-454B | 3.7917 | Residential & Commercial | USHP | Ducted CEE Tier 1
214776744 | Central HP <5.4 tons | YORK | HRCU-A-CB (Split System: Heat Pump with Remote Outdoor Unit-Air-Source) | HH860E2S11 | ADP |  | CV602D*A+TXV | Y81E080C16SMPS1 | 44500 | 18 | 8.5 | 42500 | 33000 | 77.65% | 2 | 0 | 12 |  |  |  |  | R-454B | 3.7083 | Residential & Commercial | USHP | Ducted CEE Tier 1
214776778 | Central HP <5.4 tons | YORK | HRCU-A-CB (Split System: Heat Pump with Remote Outdoor Unit-Air-Source) | HH860E2S11 | ADP |  | CV601**C+TXV | Y81E120C20SMPS1 | 51500 | 18 | 8.35 | 51500 | 38000 | 73.79% | 1.98 | 0 | 11 |  |  |  |  | R-454B | 4.2917 | Residential & Commercial | USHP | Ducted CEE Tier 1
214242394 | Central HP <5.4 tons | TEMPSTAR | HRCU-A-CB (Split System: Heat Pump with Remote Outdoor Unit-Air-Source) | TVH825GKA3* |  |  | EN(A,D)4X48L24**+WALLCON | *96CTN1202422B* | 24200 | 17 | 8.1 | 21200 | 16600 | 78.3% | 2 | 0 | 11 |  |  |  |  | R-410A | 2.0167 | Residential & Commercial | USHP | Ducted CEE Tier 1
213433307 | Central HP <5.4 tons | STEALTH | HRCU-A-CB (Split System: Heat Pump with Remote Outdoor Unit-Air-Source) | ACIQ-30-HPB |  |  | ACIQ-30W-WM | 0 | 30000 | 16.9 | 9 | 31000 | 25000 | 80.65% | 1.8 | 0 | 10 |  |  |  |  | R-410A | 2.5 | Residential & Commercial | USHP | Ducted CEE Tier 1
214569572 | Central HP <5.4 tons | CARRIER | HRCU-A-CB (Split System: Heat Pump with Remote Outdoor Unit-Air-Source) | 25VNA436A*031* |  |  | CAP**4824AL*+UI | 58TN*B070C21**20 | 33800 | 19.5 | 9.5 | 36400 | 25800 | 70.88% | 2.04 | 0 | 12 |  |  |  |  | R-410A | 2.8167 | Residential & Commercial | USHP | Ducted CEE Tier 1
214569574 | Central HP <5.4 tons | CARRIER | HRCU-A-CB (Split System: Heat Pump with Remote Outdoor Unit-Air-Source) | 25VNA436A*031* |  |  | CAP**4824AL*+UI | 59CU5B080C21**20 | 33800 | 19 | 9.5 | 36400 | 25800 | 70.88% | 2.04 | 0 | 12 |  |  |  |  | R-410A | 2.8167 | Residential & Commercial | USHP | Ducted CEE Tier 1
214848987 | Central HP <5.4 tons | YORK | HRCU-A-CB (Split System: Heat Pump with Remote Outdoor Unit-Air-Source) | HH860E2S11 | ADP |  | H,YG84*60+TXV-BLEED | TM9E100C16MP12 | 44500 | 18 | 8.5 | 44000 | 34000 | 77.27% | 2 | 0 | 11 |  |  |  |  | R-454B | 3.7083 | Residential & Commercial | USHP | Ducted CEE Tier 1
214848988 | Central HP <5.4 tons | YORK | HRCU-A-CB (Split System: Heat Pump with Remote Outdoor Unit-Air-Source) | HH860E2S11 | ADP |  | H,YG84*60+TXV-BLEED | TM9E100C20MP12 | 53500 | 19 | 8.5 | 53000 | 39500 | 74.53% | 2 | 0 | 11 |  |  |  |  | R-454B | 4.4583 | Residential & Commercial | USHP | Ducted CEE Tier 1
214569320 | Central HP <5.4 tons | CARRIER | HRCU-A-CB (Split System: Heat Pump with Remote Outdoor Unit-Air-Source) | 25VNA424A*031* |  |  | CAP**3621AL*+UI | 59CU5B100C21**22 | 23400 | 20.5 | 10.5 | 26600 | 19700 | 74.06% | 2.44 | 0 | 13 |  |  |  |  | R-410A | 1.95 | Residential & Commercial | USHP | Ducted CEE Tier 1
214592622 | Central HP <5.4 tons | ECOER | HRCU-A-CB (Split System: Heat Pump with Remote Outdoor Unit-Air-Source) | EODA18H-4860B | ECOER |  | EBCT4860DAA | MGH96M120D5A | 52000 | 16.5 | 8.5 | 54000 | 37800 | 70% | 1.9 | 0 | 10 |  |  |  |  | R-410A | 4.3333 | Residential & Commercial | USHP | Ducted CEE Tier 1
211227711 | Central HP <5.4 tons | AIRQUEST | HRCU-A-CB (Split System: Heat Pump with Remote Outdoor Unit-Air-Source) | DLCURAH36ABK |  |  | EA*4X42L21A* | *96VTN1002122A* | 35400 | 16.5 | 8.1 | 38500 | 35000 | 90.91% | 1.88 | 0 | 10 |  |  |  |  | R-410A | 2.95 | Residential & Commercial | USHP | Ducted CEE Tier 1
211227877 | Central HP <5.4 tons | AIRQUEST | HRCU-A-CB (Split System: Heat Pump with Remote Outdoor Unit-Air-Source) | DLCURAH36ABK |  |  | EA*4X42L24A* | *80VSL0902420A* | 35200 | 16 | 8.1 | 38500 | 35000 | 90.91% | 1.88 | 0 | 10 |  |  |  |  | R-410A | 2.9333 | Residential & Commercial | USHP | Ducted CEE Tier 1
214573988 | Central HP <5.4 tons | CARRIER | HRCU-A-CB (Split System: Heat Pump with Remote Outdoor Unit-Air-Source) | 25VNA837A*031* |  |  | CAP**4824AL*+UI | 59CU5B100C21**22 | 32400 | 17.5 | 8.5 | 32200 | 24800 | 77.02% | 2 | 0 | 11.5 |  |  |  |  | R-410A | 2.7 | Residential & Commercial | USHP | Ducted CEE Tier 1
216980493 | Central HP <5.4 tons | ZERO | HRCU-A-CB (Split System: Heat Pump with Remote Outdoor Unit-Air-Source) | ZSOVA-48HDMB-US |  |  | ZAVA-48HDMB-US | 0 | 48000 | 16 | 8.5 | 48000 | 38000 | 79.17% | 1.85 | 0 | 10 |  |  |  |  | R-454B | 4 | Residential & Commercial | USHP | Ducted CEE Tier 1
216757956 | Central HP <5.4 tons | HEIL | HRCU-A-CB (Split System: Heat Pump with Remote Outdoor Unit-Air-Source) | D5CUHAH30AAK |  |  | EA*5X43M21A* | *95MSU1002120A* | 31200 | 15.5 | 9 | 34200 | 30200 | 88.3% | 1.8 | 0 | 9.5 |  |  |  |  | R-454B | 2.6 | Residential & Commercial | USHP
215933564 | Central HP <5.4 tons | CARRIER | HRCU-A-CB (Split System: Heat Pump with Remote Outdoor Unit-Air-Source) | 27VNA336A*030* |  |  | CSAH*4812AM*+UI | 58TN*B070C21**20 | 33600 | 19.5 | 9 | 34800 | 26600 | 76.44% | 1.94 | 0 | 11.5 |  |  |  |  | R-454B | 2.8 | Residential & Commercial | USHP | Ducted CEE Tier 1
214569550 | Central HP <5.4 tons | CARRIER | HRCU-A-CB (Split System: Heat Pump with Remote Outdoor Unit-Air-Source) | 25VNA436A*031* |  |  | CAP**4321AL*+UI | 59CU5B080C21**20 | 34400 | 19 | 9.5 | 36400 | 25600 | 70.33% | 2.04 | 0 | 12 |  |  |  |  | R-410A | 2.8667 | Residential & Commercial | USHP | Ducted CEE Tier 1
214849007 | Central HP <5.4 tons | YORK | HRCU-A-CB (Split System: Heat Pump with Remote Outdoor Unit-Air-Source) | HH860E2S11 | ADP |  | H,YG84*60+TXV-BLEED | Y91E100C16SMPS1 | 45500 | 18 | 8.5 | 45000 | 33800 | 75.11% | 2 | 0 | 11.7 |  |  |  |  | R-454B | 3.7917 | Residential & Commercial | USHP | Ducted CEE Tier 1
207573662 | Central HP <5.4 tons | DAY & NIGHT | HRCU-A-CB (Split System: Heat Pump with Remote Outdoor Unit-Air-Source) | CVH848GKA2* | ADP |  | FG86960 | *80CSU0802120A* | 45500 | 18 | 8.1 | 44000 | 31400 | 71.36% | 2.26 | 10.5 | 10.5 |  |  |  |  | R-410A | 3.7917 | Residential & Commercial | USHP | Ducted CEE Tier 1
207573705 | Central HP <5.4 tons | DAY & NIGHT | HRCU-A-CB (Split System: Heat Pump with Remote Outdoor Unit-Air-Source) | CVH848GKA2* | ADP |  | PL60H210P299 | *80CTL1102120A* | 46000 | 17 | 8.1 | 44000 | 31600 | 71.82% | 2.26 | 10 | 10 |  |  |  |  | R-410A | 3.8333 | Residential & Commercial | USHP | Ducted CEE Tier 1
215865043 | Central HP <5.4 tons | TRANE | HRCU-A-CB (Split System: Heat Pump with Remote Outdoor Unit-Air-Source) | 5TWV8X48A1 |  |  | 5TEMCD07AV51+TDR | 0 | 46500 | 18.1 | 8.5 | 45000 | 34400 | 76.44% | 2.2 | 0 | 11.2 |  |  |  |  | R-454B | 3.875 | Residential & Commercial | USHP | Ducted CEE Tier 1
215864443 | Central HP <5.4 tons | TRANE | HRCU-A-CB (Split System: Heat Pump with Remote Outdoor Unit-Air-Source) | 5TWV8X24A1 |  |  | 5PX*B003AS3 | S9V2B040U3PSC+LRP | 21400 | 18.1 | 8.5 | 24400 | 18900 | 77.46% | 2.1 | 0 | 11.2 |  |  |  |  | R-454B | 1.7833 | Residential & Commercial | USHP | Ducted CEE Tier 1
214569592 | Central HP <5.4 tons | CARRIER | HRCU-A-CB (Split System: Heat Pump with Remote Outdoor Unit-Air-Source) | 25VNA436A*031* |  |  | CAP**6024AL*+UI | 59MN7C080C21**20 | 34200 | 19.5 | 9 | 35800 | 25200 | 70.39% | 2.02 | 0 | 12 |  |  |  |  | R-410A | 2.85 | Residential & Commercial | USHP | Ducted CEE Tier 1
214569642 | Central HP <5.4 tons | CARRIER | HRCU-A-CB (Split System: Heat Pump with Remote Outdoor Unit-Air-Source) | 25VNA436A*031* |  |  | CSPH*4212AL*+UI | 59TN6C080C21**20 | 34000 | 18.5 | 9 | 36600 | 26000 | 71.04% | 2.04 | 0 | 12 |  |  |  |  | R-410A | 2.8333 | Residential & Commercial | USHP | Ducted CEE Tier 1
214569660 | Central HP <5.4 tons | CARRIER | HRCU-A-CB (Split System: Heat Pump with Remote Outdoor Unit-Air-Source) | 25VNA436A*031* |  |  | CSPH*6012AL*+UI | 59CU5B100C21**22 | 34600 | 19 | 9 | 36000 | 25200 | 70% | 2.04 | 0 | 12 |  |  |  |  | R-410A | 2.8833 | Residential & Commercial | USHP | Ducted CEE Tier 1
214569692 | Central HP <5.4 tons | CARRIER | HRCU-A-CB (Split System: Heat Pump with Remote Outdoor Unit-Air-Source) | 25VNA436A*031* |  |  | CNPV*4824AL*+UI | 59MN7C080C21**20 | 33800 | 19.5 | 9 | 36800 | 26000 | 70.65% | 2.04 | 0 | 12.5 |  |  |  |  | R-410A | 2.8167 | Residential & Commercial | USHP | Ducted CEE Tier 1
214569694 | Central HP <5.4 tons | CARRIER | HRCU-A-CB (Split System: Heat Pump with Remote Outdoor Unit-Air-Source) | 25VNA436A*031* |  |  | CNPV*4824AL*+UI | 59TN6C080C21**20 | 34000 | 19.5 | 9 | 36600 | 26000 | 71.04% | 2.04 | 0 | 12.5 |  |  |  |  | R-410A | 2.8333 | Residential & Commercial | USHP | Ducted CEE Tier 1
210471280 | Central HP <5.4 tons | AIRQUEST | HRCU-A-CB (Split System: Heat Pump with Remote Outdoor Unit-Air-Source) | HVH837GKA2* |  |  | EHD4X60AAL+WALLCON | *96CTN1002122A* | 33000 | 17 | 8.1 | 32200 | 24800 | 77.02% | 2.02 | 0 | 11.5 |  |  |  |  | R-410A | 2.75 | Residential & Commercial | USHP | Ducted CEE Tier 1
214660199 | Central HP <5.4 tons | ECOER | HRCU-A-CB (Split System: Heat Pump with Remote Outdoor Unit-Air-Source) | EODA18H-4860BAA | ECOER |  | EBCT4248CAA | MGH96M100C5A | 45000 | 17.5 | 8.5 | 46000 | 32400 | 70.43% | 1.95 | 0 | 11 |  |  |  |  | R-410A | 3.75 | Residential & Commercial | USHP | Ducted CEE Tier 1
214660201 | Central HP <5.4 tons | ECOER | HRCU-A-CB (Split System: Heat Pump with Remote Outdoor Unit-Air-Source) | EODA18H-4860BAA | ECOER |  | EBCT4860CAA | MGH96M100C5A | 52000 | 16.5 | 8.5 | 54000 | 37800 | 70% | 1.9 | 0 | 10 |  |  |  |  | R-410A | 4.3333 | Residential & Commercial | USHP | Ducted CEE Tier 1
213779734 | Central HP <5.4 tons | TEMPSTAR | HRCU-A-CB (Split System: Heat Pump with Remote Outdoor Unit-Air-Source) | TVH837GKA** |  |  | EA*4X61L21A*+WALLCON | *96CTN0801714B* | 33000 | 17 | 8.1 | 32000 | 25000 | 78.12% | 1.96 | 0 | 11 |  |  |  |  | R-410A | 2.75 | Residential & Commercial | USHP | Ducted CEE Tier 1
213779784 | Central HP <5.4 tons | TEMPSTAR | HRCU-A-CB (Split System: Heat Pump with Remote Outdoor Unit-Air-Source) | TVH837GKA** |  |  | EA*4X61L24A*+WALLCON | *97CMN1002122B* | 33200 | 17.5 | 8.5 | 32000 | 24800 | 77.5% | 2 | 0 | 11.7 |  |  |  |  | R-410A | 2.7667 | Residential & Commercial | USHP | Ducted CEE Tier 1
216755402 | Central HP <5.4 tons | HEIL | HRCU-A-CB (Split System: Heat Pump with Remote Outdoor Unit-Air-Source) | D5CUHAH30AAK |  |  | EA*5X43M21A* | *80VSL1102122B* | 31000 | 15.2 | 9 | 34200 | 30200 | 88.3% | 1.8 | 0 | 9.5 |  |  |  |  | R-454B | 2.5833 | Residential & Commercial | USHP
214569336 | Central HP <5.4 tons | CARRIER | HRCU-A-CB (Split System: Heat Pump with Remote Outdoor Unit-Air-Source) | 25VNA424A*031* |  |  | CAP**4221AL*+UI | 59CU5B100C21**22 | 23400 | 20.5 | 11 | 26600 | 19700 | 74.06% | 2.48 | 0 | 13 |  |  |  |  | R-410A | 1.95 | Residential & Commercial | USHP | Ducted CEE Tier 1
214569366 | Central HP <5.4 tons | CARRIER | HRCU-A-CB (Split System: Heat Pump with Remote Outdoor Unit-Air-Source) | 25VNA424A*031* |  |  | CSPH*3612AL*+UI | 59CU5B080C21**20 | 23800 | 19.5 | 10.5 | 26600 | 19700 | 74.06% | 2.5 | 0 | 13 |  |  |  |  | R-410A | 1.9833 | Residential & Commercial | USHP | Ducted CEE Tier 1
214569384 | Central HP <5.4 tons | CARRIER | HRCU-A-CB (Split System: Heat Pump with Remote Outdoor Unit-Air-Source) | 25VNA424A*031* |  |  | CNPV*3621AL*+UI | 59CU5B100C21**22 | 23200 | 20 | 10 | 26600 | 19900 | 74.81% | 2.4 | 0 | 13 |  |  |  |  | R-410A | 1.9333 | Residential & Commercial | USHP | Ducted CEE Tier 1
213782097 | Central HP <5.4 tons | HEIL | HRCU-A-CB (Split System: Heat Pump with Remote Outdoor Unit-Air-Source) | HVH837GKA2* |  |  | EHD4X48AAL+WALLCON | *80CTL1102120B* | 32600 | 16.5 | 8.1 | 32800 | 24800 | 75.61% | 1.96 | 0 | 11 |  |  |  |  | R-410A | 2.7167 | Residential & Commercial | USHP | Ducted CEE Tier 1
214271606 | Central HP <5.4 tons | CARRIER | HRCU-A-CB (Split System: Heat Pump with Remote Outdoor Unit-Air-Source) | 25VNA424A*031* | ADP |  | V,C36H***P429 | 58TN*B070C14**12 | 23400 | 20 | 10.5 | 25000 | 19500 | 78% | 2.42 | 0 | 13 |  |  |  |  | R-410A | 1.95 | Residential & Commercial | USHP | Ducted CEE Tier 1
214848937 | Central HP <5.4 tons | YORK | HRCU-A-CB (Split System: Heat Pump with Remote Outdoor Unit-Air-Source) | HH860E2S11 | ADP |  | H,YG48*60+TXV | TM9Y120D20MP11 | 44000 | 18 | 8.5 | 42000 | 33000 | 78.57% | 2 | 0 | 11.7 |  |  |  |  | R-454B | 3.6667 | Residential & Commercial | USHP | Ducted CEE Tier 1
211240935 | Central HP <5.4 tons | AIRQUEST | HRCU-A-CB (Split System: Heat Pump with Remote Outdoor Unit-Air-Source) | DLCURAH24ABK |  |  | EA*4X25L17A* | *80ESU0401712A* | 24600 | 17.5 | 8.5 | 25400 | 21200 | 83.46% | 1.8 | 0 | 10.5 |  |  |  |  | R-410A | 2.05 | Residential & Commercial | USHP | Ducted CEE Tier 1
211241033 | Central HP <5.4 tons | AIRQUEST | HRCU-A-CB (Split System: Heat Pump with Remote Outdoor Unit-Air-Source) | DLCURAH24ABK |  |  | EA*4X25L17A* | *96VTN0601412A* | 24000 | 16.5 | 8.1 | 25200 | 21600 | 85.71% | 1.82 | 0 | 10 |  |  |  |  | R-410A | 2 | Residential & Commercial | USHP | Ducted CEE Tier 1
214569372 | Central HP <5.4 tons | CARRIER | HRCU-A-CB (Split System: Heat Pump with Remote Outdoor Unit-Air-Source) | 25VNA424A*031* |  |  | CSPH*4212AL*+UI | 58TN*B070C21**20 | 23800 | 19.5 | 10.5 | 26400 | 19700 | 74.62% | 2.52 | 0 | 13 |  |  |  |  | R-410A | 1.9833 | Residential & Commercial | USHP | Ducted CEE Tier 1
211227979 | Central HP <5.4 tons | AIRQUEST | HRCU-A-CB (Split System: Heat Pump with Remote Outdoor Unit-Air-Source) | DLCURAH36ABK |  |  | EA*4X42L24A* | *92ESN1002122A* | 36800 | 15.2 | 8.5 | 40000 | 35200 | 88% | 1.94 | 0 | 10 |  |  |  |  | R-410A | 3.0667 | Residential & Commercial | USHP | Ducted CEE Tier 1
211228061 | Central HP <5.4 tons | AIRQUEST | HRCU-A-CB (Split System: Heat Pump with Remote Outdoor Unit-Air-Source) | DLCURAH36ABK |  |  | EA*4X42L24A* | *96VSN1002120A* | 35600 | 16 | 8.1 | 38500 | 35000 | 90.91% | 1.9 | 0 | 10 |  |  |  |  | R-410A | 2.9667 | Residential & Commercial | USHP | Ducted CEE Tier 1
210470653 | Central HP <5.4 tons | AIRQUEST | HRCU-A-CB (Split System: Heat Pump with Remote Outdoor Unit-Air-Source) | HVH837GKA2* |  |  | EA*4X61L24A*+WALLCON | *97CMN0602120A* | 33000 | 17.5 | 8.5 | 32400 | 25200 | 77.78% | 1.98 | 0 | 11.7 |  |  |  |  | R-410A | 2.75 | Residential & Commercial | USHP | Ducted CEE Tier 1
210470912 | Central HP <5.4 tons | AIRQUEST | HRCU-A-CB (Split System: Heat Pump with Remote Outdoor Unit-Air-Source) | HVH837GKA2* |  |  | EN(A,D,W)4X60L24**+WALLCON | *80CTL0902120A* | 32800 | 18 | 8.1 | 32200 | 24800 | 77.02% | 1.98 | 0 | 12 |  |  |  |  | R-410A | 2.7333 | Residential & Commercial | USHP | Ducted CEE Tier 1
215889436 | Central HP <5.4 tons | YORK | HRCU-A-CB (Split System: Heat Pump with Remote Outdoor Unit-Air-Source) | HH860E2S11 | ADP |  | FE*BB9*48+TXV | 0 | 45000 | 18 | 8.8 | 44000 | 33600 | 76.36% | 2.06 | 0 | 11.7 |  |  |  |  | R-454B | 3.75 | Residential & Commercial | USHP | Ducted CEE Tier 1
213433311 | Central HP <5.4 tons | STEALTH | HRCU-A-CB (Split System: Heat Pump with Remote Outdoor Unit-Air-Source) | ACIQ-30-HPB |  |  | ACIQ-30W-P | 0 | 28000 | 18.2 | 8.8 | 30000 | 26000 | 86.67% | 1.8 | 0 | 11.7 |  |  |  |  | R-410A | 2.3333 | Residential & Commercial | USHP | Ducted CEE Tier 1
211239223 | Central HP <5.4 tons | AIRQUEST | HRCU-A-CB (Split System: Heat Pump with Remote Outdoor Unit-Air-Source) | DLCURAH24ABK |  |  | FJMA4*24L*B* | 0 | 24000 | 16 | 9 | 26400 | 23400 | 88.64% | 1.92 | 0 | 10 |  |  |  |  | R-410A | 2 | Residential & Commercial | USHP | Ducted CEE Tier 1
215731771 | Central HP <5.4 tons | YORK | HRCU-A-CB (Split System: Heat Pump with Remote Outdoor Unit-Air-Source) | HH860E2S11 | ADP |  | H,YG72*60+TXV | Y81E130D20SMPS1 | 54000 | 19 | 8.5 | 52500 | 39000 | 74.29% | 2 | 0 | 11.7 |  |  |  |  | R-454B | 4.5 | Residential & Commercial | USHP | Ducted CEE Tier 1
214569358 | Central HP <5.4 tons | CARRIER | HRCU-A-CB (Split System: Heat Pump with Remote Outdoor Unit-Air-Source) | 25VNA424A*031* |  |  | CSPH*3012AL*+UI | 59CU5B080C21**20 | 23400 | 19 | 10.5 | 27000 | 19900 | 73.7% | 2.46 | 0 | 12.5 |  |  |  |  | R-410A | 1.95 | Residential & Commercial | USHP | Ducted CEE Tier 1
214569374 | Central HP <5.4 tons | CARRIER | HRCU-A-CB (Split System: Heat Pump with Remote Outdoor Unit-Air-Source) | 25VNA424A*031* |  |  | CSPH*4212AL*+UI | 59CU5B080C21**20 | 23800 | 19.5 | 10.5 | 26600 | 19700 | 74.06% | 2.52 | 0 | 13 |  |  |  |  | R-410A | 1.9833 | Residential & Commercial | USHP | Ducted CEE Tier 1
214574288 | Central HP <5.4 tons | CARRIER | HRCU-A-CB (Split System: Heat Pump with Remote Outdoor Unit-Air-Source) | 25VNA837A*031* |  |  | CSPH*4212AL*+UI | 59CU5B100C21**22 | 32600 | 17 | 8.5 | 32800 | 24800 | 75.61% | 1.96 | 0 | 11 |  |  |  |  | R-410A | 2.7167 | Residential & Commercial | USHP | Ducted CEE Tier 1
214574388 | Central HP <5.4 tons | CARRIER | HRCU-A-CB (Split System: Heat Pump with Remote Outdoor Unit-Air-Source) | 25VNA837A*031* |  |  | CSPH*6012AL*+UI | 58TN*B070C21**20 | 33000 | 17 | 8.5 | 32200 | 25000 | 77.64% | 2 | 0 | 11 |  |  |  |  | R-410A | 2.75 | Residential & Commercial | USHP | Ducted CEE Tier 1
213433305 | Central HP <5.4 tons | STEALTH | HRCU-A-CB (Split System: Heat Pump with Remote Outdoor Unit-Air-Source) | ACIQ-18-HPB |  |  | ACIQ-18W-WM | 0 | 18000 | 19.3 | 10.8 | 19000 | 18800 | 98.95% | 2.3 | 0 | 12.1 |  |  |  |  | R-410A | 1.5 | Residential & Commercial | USHP | Ducted CEE Tier 1
212977723 | Central HP <5.4 tons | COMFORTMAKER | HRCU-A-CB (Split System: Heat Pump with Remote Outdoor Unit-Air-Source) | DLCURAH18ABK |  |  | EA*4X24L14A* | *80MS(N,L)0451412A* | 17500 | 16.5 | 8.5 | 18400 | 19500 | 106% | 2.34 | 0 | 10.5 |  |  |  |  | R-410A | 1.4583 | Residential & Commercial | USHP | Ducted CEE Tier 1
214271615 | Central HP <5.4 tons | CARRIER | HRCU-A-CB (Split System: Heat Pump with Remote Outdoor Unit-Air-Source) | 25VNA424A*031* | ADP |  | C36A***L159 | 58TN*B070C14**12 | 23400 | 20 | 10.5 | 25000 | 19500 | 78% | 2.42 | 0 | 13 |  |  |  |  | R-410A | 1.95 | Residential & Commercial | USHP | Ducted CEE Tier 1
213774434 | Central HP <5.4 tons | TEMPSTAR | HRCU-A-CB (Split System: Heat Pump with Remote Outdoor Unit-Air-Source) | TVH825GKA3* |  |  | EHD4X42AAL+WALLCON | *80CTL0902120B* | 24200 | 16 | 8.1 | 21400 | 16600 | 77.57% | 2 | 0 | 10.5 |  |  |  |  | R-410A | 2.0167 | Residential & Commercial | USHP | Ducted CEE Tier 1
213774584 | Central HP <5.4 tons | TEMPSTAR | HRCU-A-CB (Split System: Heat Pump with Remote Outdoor Unit-Air-Source) | TVH825GKA3* |  |  | EHD4X48AAL+WALLCON | *80CTL0701716B* | 24200 | 16 | 8.1 | 21200 | 16600 | 78.3% | 2 | 0 | 10.5 |  |  |  |  | R-410A | 2.0167 | Residential & Commercial | USHP | Ducted CEE Tier 1
213774654 | Central HP <5.4 tons | TEMPSTAR | HRCU-A-CB (Split System: Heat Pump with Remote Outdoor Unit-Air-Source) | TVH825GKA3* |  |  | EHD4X48AAL+WALLCON | *97CMN0801714B* | 24200 | 16 | 8.1 | 21400 | 16600 | 77.57% | 2 | 0 | 10.5 |  |  |  |  | R-410A | 2.0167 | Residential & Commercial | USHP | Ducted CEE Tier 1
216604761 | Central HP <5.4 tons | GE Appliances | HRCU-A-C (Split System: Heat Pump with Remote Outdoor Unit with No Indoor Fan --Air Source) | NS18H24HA5*** |  |  | NCUC30AT5****+TDR | 0 | 24000 | 15.2 | 8.5 | 24000 | 21400 | 89.17% | 1.75 | 0 | 11.7 |  |  |  |  | R-454B | 2 | Residential & Commercial | USHP | Ducted CEE Tier 1
214569394 | Central HP <5.4 tons | CARRIER | HRCU-A-CB (Split System: Heat Pump with Remote Outdoor Unit-Air-Source) | 25VNA424A*031* |  |  | CNPV*4221AL*+UI | 59MN7C060C21**20 | 23400 | 19.5 | 10.5 | 26600 | 19900 | 74.81% | 2.44 | 0 | 13 |  |  |  |  | R-410A | 1.95 | Residential & Commercial | USHP | Ducted CEE Tier 1
213774564 | Central HP <5.4 tons | TEMPSTAR | HRCU-A-CB (Split System: Heat Pump with Remote Outdoor Unit-Air-Source) | TVH825GKA3* |  |  | EHD4X48AAL+WALLCON | *80CTL0451712B* | 24200 | 16 | 8.1 | 21400 | 16700 | 78.04% | 2 | 0 | 10.5 |  |  |  |  | R-410A | 2.0167 | Residential & Commercial | USHP | Ducted CEE Tier 1
213774714 | Central HP <5.4 tons | TEMPSTAR | HRCU-A-CB (Split System: Heat Pump with Remote Outdoor Unit-Air-Source) | TVH825GKA3* |  |  | EHD4X48AAL+WALLCON | *96CTN1002122B* | 24200 | 16 | 8.1 | 21200 | 16600 | 78.3% | 2.02 | 0 | 11 |  |  |  |  | R-410A | 2.0167 | Residential & Commercial | USHP | Ducted CEE Tier 1
215864459 | Central HP <5.4 tons | TRANE | HRCU-A-CB (Split System: Heat Pump with Remote Outdoor Unit-Air-Source) | 5TWV8X24A1 |  |  | 5TXCB003AS3 | L8V1A060U3VSB+LRP | 21400 | 18.1 | 8.5 | 24600 | 19000 | 77.24% | 2.1 | 0 | 11 |  |  |  |  | R-454B | 1.7833 | Residential & Commercial | USHP | Ducted CEE Tier 1
215865095 | Central HP <5.4 tons | TRANE | HRCU-A-CB (Split System: Heat Pump with Remote Outdoor Unit-Air-Source) | 5TWV8X48A1 |  |  | 5PX*D010AS3+P0V0D000M50SD+LRP | 0 | 46500 | 18.1 | 8.5 | 45000 | 34200 | 76% | 2.2 | 0 | 11 |  |  |  |  | R-454B | 3.875 | Residential & Commercial | USHP | Ducted CEE Tier 1
216604760 | Central HP <5.4 tons | GE Appliances | HRCU-A-CB (Split System: Heat Pump with Remote Outdoor Unit-Air-Source) | NS18H60HA5*** |  |  | NAM60V2TA5**** | 0 | 55500 | 16.6 | 9 | 56000 | 43000 | 76.79% | 1.85 | 0 | 10 |  |  |  |  | R-454B | 4.625 | Residential & Commercial | USHP | Ducted CEE Tier 1
212974982 | Central HP <5.4 tons | COMFORTMAKER | HRCU-A-CB (Split System: Heat Pump with Remote Outdoor Unit-Air-Source) | DLCURAH24ABK |  |  | EA*4X36L17A* | *96VTN0401410B* | 23400 | 16 | 8.5 | 26200 | 24200 | 92.37% | 2 | 0 | 10 |  |  |  |  | R-410A | 1.95 | Residential & Commercial | USHP | Ducted CEE Tier 1
214848939 | Central HP <5.4 tons | YORK | HRCU-A-CB (Split System: Heat Pump with Remote Outdoor Unit-Air-Source) | HH860E2S11 | ADP |  | H,YG48*60+TXV | Y91E080C20SMPS1 | 44500 | 18 | 8.5 | 44500 | 33000 | 74.16% | 2 | 0 | 12 |  |  |  |  | R-454B | 3.7083 | Residential & Commercial | USHP | Ducted CEE Tier 1
214243997 | Central HP <5.4 tons | CARRIER | HRCU-A-CB (Split System: Heat Pump with Remote Outdoor Unit-Air-Source) | 25VNA424A*031* |  |  | CNPV*3017AL*+UI | 59MN7C080C17**14 | 23200 | 19.5 | 9.5 | 26800 | 20000 | 74.63% | 2.36 | 0 | 13 |  |  |  |  | R-410A | 1.9333 | Residential & Commercial | USHP | Ducted CEE Tier 1
213774570 | Central HP <5.4 tons | COMFORTMAKER | HRCU-A-CB (Split System: Heat Pump with Remote Outdoor Unit-Air-Source) | CVH825GKA3* |  |  | EHD4X48AAL+WALLCON | *80CTL0701412B* | 24400 | 16.5 | 8.1 | 21200 | 16600 | 78.3% | 2 | 0 | 10.5 |  |  |  |  | R-410A | 2.0333 | Residential & Commercial | USHP | Ducted CEE Tier 1
207573707 | Central HP <5.4 tons | DAY & NIGHT | HRCU-A-CB (Split System: Heat Pump with Remote Outdoor Unit-Air-Source) | CVH848GKA2* | ADP |  | FG36948 | *80CTL1102120A* | 45000 | 17 | 8.1 | 44000 | 31600 | 71.82% | 2.26 | 10.5 | 9.5 |  |  |  |  | R-410A | 3.75 | Residential & Commercial | USHP
207573708 | Central HP <5.4 tons | DAY & NIGHT | HRCU-A-CB (Split System: Heat Pump with Remote Outdoor Unit-Air-Source) | CVH848GKA2* | ADP |  | FG36960 | *80CTL1102120A* | 45000 | 17 | 8.1 | 44000 | 31600 | 71.82% | 2.26 | 10.5 | 9.5 |  |  |  |  | R-410A | 3.75 | Residential & Commercial | USHP
215865115 | Central HP <5.4 tons | TRANE | HRCU-A-CB (Split System: Heat Pump with Remote Outdoor Unit-Air-Source) | 5TWV8X60A1 |  |  | 5PX*C009AS3+P0V0C000M50SD+LRP | 0 | 54500 | 18.1 | 8.5 | 55000 | 39500 | 71.82% | 2 | 0 | 10.5 |  |  |  |  | R-454B | 4.5417 | Residential & Commercial | USHP | Ducted CEE Tier 1
213779130 | Central HP <5.4 tons | COMFORTMAKER | HRCU-A-CB (Split System: Heat Pump with Remote Outdoor Unit-Air-Source) | CVH837GKA** |  |  | EA*4X42L21A*+WALLCON | *97CMN0801714B* | 31600 | 16.5 | 8.1 | 33400 | 24600 | 73.65% | 1.86 | 0 | 10.5 |  |  |  |  | R-410A | 2.6333 | Residential & Commercial | USHP | Ducted CEE Tier 1
213785018 | Central HP <5.4 tons | BRYANT HEATING AND COOLING SYSTEMS | HRCU-A-CB (Split System: Heat Pump with Remote Outdoor Unit-Air-Source) | 284ANV024*0**B* |  |  | CAP**2417AL*+UI | 987MC42060C17*** | 22800 | 19 | 10 | 27200 | 20200 | 74.26% | 2.26 | 0 | 12 |  |  |  |  | R-410A | 1.9 | Residential & Commercial | USHP | Ducted CEE Tier 1
214849002 | Central HP <5.4 tons | YORK | HRCU-A-CB (Split System: Heat Pump with Remote Outdoor Unit-Air-Source) | HH860E2S11 | ADP |  | H,YG84*60+TXV-BLEED | Y81E120C16SMPS1 | 44000 | 18 | 8.5 | 41500 | 32600 | 78.55% | 2 | 0 | 12 |  |  |  |  | R-454B | 3.6667 | Residential & Commercial | USHP | Ducted CEE Tier 1
215864441 | Central HP <5.4 tons | TRANE | HRCU-A-CB (Split System: Heat Pump with Remote Outdoor Unit-Air-Source) | 5TWV8X24A1 |  |  | 5PX*B003AS3 | L8V1A060U3VSB+LRP | 21400 | 18.1 | 8.5 | 24600 | 19000 | 77.24% | 2.1 | 0 | 11 |  |  |  |  | R-454B | 1.7833 | Residential & Commercial | USHP | Ducted CEE Tier 1
215864859 | Central HP <5.4 tons | TRANE | HRCU-A-CB (Split System: Heat Pump with Remote Outdoor Unit-Air-Source) | 5TWV8X48A1 |  |  | 5PX*D008AS3 | S8V2C080M5PCB | 45000 | 18.1 | 8.5 | 45500 | 35000 | 76.92% | 2.2 | 0 | 10 |  |  |  |  | R-454B | 3.75 | Residential & Commercial | USHP | Ducted CEE Tier 1
215864875 | Central HP <5.4 tons | TRANE | HRCU-A-CB (Split System: Heat Pump with Remote Outdoor Unit-Air-Source) | 5TWV8X48A1 |  |  | 5PX*D008AS3 | S9V2C080U5PSC+LRP | 45500 | 18.1 | 8.5 | 46000 | 35200 | 76.52% | 2.1 | 0 | 10 |  |  |  |  | R-454B | 3.7917 | Residential & Commercial | USHP | Ducted CEE Tier 1
212971659 | Central HP <5.4 tons | COMFORTMAKER | HRCU-A-CB (Split System: Heat Pump with Remote Outdoor Unit-Air-Source) | DLCURAH24ABK |  |  | EA*4X36L17A* | *80VTL0701716B* | 23800 | 17 | 8.5 | 26200 | 23800 | 90.84% | 1.98 | 0 | 10 |  |  |  |  | R-410A | 1.9833 | Residential & Commercial | USHP | Ducted CEE Tier 1
212972427 | Central HP <5.4 tons | COMFORTMAKER | HRCU-A-CB (Split System: Heat Pump with Remote Outdoor Unit-Air-Source) | DLCURAH24ABK |  |  | EN(A,D)4X36L21** | *80VTL1102122B* | 23800 | 17 | 8.5 | 26400 | 24000 | 90.91% | 1.98 | 0 | 10.5 |  |  |  |  | R-410A | 1.9833 | Residential & Commercial | USHP | Ducted CEE Tier 1
211241403 | Central HP <5.4 tons | AIRQUEST | HRCU-A-CB (Split System: Heat Pump with Remote Outdoor Unit-Air-Source) | DLCURAH24ABK |  |  | EA*4X30L17A* | *96VSN0401410A* | 23200 | 16 | 8.5 | 25800 | 24200 | 93.8% | 2.02 | 0 | 10 |  |  |  |  | R-410A | 1.9333 | Residential & Commercial | USHP | Ducted CEE Tier 1
211242302 | Central HP <5.4 tons | AIRQUEST | HRCU-A-CB (Split System: Heat Pump with Remote Outdoor Unit-Air-Source) | DLCURAH24ABK |  |  | EA*4X36L21A* | *96VSN0401712A* | 23400 | 16 | 8.5 | 25800 | 23600 | 91.47% | 1.94 | 0 | 10 |  |  |  |  | R-410A | 1.95 | Residential & Commercial | USHP | Ducted CEE Tier 1
211242489 | Central HP <5.4 tons | AIRQUEST | HRCU-A-CB (Split System: Heat Pump with Remote Outdoor Unit-Air-Source) | DLCURAH24ABK |  |  | EA*4X36L21A* | *80VTL0701716A* | 24400 | 17 | 8.5 | 26200 | 22400 | 85.5% | 1.88 | 0 | 10 |  |  |  |  | R-410A | 2.0333 | Residential & Commercial | USHP | Ducted CEE Tier 1
211242520 | Central HP <5.4 tons | AIRQUEST | HRCU-A-CB (Split System: Heat Pump with Remote Outdoor Unit-Air-Source) | DLCURAH24ABK |  |  | EA*4X36L21A* | *96VTN0802120A* | 23800 | 17 | 8.5 | 25800 | 23200 | 89.92% | 1.94 | 0 | 10 |  |  |  |  | R-410A | 1.9833 | Residential & Commercial | USHP | Ducted CEE Tier 1
211242720 | Central HP <5.4 tons | AIRQUEST | HRCU-A-CB (Split System: Heat Pump with Remote Outdoor Unit-Air-Source) | DLCURAH24ABK |  |  | EA*4X36L21A* | OMV098J12* | 23600 | 16.5 | 8.5 | 25800 | 23200 | 89.92% | 1.94 | 0 | 10 |  |  |  |  | R-410A | 1.9667 | Residential & Commercial | USHP | Ducted CEE Tier 1
211242738 | Central HP <5.4 tons | AIRQUEST | HRCU-A-CB (Split System: Heat Pump with Remote Outdoor Unit-Air-Source) | DLCURAH24ABK |  |  | EA*4X36L21A* | OMV112K14A | 24200 | 16.5 | 8.5 | 26200 | 22600 | 86.26% | 1.86 | 0 | 10 |  |  |  |  | R-410A | 2.0167 | Residential & Commercial | USHP | Ducted CEE Tier 1
210470499 | Central HP <5.4 tons | AIRQUEST | HRCU-A-CB (Split System: Heat Pump with Remote Outdoor Unit-Air-Source) | HVH837GKA2* |  |  | EA*4X61L21A*+WALLCON | *80CTL0901716A* | 33200 | 18 | 8.5 | 32000 | 24800 | 77.5% | 2 | 0 | 12 |  |  |  |  | R-410A | 2.7667 | Residential & Commercial | USHP | Ducted CEE Tier 1
210470565 | Central HP <5.4 tons | AIRQUEST | HRCU-A-CB (Split System: Heat Pump with Remote Outdoor Unit-Air-Source) | HVH837GKA2* |  |  | EA*4X61L24A*+WALLCON | *80CTL1352422A* | 33200 | 18 | 8.5 | 32000 | 24800 | 77.5% | 2.02 | 0 | 12 |  |  |  |  | R-410A | 2.7667 | Residential & Commercial | USHP | Ducted CEE Tier 1
210470847 | Central HP <5.4 tons | AIRQUEST | HRCU-A-CB (Split System: Heat Pump with Remote Outdoor Unit-Air-Source) | HVH837GKA2* |  |  | EN(A,D)4X48L24**+WALLCON | *95CSU1002122A* | 32400 | 17.5 | 8.1 | 32800 | 24600 | 75% | 1.98 | 0 | 11.7 |  |  |  |  | R-410A | 2.7 | Residential & Commercial | USHP | Ducted CEE Tier 1
210471214 | Central HP <5.4 tons | AIRQUEST | HRCU-A-CB (Split System: Heat Pump with Remote Outdoor Unit-Air-Source) | HVH837GKA2* |  |  | EHD4X60AAL+WALLCON | *96CTN1202422A* | 33000 | 17 | 8.1 | 32200 | 24800 | 77.02% | 2.02 | 0 | 11.5 |  |  |  |  | R-410A | 2.75 | Residential & Commercial | USHP | Ducted CEE Tier 1
211244884 | Central HP <5.4 tons | AIRQUEST | HRCU-A-CB (Split System: Heat Pump with Remote Outdoor Unit-Air-Source) | DLCURAH24ABK |  |  | EN(A,D,W)4X36L17** | *96VSN0401712A* | 23400 | 16 | 8.1 | 25800 | 24000 | 93.02% | 1.98 | 0 | 10 |  |  |  |  | R-410A | 1.95 | Residential & Commercial | USHP | Ducted CEE Tier 1
216604743 | Central HP <5.4 tons | GE Appliances | HRCU-A-CB (Split System: Heat Pump with Remote Outdoor Unit-Air-Source) | NS18H24HA5*** |  |  | NAM30E1TA5**** | 0 | 24000 | 17.5 | 9.4 | 24000 | 23200 | 96.67% | 1.75 | 0 | 12 |  |  |  |  | R-454B | 2 | Residential & Commercial | USHP | Ducted CEE Tier 1
212975314 | Central HP <5.4 tons | COMFORTMAKER | HRCU-A-CB (Split System: Heat Pump with Remote Outdoor Unit-Air-Source) | DLCURAH24ABK |  |  | EA*4X37L17A* | *96VTN0401712B* | 24000 | 16 | 8.1 | 25400 | 22000 | 86.61% | 1.82 | 0 | 10 |  |  |  |  | R-410A | 2 | Residential & Commercial | USHP | Ducted CEE Tier 1
211244722 | Central HP <5.4 tons | AIRQUEST | HRCU-A-CB (Split System: Heat Pump with Remote Outdoor Unit-Air-Source) | DLCURAH24ABK |  |  | EN(A,D)4X30L17** | *92ESN0601412A* | 23400 | 17 | 8.1 | 25800 | 24000 | 93.02% | 2 | 0 | 10 |  |  |  |  | R-410A | 1.95 | Residential & Commercial | USHP | Ducted CEE Tier 1
215865045 | Central HP <5.4 tons | TRANE | HRCU-A-CB (Split System: Heat Pump with Remote Outdoor Unit-Air-Source) | 5TWV8X60A1 |  |  | 5TEMCD06AV41+TDR | 0 | 54500 | 18.1 | 8.5 | 54500 | 39000 | 71.56% | 2.1 | 0 | 10.5 |  |  |  |  | R-454B | 4.5417 | Residential & Commercial | USHP | Ducted CEE Tier 1
216743594 | Central HP <5.4 tons | GE Appliances | HRCU-A-CB (Split System: Heat Pump with Remote Outdoor Unit-Air-Source) | NS18H60HA5*** |  |  | NCUC48CT5****+TDR | NF97U090V5C*** | 44000 | 16.55 | 8.5 | 47500 | 40000 | 84.21% | 1.8 | 0 | 10 |  |  |  |  | R-454B | 3.6667 | Residential & Commercial | USHP | Ducted CEE Tier 1
215933964 | Central HP <5.4 tons | CARRIER | HRCU-A-CB (Split System: Heat Pump with Remote Outdoor Unit-Air-Source) | 27VNA336A*030* |  |  | FE5BNBD60L*+UI | 0 | 35000 | 22 | 9.5 | 33400 | 25200 | 75.45% | 2.08 | 0 | 13 |  |  |  |  | R-454B | 2.9167 | Residential & Commercial | USHP | Ducted CEE Tier 1
214229242 | Central HP <5.4 tons | TEMPSTAR | HRCU-A-CB (Split System: Heat Pump with Remote Outdoor Unit-Air-Source) | DLCURAH30ABK |  |  | EA*4X37L17A* | *80MSU0601716A* | 30400 | 15.2 | 8.5 | 33400 | 26800 | 80.24% | 1.82 | 0 | 9 |  |  |  |  | R-410A | 2.5333 | Residential & Commercial | USHP
212980220 | Central HP <5.4 tons | TEMPSTAR | HRCU-A-CB (Split System: Heat Pump with Remote Outdoor Unit-Air-Source) | DLCURAH30ABK |  |  | EA*4X42L24A* | *80MS(N,L)0902116A* | 29600 | 15.2 | 8.1 | 33800 | 27600 | 81.66% | 1.78 | 0 | 9 |  |  |  |  | R-410A | 2.4667 | Residential & Commercial | USHP
212977613 | Central HP <5.4 tons | AIRQUEST | HRCU-A-CB (Split System: Heat Pump with Remote Outdoor Unit-Air-Source) | DLCURAH24ABK |  |  | EA*4X30L17A* | *80MS(N,L)0451412A* | 23600 | 17 | 8.5 | 26000 | 24000 | 92.31% | 2 | 0 | 10 |  |  |  |  | R-410A | 1.9667 | Residential & Commercial | USHP | Ducted CEE Tier 1
211244629 | Central HP <5.4 tons | TEMPSTAR | HRCU-A-CB (Split System: Heat Pump with Remote Outdoor Unit-Air-Source) | DLCURAH24ABK |  |  | EN(A,D)4X30L17** | *95ESN0601412A* | 24400 | 15.5 | 8.1 | 26600 | 22600 | 84.96% | 1.86 | 0 | 10 |  |  |  |  | R-410A | 2.0333 | Residential & Commercial | USHP | Ducted CEE Tier 1
211244967 | Central HP <5.4 tons | TEMPSTAR | HRCU-A-CB (Split System: Heat Pump with Remote Outdoor Unit-Air-Source) | DLCURAH24ABK |  |  | EN(A,D,W)4X36L17** | *80VSL0701716A* | 23800 | 16.5 | 8.1 | 26000 | 23200 | 89.23% | 1.92 | 0 | 10.5 |  |  |  |  | R-410A | 1.9833 | Residential & Commercial | USHP | Ducted CEE Tier 1
211245176 | Central HP <5.4 tons | TEMPSTAR | HRCU-A-CB (Split System: Heat Pump with Remote Outdoor Unit-Air-Source) | DLCURAH24ABK |  |  | EN(A,D,W)4X36L17** | *92ESN0601714A* | 24400 | 16.5 | 8.1 | 26400 | 22800 | 86.36% | 1.88 | 0 | 10.5 |  |  |  |  | R-410A | 2.0333 | Residential & Commercial | USHP | Ducted CEE Tier 1
211245467 | Central HP <5.4 tons | TEMPSTAR | HRCU-A-CB (Split System: Heat Pump with Remote Outdoor Unit-Air-Source) | DLCURAH24ABK |  |  | EN(A,D)4X36L21** | *95ESU0601716A* | 24200 | 16.5 | 8.1 | 26200 | 22800 | 87.02% | 1.9 | 0 | 10.5 |  |  |  |  | R-410A | 2.0167 | Residential & Commercial | USHP | Ducted CEE Tier 1
211245583 | Central HP <5.4 tons | TEMPSTAR | HRCU-A-CB (Split System: Heat Pump with Remote Outdoor Unit-Air-Source) | DLCURAH24ABK |  |  | EN(A,D)4X36L21** | *80VTL1102122A* | 23800 | 17 | 8.1 | 26000 | 23600 | 90.77% | 1.96 | 0 | 10.5 |  |  |  |  | R-410A | 1.9833 | Residential & Commercial | USHP | Ducted CEE Tier 1
213779330 | Central HP <5.4 tons | COMFORTMAKER | HRCU-A-CB (Split System: Heat Pump with Remote Outdoor Unit-Air-Source) | CVH837GKA** |  |  | EA*4X43L21A*+WALLCON | *97CMN1002122B* | 33000 | 17 | 8.5 | 32600 | 25000 | 76.69% | 1.98 | 0 | 11.5 |  |  |  |  | R-410A | 2.75 | Residential & Commercial | USHP | Ducted CEE Tier 1
213779500 | Central HP <5.4 tons | COMFORTMAKER | HRCU-A-CB (Split System: Heat Pump with Remote Outdoor Unit-Air-Source) | CVH837GKA** |  |  | EA*4X48L24A*+WALLCON | *80CTL1102120B* | 32400 | 17.5 | 8.5 | 32200 | 24800 | 77.02% | 1.98 | 0 | 11.5 |  |  |  |  | R-410A | 2.7 | Residential & Commercial | USHP | Ducted CEE Tier 1
213779530 | Central HP <5.4 tons | COMFORTMAKER | HRCU-A-CB (Split System: Heat Pump with Remote Outdoor Unit-Air-Source) | CVH837GKA** |  |  | EA*4X48L24A*+WALLCON | *97CMN1202422B* | 32200 | 17 | 8.1 | 32600 | 24800 | 76.07% | 1.98 | 0 | 11 |  |  |  |  | R-410A | 2.6833 | Residential & Commercial | USHP | Ducted CEE Tier 1
213779700 | Central HP <5.4 tons | COMFORTMAKER | HRCU-A-CB (Split System: Heat Pump with Remote Outdoor Unit-Air-Source) | CVH837GKA** |  |  | EA*4X61L21A*+WALLCON | *97CMN0801714B* | 33000 | 17 | 8.1 | 32200 | 25000 | 77.64% | 1.96 | 0 | 11 |  |  |  |  | R-410A | 2.75 | Residential & Commercial | USHP | Ducted CEE Tier 1
211245202 | Central HP <5.4 tons | AIRQUEST | HRCU-A-CB (Split System: Heat Pump with Remote Outdoor Unit-Air-Source) | DLCURAH24ABK |  |  | EN(A,D,W)4X36L17** | *95ESN0801716A* | 24600 | 15.5 | 8.1 | 26800 | 22200 | 82.84% | 1.82 | 0 | 10 |  |  |  |  | R-410A | 2.05 | Residential & Commercial | USHP | Ducted CEE Tier 1
211245146 | Central HP <5.4 tons | AIRQUEST | HRCU-A-CB (Split System: Heat Pump with Remote Outdoor Unit-Air-Source) | DLCURAH24ABK |  |  | EN(A,D,W)4X36L17** | *80ES(N,L)0901714A* | 24600 | 16.5 | 8.1 | 26400 | 22600 | 85.61% | 1.86 | 0 | 10.5 |  |  |  |  | R-410A | 2.05 | Residential & Commercial | USHP | Ducted CEE Tier 1
211245180 | Central HP <5.4 tons | AIRQUEST | HRCU-A-CB (Split System: Heat Pump with Remote Outdoor Unit-Air-Source) | DLCURAH24ABK |  |  | EN(A,D,W)4X36L17** | *92ESN0801716A* | 24200 | 17 | 8.1 | 26200 | 22800 | 87.02% | 1.88 | 0 | 10.5 |  |  |  |  | R-410A | 2.0167 | Residential & Commercial | USHP | Ducted CEE Tier 1
211245598 | Central HP <5.4 tons | AIRQUEST | HRCU-A-CB (Split System: Heat Pump with Remote Outdoor Unit-Air-Source) | DLCURAH24ABK |  |  | EN(A,D)4X36L21** | *80ES(N,L)0701712A* | 24400 | 16.5 | 8.1 | 26400 | 22600 | 85.61% | 1.88 | 0 | 10.5 |  |  |  |  | R-410A | 2.0333 | Residential & Commercial | USHP | Ducted CEE Tier 1
212975008 | Central HP <5.4 tons | COMFORTMAKER | HRCU-A-CB (Split System: Heat Pump with Remote Outdoor Unit-Air-Source) | DLCURAH24ABK |  |  | EN(A,D)4X24L14** | *96VTN0401410B* | 23200 | 15.5 | 8.5 | 27000 | 25000 | 92.59% | 2.06 | 0 | 10 |  |  |  |  | R-410A | 1.9333 | Residential & Commercial | USHP | Ducted CEE Tier 1
211245357 | Central HP <5.4 tons | AIRQUEST | HRCU-A-CB (Split System: Heat Pump with Remote Outdoor Unit-Air-Source) | DLCURAH24ABK |  |  | EN(A,D)4X36L21** | *95ESU0401712A* | 23600 | 16.5 | 8.1 | 26000 | 23600 | 90.77% | 1.96 | 0 | 10.5 |  |  |  |  | R-410A | 1.9667 | Residential & Commercial | USHP | Ducted CEE Tier 1
212980231 | Central HP <5.4 tons | TEMPSTAR | HRCU-A-CB (Split System: Heat Pump with Remote Outdoor Unit-Air-Source) | DLCURAH30ABK |  |  | EA*4X43L21A* | *80MS(N,L)0902116A* | 30600 | 15.2 | 8.1 | 33400 | 26400 | 79.04% | 1.86 | 0 | 9 |  |  |  |  | R-410A | 2.55 | Residential & Commercial | USHP
212982226 | Central HP <5.4 tons | TEMPSTAR | HRCU-A-CB (Split System: Heat Pump with Remote Outdoor Unit-Air-Source) | DLCURAH30ABK |  |  | END4X42L17** | *80MSU0401712A* | 29800 | 15.2 | 8.5 | 33600 | 27000 | 80.36% | 1.82 | 0 | 9 |  |  |  |  | R-410A | 2.4833 | Residential & Commercial | USHP
215934834 | Central HP <5.4 tons | CARRIER | HRCU-A-CB (Split System: Heat Pump with Remote Outdoor Unit-Air-Source) | 27VNA336A*030* |  |  | CVAMA4421XMA*+UI | 58TN*B090C17**16 | 35600 | 22 | 8.5 | 38000 | 28600 | 75.26% | 2.02 | 0 | 12 |  |  |  |  | R-454B | 2.9667 | Residential & Commercial | USHP | Ducted CEE Tier 1
215934884 | Central HP <5.4 tons | CARRIER | HRCU-A-CB (Split System: Heat Pump with Remote Outdoor Unit-Air-Source) | 27VNA336A*030* |  |  | CVAMA4421XMA*+UI | 59CU5B100C21**22 | 35600 | 22 | 8.5 | 38000 | 28400 | 74.74% | 2.02 | 0 | 12.5 |  |  |  |  | R-454B | 2.9667 | Residential & Commercial | USHP | Ducted CEE Tier 1
215935084 | Central HP <5.4 tons | CARRIER | HRCU-A-CB (Split System: Heat Pump with Remote Outdoor Unit-Air-Source) | 27VNA336A*030* |  |  | CVAMA4921XMA*+UI | 59MN7C060C21**20 | 35400 | 21 | 8.5 | 38500 | 29000 | 75.32% | 2.02 | 0 | 12 |  |  |  |  | R-454B | 2.95 | Residential & Commercial | USHP | Ducted CEE Tier 1
214626071 | Central HP <5.4 tons | LENNOX | HRCU-A-CB (Split System: Heat Pump with Remote Outdoor Unit-Air-Source) | SL25XPV-036-230A** |  |  | CK40HT-42B-0*+TDR | EL297UH070XV36B* | 34600 | 21.4 | 8.8 | 34400 | 26400 | 76.74% | 1.82 | 0 | 13 |  |  |  |  | R-410A | 2.8833 | Residential & Commercial | USHP | Ducted CEE Tier 1
212983555 | Central HP <5.4 tons | TEMPSTAR | HRCU-A-CB (Split System: Heat Pump with Remote Outdoor Unit-Air-Source) | DLCURAH24ABK |  |  | EA*4X30L17A* | *92MSN0601412A* | 23800 | 17 | 8.5 | 26600 | 23400 | 87.97% | 1.94 | 0 | 10 |  |  |  |  | R-410A | 1.9833 | Residential & Commercial | USHP | Ducted CEE Tier 1
213492170 | Central HP <5.4 tons | STEALTH | HRCU-A-C (Split System: Heat Pump with Remote Outdoor Unit with No Indoor Fan --Air Source) | ACIQ-30-HPB |  |  | ACIQ-36-ACL | 0 | 30000 | 15.5 | 9.7 | 33000 | 27000 | 81.82% | 1.85 | 10.7 | 10.5 |  |  |  |  | R-410A | 2.5 | Residential & Commercial | USHP | Ducted CEE Tier 1
213492171 | Central HP <5.4 tons | STEALTH | HRCU-A-C (Split System: Heat Pump with Remote Outdoor Unit with No Indoor Fan --Air Source) | ACIQ-30-HPB |  |  | ACIQ-36-ACL-17 | 0 | 29000 | 15.2 | 8.5 | 31000 | 22600 | 72.9% | 1.8 | 0 | 10 |  |  |  |  | R-410A | 2.4167 | Residential & Commercial | USHP | Ducted CEE Tier 1
212984575 | Central HP <5.4 tons | TEMPSTAR | HRCU-A-CB (Split System: Heat Pump with Remote Outdoor Unit-Air-Source) | DLCURAH24ABK |  |  | EA*4X24L17A* | *92MSN0801716A* | 23200 | 17 | 9 | 26800 | 26800 | 100% | 2.3 | 0 | 10 |  |  |  |  | R-410A | 1.9333 | Residential & Commercial | USHP | Ducted CEE Tier 1
212986606 | Central HP <5.4 tons | TEMPSTAR | HRCU-A-CB (Split System: Heat Pump with Remote Outdoor Unit-Air-Source) | DLCURAH24ABK |  |  | EA*4X37L21A* | *96MSN0401712A* | 24000 | 16 | 8.1 | 25200 | 24800 | 98.41% | 2.04 | 0 | 10 |  |  |  |  | R-410A | 2 | Residential & Commercial | USHP | Ducted CEE Tier 1
216604788 | Central HP <5.4 tons | GE Appliances | HRCU-A-C (Split System: Heat Pump with Remote Outdoor Unit with No Indoor Fan --Air Source) | NS18H60HA5*** |  |  | NCDC42BT5****+TDR | 0 | 47500 | 15.2 | 8.5 | 47500 | 39500 | 83.16% | 1.85 | 0 | 10 |  |  |  |  | R-454B | 3.9583 | Residential & Commercial | USHP | Ducted CEE Tier 1
216743559 | Central HP <5.4 tons | GE Appliances | HRCU-A-CB (Split System: Heat Pump with Remote Outdoor Unit-Air-Source) | NS18H24HA5*** |  |  | NCUC30BT5****+TDR | NF97U070V3B*** | 23800 | 17.15 | 9 | 24000 | 20800 | 86.67% | 1.8 | 0 | 12 |  |  |  |  | R-454B | 1.9833 | Residential & Commercial | USHP | Ducted CEE Tier 1
212980529 | Central HP <5.4 tons | TEMPSTAR | HRCU-A-CB (Split System: Heat Pump with Remote Outdoor Unit-Air-Source) | DLCURAH30ABK |  |  | EA*4X42L21A* | *80MS(N,L)0902120A* | 30200 | 15.2 | 8.1 | 34400 | 27600 | 80.23% | 1.78 | 0 | 9 |  |  |  |  | R-410A | 2.5167 | Residential & Commercial | USHP
210470137 | Central HP <5.4 tons | AIRQUEST | HRCU-A-CB (Split System: Heat Pump with Remote Outdoor Unit-Air-Source) | HVH837GKA2* |  |  | EA*4X42L21A*+WALLCON | *95CSU0802120A* | 31800 | 17.5 | 8.1 | 33000 | 24400 | 73.94% | 1.9 | 0 | 11 |  |  |  |  | R-410A | 2.65 | Residential & Commercial | USHP | Ducted CEE Tier 1
210470389 | Central HP <5.4 tons | AIRQUEST | HRCU-A-CB (Split System: Heat Pump with Remote Outdoor Unit-Air-Source) | HVH837GKA2* |  |  | EA*4X61L21A*+WALLCON | *95CSU1002122A* | 33200 | 18 | 8.5 | 32000 | 24800 | 77.5% | 2 | 0 | 11.5 |  |  |  |  | R-410A | 2.7667 | Residential & Commercial | USHP | Ducted CEE Tier 1
212977675 | Central HP <5.4 tons | COMFORTMAKER | HRCU-A-CB (Split System: Heat Pump with Remote Outdoor Unit-Air-Source) | DLCURAH24ABK |  |  | EN(A,D)4X30L14** | *80MS(N,L)0451412A* | 23600 | 17 | 8.1 | 26000 | 24000 | 92.31% | 2 | 0 | 10 |  |  |  |  | R-410A | 1.9667 | Residential & Commercial | USHP | Ducted CEE Tier 1
211242756 | Central HP <5.4 tons | AIRQUEST | HRCU-A-CB (Split System: Heat Pump with Remote Outdoor Unit-Air-Source) | DLCURAH24ABK |  |  | EA*4X37L17A* | *80VSL0451412A* | 24800 | 16.5 | 8.5 | 25800 | 21400 | 82.95% | 1.78 | 0 | 10 |  |  |  |  | R-410A | 2.0667 | Residential & Commercial | USHP | Ducted CEE Tier 1
211242924 | Central HP <5.4 tons | AIRQUEST | HRCU-A-CB (Split System: Heat Pump with Remote Outdoor Unit-Air-Source) | DLCURAH24ABK |  |  | EA*4X37L17A* | *96VTN0801716A* | 24600 | 16.5 | 8.5 | 25600 | 21400 | 83.59% | 1.8 | 0 | 10 |  |  |  |  | R-410A | 2.05 | Residential & Commercial | USHP | Ducted CEE Tier 1
215942552 | Central HP <5.4 tons | HEIL | HRCU-A-CB (Split System: Heat Pump with Remote Outdoor Unit-Air-Source) | H5H3V36*K*AAA* |  |  | EVD5X61M24A*+WALLCON | *80CSU1002120A* | 36000 | 22 | 8.5 | 37400 | 28400 | 75.94% | 2.04 | 0 | 12.5 |  |  |  |  | R-454B | 3 | Residential & Commercial | USHP | Ducted CEE Tier 1
215935564 | Central HP <5.4 tons | CARRIER | HRCU-A-CB (Split System: Heat Pump with Remote Outdoor Unit-Air-Source) | 27VNA336A*030* |  |  | CVAVA3617XMA*+UI | 59MN7C060C17**14 | 34000 | 20 | 8.1 | 38000 | 27200 | 71.58% | 2 | 0 | 11 |  |  |  |  | R-454B | 2.8333 | Residential & Commercial | USHP | Ducted CEE Tier 1
215935714 | Central HP <5.4 tons | CARRIER | HRCU-A-CB (Split System: Heat Pump with Remote Outdoor Unit-Air-Source) | 27VNA336A*030* |  |  | CVAVA3621XMA*+UI | 59MN7C060C21**20 | 34200 | 20.5 | 8.5 | 39000 | 28600 | 73.33% | 2.04 | 0 | 11.5 |  |  |  |  | R-454B | 2.85 | Residential & Commercial | USHP | Ducted CEE Tier 1
214776801 | Central HP <5.4 tons | YORK | HRCU-A-CB (Split System: Heat Pump with Remote Outdoor Unit-Air-Source) | HH860E2S11 | ADP |  | CV603**A+TXV | YP9C080C16MP13 | 43500 | 18 | 8.5 | 42000 | 33000 | 78.57% | 2 | 0 | 11 |  |  |  |  | R-454B | 3.625 | Residential & Commercial | USHP | Ducted CEE Tier 1
214776844 | Central HP <5.4 tons | YORK | HRCU-A-CB (Split System: Heat Pump with Remote Outdoor Unit-Air-Source) | HH860E2S11 | ADP |  | CV605**C+TXV | YPLC080C16MP13 | 43500 | 18 | 8.5 | 42000 | 32800 | 78.1% | 2 | 0 | 11.7 |  |  |  |  | R-454B | 3.625 | Residential & Commercial | USHP | Ducted CEE Tier 1
214776903 | Central HP <5.4 tons | YORK | HRCU-A-CB (Split System: Heat Pump with Remote Outdoor Unit-Air-Source) | HH860E2S11 | ADP |  | CV602D*A+TXV | YPLC120C20MP13 | 53000 | 19 | 8.5 | 52000 | 38500 | 74.04% | 2 | 0 | 11 |  |  |  |  | R-454B | 4.4167 | Residential & Commercial | USHP | Ducted CEE Tier 1
214776960 | Central HP <5.4 tons | YORK | HRCU-A-CB (Split System: Heat Pump with Remote Outdoor Unit-Air-Source) | HH860E2S11 | ADP |  | CV482B*C+TXV+AEF48BXP* | 0 | 46000 | 19 | 8.9 | 44000 | 33600 | 76.36% | 2.08 | 0 | 12 |  |  |  |  | R-454B | 3.8333 | Residential & Commercial | USHP | Ducted CEE Tier 1
211244766 | Central HP <5.4 tons | AIRQUEST | HRCU-A-CB (Split System: Heat Pump with Remote Outdoor Unit-Air-Source) | DLCURAH24ABK |  |  | EN(A,D)4X30L17** | *95ESN0801716A* | 24600 | 15.5 | 8.1 | 26800 | 22200 | 82.84% | 1.82 | 0 | 10 |  |  |  |  | R-410A | 2.05 | Residential & Commercial | USHP | Ducted CEE Tier 1
211244866 | Central HP <5.4 tons | AIRQUEST | HRCU-A-CB (Split System: Heat Pump with Remote Outdoor Unit-Air-Source) | DLCURAH24ABK |  |  | EN(A,D,W)4X36L17** | *96VSN0601714A* | 23400 | 16.5 | 8.1 | 25800 | 24000 | 93.02% | 2 | 0 | 10 |  |  |  |  | R-410A | 1.95 | Residential & Commercial | USHP | Ducted CEE Tier 1
214574438 | Central HP <5.4 tons | CARRIER | HRCU-A-CB (Split System: Heat Pump with Remote Outdoor Unit-Air-Source) | 25VNA837A*031* |  |  | CSPH*6012AL*+UI | 59TN6C080C21**20 | 33000 | 18 | 8.5 | 32000 | 24800 | 77.5% | 2.02 | 0 | 11.5 |  |  |  |  | R-410A | 2.75 | Residential & Commercial | USHP | Ducted CEE Tier 1
214574588 | Central HP <5.4 tons | CARRIER | HRCU-A-CB (Split System: Heat Pump with Remote Outdoor Unit-Air-Source) | 25VNA837A*031* |  |  | CNPV*4821AL*+UI | 59CU5B100C21**22 | 32400 | 17.5 | 8.5 | 32600 | 24800 | 76.07% | 1.98 | 0 | 11.5 |  |  |  |  | R-410A | 2.7 | Residential & Commercial | USHP | Ducted CEE Tier 1
211245016 | Central HP <5.4 tons | AIRQUEST | HRCU-A-CB (Split System: Heat Pump with Remote Outdoor Unit-Air-Source) | DLCURAH24ABK |  |  | EN(A,D,W)4X36L17** | *96VTN0801716A* | 24200 | 16.5 | 8.1 | 26200 | 23000 | 87.79% | 1.9 | 0 | 10.5 |  |  |  |  | R-410A | 2.0167 | Residential & Commercial | USHP | Ducted CEE Tier 1
211245089 | Central HP <5.4 tons | AIRQUEST | HRCU-A-CB (Split System: Heat Pump with Remote Outdoor Unit-Air-Source) | DLCURAH24ABK |  |  | EN(A,D,W)4X36L17** | *95ESN0261410A* | 23400 | 16 | 8.1 | 25800 | 24200 | 93.8% | 2 | 0 | 10 |  |  |  |  | R-410A | 1.95 | Residential & Commercial | USHP | Ducted CEE Tier 1
211245266 | Central HP <5.4 tons | AIRQUEST | HRCU-A-CB (Split System: Heat Pump with Remote Outdoor Unit-Air-Source) | DLCURAH24ABK |  |  | EN(A,D,W)4X36L17** | OLV098A12* | 23400 | 16.5 | 8.1 | 25800 | 24200 | 93.8% | 2 | 0 | 10 |  |  |  |  | R-410A | 1.95 | Residential & Commercial | USHP | Ducted CEE Tier 1
211245275 | Central HP <5.4 tons | AIRQUEST | HRCU-A-CB (Split System: Heat Pump with Remote Outdoor Unit-Air-Source) | DLCURAH24ABK |  |  | EN(A,D,W)4X36L17** | OMV112K14A | 24000 | 16 | 8.1 | 26400 | 23000 | 87.12% | 1.88 | 0 | 10 |  |  |  |  | R-410A | 2 | Residential & Commercial | USHP | Ducted CEE Tier 1
211228436 | Central HP <5.4 tons | AIRQUEST | HRCU-A-CB (Split System: Heat Pump with Remote Outdoor Unit-Air-Source) | DLCURAH36ABK |  |  | EA*4X43L21A* | *92ESN0601714A* | 36400 | 16 | 8.5 | 38500 | 34800 | 90.39% | 2.08 | 0 | 10 |  |  |  |  | R-410A | 3.0333 | Residential & Commercial | USHP | Ducted CEE Tier 1
211228468 | Central HP <5.4 tons | AIRQUEST | HRCU-A-CB (Split System: Heat Pump with Remote Outdoor Unit-Air-Source) | DLCURAH36ABK |  |  | EA*4X43L21A* | *92ESN1002122A* | 37400 | 15.2 | 8.5 | 39000 | 35000 | 89.74% | 2.16 | 0 | 10 |  |  |  |  | R-410A | 3.1167 | Residential & Commercial | USHP | Ducted CEE Tier 1
214570428 | Central HP <5.4 tons | CARRIER | HRCU-A-CB (Split System: Heat Pump with Remote Outdoor Unit-Air-Source) | 25VNA825A*032* |  |  | CAP**3721AL*+UI | 58TN*B070C21**20 | 24400 | 16.5 | 8.5 | 21200 | 16600 | 78.3% | 2.02 | 0 | 11 |  |  |  |  | R-410A | 2.0333 | Residential & Commercial | USHP | Ducted CEE Tier 1
214570628 | Central HP <5.4 tons | CARRIER | HRCU-A-CB (Split System: Heat Pump with Remote Outdoor Unit-Air-Source) | 25VNA825A*032* |  |  | CAP**4321AL*+UI | 59CU5B100C21**22 | 24400 | 17 | 8.5 | 21200 | 16600 | 78.3% | 2.04 | 0 | 11 |  |  |  |  | R-410A | 2.0333 | Residential & Commercial | USHP | Ducted CEE Tier 1
211228870 | Central HP <5.4 tons | AIRQUEST | HRCU-A-CB (Split System: Heat Pump with Remote Outdoor Unit-Air-Source) | DLCURAH36ABK |  |  | EA*4X48L21A* | *80ESU0601716A | 36600 | 16 | 8.5 | 38500 | 34800 | 90.39% | 2.08 | 0 | 10 |  |  |  |  | R-410A | 3.05 | Residential & Commercial | USHP | Ducted CEE Tier 1
211229145 | Central HP <5.4 tons | AIRQUEST | HRCU-A-CB (Split System: Heat Pump with Remote Outdoor Unit-Air-Source) | DLCURAH36ABK |  |  | EA*4X48L21A* | *95ESU1002122A* | 37200 | 15.5 | 8.5 | 38500 | 35000 | 90.91% | 2.12 | 0 | 10 |  |  |  |  | R-410A | 3.1 | Residential & Commercial | USHP | Ducted CEE Tier 1
211245566 | Central HP <5.4 tons | AIRQUEST | HRCU-A-CB (Split System: Heat Pump with Remote Outdoor Unit-Air-Source) | DLCURAH24ABK |  |  | EN(A,D)4X36L21** | *96VTN1002120A* | 23800 | 16.5 | 8.1 | 26000 | 23400 | 90% | 1.94 | 0 | 10.5 |  |  |  |  | R-410A | 1.9833 | Residential & Commercial | USHP | Ducted CEE Tier 1
211245950 | Central HP <5.4 tons | AIRQUEST | HRCU-A-CB (Split System: Heat Pump with Remote Outdoor Unit-Air-Source) | DLCURAH24ABK |  |  | FM(C,U)4Z30**AL* | 0 | 24200 | 18 | 9 | 26600 | 23000 | 86.47% | 1.92 | 0 | 10.5 |  |  |  |  | R-410A | 2.0167 | Residential & Commercial | USHP | Ducted CEE Tier 1
214571198 | Central HP <5.4 tons | CARRIER | HRCU-A-CB (Split System: Heat Pump with Remote Outdoor Unit-Air-Source) | 25VNA825A*032* |  |  | CNPV*4221AL*+UI | 59TN6C080C21**20 | 23800 | 16.5 | 8.1 | 21400 | 16600 | 77.57% | 1.96 | 0 | 11 |  |  |  |  | R-410A | 1.9833 | Residential & Commercial | USHP | Ducted CEE Tier 1
212394357 | Central HP <5.4 tons | STEALTH | HRCU-A-C (Split System: Heat Pump with Remote Outdoor Unit with No Indoor Fan --Air Source) | ACIQ-30-HPB |  |  | ACIQ-30-ACL | 0 | 30000 | 15.5 | 9.7 | 33000 | 27000 | 81.82% | 1.85 | 10.7 | 10.5 |  |  |  |  | R-410A | 2.5 | Residential & Commercial | USHP | Ducted CEE Tier 1
215864451 | Central HP <5.4 tons | TRANE | HRCU-A-CB (Split System: Heat Pump with Remote Outdoor Unit-Air-Source) | 5TWV8X24A1 |  |  | 5PX*B003AS3 | *DHMB060CCV3+LRP | 19900 | 18 | 8.5 | 23200 | 18400 | 79.31% | 2.1 | 0 | 10.5 |  |  |  |  | R-454B | 1.6583 | Residential & Commercial | USHP | Ducted CEE Tier 1
216683020 | Central HP <5.4 tons | COMFORTMAKER | HRCU-A-CB (Split System: Heat Pump with Remote Outdoor Unit-Air-Source) | DLCURAH24ABK |  |  | EN(A,D)4X36L21** | *97VTN1002122A* | 23800 | 17 | 9 | 26000 | 23200 | 89.23% | 1.8 | 0 | 10.5 |  |  |  |  | R-410A | 1.9833 | Residential & Commercial | USHP | Ducted CEE Tier 1
212975292 | Central HP <5.4 tons | COMFORTMAKER | HRCU-A-CB (Split System: Heat Pump with Remote Outdoor Unit-Air-Source) | DLCURAH24ABK |  |  | EA*4X36L17A* | *96VTN0401712B* | 23400 | 16.5 | 8.5 | 26200 | 24400 | 93.13% | 2.02 | 0 | 10 |  |  |  |  | R-410A | 1.95 | Residential & Commercial | USHP | Ducted CEE Tier 1
212975347 | Central HP <5.4 tons | COMFORTMAKER | HRCU-A-CB (Split System: Heat Pump with Remote Outdoor Unit-Air-Source) | DLCURAH24ABK |  |  | EN(A,D)4X30L17** | *96VTN0401712B* | 23200 | 16 | 8.1 | 26200 | 24800 | 94.66% | 2.06 | 0 | 10 |  |  |  |  | R-410A | 1.9333 | Residential & Commercial | USHP | Ducted CEE Tier 1
212975699 | Central HP <5.4 tons | COMFORTMAKER | HRCU-A-CB (Split System: Heat Pump with Remote Outdoor Unit-Air-Source) | DLCURAH24ABK |  |  | EA*4X37L17A* | *96VTN0601412B* | 24000 | 17 | 8.1 | 25200 | 22400 | 88.89% | 1.86 | 0 | 10 |  |  |  |  | R-410A | 2 | Residential & Commercial | USHP | Ducted CEE Tier 1
212976128 | Central HP <5.4 tons | COMFORTMAKER | HRCU-A-CB (Split System: Heat Pump with Remote Outdoor Unit-Air-Source) | DLCURAH24ABK |  |  | EN(A,D)4X36L21** | *96VTN0801716B* | 23400 | 16.5 | 8.1 | 25800 | 24200 | 93.8% | 2 | 0 | 10 |  |  |  |  | R-410A | 1.95 | Residential & Commercial | USHP | Ducted CEE Tier 1
214572768 | Central HP <5.4 tons | CARRIER | HRCU-A-CB (Split System: Heat Pump with Remote Outdoor Unit-Air-Source) | 25VNA837A*030* |  |  | CAP**4821AL*+UI | 58TN*B070C21**20 | 32200 | 17.5 | 8.5 | 32400 | 25000 | 77.16% | 1.98 | 0 | 11 |  |  |  |  | R-410A | 2.6833 | Residential & Commercial | USHP | Ducted CEE Tier 1
214573188 | Central HP <5.4 tons | CARRIER | HRCU-A-CB (Split System: Heat Pump with Remote Outdoor Unit-Air-Source) | 25VNA837A*030* |  |  | CSPH*4812AL*+UI | 58TN*B070C21**20 | 32600 | 17.5 | 8.5 | 32800 | 25000 | 76.22% | 1.98 | 0 | 11 |  |  |  |  | R-410A | 2.7167 | Residential & Commercial | USHP | Ducted CEE Tier 1
214573288 | Central HP <5.4 tons | CARRIER | HRCU-A-CB (Split System: Heat Pump with Remote Outdoor Unit-Air-Source) | 25VNA837A*030* |  |  | CSPH*6012AL*+UI | 59MN7C080C21**20 | 33000 | 17 | 8.5 | 32200 | 24800 | 77.02% | 2 | 0 | 11.5 |  |  |  |  | R-410A | 2.75 | Residential & Commercial | USHP | Ducted CEE Tier 1
215932673 | Central HP <5.4 tons | TEMPSTAR | HRCU-A-CB (Split System: Heat Pump with Remote Outdoor Unit-Air-Source) | T5H3V36*K*AAA* |  |  | EA*5X61M21A*+WALLCON | *80CSU0601716A* | 34400 | 20.5 | 9.5 | 34400 | 26000 | 75.58% | 2.06 | 0 | 11.7 |  |  |  |  | R-454B | 2.8667 | Residential & Commercial | USHP | Ducted CEE Tier 1
215932993 | Central HP <5.4 tons | TEMPSTAR | HRCU-A-CB (Split System: Heat Pump with Remote Outdoor Unit-Air-Source) | T5H3V36*K*AAA* |  |  | ESH5X24M12A*+WALLCON | *96CTN0601714B* | 32000 | 17.5 | 9 | 35000 | 27000 | 77.14% | 1.9 | 0 | 10 |  |  |  |  | R-454B | 2.6667 | Residential & Commercial | USHP | Ducted CEE Tier 1
216743560 | Central HP <5.4 tons | GE Appliances | HRCU-A-CB (Split System: Heat Pump with Remote Outdoor Unit-Air-Source) | NS18H24HA5*** |  |  | NCUC36BT5****+TDR | NF97X040V3B*** | 24000 | 17.75 | 9 | 24000 | 20600 | 85.83% | 1.85 | 0 | 12 |  |  |  |  | R-454B | 2 | Residential & Commercial | USHP | Ducted CEE Tier 1
216743599 | Central HP <5.4 tons | GE Appliances | HRCU-A-CB (Split System: Heat Pump with Remote Outdoor Unit-Air-Source) | NS18H60HA5*** |  |  | NCHC42CT5****+TDR | NF97X080V4C*** | 44000 | 16 | 8.5 | 48000 | 40000 | 83.33% | 1.8 | 0 | 10 |  |  |  |  | R-454B | 3.6667 | Residential & Commercial | USHP | Ducted CEE Tier 1
214783999 | Central HP <5.4 tons | ECOER | HRCU-A-CB (Split System: Heat Pump with Remote Outdoor Unit-Air-Source) | EODA19H-2436AA* | ECOER |  | EAHETN-36HA | 0 | 31600 | 19 | 9.1 | 35600 | 25000 | 70.22% | 2 | 0 | 12 |  |  |  |  | R-410A | 2.6333 | Residential & Commercial | USHP | Ducted CEE Tier 1
214836553 | Central HP <5.4 tons | ECOER | HRCU-A-CB (Split System: Heat Pump with Remote Outdoor Unit-Air-Source) | EODA19H-2436AA* | ECOER |  | EAHETN-36H* | 0 | 31600 | 19 | 9.1 | 35600 | 25000 | 70.22% | 2 | 0 | 12 |  |  |  |  | R-410A | 2.6333 | Residential & Commercial | USHP | Ducted CEE Tier 1
215933143 | Central HP <5.4 tons | TEMPSTAR | HRCU-A-CB (Split System: Heat Pump with Remote Outdoor Unit-Air-Source) | T5H3V36*K*AAA* |  |  | ESH5X36M12A*+WALLCON | *95CSU0601716B* | 33000 | 18.5 | 9 | 35400 | 27200 | 76.84% | 1.92 | 0 | 11 |  |  |  |  | R-454B | 2.75 | Residential & Commercial | USHP | Ducted CEE Tier 1
215933243 | Central HP <5.4 tons | TEMPSTAR | HRCU-A-CB (Split System: Heat Pump with Remote Outdoor Unit-Air-Source) | T5H3V36*K*AAA* |  |  | ESH5X36M12A*+WALLCON | *96CTN0601714B* | 33000 | 18.5 | 9 | 34400 | 26200 | 76.16% | 1.92 | 0 | 10.5 |  |  |  |  | R-454B | 2.75 | Residential & Commercial | USHP | Ducted CEE Tier 1
215932323 | Central HP <5.4 tons | TEMPSTAR | HRCU-A-CB (Split System: Heat Pump with Remote Outdoor Unit-Air-Source) | T5H3V36*K*AAA* |  |  | EA*5X42M21A*+WALLCON | *97CMN0802120B* | 32800 | 19.5 | 9.5 | 34800 | 26800 | 77.01% | 2.02 | 0 | 11 |  |  |  |  | R-454B | 2.7333 | Residential & Commercial | USHP | Ducted CEE Tier 1
215933393 | Central HP <5.4 tons | TEMPSTAR | HRCU-A-CB (Split System: Heat Pump with Remote Outdoor Unit-Air-Source) | T5H3V36*K*AAA* |  |  | ESH5X42M12A*+WALLCON | *95CSU1002122B* | 33600 | 19.5 | 9 | 34600 | 26400 | 76.3% | 1.92 | 0 | 11.7 |  |  |  |  | R-454B | 2.8 | Residential & Commercial | USHP | Ducted CEE Tier 1
212980956 | Central HP <5.4 tons | TEMPSTAR | HRCU-A-CB (Split System: Heat Pump with Remote Outdoor Unit-Air-Source) | DLCURAH30ABK |  |  | EA*4X43L21A* | *80MS(N,L)1102120A* | 31000 | 15.2 | 8.5 | 33600 | 26200 | 77.98% | 1.88 | 0 | 9 |  |  |  |  | R-410A | 2.5833 | Residential & Commercial | USHP
212985261 | Central HP <5.4 tons | TEMPSTAR | HRCU-A-CB (Split System: Heat Pump with Remote Outdoor Unit-Air-Source) | DLCURAH30ABK |  |  | EA*4X36L21A* | *92MSN1002120A* | 30000 | 15.2 | 8.1 | 34400 | 28000 | 81.4% | 1.78 | 0 | 9 |  |  |  |  | R-410A | 2.5 | Residential & Commercial | USHP
214592615 | Central HP <5.4 tons | ECOER | HRCU-A-CB (Split System: Heat Pump with Remote Outdoor Unit-Air-Source) | EODA18H-2436B | ECOER |  | EBCT3036BAA | MGH96M080B3A | 32000 | 17 | 8.8 | 34600 | 24400 | 70.52% | 1.95 | 0 | 11.2 |  |  |  |  | R-410A | 2.6667 | Residential & Commercial | USHP | Ducted CEE Tier 1
213785671 | Central HP <5.4 tons | BRYANT HEATING AND COOLING SYSTEMS | HRCU-A-CB (Split System: Heat Pump with Remote Outdoor Unit-Air-Source) | 284ANV036*0**B* |  |  | CSPH*4212AL*+UI | 88*TB48070C17*** | 33200 | 18 | 8.5 | 36800 | 26000 | 70.65% | 2.02 | 0 | 11.7 |  |  |  |  | R-410A | 2.7667 | Residential & Commercial | USHP | Ducted CEE Tier 1
214626214 | Central HP <5.4 tons | LENNOX | HRCU-A-CB (Split System: Heat Pump with Remote Outdoor Unit-Air-Source) | SL25XPV-048-230A** |  |  | CK40HT-51/61C-0*+TDR | EL296UH110XV60C* | 45000 | 20 | 9.2 | 45500 | 37400 | 82.2% | 1.82 | 0 | 12 |  |  |  |  | R-410A | 3.75 | Residential & Commercial | USHP | Ducted CEE Tier 1
214626107 | Central HP <5.4 tons | LENNOX | HRCU-A-CB (Split System: Heat Pump with Remote Outdoor Unit-Air-Source) | SL25XPV-036-230A** |  |  | CK40HT-48B-0*+TDR | SL280UH090V48B* | 34000 | 22 | 8.8 | 34400 | 25800 | 75% | 1.84 | 0 | 13.5 |  |  |  |  | R-410A | 2.8333 | Residential & Commercial | USHP | Ducted CEE Tier 1
212976102 | Central HP <5.4 tons | COMFORTMAKER | HRCU-A-CB (Split System: Heat Pump with Remote Outdoor Unit-Air-Source) | DLCURAH24ABK |  |  | EN(A,D)4X30L17** | *96VTN0801716B* | 23400 | 16.5 | 8.1 | 25800 | 24200 | 93.8% | 2 | 0 | 10 |  |  |  |  | R-410A | 1.95 | Residential & Commercial | USHP | Ducted CEE Tier 1
211245515 | Central HP <5.4 tons | AIRQUEST | HRCU-A-CB (Split System: Heat Pump with Remote Outdoor Unit-Air-Source) | DLCURAH24ABK |  |  | EN(A,D)4X36L21** | *96VTN0801716A* | 24200 | 16.5 | 8.1 | 26200 | 23000 | 87.79% | 1.9 | 0 | 10.5 |  |  |  |  | R-410A | 2.0167 | Residential & Commercial | USHP | Ducted CEE Tier 1
214660193 | Central HP <5.4 tons | ECOER | HRCU-A-CB (Split System: Heat Pump with Remote Outdoor Unit-Air-Source) | EODA18H-2436BAA | ECOER |  | EBCT2430BAA | MGH96M060B3A | 22800 | 18 | 8.8 | 24000 | 19200 | 80% | 2.1 | 0 | 12.5 |  |  |  |  | R-410A | 1.9 | Residential & Commercial | USHP | Ducted CEE Tier 1
212975816 | Central HP <5.4 tons | COMFORTMAKER | HRCU-A-CB (Split System: Heat Pump with Remote Outdoor Unit-Air-Source) | DLCURAH18ABK |  |  | EA*4X30L17A* | *96VTN0801716B* | 17400 | 16 | 8.5 | 18000 | 18700 | 103.9% | 2.26 | 0 | 10.5 |  |  |  |  | R-410A | 1.45 | Residential & Commercial | USHP | Ducted CEE Tier 1
216604759 | Central HP <5.4 tons | GE Appliances | HRCU-A-CB (Split System: Heat Pump with Remote Outdoor Unit-Air-Source) | NS18H60HA5*** |  |  | NAM60E1TA5**** | 0 | 55000 | 16.8 | 9 | 55500 | 43000 | 77.48% | 1.8 | 0 | 10 |  |  |  |  | R-454B | 4.5833 | Residential & Commercial | USHP | Ducted CEE Tier 1
214640122 | Central HP <5.4 tons | RHEEM | HRCU-A-CB (Split System: Heat Pump with Remote Outdoor Unit-Air-Source) | RD17AZ60AJ3N | ADP |  | H,RE49960 | R98MV1155A24UPS | 52500 | 17 | 8.1 | 52000 | 49000 | 94.23% | 1.75 | 0 | 9.5 |  |  |  |  | R-410A | 4.375 | Residential & Commercial | USHP
211258022 | Central HP <5.4 tons | CARRIER | HRCU-A-CB (Split System: Heat Pump with Remote Outdoor Unit-Air-Source) | 38MURAQ18AB3* |  |  | CNPV*2417AL* | 58S(B,C)*A045E14**12 | 18000 | 16 | 8.5 | 18900 | 18700 | 98.94% | 2.26 | 0 | 11 |  |  |  |  | R-410A | 1.5 | Residential & Commercial | USHP | Ducted CEE Tier 1
211258023 | Central HP <5.4 tons | CARRIER | HRCU-A-CB (Split System: Heat Pump with Remote Outdoor Unit-Air-Source) | 38MURAQ18AB3* |  |  | CNPV*2417AL* | 58S(B,C)*A045E17**12 | 18400 | 15.5 | 8.5 | 19400 | 18500 | 95.36% | 2.24 | 0 | 11 |  |  |  |  | R-410A | 1.5333 | Residential & Commercial | USHP | Ducted CEE Tier 1
215931559 | Central HP <5.4 tons | COMFORTMAKER | HRCU-A-CB (Split System: Heat Pump with Remote Outdoor Unit-Air-Source) | C5H3V60*K*AAA* |  |  | EA*5X60M24A*+WALLCON | *80CTL1102120B* | 56000 | 18.5 | 8.5 | 60500 | 45500 | 75.21% | 2.06 | 0 | 11.5 |  |  |  |  | R-454B | 4.6667 | Residential & Commercial | USHP | Ducted CEE Tier 1
214610125 | Central HP <5.4 tons | FRIEDRICH | HRCU-A-CB (Split System: Heat Pump with Remote Outdoor Unit-Air-Source) | FRP18AZ36AJVC |  |  | TCFZ6021SEAAM | FR98MV0703A17UP | 34200 | 19 | 8.5 | 34200 | 43500 | 127.2% | 2.2 | 0 | 12.5 |  |  |  |  | R-410A | 2.85 | Residential & Commercial | USHP | Ducted CEE Tier 1
212976447 | Central HP <5.4 tons | COMFORTMAKER | HRCU-A-CB (Split System: Heat Pump with Remote Outdoor Unit-Air-Source) | DLCURAH30ABK |  |  | EA*4X37L21A* | *96VTN0802120B* | 30400 | 15.2 | 8.5 | 33400 | 26400 | 79.04% | 1.86 | 0 | 9 |  |  |  |  | R-410A | 2.5333 | Residential & Commercial | USHP
212976733 | Central HP <5.4 tons | COMFORTMAKER | HRCU-A-CB (Split System: Heat Pump with Remote Outdoor Unit-Air-Source) | DLCURAH30ABK |  |  | EA*4X42L21A* | *96VTN1002120B* | 30200 | 15.2 | 8.5 | 34200 | 27600 | 80.7% | 1.8 | 0 | 9 |  |  |  |  | R-410A | 2.5167 | Residential & Commercial | USHP
212977032 | Central HP <5.4 tons | COMFORTMAKER | HRCU-A-CB (Split System: Heat Pump with Remote Outdoor Unit-Air-Source) | DLCURAH30ABK |  |  | EA*4X42L21A* | *96VTN1002122B* | 30000 | 15.2 | 8.1 | 34200 | 27600 | 80.7% | 1.8 | 0 | 9 |  |  |  |  | R-410A | 2.5 | Residential & Commercial | USHP
214660195 | Central HP <5.4 tons | ECOER | HRCU-A-CB (Split System: Heat Pump with Remote Outdoor Unit-Air-Source) | EODA18H-2436BAA | ECOER |  | EBCT3036BAA | MGH96M060B3A | 32000 | 17 | 8.8 | 34600 | 24400 | 70.52% | 1.95 | 0 | 11.2 |  |  |  |  | R-410A | 2.6667 | Residential & Commercial | USHP | Ducted CEE Tier 1
214626223 | Central HP <5.4 tons | LENNOX | HRCU-A-CB (Split System: Heat Pump with Remote Outdoor Unit-Air-Source) | SL25XPV-048-230A** |  |  | CK40HT-51/61C-0*+TDR | SL280UH110V60C* | 45000 | 20 | 9.2 | 45500 | 37400 | 82.2% | 1.82 | 0 | 12.5 |  |  |  |  | R-410A | 3.75 | Residential & Commercial | USHP | Ducted CEE Tier 1
214626230 | Central HP <5.4 tons | LENNOX | HRCU-A-CB (Split System: Heat Pump with Remote Outdoor Unit-Air-Source) | SL25XPV-048-230A** |  |  | CK40HT-60D-0*+TDR | EL296UH135XV60D* | 45500 | 21 | 9.1 | 43500 | 35800 | 82.3% | 1.86 | 0 | 12.4 |  |  |  |  | R-410A | 3.7917 | Residential & Commercial | USHP | Ducted CEE Tier 1
212987481 | Central HP <5.4 tons | TEMPSTAR | HRCU-A-CB (Split System: Heat Pump with Remote Outdoor Unit-Air-Source) | DLCURAH24ABK |  |  | EN(A,D,W)4X36L17** | *96MSN0801716A* | 23800 | 17 | 8.5 | 26400 | 24000 | 90.91% | 2 | 0 | 10.5 |  |  |  |  | R-410A | 1.9833 | Residential & Commercial | USHP | Ducted CEE Tier 1
212978764 | Central HP <5.4 tons | BRYANT HEATING AND COOLING SYSTEMS | HRCU-A-CB (Split System: Heat Pump with Remote Outdoor Unit-Air-Source) | 38MURAQ18AB3* |  |  | CAP**2517AL* | 8(0,1)*SB36070M17*** | 18000 | 17 | 8.5 | 17800 | 17700 | 99.44% | 2.14 | 0 | 11 |  |  |  |  | R-410A | 1.5 | Residential & Commercial | USHP | Ducted CEE Tier 1
215940003 | Central HP <5.4 tons | TEMPSTAR | HRCU-A-CB (Split System: Heat Pump with Remote Outdoor Unit-Air-Source) | T5H3V36*K*AAA* |  |  | ESH5X36M12A*+WALLCON | *97CTN1002122A* | 33400 | 19 | 9 | 34800 | 26600 | 76.44% | 1.92 | 0 | 11 |  |  |  |  | R-454B | 2.7833 | Residential & Commercial | USHP | Ducted CEE Tier 1
214836552 | Central HP <5.4 tons | ECOER | HRCU-A-CB (Split System: Heat Pump with Remote Outdoor Unit-Air-Source) | EODA18H-2436BAA | ECOER |  | EAHETN-36H* | 0 | 34000 | 18.5 | 9.1 | 35000 | 24600 | 70.29% | 2 | 0 | 10.8 |  |  |  |  | R-410A | 2.8333 | Residential & Commercial | USHP | Ducted CEE Tier 1
216604781 | Central HP <5.4 tons | GE Appliances | HRCU-A-C (Split System: Heat Pump with Remote Outdoor Unit with No Indoor Fan --Air Source) | NS18H36HA5*** |  |  | NCDC42BT5****+TDR | 0 | 34000 | 15.2 | 8.1 | 34000 | 29000 | 85.29% | 1.9 | 0 | 11 |  |  |  |  | R-454B | 2.8333 | Residential & Commercial | USHP | Ducted CEE Tier 1
214592618 | Central HP <5.4 tons | ECOER | HRCU-A-CB (Split System: Heat Pump with Remote Outdoor Unit-Air-Source) | EODA18H-4860B | ECOER |  | EBCT4248CAA | MGH96M080C4A | 44000 | 17 | 8.5 | 45000 | 32000 | 71.11% | 1.9 | 0 | 11 |  |  |  |  | R-410A | 3.6667 | Residential & Commercial | USHP | Ducted CEE Tier 1
210470161 | Central HP <5.4 tons | AIRQUEST | HRCU-A-CB (Split System: Heat Pump with Remote Outdoor Unit-Air-Source) | HVH837GKA2* |  |  | EA*4X42L21A*+WALLCON | *80CSU1002120A* | 31800 | 17 | 8.1 | 33200 | 24400 | 73.49% | 1.88 | 0 | 11 |  |  |  |  | R-410A | 2.65 | Residential & Commercial | USHP | Ducted CEE Tier 1
210470246 | Central HP <5.4 tons | AIRQUEST | HRCU-A-CB (Split System: Heat Pump with Remote Outdoor Unit-Air-Source) | HVH837GKA2* |  |  | EA*4X60L24A*+WALLCON | *95CSU1002122A* | 32800 | 18 | 8.5 | 31800 | 24800 | 77.99% | 2 | 0 | 11.5 |  |  |  |  | R-410A | 2.7333 | Residential & Commercial | USHP | Ducted CEE Tier 1
212975829 | Central HP <5.4 tons | COMFORTMAKER | HRCU-A-CB (Split System: Heat Pump with Remote Outdoor Unit-Air-Source) | DLCURAH18ABK |  |  | EN(A,D)4X24L17** | *96VTN0801716B* | 17700 | 16 | 8.5 | 18700 | 19100 | 102.1% | 2.3 | 0 | 11 |  |  |  |  | R-410A | 1.475 | Residential & Commercial | USHP | Ducted CEE Tier 1
215931959 | Central HP <5.4 tons | COMFORTMAKER | HRCU-A-CB (Split System: Heat Pump with Remote Outdoor Unit-Air-Source) | C5H3V36*K*AAA* |  |  | EA*5X24M17A*+WALLCON | *96CTN0601714B* | 31400 | 18.5 | 9.5 | 35000 | 26800 | 76.57% | 2 | 0 | 10 |  |  |  |  | R-454B | 2.6167 | Residential & Commercial | USHP | Ducted CEE Tier 1
215932009 | Central HP <5.4 tons | COMFORTMAKER | HRCU-A-CB (Split System: Heat Pump with Remote Outdoor Unit-Air-Source) | C5H3V36*K*AAA* |  |  | EA*5X30M17A*+WALLCON | *97CMN0601714B* | 31800 | 18.5 | 9 | 34600 | 26600 | 76.88% | 1.9 | 0 | 10.5 |  |  |  |  | R-454B | 2.65 | Residential & Commercial | USHP | Ducted CEE Tier 1
215932109 | Central HP <5.4 tons | COMFORTMAKER | HRCU-A-CB (Split System: Heat Pump with Remote Outdoor Unit-Air-Source) | C5H3V36*K*AAA* |  |  | EA*5X36M17A*+WALLCON | *96CTN0401410B* | 31000 | 17.5 | 9 | 34200 | 26400 | 77.19% | 1.92 | 0 | 10.5 |  |  |  |  | R-454B | 2.5833 | Residential & Commercial | USHP | Ducted CEE Tier 1
215932259 | Central HP <5.4 tons | COMFORTMAKER | HRCU-A-CB (Split System: Heat Pump with Remote Outdoor Unit-Air-Source) | C5H3V36*K*AAA* |  |  | EA*5X42M21A*+WALLCON | *80CTL1102120B* | 32800 | 20 | 9.5 | 34600 | 26600 | 76.88% | 2.02 | 0 | 11.5 |  |  |  |  | R-454B | 2.7333 | Residential & Commercial | USHP | Ducted CEE Tier 1
214592616 | Central HP <5.4 tons | ECOER | HRCU-A-CB (Split System: Heat Pump with Remote Outdoor Unit-Air-Source) | EODA18H-4860B | ECOER |  | EBCT3036BAA | MGH96M080B3A | 33000 | 17.5 | 8.8 | 35000 | 27000 | 77.14% | 2.1 | 0 | 11.7 |  |  |  |  | R-410A | 2.75 | Residential & Commercial | USHP | Ducted CEE Tier 1
215931619 | Central HP <5.4 tons | COMFORTMAKER | HRCU-A-CB (Split System: Heat Pump with Remote Outdoor Unit-Air-Source) | C5H3V60*K*AAA* |  |  | EA*5X60M24A*+WALLCON | *97CMN1002122B* | 55500 | 18.5 | 8.5 | 60500 | 46000 | 76.03% | 2.06 | 0 | 11 |  |  |  |  | R-454B | 4.625 | Residential & Commercial | USHP | Ducted CEE Tier 1
215931919 | Central HP <5.4 tons | COMFORTMAKER | HRCU-A-CB (Split System: Heat Pump with Remote Outdoor Unit-Air-Source) | C5H3V60*K*AAA* |  |  | ESH5X60M12A*+WALLCON | *96CTN1202422B* | 56500 | 18 | 8.1 | 61000 | 46000 | 75.41% | 1.95 | 0 | 11 |  |  |  |  | R-454B | 4.7083 | Residential & Commercial | USHP | Ducted CEE Tier 1
213249674 | Central HP <5.4 tons | Gridless | HRCU-A-CB (Split System: Heat Pump with Remote Outdoor Unit-Air-Source) | O-AYC36SD-1 |  |  | I-AYC36VAH-1 | 0 | 34000 | 18 | 9.5 | 35000 | 26000 | 74.29% | 2.05 | 9.55 | 10.1 |  |  |  |  | R-410A | 2.8333 | Residential & Commercial | USHP | Ducted CEE Tier 1
215932169 | Central HP <5.4 tons | COMFORTMAKER | HRCU-A-CB (Split System: Heat Pump with Remote Outdoor Unit-Air-Source) | C5H3V36*K*AAA* |  |  | EA*5X37M21A*+WALLCON | *97CMN0601714B* | 33600 | 19.5 | 9.5 | 34200 | 26200 | 76.61% | 2.06 | 0 | 11 |  |  |  |  | R-454B | 2.8 | Residential & Commercial | USHP | Ducted CEE Tier 1
212971457 | Central HP <5.4 tons | BRYANT HEATING AND COOLING SYSTEMS | HRCU-A-CB (Split System: Heat Pump with Remote Outdoor Unit-Air-Source) | 38MURAQ18AB3* |  |  | CAP**2517AL* | 82*TB48070V17*** | 18000 | 16.5 | 8.5 | 17900 | 17700 | 98.88% | 2.14 | 0 | 11 |  |  |  |  | R-410A | 1.5 | Residential & Commercial | USHP | Ducted CEE Tier 1
215932619 | Central HP <5.4 tons | COMFORTMAKER | HRCU-A-CB (Split System: Heat Pump with Remote Outdoor Unit-Air-Source) | C5H3V36*K*AAA* |  |  | EA*5X60M24A*+WALLCON | *97CMN1002122B* | 34000 | 20.5 | 9.5 | 34000 | 25800 | 75.88% | 2.06 | 0 | 12 |  |  |  |  | R-454B | 2.8333 | Residential & Commercial | USHP | Ducted CEE Tier 1
215935134 | Central HP <5.4 tons | CARRIER | HRCU-A-CB (Split System: Heat Pump with Remote Outdoor Unit-Air-Source) | 27VNA336A*030* |  |  | CVAMA4921XMA*+UI | 59TN6C100C21**22 | 35600 | 22 | 8.5 | 38000 | 28600 | 75.26% | 2.02 | 0 | 12.5 |  |  |  |  | R-454B | 2.9667 | Residential & Commercial | USHP | Ducted CEE Tier 1
211245450 | Central HP <5.4 tons | AIRQUEST | HRCU-A-CB (Split System: Heat Pump with Remote Outdoor Unit-Air-Source) | DLCURAH24ABK |  |  | EN(A,D)4X36L21** | *80VSL0902120A* | 23800 | 16.5 | 8.1 | 26000 | 23200 | 89.23% | 1.92 | 0 | 10.5 |  |  |  |  | R-410A | 1.9833 | Residential & Commercial | USHP | Ducted CEE Tier 1
212984107 | Central HP <5.4 tons | TEMPSTAR | HRCU-A-CB (Split System: Heat Pump with Remote Outdoor Unit-Air-Source) | DLCURAH24ABK |  |  | EA*4X37L21A* | *92MSN0601714A* | 24200 | 17.5 | 8.5 | 25200 | 21600 | 85.71% | 1.82 | 0 | 10 |  |  |  |  | R-410A | 2.0167 | Residential & Commercial | USHP | Ducted CEE Tier 1
214849242 | Central HP <5.4 tons | RHEEM | HRCU-A-CB (Split System: Heat Pump with Remote Outdoor Unit-Air-Source) | RD17AZ60AJ3N | ADP |  | H,RE51960 | R802V1005A21UHS | 54000 | 17 | 8.1 | 51500 | 48500 | 94.17% | 1.75 | 0 | 9.5 |  |  |  |  | R-410A | 4.5 | Residential & Commercial | USHP
212978797 | Central HP <5.4 tons | BRYANT HEATING AND COOLING SYSTEMS | HRCU-A-CB (Split System: Heat Pump with Remote Outdoor Unit-Air-Source) | 38MURAQ18AB3* |  |  | CNPV*3017AL* | 8(0,1)*SB36070M17*** | 17700 | 16.5 | 8.1 | 18200 | 18600 | 102.2% | 2.24 | 0 | 11 |  |  |  |  | R-410A | 1.475 | Residential & Commercial | USHP | Ducted CEE Tier 1
212983677 | Central HP <5.4 tons | BRYANT HEATING AND COOLING SYSTEMS | HRCU-A-CB (Split System: Heat Pump with Remote Outdoor Unit-Air-Source) | 38MURAQ18AB3* |  |  | CAP**3017AL* | 912SE36060M14*** | 17400 | 16.5 | 8.5 | 18000 | 18900 | 105% | 2.28 | 0 | 10.5 |  |  |  |  | R-410A | 1.45 | Residential & Commercial | USHP | Ducted CEE Tier 1
212983728 | Central HP <5.4 tons | BRYANT HEATING AND COOLING SYSTEMS | HRCU-A-CB (Split System: Heat Pump with Remote Outdoor Unit-Air-Source) | 38MURAQ18AB3* |  |  | CNPV*3017AL* | 912SE36060M14*** | 17400 | 16.5 | 8.1 | 18000 | 18700 | 103.9% | 2.24 | 0 | 11 |  |  |  |  | R-410A | 1.45 | Residential & Commercial | USHP | Ducted CEE Tier 1
210470378 | Central HP <5.4 tons | AIRQUEST | HRCU-A-CB (Split System: Heat Pump with Remote Outdoor Unit-Air-Source) | HVH837GKA2* |  |  | EA*4X61L21A*+WALLCON | *95CSU0802120A* | 33200 | 18 | 8.5 | 32000 | 24800 | 77.5% | 2 | 0 | 11.5 |  |  |  |  | R-410A | 2.7667 | Residential & Commercial | USHP | Ducted CEE Tier 1
210470532 | Central HP <5.4 tons | AIRQUEST | HRCU-A-CB (Split System: Heat Pump with Remote Outdoor Unit-Air-Source) | HVH837GKA2* |  |  | EA*4X61L24A*+WALLCON | *95CSU1002122A* | 33200 | 18 | 8.5 | 32000 | 24800 | 77.5% | 2.02 | 0 | 11.5 |  |  |  |  | R-410A | 2.7667 | Residential & Commercial | USHP | Ducted CEE Tier 1
212986161 | Central HP <5.4 tons | TEMPSTAR | HRCU-A-CB (Split System: Heat Pump with Remote Outdoor Unit-Air-Source) | DLCURAH24ABK |  |  | EA*4X25L17A* | *96MSN0401410A* | 24000 | 16.5 | 8.5 | 25400 | 21800 | 85.83% | 1.82 | 0 | 10 |  |  |  |  | R-410A | 2 | Residential & Commercial | USHP | Ducted CEE Tier 1
216743564 | Central HP <5.4 tons | GE Appliances | HRCU-A-CB (Split System: Heat Pump with Remote Outdoor Unit-Air-Source) | NS18H24HA5*** |  |  | NCHC24BT5****+TDR | NF97X040V3B*** | 24000 | 17.65 | 9 | 24000 | 20800 | 86.67% | 1.8 | 0 | 12 |  |  |  |  | R-454B | 2 | Residential & Commercial | USHP | Ducted CEE Tier 1
210470521 | Central HP <5.4 tons | AIRQUEST | HRCU-A-CB (Split System: Heat Pump with Remote Outdoor Unit-Air-Source) | HVH837GKA2* |  |  | EA*4X61L24A*+WALLCON | *95CSU0802120A* | 33200 | 18 | 8.5 | 32000 | 24800 | 77.5% | 2 | 0 | 11.5 |  |  |  |  | R-410A | 2.7667 | Residential & Commercial | USHP | Ducted CEE Tier 1
214660189 | Central HP <5.4 tons | ECOER | HRCU-A-CB (Split System: Heat Pump with Remote Outdoor Unit-Air-Source) | EODA18H-2436BAA | ECOER |  | EAHETN-36HA | 0 | 34000 | 18.5 | 9.1 | 35000 | 24600 | 70.29% | 2 | 0 | 10.8 |  |  |  |  | R-410A | 2.8333 | Residential & Commercial | USHP | Ducted CEE Tier 1
214441905 | Central HP <5.4 tons | BRYANT HEATING AND COOLING SYSTEMS | HRCU-A-CB (Split System: Heat Pump with Remote Outdoor Unit-Air-Source) | 284ANV024*0**B* | ADP |  | V,C36H***P429 | 88*TB36070C14*** | 23400 | 20 | 10.5 | 25000 | 19500 | 78% | 2.42 | 0 | 13 |  |  |  |  | R-410A | 1.95 | Residential & Commercial | USHP | Ducted CEE Tier 1
215933443 | Central HP <5.4 tons | TEMPSTAR | HRCU-A-CB (Split System: Heat Pump with Remote Outdoor Unit-Air-Source) | T5H3V36*K*AAA* |  |  | ESH5X42M12A*+WALLCON | *97CMN1002122B* | 33600 | 19 | 9 | 34600 | 26600 | 76.88% | 1.94 | 0 | 11.5 |  |  |  |  | R-454B | 2.8 | Residential & Commercial | USHP | Ducted CEE Tier 1
211243255 | Central HP <5.4 tons | AIRQUEST | HRCU-A-CB (Split System: Heat Pump with Remote Outdoor Unit-Air-Source) | DLCURAH24ABK |  |  | EA*4X37L21A* | *96VSN0801716A* | 24800 | 17 | 8.5 | 25600 | 21000 | 82.03% | 1.76 | 0 | 10.5 |  |  |  |  | R-410A | 2.0667 | Residential & Commercial | USHP | Ducted CEE Tier 1
211243358 | Central HP <5.4 tons | AIRQUEST | HRCU-A-CB (Split System: Heat Pump with Remote Outdoor Unit-Air-Source) | DLCURAH24ABK |  |  | EA*4X37L21A* | *80VSL0902120A* | 24600 | 17 | 8.5 | 25400 | 21200 | 83.46% | 1.78 | 0 | 10.5 |  |  |  |  | R-410A | 2.05 | Residential & Commercial | USHP | Ducted CEE Tier 1
211243392 | Central HP <5.4 tons | AIRQUEST | HRCU-A-CB (Split System: Heat Pump with Remote Outdoor Unit-Air-Source) | DLCURAH24ABK |  |  | EA*4X37L21A* | *80VTL0902120A* | 24600 | 17 | 8.5 | 25400 | 21200 | 83.46% | 1.78 | 0 | 10.5 |  |  |  |  | R-410A | 2.05 | Residential & Commercial | USHP | Ducted CEE Tier 1
215864909 | Central HP <5.4 tons | TRANE | HRCU-A-CB (Split System: Heat Pump with Remote Outdoor Unit-Air-Source) | 5TWV8X48A1 |  |  | 5PX*DD10AS3 | S9V2C100D5PSC+LRP | 45000 | 18.1 | 8.5 | 45000 | 34600 | 76.89% | 2.1 | 0 | 10 |  |  |  |  | R-454B | 3.75 | Residential & Commercial | USHP | Ducted CEE Tier 1
215864911 | Central HP <5.4 tons | TRANE | HRCU-A-CB (Split System: Heat Pump with Remote Outdoor Unit-Air-Source) | 5TWV8X48A1 |  |  | 5PX*DD10AS3 | S8V2C100M5PDB | 45000 | 18.1 | 8.5 | 45000 | 34800 | 77.33% | 2.1 | 0 | 10 |  |  |  |  | R-454B | 3.75 | Residential & Commercial | USHP | Ducted CEE Tier 1
215940703 | Central HP <5.4 tons | TEMPSTAR | HRCU-A-CB (Split System: Heat Pump with Remote Outdoor Unit-Air-Source) | T5H3V36*K*AAA* |  |  | EVD5X42M24A*+WALLCON | *97CTN0802120A* | 35400 | 21.5 | 8.5 | 38000 | 28600 | 75.26% | 2.04 | 0 | 12 |  |  |  |  | R-454B | 2.95 | Residential & Commercial | USHP | Ducted CEE Tier 1
215942409 | Central HP <5.4 tons | TEMPSTAR | HRCU-A-CB (Split System: Heat Pump with Remote Outdoor Unit-Air-Source) | T5H3V36*K*AAA* |  |  | EVM5X60M21A*+WALLCON | *97CMN0601714B* | 35200 | 21 | 8.5 | 37400 | 28000 | 74.87% | 2.06 | 0 | 11.7 |  |  |  |  | R-454B | 2.9333 | Residential & Commercial | USHP | Ducted CEE Tier 1
211227151 | Central HP <5.4 tons | TEMPSTAR | HRCU-A-CB (Split System: Heat Pump with Remote Outdoor Unit-Air-Source) | DLCURAH36ABK |  |  | EA*4X37L21A* | *95ESU1002120A* | 36600 | 16 | 8.5 | 38500 | 34800 | 90.39% | 2.1 | 0 | 10 |  |  |  |  | R-410A | 3.05 | Residential & Commercial | USHP | Ducted CEE Tier 1
211227517 | Central HP <5.4 tons | TEMPSTAR | HRCU-A-CB (Split System: Heat Pump with Remote Outdoor Unit-Air-Source) | DLCURAH36ABK |  |  | EA*4X42L21A* | *92ESN0601714A* | 35400 | 16 | 8.1 | 38500 | 35000 | 90.91% | 1.88 | 0 | 10 |  |  |  |  | R-410A | 2.95 | Residential & Commercial | USHP | Ducted CEE Tier 1
211227833 | Central HP <5.4 tons | TEMPSTAR | HRCU-A-CB (Split System: Heat Pump with Remote Outdoor Unit-Air-Source) | DLCURAH36ABK |  |  | EA*4X42L24A* | *80ES(N,L)1102420A* | 35400 | 16.5 | 8.1 | 38500 | 35000 | 90.91% | 1.88 | 0 | 10 |  |  |  |  | R-410A | 2.95 | Residential & Commercial | USHP | Ducted CEE Tier 1
214849240 | Central HP <5.4 tons | RHEEM | HRCU-A-CB (Split System: Heat Pump with Remote Outdoor Unit-Air-Source) | RD17AZ60AJ3N | ADP |  | H,RE49(1,2)60+TXV | R802V1005A21UHS | 53000 | 17 | 8.1 | 51500 | 48500 | 94.17% | 1.75 | 0 | 9.5 |  |  |  |  | R-410A | 4.4167 | Residential & Commercial | USHP
213781680 | Central HP <5.4 tons | COMFORTMAKER | HRCU-A-CB (Split System: Heat Pump with Remote Outdoor Unit-Air-Source) | CVH837GKA2* |  |  | EA*4X61L24A*+WALLCON | *80CTL1352422B* | 33200 | 17.5 | 8.5 | 32000 | 24800 | 77.5% | 2 | 0 | 11.7 |  |  |  |  | R-410A | 2.7667 | Residential & Commercial | USHP | Ducted CEE Tier 1
215864873 | Central HP <5.4 tons | TRANE | HRCU-A-CB (Split System: Heat Pump with Remote Outdoor Unit-Air-Source) | 5TWV8X48A1 |  |  | 5PX*D008AS3 | S8V2D120M5PDB | 45500 | 18.1 | 8.5 | 45500 | 35200 | 77.36% | 2.1 | 0 | 10 |  |  |  |  | R-454B | 3.7917 | Residential & Commercial | USHP | Ducted CEE Tier 1
215864887 | Central HP <5.4 tons | TRANE | HRCU-A-CB (Split System: Heat Pump with Remote Outdoor Unit-Air-Source) | 5TWV8X48A1 |  |  | 5PX*D010AS3 | S8V2C080M5PDB | 46000 | 18.1 | 8.5 | 45000 | 34600 | 76.89% | 2.2 | 0 | 10.5 |  |  |  |  | R-454B | 3.8333 | Residential & Commercial | USHP | Ducted CEE Tier 1
215864905 | Central HP <5.4 tons | TRANE | HRCU-A-CB (Split System: Heat Pump with Remote Outdoor Unit-Air-Source) | 5TWV8X48A1 |  |  | 5PX*DD10AS3 | S9V2C100D4VSB+LRP | 45000 | 18.1 | 8.5 | 45000 | 34600 | 76.89% | 2.1 | 0 | 10 |  |  |  |  | R-454B | 3.75 | Residential & Commercial | USHP | Ducted CEE Tier 1
215932379 | Central HP <5.4 tons | COMFORTMAKER | HRCU-A-CB (Split System: Heat Pump with Remote Outdoor Unit-Air-Source) | C5H3V36*K*AAA* |  |  | EA*5X43M21A*+WALLCON | *96CTN0601714B* | 33800 | 19.5 | 9.5 | 34200 | 26000 | 76.02% | 2.06 | 0 | 11 |  |  |  |  | R-454B | 2.8167 | Residential & Commercial | USHP | Ducted CEE Tier 1
215932479 | Central HP <5.4 tons | COMFORTMAKER | HRCU-A-CB (Split System: Heat Pump with Remote Outdoor Unit-Air-Source) | C5H3V36*K*AAA* |  |  | EA*5X48M21A*+WALLCON | *97CMN0602120B* | 33200 | 19.5 | 9.5 | 35000 | 26800 | 76.57% | 2.02 | 0 | 11 |  |  |  |  | R-454B | 2.7667 | Residential & Commercial | USHP | Ducted CEE Tier 1
216980490 | Central HP <5.4 tons | ZERO | HRCU-A-CB (Split System: Heat Pump with Remote Outdoor Unit-Air-Source) | ZSOVA-24HDMB-US |  |  | ZAVA-24HDMB-US | 0 | 24000 | 18.1 | 9.7 | 26000 | 21600 | 83.08% | 1.87 | 0 | 11 |  |  |  |  | R-454B | 2 | Residential & Commercial | USHP | Ducted CEE Tier 1
215932719 | Central HP <5.4 tons | COMFORTMAKER | HRCU-A-CB (Split System: Heat Pump with Remote Outdoor Unit-Air-Source) | C5H3V36*K*AAA* |  |  | EA*5X61M21A*+WALLCON | *80CTL0901716B* | 34400 | 20.5 | 9 | 34400 | 26200 | 76.16% | 1.96 | 0 | 11.7 |  |  |  |  | R-454B | 2.8667 | Residential & Commercial | USHP | Ducted CEE Tier 1
213360278 | Central HP <5.4 tons | LENNOX | HRCU-A-CB (Split System: Heat Pump with Remote Outdoor Unit-Air-Source) | SL25XPV-036-230A** | ADP |  | LH35/38X9 | EL297UH110XV48C* | 33600 | 22 | 8.7 | 32800 | 26400 | 80.49% | 1.82 | 0 | 13 |  |  |  |  | R-410A | 2.8 | Residential & Commercial | USHP | Ducted CEE Tier 1
213433309 | Central HP <5.4 tons | STEALTH | HRCU-A-CB (Split System: Heat Pump with Remote Outdoor Unit-Air-Source) | ACIQ-18-HPB |  |  | ACIQ-18W-P | 0 | 18000 | 17 | 9.5 | 19000 | 18000 | 94.74% | 2 | 0 | 12.4 |  |  |  |  | R-410A | 1.5 | Residential & Commercial | USHP | Ducted CEE Tier 1
216604776 | Central HP <5.4 tons | GE Appliances | HRCU-A-C (Split System: Heat Pump with Remote Outdoor Unit with No Indoor Fan --Air Source) | NS18H36HA5*** |  |  | NCHC30BT5****+TDR | 0 | 33400 | 15.2 | 8.1 | 34000 | 29000 | 85.29% | 1.85 | 0 | 10 |  |  |  |  | R-454B | 2.7833 | Residential & Commercial | USHP | Ducted CEE Tier 1
211258105 | Central HP <5.4 tons | CARRIER | HRCU-A-CB (Split System: Heat Pump with Remote Outdoor Unit-Air-Source) | 38MURAQ18AB3* |  |  | CNPV*3017AL* | OVMAAB042112 | 18200 | 15.5 | 8.5 | 18900 | 18400 | 97.35% | 2.2 | 0 | 11 |  |  |  |  | R-410A | 1.5167 | Residential & Commercial | USHP | Ducted CEE Tier 1
211258123 | Central HP <5.4 tons | CARRIER | HRCU-A-CB (Split System: Heat Pump with Remote Outdoor Unit-Air-Source) | 38MURAQ18AB3* |  |  | FM(C,U)4Z24**AL* | 0 | 17800 | 17 | 9 | 18700 | 19800 | 105.9% | 2.4 | 0 | 11 |  |  |  |  | R-410A | 1.4833 | Residential & Commercial | USHP | Ducted CEE Tier 1
211260962 | Central HP <5.4 tons | CARRIER | HRCU-A-CB (Split System: Heat Pump with Remote Outdoor Unit-Air-Source) | 38MURAQ18AB3* |  |  | CAP**2517AL* | GG96VTAA42060B | 18200 | 16 | 8.5 | 18100 | 17500 | 96.69% | 2.12 | 0 | 10.5 |  |  |  |  | R-410A | 1.5167 | Residential & Commercial | USHP | Ducted CEE Tier 1
212975430 | Central HP <5.4 tons | CARRIER | HRCU-A-CB (Split System: Heat Pump with Remote Outdoor Unit-Air-Source) | 38MURAQ18AB3* |  |  | CAP**3017AL* | 59TP6C060V14**12 | 17400 | 16.5 | 8.5 | 18000 | 18700 | 103.9% | 2.26 | 0 | 10.5 |  |  |  |  | R-410A | 1.45 | Residential & Commercial | USHP | Ducted CEE Tier 1
214569495 | Central HP <5.4 tons | BRYANT HEATING AND COOLING SYSTEMS | HRCU-A-CB (Split System: Heat Pump with Remote Outdoor Unit-Air-Source) | 284ANV048*0**B* |  |  | CNPV*4824AL*+UI | 935CB60080C21*** | 43500 | 20.5 | 9 | 46500 | 36600 | 78.71% | 2.16 | 0 | 11.5 |  |  |  |  | R-410A | 3.625 | Residential & Commercial | USHP | Ducted CEE Tier 1
213826604 | Central HP <5.4 tons | AMERICAN STANDARD | HRCU-A-CB (Split System: Heat Pump with Remote Outdoor Unit-Air-Source) | 4A6V7X36A1 |  |  | 4TXCC007DS3 | S9V2C100U4VSB+LRP | 35200 | 17.1 | 8.5 | 29000 | 20400 | 70.34% | 1.8 | 0 | 12 |  |  |  |  | R-410A | 2.9333 | Residential & Commercial | USHP | Ducted CEE Tier 1
215933529 | Central HP <5.4 tons | COMFORTMAKER | HRCU-A-CB (Split System: Heat Pump with Remote Outdoor Unit-Air-Source) | C5H3V36*K*AAA* |  |  | ESH5X48M12A*+WALLCON | *80CSU1002120A* | 33600 | 19.5 | 9 | 34800 | 26600 | 76.44% | 1.94 | 0 | 11.5 |  |  |  |  | R-454B | 2.8 | Residential & Commercial | USHP | Ducted CEE Tier 1
215933599 | Central HP <5.4 tons | COMFORTMAKER | HRCU-A-CB (Split System: Heat Pump with Remote Outdoor Unit-Air-Source) | C5H3V36*K*AAA* |  |  | ESH5X48M12A*+WALLCON | *80CTL1352422B* | 33800 | 19.5 | 9 | 34600 | 26400 | 76.3% | 1.94 | 0 | 11.7 |  |  |  |  | R-454B | 2.8167 | Residential & Commercial | USHP | Ducted CEE Tier 1
215933799 | Central HP <5.4 tons | COMFORTMAKER | HRCU-A-CB (Split System: Heat Pump with Remote Outdoor Unit-Air-Source) | C5H3V36*K*AAA* |  |  | ESH5X60M12A*+WALLCON | *80CTL0902120B* | 34200 | 19.5 | 9 | 34200 | 25800 | 75.44% | 1.96 | 0 | 12 |  |  |  |  | R-454B | 2.85 | Residential & Commercial | USHP | Ducted CEE Tier 1
215933899 | Central HP <5.4 tons | COMFORTMAKER | HRCU-A-CB (Split System: Heat Pump with Remote Outdoor Unit-Air-Source) | C5H3V36*K*AAA* |  |  | ESH5X60M12A*+WALLCON | *97CMN1002122B* | 34200 | 19.5 | 9 | 34200 | 26000 | 76.02% | 1.94 | 0 | 11.7 |  |  |  |  | R-454B | 2.85 | Residential & Commercial | USHP | Ducted CEE Tier 1
215934049 | Central HP <5.4 tons | COMFORTMAKER | HRCU-A-CB (Split System: Heat Pump with Remote Outdoor Unit-Air-Source) | C5H3V48*K*AAA* |  |  | EA*5X48M21A*+WALLCON | *97CMN0602120B* | 43000 | 20 | 9.5 | 48500 | 37200 | 76.7% | 1.88 | 0 | 10 |  |  |  |  | R-454B | 3.5833 | Residential & Commercial | USHP | Ducted CEE Tier 1
215931519 | Central HP <5.4 tons | COMFORTMAKER | HRCU-A-CB (Split System: Heat Pump with Remote Outdoor Unit-Air-Source) | C5H3V60*K*AAA* |  |  | EA*5X60M24A*+WALLCON | *80CSU0802120A* | 56000 | 19 | 8.5 | 60500 | 45500 | 75.21% | 2.06 | 0 | 11.5 |  |  |  |  | R-454B | 4.6667 | Residential & Commercial | USHP | Ducted CEE Tier 1
215932179 | Central HP <5.4 tons | COMFORTMAKER | HRCU-A-CB (Split System: Heat Pump with Remote Outdoor Unit-Air-Source) | C5H3V36*K*AAA* |  |  | EA*5X37M21A*+WALLCON | *96CTN0601714B* | 33800 | 19.5 | 9.5 | 34200 | 26000 | 76.02% | 2.06 | 0 | 11 |  |  |  |  | R-454B | 2.8167 | Residential & Commercial | USHP | Ducted CEE Tier 1
215932309 | Central HP <5.4 tons | COMFORTMAKER | HRCU-A-CB (Split System: Heat Pump with Remote Outdoor Unit-Air-Source) | C5H3V36*K*AAA* |  |  | EA*5X42M21A*+WALLCON | *97CMN0801714B* | 32400 | 19.5 | 9.5 | 35400 | 27200 | 76.84% | 2 | 0 | 11 |  |  |  |  | R-454B | 2.7 | Residential & Commercial | USHP | Ducted CEE Tier 1
211260397 | Central HP <5.4 tons | TEMPSTAR | HRCU-A-CB (Split System: Heat Pump with Remote Outdoor Unit-Air-Source) | DLCURAH18ABK |  |  | EA*4X24L17A* | *80VTL0451412A* | 17600 | 16.5 | 8.5 | 18500 | 19100 | 103.2% | 2.3 | 0 | 10.5 |  |  |  |  | R-410A | 1.4667 | Residential & Commercial | USHP | Ducted CEE Tier 1
211261965 | Central HP <5.4 tons | TEMPSTAR | HRCU-A-CB (Split System: Heat Pump with Remote Outdoor Unit-Air-Source) | DLCURAH18ABK |  |  | EA*4X30L17A* | *95ESN0261410A* | 18200 | 15.5 | 8.5 | 18800 | 18400 | 97.87% | 2.22 | 0 | 10.5 |  |  |  |  | R-410A | 1.5167 | Residential & Commercial | USHP | Ducted CEE Tier 1
211260478 | Central HP <5.4 tons | TEMPSTAR | HRCU-A-CB (Split System: Heat Pump with Remote Outdoor Unit-Air-Source) | DLCURAH18ABK |  |  | EA*4X24L17A* | *95ESN0601412A* | 17800 | 16 | 8.5 | 18700 | 19000 | 101.6% | 2.28 | 0 | 10.5 |  |  |  |  | R-410A | 1.4833 | Residential & Commercial | USHP | Ducted CEE Tier 1
211261015 | Central HP <5.4 tons | TEMPSTAR | HRCU-A-CB (Split System: Heat Pump with Remote Outdoor Unit-Air-Source) | DLCURAH18ABK |  |  | EA*4X25L17A* | *80ES(N,L)0701712A* | 18600 | 16.5 | 8.5 | 18400 | 17400 | 94.57% | 2.12 | 0 | 11 |  |  |  |  | R-410A | 1.55 | Residential & Commercial | USHP | Ducted CEE Tier 1
215864907 | Central HP <5.4 tons | TRANE | HRCU-A-CB (Split System: Heat Pump with Remote Outdoor Unit-Air-Source) | 5TWV8X48A1 |  |  | 5PX*DD10AS3 | S8V2D120M5PDB | 45500 | 18.1 | 8.5 | 45000 | 34800 | 77.33% | 2.1 | 0 | 10 |  |  |  |  | R-454B | 3.7917 | Residential & Commercial | USHP | Ducted CEE Tier 1
215864939 | Central HP <5.4 tons | TRANE | HRCU-A-CB (Split System: Heat Pump with Remote Outdoor Unit-Air-Source) | 5TWV8X48A1 |  |  | 5TXCC009AS3 | S9V2C100U4VSB+LRP | 46000 | 18.1 | 8.5 | 45500 | 34800 | 76.48% | 2.1 | 0 | 10.5 |  |  |  |  | R-454B | 3.8333 | Residential & Commercial | USHP | Ducted CEE Tier 1
215864737 | Central HP <5.4 tons | TRANE | HRCU-A-CB (Split System: Heat Pump with Remote Outdoor Unit-Air-Source) | 5TWV8X60A1 |  |  | 5TXCD008AS3 | S9V2C080U5PSC+LRP | 53000 | 18.1 | 8.5 | 56000 | 40000 | 71.43% | 2 | 0 | 10 |  |  |  |  | R-454B | 4.4167 | Residential & Commercial | USHP | Ducted CEE Tier 1
215864753 | Central HP <5.4 tons | TRANE | HRCU-A-CB (Split System: Heat Pump with Remote Outdoor Unit-Air-Source) | 5TWV8X60A1 |  |  | 5TXCD010AS3 | S9V2D120D5PSC+LRP | 51000 | 18.1 | 8.5 | 53000 | 38500 | 72.64% | 1.9 | 0 | 9.8 |  |  |  |  | R-454B | 4.25 | Residential & Commercial | USHP
215865037 | Central HP <5.4 tons | TRANE | HRCU-A-CB (Split System: Heat Pump with Remote Outdoor Unit-Air-Source) | 5TWV8X36A1 |  |  | 5TEMCB03AV31+TDR | 0 | 31800 | 18.1 | 8.5 | 34600 | 26000 | 75.14% | 2.1 | 0 | 10 |  |  |  |  | R-454B | 2.65 | Residential & Commercial | USHP | Ducted CEE Tier 1
211226944 | Central HP <5.4 tons | AIRQUEST | HRCU-A-CB (Split System: Heat Pump with Remote Outdoor Unit-Air-Source) | DLCURAH36ABK |  |  | EA*4X37L21A* | *80VTL0701716A* | 36200 | 16 | 8.5 | 38500 | 34800 | 90.39% | 2.08 | 0 | 10 |  |  |  |  | R-410A | 3.0167 | Residential & Commercial | USHP | Ducted CEE Tier 1
211227144 | Central HP <5.4 tons | AIRQUEST | HRCU-A-CB (Split System: Heat Pump with Remote Outdoor Unit-Air-Source) | DLCURAH36ABK |  |  | EA*4X37L21A* | *95ESU1002120A* | 36600 | 16 | 8.5 | 38500 | 34800 | 90.39% | 2.1 | 0 | 10 |  |  |  |  | R-410A | 3.05 | Residential & Commercial | USHP | Ducted CEE Tier 1
211227194 | Central HP <5.4 tons | AIRQUEST | HRCU-A-CB (Split System: Heat Pump with Remote Outdoor Unit-Air-Source) | DLCURAH36ABK |  |  | EA*4X37L21A* | *96VTN1002120A* | 36600 | 15.5 | 8.5 | 38500 | 34800 | 90.39% | 2.1 | 0 | 10 |  |  |  |  | R-410A | 3.05 | Residential & Commercial | USHP | Ducted CEE Tier 1
211227297 | Central HP <5.4 tons | AIRQUEST | HRCU-A-CB (Split System: Heat Pump with Remote Outdoor Unit-Air-Source) | DLCURAH36ABK |  |  | EA*4X42L21A* | *80ES(N,L)0701712A* | 35600 | 15.2 | 8.1 | 39500 | 35200 | 89.11% | 1.88 | 0 | 9.5 |  |  |  |  | R-410A | 2.9667 | Residential & Commercial | USHP
211227379 | Central HP <5.4 tons | AIRQUEST | HRCU-A-CB (Split System: Heat Pump with Remote Outdoor Unit-Air-Source) | DLCURAH36ABK |  |  | EA*4X42L21A* | *80VSL0451716A* | 35200 | 15.5 | 8.1 | 38500 | 35200 | 91.43% | 1.88 | 0 | 9.5 |  |  |  |  | R-410A | 2.9333 | Residential & Commercial | USHP
211227682 | Central HP <5.4 tons | AIRQUEST | HRCU-A-CB (Split System: Heat Pump with Remote Outdoor Unit-Air-Source) | DLCURAH36ABK |  |  | EA*4X42L21A* | *96VTN0801716A* | 35200 | 15.5 | 8.1 | 38500 | 35000 | 90.91% | 1.86 | 0 | 9.5 |  |  |  |  | R-410A | 2.9333 | Residential & Commercial | USHP
211244476 | Central HP <5.4 tons | AIRQUEST | HRCU-A-CB (Split System: Heat Pump with Remote Outdoor Unit-Air-Source) | DLCURAH24ABK |  |  | EN(A,D)4X30L17** | *95ESU0401712A* | 23600 | 16.5 | 8.1 | 25800 | 23600 | 91.47% | 1.96 | 0 | 10 |  |  |  |  | R-410A | 1.9667 | Residential & Commercial | USHP | Ducted CEE Tier 1
216743567 | Central HP <5.4 tons | GE Appliances | HRCU-A-CB (Split System: Heat Pump with Remote Outdoor Unit-Air-Source) | NS18H24HA5*** |  |  | NCHC24BT5****+TDR | NF97U070V3B*** | 24000 | 17.45 | 9 | 24000 | 20800 | 86.67% | 1.8 | 0 | 12 |  |  |  |  | R-454B | 2 | Residential & Commercial | USHP | Ducted CEE Tier 1
216743569 | Central HP <5.4 tons | GE Appliances | HRCU-A-CB (Split System: Heat Pump with Remote Outdoor Unit-Air-Source) | NS18H24HA5*** |  |  | NCHC30BT5****+TDR | NF97X060V3B*** | 24000 | 17.25 | 9 | 24000 | 20800 | 86.67% | 1.8 | 0 | 12 |  |  |  |  | R-454B | 2 | Residential & Commercial | USHP | Ducted CEE Tier 1
210472812 | Central HP <5.4 tons | AIRQUEST | HRCU-A-CB (Split System: Heat Pump with Remote Outdoor Unit-Air-Source) | HVH825GKA3* |  |  | EA*4X42L21A*+WALLCON | *95CSU0601716A* | 23600 | 16.5 | 8.1 | 21400 | 16700 | 78.04% | 1.94 | 0 | 10.5 |  |  |  |  | R-410A | 1.9667 | Residential & Commercial | USHP | Ducted CEE Tier 1
210472845 | Central HP <5.4 tons | AIRQUEST | HRCU-A-CB (Split System: Heat Pump with Remote Outdoor Unit-Air-Source) | HVH825GKA3* |  |  | EA*4X42L21A*+WALLCON | *80CSU0401712A* | 23800 | 17 | 8.1 | 21400 | 16600 | 77.57% | 1.96 | 0 | 11 |  |  |  |  | R-410A | 1.9833 | Residential & Commercial | USHP | Ducted CEE Tier 1
214442022 | Central HP <5.4 tons | BRYANT HEATING AND COOLING SYSTEMS | HRCU-A-CB (Split System: Heat Pump with Remote Outdoor Unit-Air-Source) | 288BNV037*0**B* | ADP |  | V,C36H175P159 | 88*TB48070C17*** | 31000 | 17 | 8.5 | 30600 | 24600 | 80.39% | 1.98 | 0 | 11 |  |  |  |  | R-410A | 2.5833 | Residential & Commercial | USHP | Ducted CEE Tier 1
215931589 | Central HP <5.4 tons | COMFORTMAKER | HRCU-A-CB (Split System: Heat Pump with Remote Outdoor Unit-Air-Source) | C5H3V60*K*AAA* |  |  | EA*5X60M24A*+WALLCON | *95CSU1002122B* | 56000 | 18.5 | 8.5 | 60500 | 45500 | 75.21% | 2.08 | 0 | 11.5 |  |  |  |  | R-454B | 4.6667 | Residential & Commercial | USHP | Ducted CEE Tier 1
215932089 | Central HP <5.4 tons | COMFORTMAKER | HRCU-A-CB (Split System: Heat Pump with Remote Outdoor Unit-Air-Source) | C5H3V36*K*AAA* |  |  | EA*5X36M17A*+WALLCON | *97CMN0601714B* | 32000 | 19 | 9.5 | 34600 | 26600 | 76.88% | 2 | 0 | 10.5 |  |  |  |  | R-454B | 2.6667 | Residential & Commercial | USHP | Ducted CEE Tier 1
215932139 | Central HP <5.4 tons | COMFORTMAKER | HRCU-A-CB (Split System: Heat Pump with Remote Outdoor Unit-Air-Source) | C5H3V36*K*AAA* |  |  | EA*5X37M17A*+WALLCON | *97CMN0601714B* | 33200 | 19 | 9.5 | 34600 | 26400 | 76.3% | 2.04 | 0 | 10.5 |  |  |  |  | R-454B | 2.7667 | Residential & Commercial | USHP | Ducted CEE Tier 1
215675418 | Central HP <5.4 tons | COMFORTMAKER | HRCU-A-CB (Split System: Heat Pump with Remote Outdoor Unit-Air-Source) | C5H0V48*K*AAA* |  |  | EVM5X48M21A*+WALLCON | *95CSU0802120B* | 47000 | 18 | 9 | 50000 | 36600 | 73.2% | 1.98 | 0 | 9.5 |  |  |  |  | R-454B | 3.9167 | Residential & Commercial | USHP
215865055 | Central HP <5.4 tons | TRANE | HRCU-A-CB (Split System: Heat Pump with Remote Outdoor Unit-Air-Source) | 5TWV8X36A1 |  |  | 5PX*C005AS3+P0V0C000M50SD+LRP | 0 | 32000 | 18.1 | 8.5 | 32600 | 25200 | 77.3% | 2.1 | 0 | 10.5 |  |  |  |  | R-454B | 2.6667 | Residential & Commercial | USHP | Ducted CEE Tier 1
215865007 | Central HP <5.4 tons | TRANE | HRCU-A-CB (Split System: Heat Pump with Remote Outdoor Unit-Air-Source) | 5TWV8X60A1 |  |  | 5PX*CD09AS3 | S9V2C100D5PSC+LRP | 54000 | 18.1 | 8.5 | 55500 | 39500 | 71.17% | 1.9 | 0 | 10 |  |  |  |  | R-454B | 4.5 | Residential & Commercial | USHP | Ducted CEE Tier 1
215865121 | Central HP <5.4 tons | TRANE | HRCU-A-CB (Split System: Heat Pump with Remote Outdoor Unit-Air-Source) | 5TWV8X60A1 |  |  | 5PX*D010AS3+P0V0C000M50SD+LRP | 0 | 54500 | 18.1 | 8.5 | 55000 | 39000 | 70.91% | 2 | 0 | 10.5 |  |  |  |  | R-454B | 4.5417 | Residential & Commercial | USHP | Ducted CEE Tier 1
215932429 | Central HP <5.4 tons | COMFORTMAKER | HRCU-A-CB (Split System: Heat Pump with Remote Outdoor Unit-Air-Source) | C5H3V36*K*AAA* |  |  | EA*5X48M21A*+WALLCON | *80CTL0901716B* | 33400 | 20 | 9.5 | 34600 | 26400 | 76.3% | 2.04 | 0 | 11.5 |  |  |  |  | R-454B | 2.7833 | Residential & Commercial | USHP | Ducted CEE Tier 1
215932579 | Central HP <5.4 tons | COMFORTMAKER | HRCU-A-CB (Split System: Heat Pump with Remote Outdoor Unit-Air-Source) | C5H3V36*K*AAA* |  |  | EA*5X60M24A*+WALLCON | *95CSU0802120B* | 34000 | 20 | 9 | 34200 | 26000 | 76.02% | 1.94 | 0 | 11.7 |  |  |  |  | R-454B | 2.8333 | Residential & Commercial | USHP | Ducted CEE Tier 1
211241054 | Central HP <5.4 tons | AIRQUEST | HRCU-A-CB (Split System: Heat Pump with Remote Outdoor Unit-Air-Source) | DLCURAH24ABK |  |  | EA*4X25L17A* | *96VTN0601714A* | 24600 | 16.5 | 8.5 | 25400 | 21400 | 84.25% | 1.78 | 0 | 10 |  |  |  |  | R-410A | 2.05 | Residential & Commercial | USHP | Ducted CEE Tier 1
211241220 | Central HP <5.4 tons | AIRQUEST | HRCU-A-CB (Split System: Heat Pump with Remote Outdoor Unit-Air-Source) | DLCURAH24ABK |  |  | EA*4X25L17A* | OLV098A12* | 24000 | 16.5 | 8.1 | 25000 | 21800 | 87.2% | 1.82 | 0 | 10 |  |  |  |  | R-410A | 2 | Residential & Commercial | USHP | Ducted CEE Tier 1
214239408 | Central HP <5.4 tons | COMFORTMAKER | HRCU-A-CB (Split System: Heat Pump with Remote Outdoor Unit-Air-Source) | CVH837GKA2* |  |  | EN(A,D,W)4X60L24**+WALLCON | *96CTN1002122B* | 32800 | 17.5 | 8.1 | 32200 | 24600 | 76.4% | 1.96 | 0 | 12 |  |  |  |  | R-410A | 2.7333 | Residential & Commercial | USHP | Ducted CEE Tier 1
212976096 | Central HP <5.4 tons | CARRIER | HRCU-A-CB (Split System: Heat Pump with Remote Outdoor Unit-Air-Source) | 38MURAQ24AB3* |  |  | CNPV*3017AL* | 59TP6C080V17**16 | 23400 | 16.5 | 8.1 | 25800 | 24200 | 93.8% | 2 | 0 | 10 |  |  |  |  | R-410A | 1.95 | Residential & Commercial | USHP | Ducted CEE Tier 1
216743612 | Central HP <5.4 tons | GE Appliances | HRCU-A-CB (Split System: Heat Pump with Remote Outdoor Unit-Air-Source) | NS18H60HA5*** |  |  | NCHC60DT5****+TDR | NF97U135V5D*** | 53500 | 16.4 | 8.5 | 54500 | 40500 | 74.31% | 1.85 | 0 | 10 |  |  |  |  | R-454B | 4.4583 | Residential & Commercial | USHP | Ducted CEE Tier 1
216743614 | Central HP <5.4 tons | GE Appliances | HRCU-A-CB (Split System: Heat Pump with Remote Outdoor Unit-Air-Source) | NS18H60HA5*** |  |  | NCDC60DT5****+TDR | NF97D110V5C*** | 52500 | 16 | 8.5 | 55000 | 41000 | 74.55% | 1.9 | 0 | 9.8 |  |  |  |  | R-454B | 4.375 | Residential & Commercial | USHP
215865027 | Central HP <5.4 tons | TRANE | HRCU-A-CB (Split System: Heat Pump with Remote Outdoor Unit-Air-Source) | 5TWV8X60A1 |  |  | 5PX*DD10AS3 | S9V2C100D5PSC+LRP | 53000 | 18.1 | 8.5 | 55000 | 39500 | 71.82% | 2 | 0 | 10 |  |  |  |  | R-454B | 4.4167 | Residential & Commercial | USHP | Ducted CEE Tier 1
215864925 | Central HP <5.4 tons | TRANE | HRCU-A-CB (Split System: Heat Pump with Remote Outdoor Unit-Air-Source) | 5TWV8X48A1 |  |  | 5TXCC007AS3 | S9V2C100U4VSB+LRP | 45500 | 18.1 | 8.5 | 46000 | 35200 | 76.52% | 2.1 | 0 | 10 |  |  |  |  | R-454B | 3.7917 | Residential & Commercial | USHP | Ducted CEE Tier 1
215864961 | Central HP <5.4 tons | TRANE | HRCU-A-CB (Split System: Heat Pump with Remote Outdoor Unit-Air-Source) | 5TWV8X48A1 |  |  | 5TXCD008AS3 | S9V2C080U5PSC+LRP | 45500 | 18.1 | 8.5 | 46000 | 35200 | 76.52% | 2.1 | 0 | 10 |  |  |  |  | R-454B | 3.7917 | Residential & Commercial | USHP | Ducted CEE Tier 1
213194289 | Central HP <5.4 tons | LENNOX | HRCU-A-CB (Split System: Heat Pump with Remote Outdoor Unit-Air-Source) | SL25XPV-036-230A** |  |  | CHX35-48C-**-*+TDR | EL297UH110XV60C* | 34000 | 21.2 | 8.5 | 33800 | 26000 | 76.92% | 1.76 | 0 | 13.5 |  |  |  |  | R-410A | 2.8333 | Residential & Commercial | USHP | Ducted CEE Tier 1
213500940 | Central HP <5.4 tons | STEALTH | HRCU-A-CB (Split System: Heat Pump with Remote Outdoor Unit-Air-Source) | ACIQ-36-HPC |  |  | ACIQ-36-AHB* | 0 | 35000 | 16.3 | 9.5 | 39000 | 38000 | 97.44% | 1.8 | 0 | 11.7 |  |  |  |  | R-410A | 2.9167 | Residential & Commercial | USHP | Ducted CEE Tier 1
213774576 | Central HP <5.4 tons | BRYANT HEATING AND COOLING SYSTEMS | HRCU-A-CB (Split System: Heat Pump with Remote Outdoor Unit-Air-Source) | 288BNV025*0**C* |  |  | CSPH*4812AL*+UI | 88*TB48070C17*** | 24200 | 16 | 8.1 | 21200 | 16600 | 78.3% | 2 | 0 | 10.5 |  |  |  |  | R-410A | 2.0167 | Residential & Commercial | USHP | Ducted CEE Tier 1
215932409 | Central HP <5.4 tons | COMFORTMAKER | HRCU-A-CB (Split System: Heat Pump with Remote Outdoor Unit-Air-Source) | C5H3V36*K*AAA* |  |  | EA*5X48M21A*+WALLCON | *80CTL0451712B* | 33000 | 19.5 | 9 | 35400 | 27200 | 76.84% | 1.9 | 0 | 10.5 |  |  |  |  | R-454B | 2.75 | Residential & Commercial | USHP | Ducted CEE Tier 1
216743595 | Central HP <5.4 tons | GE Appliances | HRCU-A-CB (Split System: Heat Pump with Remote Outdoor Unit-Air-Source) | NS18H60HA5*** |  |  | NCUC49CT5****+TDR | NF97X080V4C*** | 45500 | 16.8 | 9 | 48000 | 39500 | 82.29% | 1.85 | 0 | 10 |  |  |  |  | R-454B | 3.7917 | Residential & Commercial | USHP | Ducted CEE Tier 1
214660203 | Central HP <5.4 tons | ECOER | HRCU-A-CB (Split System: Heat Pump with Remote Outdoor Unit-Air-Source) | EODA18H-4860BAA | ECOER |  | EBCT4860CAA | MGH96M100D5A | 52000 | 16.5 | 8.5 | 54000 | 37800 | 70% | 1.9 | 0 | 10 |  |  |  |  | R-410A | 4.3333 | Residential & Commercial | USHP | Ducted CEE Tier 1
215932469 | Central HP <5.4 tons | COMFORTMAKER | HRCU-A-CB (Split System: Heat Pump with Remote Outdoor Unit-Air-Source) | C5H3V36*K*AAA* |  |  | EA*5X48M21A*+WALLCON | *97CMN0601714B* | 33000 | 19.5 | 9.5 | 34000 | 26000 | 76.47% | 2.04 | 0 | 11 |  |  |  |  | R-454B | 2.75 | Residential & Commercial | USHP | Ducted CEE Tier 1
215932769 | Central HP <5.4 tons | COMFORTMAKER | HRCU-A-CB (Split System: Heat Pump with Remote Outdoor Unit-Air-Source) | C5H3V36*K*AAA* |  |  | EA*5X61M21A*+WALLCON | *95CSU1002122B* | 34400 | 20.5 | 9.5 | 34200 | 26000 | 76.02% | 2.08 | 0 | 12 |  |  |  |  | R-454B | 2.8667 | Residential & Commercial | USHP | Ducted CEE Tier 1
215932889 | Central HP <5.4 tons | COMFORTMAKER | HRCU-A-CB (Split System: Heat Pump with Remote Outdoor Unit-Air-Source) | C5H3V36*K*AAA* |  |  | EA*5X61M24A*+WALLCON | *95CSU0802120B* | 34400 | 20.5 | 9.5 | 34400 | 26000 | 75.58% | 2.06 | 0 | 12 |  |  |  |  | R-454B | 2.8667 | Residential & Commercial | USHP | Ducted CEE Tier 1
215932919 | Central HP <5.4 tons | COMFORTMAKER | HRCU-A-CB (Split System: Heat Pump with Remote Outdoor Unit-Air-Source) | C5H3V36*K*AAA* |  |  | EA*5X61M24A*+WALLCON | *97CMN0802120B* | 34400 | 20.5 | 9.5 | 34400 | 26000 | 75.58% | 2.06 | 0 | 12 |  |  |  |  | R-454B | 2.8667 | Residential & Commercial | USHP | Ducted CEE Tier 1
211228130 | Central HP <5.4 tons | AIRQUEST | HRCU-A-CB (Split System: Heat Pump with Remote Outdoor Unit-Air-Source) | DLCURAH36ABK |  |  | EA*4X42L24A* | *96VTN1002122A* | 35400 | 16.5 | 8.1 | 38500 | 35000 | 90.91% | 1.88 | 0 | 10 |  |  |  |  | R-410A | 2.95 | Residential & Commercial | USHP | Ducted CEE Tier 1
211228149 | Central HP <5.4 tons | AIRQUEST | HRCU-A-CB (Split System: Heat Pump with Remote Outdoor Unit-Air-Source) | DLCURAH36ABK |  |  | EA*4X42L24A* | OLV112A16A | 35400 | 15.2 | 8.1 | 39500 | 35200 | 89.11% | 1.88 | 0 | 9.5 |  |  |  |  | R-410A | 2.95 | Residential & Commercial | USHP
211227729 | Central HP <5.4 tons | AIRQUEST | HRCU-A-CB (Split System: Heat Pump with Remote Outdoor Unit-Air-Source) | DLCURAH36ABK |  |  | EA*4X42L21A* | OMV098J12* | 35000 | 15.2 | 8.1 | 38500 | 35200 | 91.43% | 1.86 | 0 | 9.5 |  |  |  |  | R-410A | 2.9167 | Residential & Commercial | USHP
216743562 | Central HP <5.4 tons | GE Appliances | HRCU-A-CB (Split System: Heat Pump with Remote Outdoor Unit-Air-Source) | NS18H24HA5*** |  |  | NCUC36BT5****+TDR | NF97U045V3B*** | 24000 | 17.3 | 9 | 24000 | 20800 | 86.67% | 1.85 | 0 | 12 |  |  |  |  | R-454B | 2 | Residential & Commercial | USHP | Ducted CEE Tier 1
216743565 | Central HP <5.4 tons | GE Appliances | HRCU-A-CB (Split System: Heat Pump with Remote Outdoor Unit-Air-Source) | NS18H24HA5*** |  |  | NCHC24BT5****+TDR | NF97X060V3B*** | 24000 | 17.3 | 9 | 24000 | 20800 | 86.67% | 1.8 | 0 | 12 |  |  |  |  | R-454B | 2 | Residential & Commercial | USHP | Ducted CEE Tier 1
216743596 | Central HP <5.4 tons | GE Appliances | HRCU-A-CB (Split System: Heat Pump with Remote Outdoor Unit-Air-Source) | NS18H60HA5*** |  |  | NCUC49CT5****+TDR | NF97X080V5C*** | 45500 | 17.25 | 9 | 47500 | 39500 | 83.16% | 1.85 | 0 | 11 |  |  |  |  | R-454B | 3.7917 | Residential & Commercial | USHP | Ducted CEE Tier 1
216743597 | Central HP <5.4 tons | GE Appliances | HRCU-A-CB (Split System: Heat Pump with Remote Outdoor Unit-Air-Source) | NS18H60HA5*** |  |  | NCUC49CT5****+TDR | NF97U110V5C*** | 45500 | 17.2 | 9 | 47500 | 39500 | 83.16% | 1.85 | 0 | 10 |  |  |  |  | R-454B | 3.7917 | Residential & Commercial | USHP | Ducted CEE Tier 1
214239562 | Central HP <5.4 tons | TEMPSTAR | HRCU-A-CB (Split System: Heat Pump with Remote Outdoor Unit-Air-Source) | TVH837GKA** |  |  | EN(A,D)4X36L21**+WALLCON | *80CTL1102120B* | 31400 | 16.5 | 8.1 | 33000 | 24000 | 72.73% | 1.82 | 0 | 11 |  |  |  |  | R-410A | 2.6167 | Residential & Commercial | USHP | Ducted CEE Tier 1
214239932 | Central HP <5.4 tons | TEMPSTAR | HRCU-A-CB (Split System: Heat Pump with Remote Outdoor Unit-Air-Source) | TVH837GKA** |  |  | EN(A,D,W)4X48L21**+WALLCON | *97CMN1002122B* | 32400 | 17 | 8.1 | 32600 | 24600 | 75.46% | 1.96 | 0 | 11.7 |  |  |  |  | R-410A | 2.7 | Residential & Commercial | USHP | Ducted CEE Tier 1
213770974 | Central HP <5.4 tons | TEMPSTAR | HRCU-A-CB (Split System: Heat Pump with Remote Outdoor Unit-Air-Source) | TVH825GKA2* |  |  | EA*4X36L21A*+WALLCON | *97CMN0601714B* | 23400 | 16 | 8.1 | 21600 | 16700 | 77.31% | 1.92 | 0 | 10.5 |  |  |  |  | R-410A | 1.95 | Residential & Commercial | USHP | Ducted CEE Tier 1
215932099 | Central HP <5.4 tons | COMFORTMAKER | HRCU-A-CB (Split System: Heat Pump with Remote Outdoor Unit-Air-Source) | C5H3V36*K*AAA* |  |  | EA*5X36M17A*+WALLCON | *97CMN0801714B* | 32000 | 19 | 9.5 | 35600 | 27400 | 76.97% | 1.98 | 0 | 10.5 |  |  |  |  | R-454B | 2.6667 | Residential & Commercial | USHP | Ducted CEE Tier 1
214626239 | Central HP <5.4 tons | LENNOX | HRCU-A-CB (Split System: Heat Pump with Remote Outdoor Unit-Air-Source) | SL25XPV-048-230A** |  |  | CK40CT-49C-0*+TDR | EL297UH090XV60C* | 45500 | 20 | 8.9 | 44000 | 36000 | 81.82% | 1.78 | 0 | 12 |  |  |  |  | R-410A | 3.7917 | Residential & Commercial | USHP | Ducted CEE Tier 1
214626257 | Central HP <5.4 tons | LENNOX | HRCU-A-CB (Split System: Heat Pump with Remote Outdoor Unit-Air-Source) | SL25XPV-048-230A** |  |  | CK40CT-60C-0*+TDR | EL297UH090XV48C* | 45500 | 20 | 9.5 | 44000 | 36400 | 82.73% | 1.9 | 0 | 12 |  |  |  |  | R-410A | 3.7917 | Residential & Commercial | USHP | Ducted CEE Tier 1
215932439 | Central HP <5.4 tons | COMFORTMAKER | HRCU-A-CB (Split System: Heat Pump with Remote Outdoor Unit-Air-Source) | C5H3V36*K*AAA* |  |  | EA*5X48M21A*+WALLCON | *80CTL0902120B* | 33400 | 20 | 9.5 | 34600 | 26400 | 76.3% | 2.04 | 0 | 11.7 |  |  |  |  | R-454B | 2.7833 | Residential & Commercial | USHP | Ducted CEE Tier 1
213770734 | Central HP <5.4 tons | TEMPSTAR | HRCU-A-CB (Split System: Heat Pump with Remote Outdoor Unit-Air-Source) | TVH825GKA2* |  |  | EA*4X30L17A*+WALLCON | *80CTL0701716B* | 23400 | 16.5 | 8.1 | 21600 | 16700 | 77.31% | 1.92 | 0 | 11 |  |  |  |  | R-410A | 1.95 | Residential & Commercial | USHP | Ducted CEE Tier 1
215931669 | Central HP <5.4 tons | COMFORTMAKER | HRCU-A-CB (Split System: Heat Pump with Remote Outdoor Unit-Air-Source) | C5H3V60*K*AAA* |  |  | EA*5X61M24A*+WALLCON | *80CSU0802120A* | 57000 | 19 | 8.5 | 60500 | 46000 | 76.03% | 2.04 | 0 | 11.5 |  |  |  |  | R-454B | 4.75 | Residential & Commercial | USHP | Ducted CEE Tier 1
215931569 | Central HP <5.4 tons | COMFORTMAKER | HRCU-A-CB (Split System: Heat Pump with Remote Outdoor Unit-Air-Source) | C5H3V60*K*AAA* |  |  | EA*5X60M24A*+WALLCON | *80CTL1352422B* | 56000 | 18.5 | 8.5 | 60500 | 45500 | 75.21% | 2.08 | 0 | 11.5 |  |  |  |  | R-454B | 4.6667 | Residential & Commercial | USHP | Ducted CEE Tier 1
215931699 | Central HP <5.4 tons | COMFORTMAKER | HRCU-A-CB (Split System: Heat Pump with Remote Outdoor Unit-Air-Source) | C5H3V60*K*AAA* |  |  | EA*5X61M24A*+WALLCON | *80CTL0902120B* | 57000 | 19 | 8.5 | 60500 | 46500 | 76.86% | 2.04 | 0 | 11.5 |  |  |  |  | R-454B | 4.75 | Residential & Commercial | USHP | Ducted CEE Tier 1
215931719 | Central HP <5.4 tons | COMFORTMAKER | HRCU-A-CB (Split System: Heat Pump with Remote Outdoor Unit-Air-Source) | C5H3V60*K*AAA* |  |  | EA*5X61M24A*+WALLCON | *80CTL1352422B* | 57000 | 19 | 8.5 | 60500 | 46000 | 76.03% | 2.04 | 0 | 11.7 |  |  |  |  | R-454B | 4.75 | Residential & Commercial | USHP | Ducted CEE Tier 1
211226636 | Central HP <5.4 tons | AIRQUEST | HRCU-A-CB (Split System: Heat Pump with Remote Outdoor Unit-Air-Source) | DLCURAH36ABK |  |  | EA*4X37L17A* | *92ESN0801716A* | 36800 | 15.2 | 8.5 | 39500 | 35000 | 88.61% | 2.06 | 0 | 10 |  |  |  |  | R-410A | 3.0667 | Residential & Commercial | USHP | Ducted CEE Tier 1
211226922 | Central HP <5.4 tons | AIRQUEST | HRCU-A-CB (Split System: Heat Pump with Remote Outdoor Unit-Air-Source) | DLCURAH36ABK |  |  | EA*4X37L21A* | *80ESU0802120A | 37400 | 15.5 | 8.5 | 39000 | 35000 | 89.74% | 2.16 | 0 | 10 |  |  |  |  | R-410A | 3.1167 | Residential & Commercial | USHP | Ducted CEE Tier 1
214592614 | Central HP <5.4 tons | ECOER | HRCU-A-CB (Split System: Heat Pump with Remote Outdoor Unit-Air-Source) | EODA18H-2436B | ECOER |  | EBCT2430BAA | MGH96M080B3A | 22800 | 18 | 8.8 | 24000 | 19200 | 80% | 2.1 | 0 | 12.5 |  |  |  |  | R-410A | 1.9 | Residential & Commercial | USHP | Ducted CEE Tier 1
216743610 | Central HP <5.4 tons | GE Appliances | HRCU-A-CB (Split System: Heat Pump with Remote Outdoor Unit-Air-Source) | NS18H60HA5*** |  |  | NCUC60CT5****+TDR | NF97U090V5C*** | 54500 | 16.55 | 8.5 | 55000 | 40500 | 73.64% | 1.9 | 0 | 10 |  |  |  |  | R-454B | 4.5417 | Residential & Commercial | USHP | Ducted CEE Tier 1
215933949 | Central HP <5.4 tons | COMFORTMAKER | HRCU-A-CB (Split System: Heat Pump with Remote Outdoor Unit-Air-Source) | C5H3V36*K*AAA* |  |  | ESH5X60M12A*+WALLCON | *96CTN1202422B* | 34200 | 19.5 | 9 | 34200 | 26000 | 76.02% | 1.94 | 0 | 11.7 |  |  |  |  | R-454B | 2.85 | Residential & Commercial | USHP | Ducted CEE Tier 1
215934699 | Central HP <5.4 tons | COMFORTMAKER | HRCU-A-CB (Split System: Heat Pump with Remote Outdoor Unit-Air-Source) | C5H3V36*K*AAA* |  |  | EVM5X32M17A*+WALLCON | *96CTN0401410B* | 33800 | 19.5 | 8.1 | 37200 | 26600 | 71.51% | 2.02 | 0 | 11.5 |  |  |  |  | R-454B | 2.8167 | Residential & Commercial | USHP | Ducted CEE Tier 1
214229231 | Central HP <5.4 tons | TEMPSTAR | HRCU-A-CB (Split System: Heat Pump with Remote Outdoor Unit-Air-Source) | DLCURAH30ABK |  |  | EA*4X36L17A* | *80MSU0601716A* | 29400 | 15.2 | 8.1 | 34000 | 27800 | 81.76% | 1.76 | 0 | 9 |  |  |  |  | R-410A | 2.45 | Residential & Commercial | USHP
215931949 | Central HP <5.4 tons | COMFORTMAKER | HRCU-A-CB (Split System: Heat Pump with Remote Outdoor Unit-Air-Source) | C5H3V36*K*AAA* |  |  | EA*5X24M17A*+WALLCON | *96CTN0401410B* | 30600 | 17 | 9 | 34800 | 26800 | 77.01% | 1.9 | 0 | 10 |  |  |  |  | R-454B | 2.55 | Residential & Commercial | USHP | Ducted CEE Tier 1
215936284 | Central HP <5.4 tons | CARRIER | HRCU-A-CB (Split System: Heat Pump with Remote Outdoor Unit-Air-Source) | 27VNA336A*030* |  |  | CVAVA4821XMA*+UI | 59TN6C060C17**14 | 34600 | 20.5 | 8.5 | 38000 | 27600 | 72.63% | 2 | 0 | 11.5 |  |  |  |  | R-454B | 2.8833 | Residential & Commercial | USHP | Ducted CEE Tier 1
215936334 | Central HP <5.4 tons | CARRIER | HRCU-A-CB (Split System: Heat Pump with Remote Outdoor Unit-Air-Source) | 27VNA336A*030* |  |  | CVAVA4824XMA*+UI | 58TN*B135C24**22 | 35200 | 21.5 | 8.5 | 38000 | 28200 | 74.21% | 2.04 | 0 | 12 |  |  |  |  | R-454B | 2.9333 | Residential & Commercial | USHP | Ducted CEE Tier 1
216743557 | Central HP <5.4 tons | GE Appliances | HRCU-A-CB (Split System: Heat Pump with Remote Outdoor Unit-Air-Source) | NS18H24HA5*** |  |  | NCUC30BT5****+TDR | NF97X060V3B*** | 23800 | 17 | 9 | 24000 | 20800 | 86.67% | 1.8 | 0 | 11.7 |  |  |  |  | R-454B | 1.9833 | Residential & Commercial | USHP | Ducted CEE Tier 1
216743568 | Central HP <5.4 tons | GE Appliances | HRCU-A-CB (Split System: Heat Pump with Remote Outdoor Unit-Air-Source) | NS18H24HA5*** |  |  | NCHC30BT5****+TDR | NF97X040V3B*** | 24000 | 17.65 | 9 | 24000 | 20800 | 86.67% | 1.8 | 0 | 12 |  |  |  |  | R-454B | 2 | Residential & Commercial | USHP | Ducted CEE Tier 1
216743577 | Central HP <5.4 tons | GE Appliances | HRCU-A-CB (Split System: Heat Pump with Remote Outdoor Unit-Air-Source) | NS18H36HA5*** |  |  | NCUC36BT5****+TDR | NF97X060V3B*** | 34600 | 17.45 | 8.5 | 35600 | 28400 | 79.78% | 1.85 | 0 | 11 |  |  |  |  | R-454B | 2.8833 | Residential & Commercial | USHP | Ducted CEE Tier 1
211227896 | Central HP <5.4 tons | AIRQUEST | HRCU-A-CB (Split System: Heat Pump with Remote Outdoor Unit-Air-Source) | DLCURAH36ABK |  |  | EA*4X42L24A* | *80ESU0802120A | 37000 | 15.5 | 8.5 | 40000 | 35200 | 88% | 1.96 | 0 | 10 |  |  |  |  | R-410A | 3.0833 | Residential & Commercial | USHP | Ducted CEE Tier 1
211228984 | Central HP <5.4 tons | AIRQUEST | HRCU-A-CB (Split System: Heat Pump with Remote Outdoor Unit-Air-Source) | DLCURAH36ABK |  |  | EA*4X48L21A* | *92ESN0802120A* | 35600 | 16.5 | 8.5 | 37800 | 34600 | 91.53% | 2.04 | 0 | 10 |  |  |  |  | R-410A | 2.9667 | Residential & Commercial | USHP | Ducted CEE Tier 1
214569654 | Central HP <5.4 tons | CARRIER | HRCU-A-CB (Split System: Heat Pump with Remote Outdoor Unit-Air-Source) | 25VNA436A*031* |  |  | CSPH*4812AL*+UI | 59TN6C080C21**20 | 34200 | 19 | 9 | 36400 | 25800 | 70.88% | 2.06 | 0 | 12 |  |  |  |  | R-410A | 2.85 | Residential & Commercial | USHP | Ducted CEE Tier 1
213785024 | Central HP <5.4 tons | BRYANT HEATING AND COOLING SYSTEMS | HRCU-A-CB (Split System: Heat Pump with Remote Outdoor Unit-Air-Source) | 284ANV024*0**B* |  |  | CAP**2417AL*+UI | 986TD42060C17*** | 22800 | 19.5 | 10 | 27200 | 20200 | 74.26% | 2.28 | 0 | 12 |  |  |  |  | R-410A | 1.9 | Residential & Commercial | USHP | Ducted CEE Tier 1
213785104 | Central HP <5.4 tons | BRYANT HEATING AND COOLING SYSTEMS | HRCU-A-CB (Split System: Heat Pump with Remote Outdoor Unit-Air-Source) | 284ANV024*0**B* |  |  | CAP**3621AL*+UI | 986TD42080C17*** | 23200 | 20 | 10 | 26600 | 19900 | 74.81% | 2.4 | 0 | 12.5 |  |  |  |  | R-410A | 1.9333 | Residential & Commercial | USHP | Ducted CEE Tier 1
213785122 | Central HP <5.4 tons | BRYANT HEATING AND COOLING SYSTEMS | HRCU-A-CB (Split System: Heat Pump with Remote Outdoor Unit-Air-Source) | 284ANV024*0**B* |  |  | CAP**3721AL*+UI | 987MC66100C21*** | 24200 | 20 | 10.5 | 26400 | 19700 | 74.62% | 2.54 | 0 | 13 |  |  |  |  | R-410A | 2.0167 | Residential & Commercial | USHP | Ducted CEE Tier 1
213194259 | Central HP <5.4 tons | LENNOX | HRCU-A-CB (Split System: Heat Pump with Remote Outdoor Unit-Air-Source) | SL25XPV-024-230A** |  |  | CX35-36B+TDR | EL297UH070XV36B* | 22200 | 23 | 9.2 | 21600 | 20400 | 94.44% | 1.84 | 0 | 14.3 |  |  |  |  | R-410A | 1.85 | Residential & Commercial | USHP | Ducted CEE Tier 1
211245702 | Central HP <5.4 tons | AIRQUEST | HRCU-A-CB (Split System: Heat Pump with Remote Outdoor Unit-Air-Source) | DLCURAH24ABK |  |  | EN(A,D)4X36L21** | *95ESN0601714A* | 24600 | 16 | 8.1 | 26600 | 22400 | 84.21% | 1.84 | 0 | 10.5 |  |  |  |  | R-410A | 2.05 | Residential & Commercial | USHP | Ducted CEE Tier 1
211245884 | Central HP <5.4 tons | AIRQUEST | HRCU-A-CB (Split System: Heat Pump with Remote Outdoor Unit-Air-Source) | DLCURAH24ABK |  |  | FMA4X24**AL* | 0 | 23600 | 17 | 9 | 27200 | 25600 | 94.12% | 2.14 | 0 | 10 |  |  |  |  | R-410A | 1.9667 | Residential & Commercial | USHP | Ducted CEE Tier 1
216743570 | Central HP <5.4 tons | GE Appliances | HRCU-A-CB (Split System: Heat Pump with Remote Outdoor Unit-Air-Source) | NS18H24HA5*** |  |  | NCHC30BT5****+TDR | NF97U045V3B*** | 24000 | 17.25 | 9 | 24000 | 20800 | 86.67% | 1.8 | 0 | 11.7 |  |  |  |  | R-454B | 2 | Residential & Commercial | USHP | Ducted CEE Tier 1
216743607 | Central HP <5.4 tons | GE Appliances | HRCU-A-CB (Split System: Heat Pump with Remote Outdoor Unit-Air-Source) | NS18H60HA5*** |  |  | NCDC48CT5****+TDR | NF97D110V5C*** | 44500 | 16.65 | 9 | 48000 | 40000 | 83.33% | 1.85 | 0 | 10 |  |  |  |  | R-454B | 3.7083 | Residential & Commercial | USHP | Ducted CEE Tier 1
214784000 | Central HP <5.4 tons | ECOER | HRCU-A-CB (Split System: Heat Pump with Remote Outdoor Unit-Air-Source) | EODA19H-4860AA* | ECOER |  | EAHETN-60HA | 0 | 47000 | 17.5 | 8.4 | 53500 | 38000 | 71.03% | 1.9 | 0 | 11.7 |  |  |  |  | R-410A | 3.9167 | Residential & Commercial | USHP | Ducted CEE Tier 1
211222127 | Central HP <5.4 tons | AIRQUEST | HRCU-A-CB (Split System: Heat Pump with Remote Outdoor Unit-Air-Source) | DLCURAH30ABK |  |  | EA*4X36L21A* | *92ESN0801716A* | 29600 | 15.2 | 8.1 | 33800 | 27800 | 82.25% | 1.76 | 0 | 9 |  |  |  |  | R-410A | 2.4667 | Residential & Commercial | USHP
216743566 | Central HP <5.4 tons | GE Appliances | HRCU-A-CB (Split System: Heat Pump with Remote Outdoor Unit-Air-Source) | NS18H24HA5*** |  |  | NCHC24BT5****+TDR | NF97U045V3B*** | 24000 | 17.3 | 9 | 24000 | 20800 | 86.67% | 1.8 | 0 | 11.7 |  |  |  |  | R-454B | 2 | Residential & Commercial | USHP | Ducted CEE Tier 1
216743591 | Central HP <5.4 tons | GE Appliances | HRCU-A-CB (Split System: Heat Pump with Remote Outdoor Unit-Air-Source) | NS18H60HA5*** |  |  | NCUC48CT5****+TDR | NF97X080V4C*** | 44000 | 16.4 | 8.5 | 47500 | 39500 | 83.16% | 1.8 | 0 | 10 |  |  |  |  | R-454B | 3.6667 | Residential & Commercial | USHP | Ducted CEE Tier 1
216743600 | Central HP <5.4 tons | GE Appliances | HRCU-A-CB (Split System: Heat Pump with Remote Outdoor Unit-Air-Source) | NS18H60HA5*** |  |  | NCHC42CT5****+TDR | NF97X080V5C*** | 44000 | 16.35 | 8.5 | 47500 | 39500 | 83.16% | 1.8 | 0 | 10 |  |  |  |  | R-454B | 3.6667 | Residential & Commercial | USHP | Ducted CEE Tier 1
215934549 | Central HP <5.4 tons | COMFORTMAKER | HRCU-A-CB (Split System: Heat Pump with Remote Outdoor Unit-Air-Source) | C5H3V48*K*AAA* |  |  | ESH5X60M12A*+WALLCON | *80CSU1002120A* | 45000 | 20.5 | 9 | 48500 | 36600 | 75.46% | 1.82 | 0 | 11 |  |  |  |  | R-454B | 3.75 | Residential & Commercial | USHP | Ducted CEE Tier 1
215934719 | Central HP <5.4 tons | COMFORTMAKER | HRCU-A-CB (Split System: Heat Pump with Remote Outdoor Unit-Air-Source) | C5H3V36*K*AAA* |  |  | EVM5X36M17A*+WALLCON | *97CMN0601714B* | 34000 | 20 | 8.1 | 38000 | 27200 | 71.58% | 2 | 0 | 11 |  |  |  |  | R-454B | 2.8333 | Residential & Commercial | USHP | Ducted CEE Tier 1
215934919 | Central HP <5.4 tons | COMFORTMAKER | HRCU-A-CB (Split System: Heat Pump with Remote Outdoor Unit-Air-Source) | C5H3V36*K*AAA* |  |  | EVM5X44M21A*+WALLCON | *97CMN0802120B* | 35600 | 21.5 | 8.5 | 38000 | 28600 | 75.26% | 2.02 | 0 | 12 |  |  |  |  | R-454B | 2.9667 | Residential & Commercial | USHP | Ducted CEE Tier 1
216743580 | Central HP <5.4 tons | GE Appliances | HRCU-A-CB (Split System: Heat Pump with Remote Outdoor Unit-Air-Source) | NS18H36HA5*** |  |  | NCHC30BT5****+TDR | NF97X040V3B*** | 34400 | 17.6 | 8.5 | 35600 | 28400 | 79.78% | 1.85 | 0 | 11 |  |  |  |  | R-454B | 2.8667 | Residential & Commercial | USHP | Ducted CEE Tier 1
215932689 | Central HP <5.4 tons | COMFORTMAKER | HRCU-A-CB (Split System: Heat Pump with Remote Outdoor Unit-Air-Source) | C5H3V36*K*AAA* |  |  | EA*5X61M21A*+WALLCON | *80CTL0451712B* | 34000 | 19.5 | 9 | 35200 | 26800 | 76.14% | 1.92 | 0 | 11 |  |  |  |  | R-454B | 2.8333 | Residential & Commercial | USHP | Ducted CEE Tier 1
215932709 | Central HP <5.4 tons | COMFORTMAKER | HRCU-A-CB (Split System: Heat Pump with Remote Outdoor Unit-Air-Source) | C5H3V36*K*AAA* |  |  | EA*5X61M21A*+WALLCON | *80CTL0702120B* | 34400 | 20.5 | 9 | 34400 | 26200 | 76.16% | 1.96 | 0 | 11.7 |  |  |  |  | R-454B | 2.8667 | Residential & Commercial | USHP | Ducted CEE Tier 1
215932759 | Central HP <5.4 tons | COMFORTMAKER | HRCU-A-CB (Split System: Heat Pump with Remote Outdoor Unit-Air-Source) | C5H3V36*K*AAA* |  |  | EA*5X61M21A*+WALLCON | *95CSU0802120B* | 34400 | 20 | 9 | 34400 | 26200 | 76.16% | 1.96 | 0 | 11.7 |  |  |  |  | R-454B | 2.8667 | Residential & Commercial | USHP | Ducted CEE Tier 1
215932859 | Central HP <5.4 tons | COMFORTMAKER | HRCU-A-CB (Split System: Heat Pump with Remote Outdoor Unit-Air-Source) | C5H3V36*K*AAA* |  |  | EA*5X61M24A*+WALLCON | *80CTL0702120B* | 34400 | 20.5 | 9.5 | 34400 | 26000 | 75.58% | 2.06 | 0 | 12 |  |  |  |  | R-454B | 2.8667 | Residential & Commercial | USHP | Ducted CEE Tier 1
211712951 | Central HP <5.4 tons | TEMPSTAR | HRCU-A-CB (Split System: Heat Pump with Remote Outdoor Unit-Air-Source) | DLCURAH30ABK |  |  | EA*4X42L24A* | *80ESU0802120A | 29800 | 15.2 | 8.1 | 33800 | 27200 | 80.47% | 1.78 | 0 | 9 |  |  |  |  | R-410A | 2.4833 | Residential & Commercial | USHP
211713355 | Central HP <5.4 tons | TEMPSTAR | HRCU-A-CB (Split System: Heat Pump with Remote Outdoor Unit-Air-Source) | DLCURAH30ABK |  |  | EA*4X43L21A* | *92ESN0802120A* | 31200 | 15.2 | 8.5 | 33600 | 26000 | 77.38% | 1.88 | 0 | 9 |  |  |  |  | R-410A | 2.6 | Residential & Commercial | USHP
215932079 | Central HP <5.4 tons | COMFORTMAKER | HRCU-A-CB (Split System: Heat Pump with Remote Outdoor Unit-Air-Source) | C5H3V36*K*AAA* |  |  | EA*5X36M17A*+WALLCON | *80CTL0901716B* | 32200 | 19.5 | 9.5 | 35200 | 27000 | 76.7% | 2 | 0 | 11 |  |  |  |  | R-454B | 2.6833 | Residential & Commercial | USHP | Ducted CEE Tier 1
215932399 | Central HP <5.4 tons | COMFORTMAKER | HRCU-A-CB (Split System: Heat Pump with Remote Outdoor Unit-Air-Source) | C5H3V36*K*AAA* |  |  | EA*5X48M21A*+WALLCON | *80CSU1002120A* | 33400 | 20 | 9.5 | 34600 | 26400 | 76.3% | 2.04 | 0 | 11.5 |  |  |  |  | R-454B | 2.7833 | Residential & Commercial | USHP | Ducted CEE Tier 1
216604779 | Central HP <5.4 tons | GE Appliances | HRCU-A-C (Split System: Heat Pump with Remote Outdoor Unit with No Indoor Fan --Air Source) | NS18H36HA5*** |  |  | NCHC36CT5****+TDR | 0 | 33400 | 15.2 | 8.1 | 34000 | 29000 | 85.29% | 1.85 | 0 | 10 |  |  |  |  | R-454B | 2.7833 | Residential & Commercial | USHP | Ducted CEE Tier 1
216743575 | Central HP <5.4 tons | GE Appliances | HRCU-A-CB (Split System: Heat Pump with Remote Outdoor Unit-Air-Source) | NS18H36HA5*** |  |  | NCUC30BT5****+TDR | NF97U070V3B*** | 34000 | 17.3 | 8.5 | 35600 | 28400 | 79.78% | 1.85 | 0 | 11 |  |  |  |  | R-454B | 2.8333 | Residential & Commercial | USHP | Ducted CEE Tier 1
211222227 | Central HP <5.4 tons | AIRQUEST | HRCU-A-CB (Split System: Heat Pump with Remote Outdoor Unit-Air-Source) | DLCURAH30ABK |  |  | EA*4X36L21A* | *96VTN1002122A* | 29600 | 15.2 | 8.1 | 33800 | 27800 | 82.25% | 1.76 | 0 | 9 |  |  |  |  | R-410A | 2.4667 | Residential & Commercial | USHP
211222763 | Central HP <5.4 tons | AIRQUEST | HRCU-A-CB (Split System: Heat Pump with Remote Outdoor Unit-Air-Source) | DLCURAH30ABK |  |  | FMA4X36**AL* | 0 | 31200 | 15.5 | 8.5 | 35400 | 26800 | 75.71% | 1.86 | 0 | 9 |  |  |  |  | R-410A | 2.6 | Residential & Commercial | USHP
215934059 | Central HP <5.4 tons | COMFORTMAKER | HRCU-A-CB (Split System: Heat Pump with Remote Outdoor Unit-Air-Source) | C5H3V48*K*AAA* |  |  | EA*5X48M21A*+WALLCON | *97CMN0801714B* | 42500 | 20 | 9.5 | 48500 | 36400 | 75.05% | 2 | 0 | 10.5 |  |  |  |  | R-454B | 3.5417 | Residential & Commercial | USHP | Ducted CEE Tier 1
215933789 | Central HP <5.4 tons | COMFORTMAKER | HRCU-A-CB (Split System: Heat Pump with Remote Outdoor Unit-Air-Source) | C5H3V36*K*AAA* |  |  | ESH5X60M12A*+WALLCON | *80CTL0901716B* | 34200 | 19.5 | 9 | 34400 | 26200 | 76.16% | 1.94 | 0 | 11.7 |  |  |  |  | R-454B | 2.85 | Residential & Commercial | USHP | Ducted CEE Tier 1
214242416 | Central HP <5.4 tons | BRYANT HEATING AND COOLING SYSTEMS | HRCU-A-CB (Split System: Heat Pump with Remote Outdoor Unit-Air-Source) | 288BNV025*0**B* |  |  | CNPV*2417AL*+UI | 88*TB36045C17*** | 23200 | 15.5 | 8.1 | 22200 | 17000 | 76.58% | 1.92 | 0 | 10.5 |  |  |  |  | R-410A | 1.9333 | Residential & Commercial | USHP | Ducted CEE Tier 1
214242886 | Central HP <5.4 tons | BRYANT HEATING AND COOLING SYSTEMS | HRCU-A-CB (Split System: Heat Pump with Remote Outdoor Unit-Air-Source) | 288BNV025*0**B* |  |  | CNPV*4217AL*+UI | 88*TB48090C17*** | 24000 | 17 | 8.1 | 21400 | 16600 | 77.57% | 1.98 | 0 | 11.5 |  |  |  |  | R-410A | 2 | Residential & Commercial | USHP | Ducted CEE Tier 1
214243036 | Central HP <5.4 tons | BRYANT HEATING AND COOLING SYSTEMS | HRCU-A-CB (Split System: Heat Pump with Remote Outdoor Unit-Air-Source) | 288BNV025*0**B* |  |  | CNPV*4221AL*+UI | 987MC66100C21*** | 23800 | 16.5 | 8.1 | 21400 | 16600 | 77.57% | 1.96 | 0 | 11 |  |  |  |  | R-410A | 1.9833 | Residential & Commercial | USHP | Ducted CEE Tier 1
214243236 | Central HP <5.4 tons | BRYANT HEATING AND COOLING SYSTEMS | HRCU-A-CB (Split System: Heat Pump with Remote Outdoor Unit-Air-Source) | 288BNV025*0**B* |  |  | CNPV*4824AL*+UI | 987MC66120C24*** | 24200 | 17 | 8.1 | 21200 | 16600 | 78.3% | 2 | 0 | 11 |  |  |  |  | R-410A | 2.0167 | Residential & Commercial | USHP | Ducted CEE Tier 1
211228312 | Central HP <5.4 tons | TEMPSTAR | HRCU-A-CB (Split System: Heat Pump with Remote Outdoor Unit-Air-Source) | DLCURAH36ABK |  |  | EA*4X43L21A* | *80VSL0701716A* | 36600 | 15.5 | 8.5 | 38500 | 34800 | 90.39% | 2.1 | 0 | 10 |  |  |  |  | R-410A | 3.05 | Residential & Commercial | USHP | Ducted CEE Tier 1
211228351 | Central HP <5.4 tons | TEMPSTAR | HRCU-A-CB (Split System: Heat Pump with Remote Outdoor Unit-Air-Source) | DLCURAH36ABK |  |  | EA*4X43L21A* | *80ESU0601716A | 37200 | 16 | 8.5 | 38500 | 34800 | 90.39% | 2.12 | 0 | 10 |  |  |  |  | R-410A | 3.1 | Residential & Commercial | USHP | Ducted CEE Tier 1
211228396 | Central HP <5.4 tons | TEMPSTAR | HRCU-A-CB (Split System: Heat Pump with Remote Outdoor Unit-Air-Source) | DLCURAH36ABK |  |  | EA*4X43L21A* | *80VTL0902120A* | 36200 | 16 | 8.5 | 38500 | 34800 | 90.39% | 2.06 | 0 | 10 |  |  |  |  | R-410A | 3.0167 | Residential & Commercial | USHP | Ducted CEE Tier 1
211228564 | Central HP <5.4 tons | TEMPSTAR | HRCU-A-CB (Split System: Heat Pump with Remote Outdoor Unit-Air-Source) | DLCURAH36ABK |  |  | EA*4X43L21A* | *96VSN0802120A* | 36400 | 16 | 8.5 | 38500 | 34800 | 90.39% | 2.08 | 0 | 10 |  |  |  |  | R-410A | 3.0333 | Residential & Commercial | USHP | Ducted CEE Tier 1
211228605 | Central HP <5.4 tons | TEMPSTAR | HRCU-A-CB (Split System: Heat Pump with Remote Outdoor Unit-Air-Source) | DLCURAH36ABK |  |  | EA*4X43L21A* | *95ESU1002120A* | 36600 | 16 | 8.5 | 38500 | 34800 | 90.39% | 2.1 | 0 | 10 |  |  |  |  | R-410A | 3.05 | Residential & Commercial | USHP | Ducted CEE Tier 1
211228655 | Central HP <5.4 tons | TEMPSTAR | HRCU-A-CB (Split System: Heat Pump with Remote Outdoor Unit-Air-Source) | DLCURAH36ABK |  |  | EA*4X43L21A* | *96VTN1002120A* | 36800 | 15.5 | 8.5 | 38500 | 34800 | 90.39% | 2.1 | 0 | 10 |  |  |  |  | R-410A | 3.0667 | Residential & Commercial | USHP | Ducted CEE Tier 1
211228746 | Central HP <5.4 tons | TEMPSTAR | HRCU-A-CB (Split System: Heat Pump with Remote Outdoor Unit-Air-Source) | DLCURAH36ABK |  |  | EA*4X48L21A* | *80ES(N,L)0451712A* | 35600 | 15.5 | 8.1 | 38500 | 34800 | 90.39% | 2.04 | 0 | 9.5 |  |  |  |  | R-410A | 2.9667 | Residential & Commercial | USHP
211229396 | Central HP <5.4 tons | TEMPSTAR | HRCU-A-CB (Split System: Heat Pump with Remote Outdoor Unit-Air-Source) | DLCURAH36ABK |  |  | EA*4X48L24A* | *80ESU1002120A* | 36000 | 16 | 8.5 | 38500 | 34600 | 89.87% | 2.06 | 0 | 10 |  |  |  |  | R-410A | 3 | Residential & Commercial | USHP | Ducted CEE Tier 1
213785084 | Central HP <5.4 tons | BRYANT HEATING AND COOLING SYSTEMS | HRCU-A-CB (Split System: Heat Pump with Remote Outdoor Unit-Air-Source) | 284ANV024*0**B* |  |  | CAP**3617AL*+UI | 986TD42080C17*** | 23200 | 20 | 10 | 26600 | 19900 | 74.81% | 2.4 | 0 | 12.5 |  |  |  |  | R-410A | 1.9333 | Residential & Commercial | USHP | Ducted CEE Tier 1
213785102 | Central HP <5.4 tons | BRYANT HEATING AND COOLING SYSTEMS | HRCU-A-CB (Split System: Heat Pump with Remote Outdoor Unit-Air-Source) | 284ANV024*0**B* |  |  | CAP**3621AL*+UI | 986TD42060C17*** | 23200 | 20 | 10 | 26600 | 20000 | 75.19% | 2.38 | 0 | 12.5 |  |  |  |  | R-410A | 1.9333 | Residential & Commercial | USHP | Ducted CEE Tier 1
213785136 | Central HP <5.4 tons | BRYANT HEATING AND COOLING SYSTEMS | HRCU-A-CB (Split System: Heat Pump with Remote Outdoor Unit-Air-Source) | 284ANV024*0**B* |  |  | CAP**4221AL*+UI | 88*TB60090C21*** | 23400 | 20 | 10 | 26600 | 19700 | 74.06% | 2.46 | 0 | 13 |  |  |  |  | R-410A | 1.95 | Residential & Commercial | USHP | Ducted CEE Tier 1
215931769 | Central HP <5.4 tons | COMFORTMAKER | HRCU-A-CB (Split System: Heat Pump with Remote Outdoor Unit-Air-Source) | C5H3V60*K*AAA* |  |  | EA*5X61M24A*+WALLCON | *97CMN1202422B* | 57000 | 18.5 | 8.5 | 60500 | 46500 | 76.86% | 2.02 | 0 | 11 |  |  |  |  | R-454B | 4.75 | Residential & Commercial | USHP | Ducted CEE Tier 1
215931969 | Central HP <5.4 tons | COMFORTMAKER | HRCU-A-CB (Split System: Heat Pump with Remote Outdoor Unit-Air-Source) | C5H3V36*K*AAA* |  |  | EA*5X25M17A*+WALLCON | *97CMN0601714B* | 33400 | 19 | 9.5 | 34400 | 26200 | 76.16% | 2.04 | 0 | 10.5 |  |  |  |  | R-454B | 2.7833 | Residential & Commercial | USHP | Ducted CEE Tier 1
215932219 | Central HP <5.4 tons | COMFORTMAKER | HRCU-A-CB (Split System: Heat Pump with Remote Outdoor Unit-Air-Source) | C5H3V36*K*AAA* |  |  | EA*5X42M21A*+WALLCON | *80CTL0451712B* | 32200 | 19 | 9 | 35800 | 27600 | 77.09% | 1.88 | 0 | 10.5 |  |  |  |  | R-454B | 2.6833 | Residential & Commercial | USHP | Ducted CEE Tier 1
214660194 | Central HP <5.4 tons | ECOER | HRCU-A-CB (Split System: Heat Pump with Remote Outdoor Unit-Air-Source) | EODA18H-2436BAA | ECOER |  | EBCT3036BAA | MGH96M080B3A | 32000 | 17 | 8.8 | 34600 | 24400 | 70.52% | 1.95 | 0 | 11.2 |  |  |  |  | R-410A | 2.6667 | Residential & Commercial | USHP | Ducted CEE Tier 1
214592611 | Central HP <5.4 tons | ECOER | HRCU-A-CB (Split System: Heat Pump with Remote Outdoor Unit-Air-Source) | EODA18H-2436B | ECOER |  | EBCT2430BAA | MGH96M060B3A | 22800 | 18 | 8.8 | 24000 | 19200 | 80% | 2.1 | 0 | 12.5 |  |  |  |  | R-410A | 1.9 | Residential & Commercial | USHP | Ducted CEE Tier 1
214592612 | Central HP <5.4 tons | ECOER | HRCU-A-CB (Split System: Heat Pump with Remote Outdoor Unit-Air-Source) | EODA18H-2436B | ECOER |  | EBCT3036BAA | MGH96M060B3A | 32000 | 17 | 8.8 | 34600 | 24400 | 70.52% | 1.95 | 0 | 11.2 |  |  |  |  | R-410A | 2.6667 | Residential & Commercial | USHP | Ducted CEE Tier 1
215935173 | Central HP <5.4 tons | TEMPSTAR | HRCU-A-CB (Split System: Heat Pump with Remote Outdoor Unit-Air-Source) | T5H3V36*K*AAA* |  |  | EVM5X60M21A*+WALLCON | *80CSU1002120A* | 35600 | 21.5 | 8.5 | 38000 | 28800 | 75.79% | 2.02 | 0 | 12 |  |  |  |  | R-454B | 2.9667 | Residential & Commercial | USHP | Ducted CEE Tier 1
215934973 | Central HP <5.4 tons | TEMPSTAR | HRCU-A-CB (Split System: Heat Pump with Remote Outdoor Unit-Air-Source) | T5H3V36*K*AAA* |  |  | EVM5X48M21A*+WALLCON | *96CTN0601714B* | 34600 | 20.5 | 8.5 | 38000 | 27600 | 72.63% | 2.05 | 0 | 11.5 |  |  |  |  | R-454B | 2.8833 | Residential & Commercial | USHP | Ducted CEE Tier 1
212978786 | Central HP <5.4 tons | BRYANT HEATING AND COOLING SYSTEMS | HRCU-A-CB (Split System: Heat Pump with Remote Outdoor Unit-Air-Source) | 38MURAQ18AB3* |  |  | CNPV*2417AL* | 8(0,1)*SB36070M17*** | 17400 | 16.5 | 8.5 | 18400 | 19200 | 104.3% | 2.32 | 0 | 11 |  |  |  |  | R-410A | 1.45 | Residential & Commercial | USHP | Ducted CEE Tier 1
212969577 | Central HP <5.4 tons | BRYANT HEATING AND COOLING SYSTEMS | HRCU-A-CB (Split System: Heat Pump with Remote Outdoor Unit-Air-Source) | 38MURAQ18AB3* |  |  | CNPV*2417AL* | 82*SB36045V14*** | 17700 | 16.5 | 8.5 | 18700 | 19100 | 102.1% | 2.3 | 0 | 11 |  |  |  |  | R-410A | 1.475 | Residential & Commercial | USHP | Ducted CEE Tier 1
216743584 | Central HP <5.4 tons | GE Appliances | HRCU-A-CB (Split System: Heat Pump with Remote Outdoor Unit-Air-Source) | NS18H36HA5*** |  |  | NCHC36BT5****+TDR | NF97X040V3B*** | 33800 | 17.6 | 8.5 | 35600 | 28400 | 79.78% | 1.85 | 0 | 11 |  |  |  |  | R-454B | 2.8167 | Residential & Commercial | USHP | Ducted CEE Tier 1
215932939 | Central HP <5.4 tons | COMFORTMAKER | HRCU-A-CB (Split System: Heat Pump with Remote Outdoor Unit-Air-Source) | C5H3V36*K*AAA* |  |  | EA*5X61M24A*+WALLCON | *97CMN1202422B* | 34400 | 20.5 | 9.5 | 34400 | 26000 | 75.58% | 2.06 | 0 | 12 |  |  |  |  | R-454B | 2.8667 | Residential & Commercial | USHP | Ducted CEE Tier 1
215932989 | Central HP <5.4 tons | COMFORTMAKER | HRCU-A-CB (Split System: Heat Pump with Remote Outdoor Unit-Air-Source) | C5H3V36*K*AAA* |  |  | ESH5X24M12A*+WALLCON | *96CTN0601714B* | 32000 | 17.5 | 9 | 35000 | 27000 | 77.14% | 1.9 | 0 | 10 |  |  |  |  | R-454B | 2.6667 | Residential & Commercial | USHP | Ducted CEE Tier 1
215933289 | Central HP <5.4 tons | COMFORTMAKER | HRCU-A-CB (Split System: Heat Pump with Remote Outdoor Unit-Air-Source) | C5H3V36*K*AAA* |  |  | ESH5X42M12A*+WALLCON | *80CSU1002120A* | 33600 | 19 | 9 | 35000 | 26600 | 76% | 1.92 | 0 | 11 |  |  |  |  | R-454B | 2.8 | Residential & Commercial | USHP | Ducted CEE Tier 1
215933439 | Central HP <5.4 tons | COMFORTMAKER | HRCU-A-CB (Split System: Heat Pump with Remote Outdoor Unit-Air-Source) | C5H3V36*K*AAA* |  |  | ESH5X42M12A*+WALLCON | *97CMN1002122B* | 33600 | 19 | 9 | 34600 | 26600 | 76.88% | 1.94 | 0 | 11.5 |  |  |  |  | R-454B | 2.8 | Residential & Commercial | USHP | Ducted CEE Tier 1
212970390 | Central HP <5.4 tons | COMFORTMAKER | HRCU-A-CB (Split System: Heat Pump with Remote Outdoor Unit-Air-Source) | DLCURAH36ABK |  |  | EA*4X37L17A* | *80VSL0701716B* | 36000 | 15.5 | 8.1 | 38500 | 35000 | 90.91% | 2 | 0 | 10 |  |  |  |  | R-410A | 3 | Residential & Commercial | USHP | Ducted CEE Tier 1
215933459 | Central HP <5.4 tons | COMFORTMAKER | HRCU-A-CB (Split System: Heat Pump with Remote Outdoor Unit-Air-Source) | C5H3V36*K*AAA* |  |  | ESH5X42M12A*+WALLCON | *96CTN0401410B* | 32000 | 17 | 9 | 33800 | 26000 | 76.92% | 1.96 | 0 | 10.5 |  |  |  |  | R-454B | 2.6667 | Residential & Commercial | USHP | Ducted CEE Tier 1
215933759 | Central HP <5.4 tons | COMFORTMAKER | HRCU-A-CB (Split System: Heat Pump with Remote Outdoor Unit-Air-Source) | C5H3V36*K*AAA* |  |  | ESH5X60M12A*+WALLCON | *80CTL0701412B* | 34000 | 19.5 | 9 | 34800 | 26400 | 75.86% | 1.92 | 0 | 11 |  |  |  |  | R-454B | 2.8333 | Residential & Commercial | USHP | Ducted CEE Tier 1
214239362 | Central HP <5.4 tons | TEMPSTAR | HRCU-A-CB (Split System: Heat Pump with Remote Outdoor Unit-Air-Source) | TVH837GKA2* |  |  | EN(A,D,W)4X60L24**+WALLCON | *80CTL0902120B* | 32800 | 17.5 | 8.1 | 32200 | 24600 | 76.4% | 1.96 | 0 | 12 |  |  |  |  | R-410A | 2.7333 | Residential & Commercial | USHP | Ducted CEE Tier 1
211228285 | Central HP <5.4 tons | AIRQUEST | HRCU-A-CB (Split System: Heat Pump with Remote Outdoor Unit-Air-Source) | DLCURAH36ABK |  |  | EA*4X43L21A* | *80ES(N,L)1102120A* | 37000 | 16 | 8.5 | 38500 | 34800 | 90.39% | 2.12 | 0 | 10 |  |  |  |  | R-410A | 3.0833 | Residential & Commercial | USHP | Ducted CEE Tier 1
211228787 | Central HP <5.4 tons | AIRQUEST | HRCU-A-CB (Split System: Heat Pump with Remote Outdoor Unit-Air-Source) | DLCURAH36ABK |  |  | EA*4X48L21A* | *80ES(N,L)0902116A* | 36200 | 16 | 8.5 | 38500 | 34600 | 89.87% | 2.08 | 0 | 10 |  |  |  |  | R-410A | 3.0167 | Residential & Commercial | USHP | Ducted CEE Tier 1
211230084 | Central HP <5.4 tons | AIRQUEST | HRCU-A-CB (Split System: Heat Pump with Remote Outdoor Unit-Air-Source) | DLCURAH36ABK |  |  | EN(A,D,W)4X48L21** | *80VTL1102122A* | 37000 | 16 | 8.1 | 39500 | 35000 | 88.61% | 2.06 | 0 | 10.5 |  |  |  |  | R-410A | 3.0833 | Residential & Commercial | USHP | Ducted CEE Tier 1
215932829 | Central HP <5.4 tons | COMFORTMAKER | HRCU-A-CB (Split System: Heat Pump with Remote Outdoor Unit-Air-Source) | C5H3V36*K*AAA* |  |  | EA*5X61M21A*+WALLCON | *96CTN0801714B* | 34200 | 20 | 9 | 34600 | 26400 | 76.3% | 1.94 | 0 | 11.5 |  |  |  |  | R-454B | 2.85 | Residential & Commercial | USHP | Ducted CEE Tier 1
215933959 | Central HP <5.4 tons | COMFORTMAKER | HRCU-A-CB (Split System: Heat Pump with Remote Outdoor Unit-Air-Source) | C5H3V36*K*AAA* |  |  | FCMA5B36L0C*+WALLCON | 0 | 33000 | 20.5 | 9.5 | 34800 | 26800 | 77.01% | 2 | 0 | 11.7 |  |  |  |  | R-454B | 2.75 | Residential & Commercial | USHP | Ducted CEE Tier 1
215934159 | Central HP <5.4 tons | COMFORTMAKER | HRCU-A-CB (Split System: Heat Pump with Remote Outdoor Unit-Air-Source) | C5H3V48*K*AAA* |  |  | EA*5X61M21A*+WALLCON | *80CTL0701716B* | 44500 | 20.5 | 9 | 49000 | 37400 | 76.33% | 2 | 0 | 11 |  |  |  |  | R-454B | 3.7083 | Residential & Commercial | USHP | Ducted CEE Tier 1
214229385 | Central HP <5.4 tons | TEMPSTAR | HRCU-A-CB (Split System: Heat Pump with Remote Outdoor Unit-Air-Source) | DLCURAH24ABK |  |  | EA*4X37L21A* | *80MSU0802120A* | 24200 | 17.5 | 8.5 | 25000 | 21400 | 85.6% | 1.8 | 0 | 10 |  |  |  |  | R-410A | 2.0167 | Residential & Commercial | USHP | Ducted CEE Tier 1
211242074 | Central HP <5.4 tons | AIRQUEST | HRCU-A-CB (Split System: Heat Pump with Remote Outdoor Unit-Air-Source) | DLCURAH24ABK |  |  | EA*4X36L17A* | *80ES(N,L)0451412A* | 24600 | 16 | 8.5 | 26600 | 22200 | 83.46% | 1.82 | 0 | 10 |  |  |  |  | R-410A | 2.05 | Residential & Commercial | USHP | Ducted CEE Tier 1
211242199 | Central HP <5.4 tons | AIRQUEST | HRCU-A-CB (Split System: Heat Pump with Remote Outdoor Unit-Air-Source) | DLCURAH24ABK |  |  | EA*4X36L17A* | *80ES(N,L)0701412A* | 24400 | 17 | 8.5 | 26200 | 22400 | 85.5% | 1.86 | 0 | 10 |  |  |  |  | R-410A | 2.0333 | Residential & Commercial | USHP | Ducted CEE Tier 1
211242342 | Central HP <5.4 tons | AIRQUEST | HRCU-A-CB (Split System: Heat Pump with Remote Outdoor Unit-Air-Source) | DLCURAH24ABK |  |  | EA*4X36L21A* | *96VTN1002122A* | 23800 | 17 | 8.5 | 25800 | 23200 | 89.92% | 1.92 | 0 | 10 |  |  |  |  | R-410A | 1.9833 | Residential & Commercial | USHP | Ducted CEE Tier 1
213785152 | Central HP <5.4 tons | BRYANT HEATING AND COOLING SYSTEMS | HRCU-A-CB (Split System: Heat Pump with Remote Outdoor Unit-Air-Source) | 284ANV024*0**B* |  |  | CAP**4224AL*+UI | 88*TB60090C21*** | 23200 | 20 | 10 | 26600 | 19700 | 74.06% | 2.46 | 0 | 13 |  |  |  |  | R-410A | 1.9333 | Residential & Commercial | USHP | Ducted CEE Tier 1
213785168 | Central HP <5.4 tons | BRYANT HEATING AND COOLING SYSTEMS | HRCU-A-CB (Split System: Heat Pump with Remote Outdoor Unit-Air-Source) | 284ANV024*0**B* |  |  | CAP**4321AL*+UI | 88*TB48090C17*** | 24200 | 20 | 10.5 | 26400 | 19700 | 74.62% | 2.54 | 0 | 12.5 |  |  |  |  | R-410A | 2.0167 | Residential & Commercial | USHP | Ducted CEE Tier 1
213785186 | Central HP <5.4 tons | BRYANT HEATING AND COOLING SYSTEMS | HRCU-A-CB (Split System: Heat Pump with Remote Outdoor Unit-Air-Source) | 284ANV024*0**B* |  |  | CSPH*3012AL*+UI | 88*TB36045C17*** | 23000 | 18 | 10 | 27000 | 20200 | 74.81% | 2.4 | 0 | 12 |  |  |  |  | R-410A | 1.9167 | Residential & Commercial | USHP | Ducted CEE Tier 1
213785200 | Central HP <5.4 tons | BRYANT HEATING AND COOLING SYSTEMS | HRCU-A-CB (Split System: Heat Pump with Remote Outdoor Unit-Air-Source) | 284ANV024*0**B* |  |  | CSPH*3012AL*+UI | 987MC42060C17*** | 23000 | 18.5 | 10 | 27000 | 20200 | 74.81% | 2.4 | 0 | 12 |  |  |  |  | R-410A | 1.9167 | Residential & Commercial | USHP | Ducted CEE Tier 1
213785234 | Central HP <5.4 tons | BRYANT HEATING AND COOLING SYSTEMS | HRCU-A-CB (Split System: Heat Pump with Remote Outdoor Unit-Air-Source) | 284ANV024*0**B* |  |  | CSPH*3612AL*+UI | 987MC66100C21*** | 23800 | 19 | 10 | 26600 | 19700 | 74.06% | 2.5 | 0 | 13 |  |  |  |  | R-410A | 1.9833 | Residential & Commercial | USHP | Ducted CEE Tier 1
216743558 | Central HP <5.4 tons | GE Appliances | HRCU-A-CB (Split System: Heat Pump with Remote Outdoor Unit-Air-Source) | NS18H24HA5*** |  |  | NCUC30BT5****+TDR | NF97U045V3B*** | 23800 | 16.95 | 9 | 24000 | 20800 | 86.67% | 1.8 | 0 | 11.7 |  |  |  |  | R-454B | 1.9833 | Residential & Commercial | USHP | Ducted CEE Tier 1
216743601 | Central HP <5.4 tons | GE Appliances | HRCU-A-CB (Split System: Heat Pump with Remote Outdoor Unit-Air-Source) | NS18H60HA5*** |  |  | NCHC42CT5****+TDR | NF97U110V5C*** | 44000 | 16.35 | 8.5 | 47500 | 39500 | 83.16% | 1.8 | 0 | 10 |  |  |  |  | R-454B | 3.6667 | Residential & Commercial | USHP | Ducted CEE Tier 1
215433893 | Central HP <5.4 tons | DAIKIN | HRCU-A-CB (Split System: Heat Pump with Remote Outdoor Unit-Air-Source) | DH7VSA2410A* |  |  | CA*EA3022*3A*+MBVK12BP1X00A* | 0 | 23200 | 19 | 8.6 | 23200 | 17000 | 73.28% | 2 | 0 | 11 |  |  |  |  | R-32 | 1.9333 | Residential & Commercial | USHP | Ducted CEE Tier 1
215433897 | Central HP <5.4 tons | DAIKIN | HRCU-A-CB (Split System: Heat Pump with Remote Outdoor Unit-Air-Source) | DH7VSA2410A* |  |  | CHPEA3026*3A*+MBVK12BP1X00A* | 0 | 23200 | 19 | 8.6 | 23200 | 17000 | 73.28% | 2 | 0 | 11 |  |  |  |  | R-32 | 1.9333 | Residential & Commercial | USHP | Ducted CEE Tier 1
216682075 | Central HP <5.4 tons | COMFORTMAKER | HRCU-A-CB (Split System: Heat Pump with Remote Outdoor Unit-Air-Source) | DLCURAH30ABK |  |  | EA*4X37L21A* | *97VTN1002120A* | 30600 | 15.2 | 9 | 33200 | 26000 | 78.31% | 1.8 | 0 | 9 |  |  |  |  | R-410A | 2.55 | Residential & Commercial | USHP
212976746 | Central HP <5.4 tons | COMFORTMAKER | HRCU-A-CB (Split System: Heat Pump with Remote Outdoor Unit-Air-Source) | DLCURAH30ABK |  |  | EA*4X42L24A* | *96VTN1002120B* | 30200 | 15.2 | 8.1 | 34200 | 27400 | 80.12% | 1.8 | 0 | 9 |  |  |  |  | R-410A | 2.5167 | Residential & Commercial | USHP
212977012 | Central HP <5.4 tons | COMFORTMAKER | HRCU-A-CB (Split System: Heat Pump with Remote Outdoor Unit-Air-Source) | DLCURAH30ABK |  |  | EA*4X36L21A* | *96VTN1002122B* | 29800 | 15.2 | 8.1 | 34200 | 28000 | 81.87% | 1.78 | 0 | 9 |  |  |  |  | R-410A | 2.4833 | Residential & Commercial | USHP
214836551 | Central HP <5.4 tons | ECOER | HRCU-A-CB (Split System: Heat Pump with Remote Outdoor Unit-Air-Source) | EODA18H-2436B | ECOER |  | EAHETN-36H* | 0 | 34000 | 18.5 | 9.1 | 35000 | 24600 | 70.29% | 2 | 0 | 10.8 |  |  |  |  | R-410A | 2.8333 | Residential & Commercial | USHP | Ducted CEE Tier 1
214592549 | Central HP <5.4 tons | ECOER | HRCU-A-CB (Split System: Heat Pump with Remote Outdoor Unit-Air-Source) | EODA18H-2436B | ECOER |  | EAHETN-36HA | 0 | 34000 | 18.5 | 9.1 | 35000 | 24600 | 70.29% | 2 | 0 | 10.8 |  |  |  |  | R-410A | 2.8333 | Residential & Commercial | USHP | Ducted CEE Tier 1
215932503 | Central HP <5.4 tons | TEMPSTAR | HRCU-A-CB (Split System: Heat Pump with Remote Outdoor Unit-Air-Source) | T5H3V36*K*AAA* |  |  | EA*5X48M21A*+WALLCON | *97CMN0802120B* | 33400 | 20 | 9.5 | 34600 | 26400 | 76.3% | 2.02 | 0 | 11.5 |  |  |  |  | R-454B | 2.7833 | Residential & Commercial | USHP | Ducted CEE Tier 1
215932603 | Central HP <5.4 tons | TEMPSTAR | HRCU-A-CB (Split System: Heat Pump with Remote Outdoor Unit-Air-Source) | T5H3V36*K*AAA* |  |  | EA*5X60M24A*+WALLCON | *97CMN0602120B* | 33800 | 20 | 9 | 34600 | 26400 | 76.3% | 1.92 | 0 | 11.5 |  |  |  |  | R-454B | 2.8167 | Residential & Commercial | USHP | Ducted CEE Tier 1
215933779 | Central HP <5.4 tons | COMFORTMAKER | HRCU-A-CB (Split System: Heat Pump with Remote Outdoor Unit-Air-Source) | C5H3V36*K*AAA* |  |  | ESH5X60M12A*+WALLCON | *80CTL0702120B* | 34200 | 19.5 | 9 | 34400 | 26000 | 75.58% | 1.96 | 0 | 11.7 |  |  |  |  | R-454B | 2.85 | Residential & Commercial | USHP | Ducted CEE Tier 1
215933809 | Central HP <5.4 tons | COMFORTMAKER | HRCU-A-CB (Split System: Heat Pump with Remote Outdoor Unit-Air-Source) | C5H3V36*K*AAA* |  |  | ESH5X60M12A*+WALLCON | *80CTL1102120B* | 34200 | 19.5 | 9 | 34400 | 26000 | 75.58% | 1.96 | 0 | 11.7 |  |  |  |  | R-454B | 2.85 | Residential & Commercial | USHP | Ducted CEE Tier 1
215933859 | Central HP <5.4 tons | COMFORTMAKER | HRCU-A-CB (Split System: Heat Pump with Remote Outdoor Unit-Air-Source) | C5H3V36*K*AAA* |  |  | ESH5X60M12A*+WALLCON | *97CMN0601714B* | 33800 | 19 | 9 | 33800 | 25800 | 76.33% | 1.96 | 0 | 11 |  |  |  |  | R-454B | 2.8167 | Residential & Commercial | USHP | Ducted CEE Tier 1
216743571 | Central HP <5.4 tons | GE Appliances | HRCU-A-CB (Split System: Heat Pump with Remote Outdoor Unit-Air-Source) | NS18H24HA5*** |  |  | NCHC30BT5****+TDR | NF97U070V3B*** | 24000 | 17.4 | 9 | 24000 | 20800 | 86.67% | 1.8 | 0 | 12 |  |  |  |  | R-454B | 2 | Residential & Commercial | USHP | Ducted CEE Tier 1
216743573 | Central HP <5.4 tons | GE Appliances | HRCU-A-CB (Split System: Heat Pump with Remote Outdoor Unit-Air-Source) | NS18H36HA5*** |  |  | NCUC30BT5****+TDR | NF97X060V3B*** | 33800 | 17.1 | 8.5 | 35600 | 28600 | 80.34% | 1.8 | 0 | 11 |  |  |  |  | R-454B | 2.8167 | Residential & Commercial | USHP | Ducted CEE Tier 1
216743588 | Central HP <5.4 tons | GE Appliances | HRCU-A-CB (Split System: Heat Pump with Remote Outdoor Unit-Air-Source) | NS18H36HA5*** |  |  | NCHC36CT5****+TDR | NF97U090V3C*** | 34600 | 18 | 9 | 35800 | 28400 | 79.33% | 1.9 | 0 | 11 |  |  |  |  | R-454B | 2.8833 | Residential & Commercial | USHP | Ducted CEE Tier 1
215932149 | Central HP <5.4 tons | COMFORTMAKER | HRCU-A-CB (Split System: Heat Pump with Remote Outdoor Unit-Air-Source) | C5H3V36*K*AAA* |  |  | EA*5X37M17A*+WALLCON | *96CTN0401410B* | 32200 | 17.5 | 9 | 34000 | 26200 | 77.06% | 1.96 | 0 | 10.5 |  |  |  |  | R-454B | 2.6833 | Residential & Commercial | USHP | Ducted CEE Tier 1
215932199 | Central HP <5.4 tons | COMFORTMAKER | HRCU-A-CB (Split System: Heat Pump with Remote Outdoor Unit-Air-Source) | C5H3V36*K*AAA* |  |  | EA*5X42M21A*+WALLCON | *80CSU0601716A* | 32600 | 20 | 9.5 | 34800 | 26800 | 77.01% | 2 | 0 | 11 |  |  |  |  | R-454B | 2.7167 | Residential & Commercial | USHP | Ducted CEE Tier 1
211229489 | Central HP <5.4 tons | TEMPSTAR | HRCU-A-CB (Split System: Heat Pump with Remote Outdoor Unit-Air-Source) | DLCURAH36ABK |  |  | EA*4X48L24A* | *95ESN0802120A* | 36600 | 15.5 | 8.5 | 38500 | 34800 | 90.39% | 2.1 | 0 | 10 |  |  |  |  | R-410A | 3.05 | Residential & Commercial | USHP | Ducted CEE Tier 1
211229541 | Central HP <5.4 tons | TEMPSTAR | HRCU-A-CB (Split System: Heat Pump with Remote Outdoor Unit-Air-Source) | DLCURAH36ABK |  |  | EA*4X48L24A* | *96VSN0802120A* | 36200 | 16 | 8.5 | 38500 | 34600 | 89.87% | 2.06 | 0 | 10 |  |  |  |  | R-410A | 3.0167 | Residential & Commercial | USHP | Ducted CEE Tier 1
211229550 | Central HP <5.4 tons | TEMPSTAR | HRCU-A-CB (Split System: Heat Pump with Remote Outdoor Unit-Air-Source) | DLCURAH36ABK |  |  | EA*4X48L24A* | *96VSN1002120A* | 36000 | 16 | 8.5 | 38500 | 34600 | 89.87% | 2.06 | 0 | 10 |  |  |  |  | R-410A | 3 | Residential & Commercial | USHP | Ducted CEE Tier 1
211229580 | Central HP <5.4 tons | TEMPSTAR | HRCU-A-CB (Split System: Heat Pump with Remote Outdoor Unit-Air-Source) | DLCURAH36ABK |  |  | EA*4X48L24A* | *95ESU1002120A* | 36200 | 16 | 8.5 | 38500 | 34600 | 89.87% | 2.08 | 0 | 10 |  |  |  |  | R-410A | 3.0167 | Residential & Commercial | USHP | Ducted CEE Tier 1
211229941 | Central HP <5.4 tons | TEMPSTAR | HRCU-A-CB (Split System: Heat Pump with Remote Outdoor Unit-Air-Source) | DLCURAH36ABK |  |  | EN(A,D,W)4X48L21** | *80ES(N,L)0901714A* | 36600 | 16 | 8.1 | 39500 | 35000 | 88.61% | 2.04 | 0 | 10.5 |  |  |  |  | R-410A | 3.05 | Residential & Commercial | USHP | Ducted CEE Tier 1
211230091 | Central HP <5.4 tons | TEMPSTAR | HRCU-A-CB (Split System: Heat Pump with Remote Outdoor Unit-Air-Source) | DLCURAH36ABK |  |  | EN(A,D,W)4X48L21** | *80VTL1102122A* | 37000 | 16 | 8.1 | 39500 | 35000 | 88.61% | 2.06 | 0 | 10.5 |  |  |  |  | R-410A | 3.0833 | Residential & Commercial | USHP | Ducted CEE Tier 1
211230425 | Central HP <5.4 tons | TEMPSTAR | HRCU-A-CB (Split System: Heat Pump with Remote Outdoor Unit-Air-Source) | DLCURAH36ABK |  |  | EN(A,D)4X48L24** | *80ES(N,L)0902116A* | 36400 | 16 | 8.1 | 38500 | 34800 | 90.39% | 2.04 | 0 | 10.5 |  |  |  |  | R-410A | 3.0333 | Residential & Commercial | USHP | Ducted CEE Tier 1
213785395 | Central HP <5.4 tons | BRYANT HEATING AND COOLING SYSTEMS | HRCU-A-CB (Split System: Heat Pump with Remote Outdoor Unit-Air-Source) | 284ANV036*0**B* |  |  | CAP**3721AL*+UI | 88*TB36045C17*** | 33600 | 18.5 | 9 | 36800 | 26000 | 70.65% | 2 | 0 | 11.5 |  |  |  |  | R-410A | 2.8 | Residential & Commercial | USHP | Ducted CEE Tier 1
213785459 | Central HP <5.4 tons | BRYANT HEATING AND COOLING SYSTEMS | HRCU-A-CB (Split System: Heat Pump with Remote Outdoor Unit-Air-Source) | 284ANV036*0**B* |  |  | CAP**4321AL*+UI | 88*TB48070C17*** | 33800 | 19 | 9 | 36600 | 25800 | 70.49% | 2.02 | 0 | 11.7 |  |  |  |  | R-410A | 2.8167 | Residential & Commercial | USHP | Ducted CEE Tier 1
213785543 | Central HP <5.4 tons | BRYANT HEATING AND COOLING SYSTEMS | HRCU-A-CB (Split System: Heat Pump with Remote Outdoor Unit-Air-Source) | 284ANV036*0**B* |  |  | CAP**6121AL*+UI | 935CB48060C17*** | 34000 | 19.5 | 9 | 36000 | 25200 | 70% | 2 | 0 | 12 |  |  |  |  | R-410A | 2.8333 | Residential & Commercial | USHP | Ducted CEE Tier 1
215932039 | Central HP <5.4 tons | COMFORTMAKER | HRCU-A-CB (Split System: Heat Pump with Remote Outdoor Unit-Air-Source) | C5H3V36*K*AAA* |  |  | EA*5X36M17A*+WALLCON | *80CSU0401712A* | 32200 | 19.5 | 9.5 | 35200 | 27200 | 77.27% | 1.98 | 0 | 11 |  |  |  |  | R-454B | 2.6833 | Residential & Commercial | USHP | Ducted CEE Tier 1
215932909 | Central HP <5.4 tons | COMFORTMAKER | HRCU-A-CB (Split System: Heat Pump with Remote Outdoor Unit-Air-Source) | C5H3V36*K*AAA* |  |  | EA*5X61M24A*+WALLCON | *97CMN0602120B* | 34200 | 20 | 9 | 34800 | 26400 | 75.86% | 1.92 | 0 | 11.5 |  |  |  |  | R-454B | 2.85 | Residential & Commercial | USHP | Ducted CEE Tier 1
215932959 | Central HP <5.4 tons | COMFORTMAKER | HRCU-A-CB (Split System: Heat Pump with Remote Outdoor Unit-Air-Source) | C5H3V36*K*AAA* |  |  | EA*5X61M24A*+WALLCON | *96CTN1202422B* | 34400 | 20.5 | 9.5 | 34200 | 26000 | 76.02% | 2.08 | 0 | 12 |  |  |  |  | R-454B | 2.8667 | Residential & Commercial | USHP | Ducted CEE Tier 1
215933009 | Central HP <5.4 tons | COMFORTMAKER | HRCU-A-CB (Split System: Heat Pump with Remote Outdoor Unit-Air-Source) | C5H3V36*K*AAA* |  |  | ESH5X30M12A*+WALLCON | *96CTN0401410B* | 31400 | 16.5 | 9 | 34400 | 26400 | 76.74% | 1.92 | 0 | 10 |  |  |  |  | R-454B | 2.6167 | Residential & Commercial | USHP | Ducted CEE Tier 1
210472878 | Central HP <5.4 tons | AIRQUEST | HRCU-A-CB (Split System: Heat Pump with Remote Outdoor Unit-Air-Source) | HVH825GKA3* |  |  | EA*4X42L21A*+WALLCON | *80CTL0451712A* | 23600 | 16.5 | 8.1 | 21600 | 16800 | 77.78% | 1.94 | 0 | 10.5 |  |  |  |  | R-410A | 1.9667 | Residential & Commercial | USHP | Ducted CEE Tier 1
215864501 | Central HP <5.4 tons | TRANE | HRCU-A-CB (Split System: Heat Pump with Remote Outdoor Unit-Air-Source) | 5TWV8X36A1 |  |  | 5PX*BD04AS3 | S9V2B060D3VSB+LRP | 31600 | 18.1 | 8.5 | 33800 | 25800 | 76.33% | 2 | 0 | 10 |  |  |  |  | R-454B | 2.6333 | Residential & Commercial | USHP | Ducted CEE Tier 1
215864533 | Central HP <5.4 tons | TRANE | HRCU-A-CB (Split System: Heat Pump with Remote Outdoor Unit-Air-Source) | 5TWV8X36A1 |  |  | 5PX*C005AS3 | S9V2C080U5PSC+LRP | 32000 | 18.1 | 8.5 | 32800 | 25400 | 77.44% | 2.1 | 0 | 10 |  |  |  |  | R-454B | 2.6667 | Residential & Commercial | USHP | Ducted CEE Tier 1
215864535 | Central HP <5.4 tons | TRANE | HRCU-A-CB (Split System: Heat Pump with Remote Outdoor Unit-Air-Source) | 5TWV8X36A1 |  |  | 5PX*C005AS3 | S9V2C100U4VSB+LRP | 32000 | 18.1 | 8.5 | 32800 | 25400 | 77.44% | 2.1 | 0 | 10 |  |  |  |  | R-454B | 2.6667 | Residential & Commercial | USHP | Ducted CEE Tier 1
215864599 | Central HP <5.4 tons | TRANE | HRCU-A-CB (Split System: Heat Pump with Remote Outdoor Unit-Air-Source) | 5TWV8X36A1 |  |  | 5TXCB006AS3 | S9V2B080U4VSB+LRP | 32600 | 18.1 | 8.5 | 33400 | 25600 | 76.65% | 2.1 | 0 | 10 |  |  |  |  | R-454B | 2.7167 | Residential & Commercial | USHP | Ducted CEE Tier 1
215933489 | Central HP <5.4 tons | COMFORTMAKER | HRCU-A-CB (Split System: Heat Pump with Remote Outdoor Unit-Air-Source) | C5H3V36*K*AAA* |  |  | ESH5X42M12A*+WALLCON | *96CTN1002122B* | 33600 | 19 | 9 | 34600 | 26600 | 76.88% | 1.94 | 0 | 11.5 |  |  |  |  | R-454B | 2.8 | Residential & Commercial | USHP | Ducted CEE Tier 1
215933589 | Central HP <5.4 tons | COMFORTMAKER | HRCU-A-CB (Split System: Heat Pump with Remote Outdoor Unit-Air-Source) | C5H3V36*K*AAA* |  |  | ESH5X48M12A*+WALLCON | *80CTL0902120B* | 33800 | 19.5 | 9 | 34600 | 26400 | 76.3% | 1.94 | 0 | 11.7 |  |  |  |  | R-454B | 2.8167 | Residential & Commercial | USHP | Ducted CEE Tier 1
215864683 | Central HP <5.4 tons | TRANE | HRCU-A-CB (Split System: Heat Pump with Remote Outdoor Unit-Air-Source) | 5TWV8X60A1 |  |  | 5PX*C007AS3 | S8V2C080M5PDB | 52500 | 18.1 | 8.5 | 55500 | 40000 | 72.07% | 2 | 0 | 10 |  |  |  |  | R-454B | 4.375 | Residential & Commercial | USHP | Ducted CEE Tier 1
216759802 | Central HP <5.4 tons | GE Appliances | HRCU-A-CB (Split System: Heat Pump with Remote Outdoor Unit-Air-Source) | NS18H60HA5*** |  |  | NCHC51CT5****+TDR | NF97U110V5C*** | 53000 | 16.35 | 8.5 | 54500 | 40500 | 74.31% | 1.85 | 0 | 10 |  |  |  |  | R-454B | 4.4167 | Residential & Commercial | USHP | Ducted CEE Tier 1
215869480 | Central HP <5.4 tons | GE Appliances | HRCU-A-CB (Split System: Heat Pump with Remote Outdoor Unit-Air-Source) | NS18H24HA5*** |  |  | NAM24V1TA5**** | 0 | 24000 | 18 | 10 | 24000 | 23000 | 95.83% | 1.8 | 0 | 11.7 |  |  |  |  | R-454B | 2 | Residential & Commercial | USHP | Ducted CEE Tier 1
215433972 | Central HP <5.4 tons | DAIKIN | HRCU-A-CB (Split System: Heat Pump with Remote Outdoor Unit-Air-Source) | DH7VSA2410A* |  |  | CA*EA3022*3A* | D*80SC0805CUA* | 23200 | 19 | 8.6 | 23200 | 17000 | 73.28% | 2 | 0 | 11 |  |  |  |  | R-32 | 1.9333 | Residential & Commercial | USHP | Ducted CEE Tier 1
216743608 | Central HP <5.4 tons | GE Appliances | HRCU-A-CB (Split System: Heat Pump with Remote Outdoor Unit-Air-Source) | NS18H60HA5*** |  |  | NCUC60CT5****+TDR | NF97X080V5C*** | 54500 | 16.45 | 8.5 | 55000 | 40500 | 73.64% | 1.9 | 0 | 10 |  |  |  |  | R-454B | 4.5417 | Residential & Commercial | USHP | Ducted CEE Tier 1
215433913 | Central HP <5.4 tons | DAIKIN | HRCU-A-CB (Split System: Heat Pump with Remote Outdoor Unit-Air-Source) | DH7VSA3610A* |  |  | CA*EA6030*3A*+MBVK20DP1X00A* | 0 | 35000 | 19 | 8.5 | 35000 | 28400 | 81.14% | 2 | 0 | 10.5 |  |  |  |  | R-32 | 2.9167 | Residential & Commercial | USHP | Ducted CEE Tier 1
215434004 | Central HP <5.4 tons | DAIKIN | HRCU-A-CB (Split System: Heat Pump with Remote Outdoor Unit-Air-Source) | DH7VSA2410A* |  |  | CHPEA3026*3A* | D*97MC0603BNA* | 23200 | 19 | 8.6 | 23200 | 17000 | 73.28% | 2 | 0 | 11 |  |  |  |  | R-32 | 1.9333 | Residential & Commercial | USHP | Ducted CEE Tier 1
215434011 | Central HP <5.4 tons | DAIKIN | HRCU-A-CB (Split System: Heat Pump with Remote Outdoor Unit-Air-Source) | DH7VSA2410A* |  |  | CHPEA3026*3A* | D*96SC0805CUA* | 23200 | 19 | 8.6 | 23200 | 17000 | 73.28% | 2 | 0 | 11 |  |  |  |  | R-32 | 1.9333 | Residential & Commercial | USHP | Ducted CEE Tier 1
216763414 | Central HP <5.4 tons | TRANE | HRCU-A-CB (Split System: Heat Pump with Remote Outdoor Unit-Air-Source) | 5TWR7024A1 |  |  | 5PX*B006AS3 | L8V1A040U3VSB | 23800 | 17.1 | 9 | 22000 | 17500 | 79.55% | 2 | 0 | 12.5 |  |  |  |  | R-454B | 1.9833 | Residential & Commercial | USHP | Ducted CEE Tier 1
216763480 | Central HP <5.4 tons | TRANE | HRCU-A-CB (Split System: Heat Pump with Remote Outdoor Unit-Air-Source) | 5TWR7024A1 |  |  | 5TXCB004AS3 | S9V2B060U4PSC | 23200 | 17.1 | 9 | 21800 | 17200 | 78.9% | 2 | 0 | 12.5 |  |  |  |  | R-454B | 1.9333 | Residential & Commercial | USHP | Ducted CEE Tier 1
211230636 | Central HP <5.4 tons | TEMPSTAR | HRCU-A-CB (Split System: Heat Pump with Remote Outdoor Unit-Air-Source) | DLCURAH36ABK |  |  | EN(A,D)4X48L24** | *92ESN1202420A* | 36400 | 16 | 8.1 | 38500 | 34800 | 90.39% | 2.04 | 0 | 10.5 |  |  |  |  | R-410A | 3.0333 | Residential & Commercial | USHP | Ducted CEE Tier 1
211230870 | Central HP <5.4 tons | TEMPSTAR | HRCU-A-CB (Split System: Heat Pump with Remote Outdoor Unit-Air-Source) | DLCURAH36ABK |  |  | FM(C,U)4Z36**AL* | 0 | 36000 | 16.5 | 8.1 | 40000 | 35400 | 88.5% | 1.82 | 0 | 10 |  |  |  |  | R-410A | 3 | Residential & Commercial | USHP | Ducted CEE Tier 1
211230575 | Central HP <5.4 tons | TEMPSTAR | HRCU-A-CB (Split System: Heat Pump with Remote Outdoor Unit-Air-Source) | DLCURAH36ABK |  |  | EN(A,D)4X48L24** | *80VTL1102122A* | 37000 | 16 | 8.1 | 39500 | 35000 | 88.61% | 2.06 | 0 | 10.5 |  |  |  |  | R-410A | 3.0833 | Residential & Commercial | USHP | Ducted CEE Tier 1
211240235 | Central HP <5.4 tons | TEMPSTAR | HRCU-A-CB (Split System: Heat Pump with Remote Outdoor Unit-Air-Source) | DLCURAH24ABK |  |  | EA*4X24L14A* | *80VSL0451412A* | 24000 | 16 | 8.5 | 27000 | 23800 | 88.15% | 1.96 | 0 | 10 |  |  |  |  | R-410A | 2 | Residential & Commercial | USHP | Ducted CEE Tier 1
211240253 | Central HP <5.4 tons | TEMPSTAR | HRCU-A-CB (Split System: Heat Pump with Remote Outdoor Unit-Air-Source) | DLCURAH24ABK |  |  | EA*4X24L14A* | *96VSN0601412A* | 23200 | 16 | 8.5 | 26400 | 25600 | 96.97% | 2.14 | 0 | 10 |  |  |  |  | R-410A | 1.9333 | Residential & Commercial | USHP | Ducted CEE Tier 1
211240328 | Central HP <5.4 tons | TEMPSTAR | HRCU-A-CB (Split System: Heat Pump with Remote Outdoor Unit-Air-Source) | DLCURAH24ABK |  |  | EA*4X24L14A* | *80ES(N,L)0451412A* | 24200 | 16 | 8.5 | 27200 | 23400 | 86.03% | 1.9 | 0 | 10 |  |  |  |  | R-410A | 2.0167 | Residential & Commercial | USHP | Ducted CEE Tier 1
211240437 | Central HP <5.4 tons | TEMPSTAR | HRCU-A-CB (Split System: Heat Pump with Remote Outdoor Unit-Air-Source) | DLCURAH24ABK |  |  | EA*4X24L17A* | *95ESU0401712A* | 23400 | 16.5 | 8.5 | 26400 | 25200 | 95.45% | 2.1 | 0 | 10 |  |  |  |  | R-410A | 1.95 | Residential & Commercial | USHP | Ducted CEE Tier 1
211240476 | Central HP <5.4 tons | TEMPSTAR | HRCU-A-CB (Split System: Heat Pump with Remote Outdoor Unit-Air-Source) | DLCURAH24ABK |  |  | EA*4X24L17A* | *80VSL0451716A* | 23800 | 16 | 8.5 | 26800 | 24000 | 89.55% | 1.98 | 0 | 10 |  |  |  |  | R-410A | 1.9833 | Residential & Commercial | USHP | Ducted CEE Tier 1
212985309 | Central HP <5.4 tons | TEMPSTAR | HRCU-A-CB (Split System: Heat Pump with Remote Outdoor Unit-Air-Source) | DLCURAH30ABK |  |  | EA*4X43L21A* | *92MSN1002120A* | 30600 | 16 | 8.5 | 35000 | 26800 | 76.57% | 1.86 | 0 | 9 |  |  |  |  | R-410A | 2.55 | Residential & Commercial | USHP
215934214 | Central HP <5.4 tons | CARRIER | HRCU-A-CB (Split System: Heat Pump with Remote Outdoor Unit-Air-Source) | 27VNA348A*030* |  |  | CAA**6121AM*+UI | 59CU5B080C21**20 | 45000 | 21 | 9.5 | 48500 | 37000 | 76.29% | 2 | 0 | 11 |  |  |  |  | R-454B | 3.75 | Residential & Commercial | USHP | Ducted CEE Tier 1
216743589 | Central HP <5.4 tons | GE Appliances | HRCU-A-CB (Split System: Heat Pump with Remote Outdoor Unit-Air-Source) | NS18H36HA5*** |  |  | NCHC36CT5****+TDR | NF97X080V4C*** | 34800 | 17.9 | 9 | 35800 | 28400 | 79.33% | 1.9 | 0 | 11 |  |  |  |  | R-454B | 2.9 | Residential & Commercial | USHP | Ducted CEE Tier 1
216759800 | Central HP <5.4 tons | GE Appliances | HRCU-A-CB (Split System: Heat Pump with Remote Outdoor Unit-Air-Source) | NS18H36HA5*** |  |  | NCDC3036BT5****+TDR | NF97D070V4B*** | 34000 | 16.5 | 8.5 | 35800 | 28600 | 79.89% | 1.85 | 0 | 10 |  |  |  |  | R-454B | 2.8333 | Residential & Commercial | USHP | Ducted CEE Tier 1
210472955 | Central HP <5.4 tons | AIRQUEST | HRCU-A-CB (Split System: Heat Pump with Remote Outdoor Unit-Air-Source) | HVH825GKA3* |  |  | EA*4X42L21A*+WALLCON | *96CTN1002122A* | 23800 | 16.5 | 8.1 | 21400 | 16600 | 77.57% | 1.96 | 0 | 11 |  |  |  |  | R-410A | 1.9833 | Residential & Commercial | USHP | Ducted CEE Tier 1
213785661 | Central HP <5.4 tons | BRYANT HEATING AND COOLING SYSTEMS | HRCU-A-CB (Split System: Heat Pump with Remote Outdoor Unit-Air-Source) | 284ANV036*0**B* |  |  | CSPH*3612AL*+UI | 986TD42080C17*** | 33000 | 18 | 8.5 | 37200 | 26400 | 70.97% | 2 | 0 | 11.5 |  |  |  |  | R-410A | 2.75 | Residential & Commercial | USHP | Ducted CEE Tier 1
213785663 | Central HP <5.4 tons | BRYANT HEATING AND COOLING SYSTEMS | HRCU-A-CB (Split System: Heat Pump with Remote Outdoor Unit-Air-Source) | 284ANV036*0**B* |  |  | CSPH*3612AL*+UI | 986TD66100C21*** | 33200 | 18 | 8.5 | 37000 | 26200 | 70.81% | 2.02 | 0 | 11.7 |  |  |  |  | R-410A | 2.7667 | Residential & Commercial | USHP | Ducted CEE Tier 1
213785677 | Central HP <5.4 tons | BRYANT HEATING AND COOLING SYSTEMS | HRCU-A-CB (Split System: Heat Pump with Remote Outdoor Unit-Air-Source) | 284ANV036*0**B* |  |  | CSPH*4212AL*+UI | 88*TB60110C21*** | 33400 | 18.5 | 8.5 | 36600 | 26000 | 71.04% | 2.04 | 0 | 11.7 |  |  |  |  | R-410A | 2.7833 | Residential & Commercial | USHP | Ducted CEE Tier 1
215869094 | Central HP <5.4 tons | TRANE | HRCU-A-CB (Split System: Heat Pump with Remote Outdoor Unit-Air-Source) | 5TWV8X36A1 |  |  | 5PX*C005AS3 | S9V2C080U5VSB+LRP | 31800 | 18.1 | 8.5 | 32800 | 25400 | 77.44% | 2.1 | 0 | 10 |  |  |  |  | R-454B | 2.65 | Residential & Commercial | USHP | Ducted CEE Tier 1
216743604 | Central HP <5.4 tons | GE Appliances | HRCU-A-CB (Split System: Heat Pump with Remote Outdoor Unit-Air-Source) | NS18H60HA5*** |  |  | NCHC48CT5****+TDR | NF97U110V5C*** | 43500 | 16 | 8.5 | 47500 | 40000 | 84.21% | 1.8 | 0 | 10 |  |  |  |  | R-454B | 3.625 | Residential & Commercial | USHP | Ducted CEE Tier 1
216604740 | Central HP <5.4 tons | GE Appliances | HRCU-A-CB (Split System: Heat Pump with Remote Outdoor Unit-Air-Source) | NS18H24HA5*** |  |  | NAM18V1TA5**** | 0 | 24000 | 17.5 | 9.4 | 24000 | 23400 | 97.5% | 1.75 | 0 | 11.7 |  |  |  |  | R-454B | 2 | Residential & Commercial | USHP | Ducted CEE Tier 1
216604756 | Central HP <5.4 tons | GE Appliances | HRCU-A-CB (Split System: Heat Pump with Remote Outdoor Unit-Air-Source) | NS18H60HA5*** |  |  | NAM48E1TA5**** | 0 | 46000 | 17.5 | 9 | 48000 | 43000 | 89.58% | 1.8 | 0 | 11 |  |  |  |  | R-454B | 3.8333 | Residential & Commercial | USHP | Ducted CEE Tier 1
215932299 | Central HP <5.4 tons | COMFORTMAKER | HRCU-A-CB (Split System: Heat Pump with Remote Outdoor Unit-Air-Source) | C5H3V36*K*AAA* |  |  | EA*5X42M21A*+WALLCON | *97CMN0602120B* | 32600 | 19 | 9.5 | 35200 | 27200 | 77.27% | 2 | 0 | 11 |  |  |  |  | R-454B | 2.7167 | Residential & Commercial | USHP | Ducted CEE Tier 1
215932449 | Central HP <5.4 tons | COMFORTMAKER | HRCU-A-CB (Split System: Heat Pump with Remote Outdoor Unit-Air-Source) | C5H3V36*K*AAA* |  |  | EA*5X48M21A*+WALLCON | *80CTL1102120B* | 33400 | 20.5 | 9.5 | 34400 | 26200 | 76.16% | 2.04 | 0 | 11.7 |  |  |  |  | R-454B | 2.7833 | Residential & Commercial | USHP | Ducted CEE Tier 1
213780384 | Central HP <5.4 tons | TEMPSTAR | HRCU-A-CB (Split System: Heat Pump with Remote Outdoor Unit-Air-Source) | TVH837GKA** |  |  | EHD4X60AAL+WALLCON | *97CMN0601714B* | 32800 | 16 | 8.1 | 32400 | 25200 | 77.78% | 1.96 | 0 | 11 |  |  |  |  | R-410A | 2.7333 | Residential & Commercial | USHP | Ducted CEE Tier 1
215933989 | Central HP <5.4 tons | COMFORTMAKER | HRCU-A-CB (Split System: Heat Pump with Remote Outdoor Unit-Air-Source) | C5H3V48*K*AAA* |  |  | EA*5X48M21A*+WALLCON | *80CTL0701716B* | 43000 | 20 | 9 | 48500 | 37200 | 76.7% | 2 | 0 | 10.5 |  |  |  |  | R-454B | 3.5833 | Residential & Commercial | USHP | Ducted CEE Tier 1
215934009 | Central HP <5.4 tons | COMFORTMAKER | HRCU-A-CB (Split System: Heat Pump with Remote Outdoor Unit-Air-Source) | C5H3V48*K*AAA* |  |  | EA*5X48M21A*+WALLCON | *80CTL0902120B* | 44000 | 21 | 9.5 | 48000 | 36200 | 75.42% | 1.92 | 0 | 11 |  |  |  |  | R-454B | 3.6667 | Residential & Commercial | USHP | Ducted CEE Tier 1
215934109 | Central HP <5.4 tons | COMFORTMAKER | HRCU-A-CB (Split System: Heat Pump with Remote Outdoor Unit-Air-Source) | C5H3V48*K*AAA* |  |  | EA*5X60M24A*+WALLCON | *80CTL1102120B* | 45000 | 21.5 | 9.5 | 48000 | 36200 | 75.42% | 2 | 0 | 11 |  |  |  |  | R-454B | 3.75 | Residential & Commercial | USHP | Ducted CEE Tier 1
210471203 | Central HP <5.4 tons | AIRQUEST | HRCU-A-CB (Split System: Heat Pump with Remote Outdoor Unit-Air-Source) | HVH837GKA2* |  |  | EHD4X60AAL+WALLCON | *96CTN0801714A* | 32800 | 16.5 | 8.1 | 32600 | 25200 | 77.3% | 1.98 | 0 | 11 |  |  |  |  | R-410A | 2.7333 | Residential & Commercial | USHP | Ducted CEE Tier 1
215864701 | Central HP <5.4 tons | TRANE | HRCU-A-CB (Split System: Heat Pump with Remote Outdoor Unit-Air-Source) | 5TWV8X60A1 |  |  | 5TXCC007AS3 | S9V2C100D5PSC+LRP | 50500 | 18.1 | 8.5 | 54000 | 39000 | 72.22% | 1.9 | 0 | 9.5 |  |  |  |  | R-454B | 4.2083 | Residential & Commercial | USHP
215932369 | Central HP <5.4 tons | COMFORTMAKER | HRCU-A-CB (Split System: Heat Pump with Remote Outdoor Unit-Air-Source) | C5H3V36*K*AAA* |  |  | EA*5X43M21A*+WALLCON | *97CMN0601714B* | 33800 | 19.5 | 9.5 | 34200 | 26200 | 76.61% | 2.06 | 0 | 11 |  |  |  |  | R-454B | 2.8167 | Residential & Commercial | USHP | Ducted CEE Tier 1
215932419 | Central HP <5.4 tons | COMFORTMAKER | HRCU-A-CB (Split System: Heat Pump with Remote Outdoor Unit-Air-Source) | C5H3V36*K*AAA* |  |  | EA*5X48M21A*+WALLCON | *80CTL0702120B* | 33400 | 20 | 9.5 | 34600 | 26400 | 76.3% | 2.04 | 0 | 11.5 |  |  |  |  | R-454B | 2.7833 | Residential & Commercial | USHP | Ducted CEE Tier 1
211240912 | Central HP <5.4 tons | TEMPSTAR | HRCU-A-CB (Split System: Heat Pump with Remote Outdoor Unit-Air-Source) | DLCURAH24ABK |  |  | EA*4X25L17A* | *80VSL0451716A* | 24800 | 16.5 | 8.5 | 25600 | 21200 | 82.81% | 1.78 | 0 | 10 |  |  |  |  | R-410A | 2.0667 | Residential & Commercial | USHP | Ducted CEE Tier 1
211240953 | Central HP <5.4 tons | TEMPSTAR | HRCU-A-CB (Split System: Heat Pump with Remote Outdoor Unit-Air-Source) | DLCURAH24ABK |  |  | EA*4X25L17A* | *80VTL0451412A* | 24800 | 17 | 8.5 | 25600 | 21200 | 82.81% | 1.78 | 0 | 10.5 |  |  |  |  | R-410A | 2.0667 | Residential & Commercial | USHP | Ducted CEE Tier 1
211241130 | Central HP <5.4 tons | TEMPSTAR | HRCU-A-CB (Split System: Heat Pump with Remote Outdoor Unit-Air-Source) | DLCURAH24ABK |  |  | EA*4X25L17A* | *92ESN0601714A* | 25000 | 17 | 8.5 | 25600 | 21000 | 82.03% | 1.78 | 0 | 10.5 |  |  |  |  | R-410A | 2.0833 | Residential & Commercial | USHP | Ducted CEE Tier 1
211241196 | Central HP <5.4 tons | TEMPSTAR | HRCU-A-CB (Split System: Heat Pump with Remote Outdoor Unit-Air-Source) | DLCURAH24ABK |  |  | EA*4X25L17A* | *80ES(N,L)0701412A* | 25000 | 17 | 8.5 | 25600 | 21000 | 82.03% | 1.78 | 0 | 10.5 |  |  |  |  | R-410A | 2.0833 | Residential & Commercial | USHP | Ducted CEE Tier 1
211241273 | Central HP <5.4 tons | TEMPSTAR | HRCU-A-CB (Split System: Heat Pump with Remote Outdoor Unit-Air-Source) | DLCURAH24ABK |  |  | EA*4X30L14A* | *80VTL0451412A* | 24000 | 16.5 | 8.5 | 26200 | 23000 | 87.79% | 1.9 | 0 | 10 |  |  |  |  | R-410A | 2 | Residential & Commercial | USHP | Ducted CEE Tier 1
211241855 | Central HP <5.4 tons | TEMPSTAR | HRCU-A-CB (Split System: Heat Pump with Remote Outdoor Unit-Air-Source) | DLCURAH24ABK |  |  | EA*4X36L17A* | *96VSN0401712A* | 23400 | 16 | 8.5 | 25800 | 23600 | 91.47% | 1.96 | 0 | 10 |  |  |  |  | R-410A | 1.95 | Residential & Commercial | USHP | Ducted CEE Tier 1
211242007 | Central HP <5.4 tons | TEMPSTAR | HRCU-A-CB (Split System: Heat Pump with Remote Outdoor Unit-Air-Source) | DLCURAH24ABK |  |  | EA*4X36L17A* | *95ESN0401410A* | 24400 | 15.2 | 8.5 | 26600 | 22400 | 84.21% | 1.82 | 0 | 10 |  |  |  |  | R-410A | 2.0333 | Residential & Commercial | USHP | Ducted CEE Tier 1
211242050 | Central HP <5.4 tons | TEMPSTAR | HRCU-A-CB (Split System: Heat Pump with Remote Outdoor Unit-Air-Source) | DLCURAH24ABK |  |  | EA*4X36L17A* | *96VTN0601412A* | 23600 | 16.5 | 8.5 | 25800 | 23400 | 90.7% | 1.94 | 0 | 10 |  |  |  |  | R-410A | 1.9667 | Residential & Commercial | USHP | Ducted CEE Tier 1
211242291 | Central HP <5.4 tons | TEMPSTAR | HRCU-A-CB (Split System: Heat Pump with Remote Outdoor Unit-Air-Source) | DLCURAH24ABK |  |  | EA*4X36L21A* | *96VSN0802120A* | 24200 | 17 | 8.5 | 26000 | 22600 | 86.92% | 1.88 | 0 | 10 |  |  |  |  | R-410A | 2.0167 | Residential & Commercial | USHP | Ducted CEE Tier 1
216604771 | Central HP <5.4 tons | GE Appliances | HRCU-A-C (Split System: Heat Pump with Remote Outdoor Unit with No Indoor Fan --Air Source) | NS18H24HA5*** |  |  | NCDC24BT5****+TDR | 0 | 24000 | 15.2 | 8.5 | 24000 | 22600 | 94.17% | 1.75 | 0 | 11.7 |  |  |  |  | R-454B | 2 | Residential & Commercial | USHP | Ducted CEE Tier 1
211242309 | Central HP <5.4 tons | TEMPSTAR | HRCU-A-CB (Split System: Heat Pump with Remote Outdoor Unit-Air-Source) | DLCURAH24ABK |  |  | EA*4X36L21A* | *96VSN0401712A* | 23400 | 16 | 8.5 | 25800 | 23600 | 91.47% | 1.94 | 0 | 10 |  |  |  |  | R-410A | 1.95 | Residential & Commercial | USHP | Ducted CEE Tier 1
211243293 | Central HP <5.4 tons | TEMPSTAR | HRCU-A-CB (Split System: Heat Pump with Remote Outdoor Unit-Air-Source) | DLCURAH24ABK |  |  | EA*4X37L21A* | *96VTN1002122A* | 24200 | 17 | 8.1 | 25000 | 21400 | 85.6% | 1.8 | 0 | 10 |  |  |  |  | R-410A | 2.0167 | Residential & Commercial | USHP | Ducted CEE Tier 1
211243513 | Central HP <5.4 tons | TEMPSTAR | HRCU-A-CB (Split System: Heat Pump with Remote Outdoor Unit-Air-Source) | DLCURAH24ABK |  |  | EA*4X37L21A* | *80ES(N,L)0701712A* | 25000 | 16.5 | 8.5 | 25600 | 20800 | 81.25% | 1.76 | 0 | 10.5 |  |  |  |  | R-410A | 2.0833 | Residential & Commercial | USHP | Ducted CEE Tier 1
211244013 | Central HP <5.4 tons | TEMPSTAR | HRCU-A-CB (Split System: Heat Pump with Remote Outdoor Unit-Air-Source) | DLCURAH24ABK |  |  | EN(A,D)4X24L17** | *96VTN0801716A* | 23800 | 16 | 8.5 | 26800 | 23400 | 87.31% | 1.92 | 0 | 10 |  |  |  |  | R-410A | 1.9833 | Residential & Commercial | USHP | Ducted CEE Tier 1
216604794 | Central HP <5.4 tons | GE Appliances | HRCU-A-C (Split System: Heat Pump with Remote Outdoor Unit with No Indoor Fan --Air Source) | NS18H60HA5*** |  |  | NCDC60DT5****+TDR | 0 | 51000 | 15.2 | 8.5 | 54000 | 41500 | 76.85% | 1.95 | 0 | 10 |  |  |  |  | R-454B | 4.25 | Residential & Commercial | USHP | Ducted CEE Tier 1
212614915 | Central HP <5.4 tons | DAIKIN | HRCU-A-CB (Split System: Heat Pump with Remote Outdoor Unit-Air-Source) | DZ6VSA361EA* |  |  | DFVE60DP1400A* | 0 | 34200 | 17.5 | 8.6 | 34200 | 30000 | 87.72% | 2 | 0 | 10 |  |  |  |  | R-410A | 2.85 | Residential & Commercial | USHP | Ducted CEE Tier 1
215934029 | Central HP <5.4 tons | COMFORTMAKER | HRCU-A-CB (Split System: Heat Pump with Remote Outdoor Unit-Air-Source) | C5H3V48*K*AAA* |  |  | EA*5X48M21A*+WALLCON | *95CSU0802120B* | 43500 | 20.5 | 9 | 48000 | 36600 | 76.25% | 2 | 0 | 10.5 |  |  |  |  | R-454B | 3.625 | Residential & Commercial | USHP | Ducted CEE Tier 1
215934229 | Central HP <5.4 tons | COMFORTMAKER | HRCU-A-CB (Split System: Heat Pump with Remote Outdoor Unit-Air-Source) | C5H3V48*K*AAA* |  |  | EA*5X61M21A*+WALLCON | *95CSU1002122B* | 45500 | 21.5 | 9.5 | 48500 | 36600 | 75.46% | 2 | 0 | 11.5 |  |  |  |  | R-454B | 3.7917 | Residential & Commercial | USHP | Ducted CEE Tier 1
215934429 | Central HP <5.4 tons | COMFORTMAKER | HRCU-A-CB (Split System: Heat Pump with Remote Outdoor Unit-Air-Source) | C5H3V48*K*AAA* |  |  | ESH5X48M12A*+WALLCON | *80CSU1002120A* | 44000 | 20 | 9 | 48500 | 36600 | 75.46% | 1.8 | 0 | 10.5 |  |  |  |  | R-454B | 3.6667 | Residential & Commercial | USHP | Ducted CEE Tier 1
210472944 | Central HP <5.4 tons | AIRQUEST | HRCU-A-CB (Split System: Heat Pump with Remote Outdoor Unit-Air-Source) | HVH825GKA3* |  |  | EA*4X42L21A*+WALLCON | *97CMN1002122A* | 23800 | 16.5 | 8.1 | 21400 | 16600 | 77.57% | 1.96 | 0 | 11 |  |  |  |  | R-410A | 1.9833 | Residential & Commercial | USHP | Ducted CEE Tier 1
214660202 | Central HP <5.4 tons | ECOER | HRCU-A-CB (Split System: Heat Pump with Remote Outdoor Unit-Air-Source) | EODA18H-4860BAA | ECOER |  | EBCT4860CAA | MGH96M120D5A | 52000 | 16.5 | 8.5 | 54000 | 37800 | 70% | 1.9 | 0 | 10 |  |  |  |  | R-410A | 4.3333 | Residential & Commercial | USHP | Ducted CEE Tier 1
216743581 | Central HP <5.4 tons | GE Appliances | HRCU-A-CB (Split System: Heat Pump with Remote Outdoor Unit-Air-Source) | NS18H36HA5*** |  |  | NCHC30BT5****+TDR | NF97X060V3B*** | 34400 | 17.4 | 8.5 | 35600 | 28400 | 79.78% | 1.85 | 0 | 11 |  |  |  |  | R-454B | 2.8667 | Residential & Commercial | USHP | Ducted CEE Tier 1
216743613 | Central HP <5.4 tons | GE Appliances | HRCU-A-CB (Split System: Heat Pump with Remote Outdoor Unit-Air-Source) | NS18H60HA5*** |  |  | NCDC60DT5****+TDR | NF97D090V5C*** | 52500 | 16 | 8.5 | 55000 | 40500 | 73.64% | 1.9 | 0 | 9.8 |  |  |  |  | R-454B | 4.375 | Residential & Commercial | USHP
213782197 | Central HP <5.4 tons | HEIL | HRCU-A-CB (Split System: Heat Pump with Remote Outdoor Unit-Air-Source) | HVH837GKA2* |  |  | EHD4X48AAL+WALLCON | *96CTN1202422B* | 32600 | 16.5 | 8.1 | 33000 | 24800 | 75.15% | 1.96 | 0 | 11 |  |  |  |  | R-410A | 2.7167 | Residential & Commercial | USHP | Ducted CEE Tier 1
212977593 | Central HP <5.4 tons | HEIL | HRCU-A-CB (Split System: Heat Pump with Remote Outdoor Unit-Air-Source) | DLCURAH24ABK |  |  | EA*4X25L17A* | *80MS(N,L)0451412A* | 24200 | 17 | 8.5 | 25200 | 21800 | 86.51% | 1.82 | 0 | 10 |  |  |  |  | R-410A | 2.0167 | Residential & Commercial | USHP | Ducted CEE Tier 1
215865075 | Central HP <5.4 tons | TRANE | HRCU-A-CB (Split System: Heat Pump with Remote Outdoor Unit-Air-Source) | 5TWV8X60A1 |  |  | 5TXCC009AS3+P0V0C000M50SD+LRP | 0 | 54500 | 18.1 | 8.5 | 55000 | 39500 | 71.82% | 2 | 0 | 10.5 |  |  |  |  | R-454B | 4.5417 | Residential & Commercial | USHP | Ducted CEE Tier 1
215869128 | Central HP <5.4 tons | TRANE | HRCU-A-CB (Split System: Heat Pump with Remote Outdoor Unit-Air-Source) | 5TWV8X60A1 |  |  | 5PX*C009AS3 | S9V2C080U5VSB+LRP | 54000 | 18.1 | 8.5 | 55500 | 40000 | 72.07% | 2 | 0 | 10 |  |  |  |  | R-454B | 4.5 | Residential & Commercial | USHP | Ducted CEE Tier 1
210470411 | Central HP <5.4 tons | AIRQUEST | HRCU-A-CB (Split System: Heat Pump with Remote Outdoor Unit-Air-Source) | HVH837GKA2* |  |  | EA*4X61L21A*+WALLCON | *80CSU0601716A* | 33200 | 17.5 | 8.1 | 32200 | 25000 | 77.64% | 1.98 | 0 | 11.5 |  |  |  |  | R-410A | 2.7667 | Residential & Commercial | USHP | Ducted CEE Tier 1
215869096 | Central HP <5.4 tons | TRANE | HRCU-A-CB (Split System: Heat Pump with Remote Outdoor Unit-Air-Source) | 5TWV8X36A1 |  |  | 5PX*C007AS3 | S9V2C100U5VSB+LRP | 33000 | 18.1 | 8.5 | 33200 | 25400 | 76.51% | 2.1 | 0 | 10.5 |  |  |  |  | R-454B | 2.75 | Residential & Commercial | USHP | Ducted CEE Tier 1
215869112 | Central HP <5.4 tons | TRANE | HRCU-A-CB (Split System: Heat Pump with Remote Outdoor Unit-Air-Source) | 5TWV8X36A1 |  |  | 5TXCC007AS3 | S9V2C100U5VSB+LRP | 33000 | 18.1 | 8.5 | 33400 | 25600 | 76.65% | 2.1 | 0 | 10.5 |  |  |  |  | R-454B | 2.75 | Residential & Commercial | USHP | Ducted CEE Tier 1
210472856 | Central HP <5.4 tons | AIRQUEST | HRCU-A-CB (Split System: Heat Pump with Remote Outdoor Unit-Air-Source) | HVH825GKA3* |  |  | EA*4X42L21A*+WALLCON | *80CSU0601716A* | 23800 | 16.5 | 8.1 | 21400 | 16600 | 77.57% | 1.96 | 0 | 10.5 |  |  |  |  | R-410A | 1.9833 | Residential & Commercial | USHP | Ducted CEE Tier 1
213785727 | Central HP <5.4 tons | BRYANT HEATING AND COOLING SYSTEMS | HRCU-A-CB (Split System: Heat Pump with Remote Outdoor Unit-Air-Source) | 284ANV036*0**B* |  |  | CSPH*4812AL*+UI | 986TD66100C21*** | 33600 | 18.5 | 8.5 | 36600 | 25800 | 70.49% | 2.04 | 0 | 12 |  |  |  |  | R-410A | 2.8 | Residential & Commercial | USHP | Ducted CEE Tier 1
215935503 | Central HP <5.4 tons | TEMPSTAR | HRCU-A-CB (Split System: Heat Pump with Remote Outdoor Unit-Air-Source) | T5H3V36*K*AAA* |  |  | EVM5X61M24A*+WALLCON | *97CMN0602120B* | 35800 | 21.5 | 8.5 | 38000 | 28600 | 75.26% | 2.06 | 0 | 12 |  |  |  |  | R-454B | 2.9833 | Residential & Commercial | USHP | Ducted CEE Tier 1
215935753 | Central HP <5.4 tons | TEMPSTAR | HRCU-A-CB (Split System: Heat Pump with Remote Outdoor Unit-Air-Source) | T5H3V36*K*AAA* |  |  | EVD5X36M21A*+WALLCON | *97CMN1002122B* | 34400 | 21 | 8.5 | 38500 | 28000 | 72.73% | 2.06 | 0 | 12 |  |  |  |  | R-454B | 2.8667 | Residential & Commercial | USHP | Ducted CEE Tier 1
215935903 | Central HP <5.4 tons | TEMPSTAR | HRCU-A-CB (Split System: Heat Pump with Remote Outdoor Unit-Air-Source) | T5H3V36*K*AAA* |  |  | EVD5X38M17A*+WALLCON | *96CTN0601714B* | 35200 | 21 | 8.5 | 38000 | 28000 | 73.68% | 2 | 0 | 11.7 |  |  |  |  | R-454B | 2.9333 | Residential & Commercial | USHP | Ducted CEE Tier 1
215933159 | Central HP <5.4 tons | COMFORTMAKER | HRCU-A-CB (Split System: Heat Pump with Remote Outdoor Unit-Air-Source) | C5H3V36*K*AAA* |  |  | ESH5X36M12A*+WALLCON | *95CSU1002122B* | 33400 | 19 | 9 | 34800 | 26600 | 76.44% | 1.94 | 0 | 11.5 |  |  |  |  | R-454B | 2.7833 | Residential & Commercial | USHP | Ducted CEE Tier 1
215933259 | Central HP <5.4 tons | COMFORTMAKER | HRCU-A-CB (Split System: Heat Pump with Remote Outdoor Unit-Air-Source) | C5H3V36*K*AAA* |  |  | ESH5X36M12A*+WALLCON | *96CTN1002122B* | 33400 | 19 | 9 | 34800 | 26600 | 76.44% | 1.92 | 0 | 11 |  |  |  |  | R-454B | 2.7833 | Residential & Commercial | USHP | Ducted CEE Tier 1
211227057 | Central HP <5.4 tons | AIRQUEST | HRCU-A-CB (Split System: Heat Pump with Remote Outdoor Unit-Air-Source) | DLCURAH36ABK |  |  | EA*4X37L21A* | *95ESN0802120A* | 37200 | 15.5 | 8.5 | 38500 | 35000 | 90.91% | 2.12 | 0 | 10 |  |  |  |  | R-410A | 3.1 | Residential & Commercial | USHP | Ducted CEE Tier 1
211227184 | Central HP <5.4 tons | AIRQUEST | HRCU-A-CB (Split System: Heat Pump with Remote Outdoor Unit-Air-Source) | DLCURAH36ABK |  |  | EA*4X37L21A* | *96VTN0802120A* | 37000 | 15.5 | 8.5 | 38500 | 35000 | 90.91% | 2.1 | 0 | 10 |  |  |  |  | R-410A | 3.0833 | Residential & Commercial | USHP | Ducted CEE Tier 1
211227368 | Central HP <5.4 tons | AIRQUEST | HRCU-A-CB (Split System: Heat Pump with Remote Outdoor Unit-Air-Source) | DLCURAH36ABK |  |  | EA*4X42L21A* | *80ES(N,L)1102120A* | 35400 | 16 | 8.1 | 38500 | 35000 | 90.91% | 1.88 | 0 | 10 |  |  |  |  | R-410A | 2.95 | Residential & Commercial | USHP | Ducted CEE Tier 1
211227427 | Central HP <5.4 tons | AIRQUEST | HRCU-A-CB (Split System: Heat Pump with Remote Outdoor Unit-Air-Source) | DLCURAH36ABK |  |  | EA*4X42L21A* | *80ESU0601716A | 35000 | 16.5 | 8.1 | 38500 | 35000 | 90.91% | 1.86 | 0 | 10 |  |  |  |  | R-410A | 2.9167 | Residential & Commercial | USHP | Ducted CEE Tier 1
211227543 | Central HP <5.4 tons | AIRQUEST | HRCU-A-CB (Split System: Heat Pump with Remote Outdoor Unit-Air-Source) | DLCURAH36ABK |  |  | EA*4X42L21A* | *92ESN1002120A* | 35200 | 16.5 | 8.1 | 38500 | 35000 | 90.91% | 1.88 | 0 | 10 |  |  |  |  | R-410A | 2.9333 | Residential & Commercial | USHP | Ducted CEE Tier 1
211227602 | Central HP <5.4 tons | AIRQUEST | HRCU-A-CB (Split System: Heat Pump with Remote Outdoor Unit-Air-Source) | DLCURAH36ABK |  |  | EA*4X42L21A* | *96VSN0801716A* | 35200 | 15.5 | 8.1 | 38500 | 35000 | 90.91% | 1.86 | 0 | 9.5 |  |  |  |  | R-410A | 2.9333 | Residential & Commercial | USHP
211227652 | Central HP <5.4 tons | AIRQUEST | HRCU-A-CB (Split System: Heat Pump with Remote Outdoor Unit-Air-Source) | DLCURAH36ABK |  |  | EA*4X42L21A* | *95ESU1002120A* | 35800 | 16 | 8.1 | 38500 | 35000 | 90.91% | 1.9 | 0 | 10 |  |  |  |  | R-410A | 2.9833 | Residential & Commercial | USHP | Ducted CEE Tier 1
211243042 | Central HP <5.4 tons | AIRQUEST | HRCU-A-CB (Split System: Heat Pump with Remote Outdoor Unit-Air-Source) | DLCURAH24ABK |  |  | EA*4X37L17A* | *80ES(N,L)0701712A* | 24800 | 16.5 | 8.5 | 25800 | 21400 | 82.95% | 1.78 | 0 | 10 |  |  |  |  | R-410A | 2.0667 | Residential & Commercial | USHP | Ducted CEE Tier 1
211243219 | Central HP <5.4 tons | AIRQUEST | HRCU-A-CB (Split System: Heat Pump with Remote Outdoor Unit-Air-Source) | DLCURAH24ABK |  |  | EA*4X37L21A* | *96VSN0601714A* | 24800 | 16.5 | 8.5 | 25600 | 21000 | 82.03% | 1.76 | 0 | 10 |  |  |  |  | R-410A | 2.0667 | Residential & Commercial | USHP | Ducted CEE Tier 1
211243530 | Central HP <5.4 tons | AIRQUEST | HRCU-A-CB (Split System: Heat Pump with Remote Outdoor Unit-Air-Source) | DLCURAH24ABK |  |  | EA*4X37L21A* | *80ES(N,L)0901714A* | 25400 | 17 | 8.5 | 25800 | 20600 | 79.84% | 1.76 | 0 | 10.5 |  |  |  |  | R-410A | 2.1167 | Residential & Commercial | USHP | Ducted CEE Tier 1
215433896 | Central HP <5.4 tons | DAIKIN | HRCU-A-CB (Split System: Heat Pump with Remote Outdoor Unit-Air-Source) | DH7VSA2410A* |  |  | CA*EA3626*3A*+MBVK16CP1X00A* | 0 | 23200 | 19 | 8.6 | 23200 | 17000 | 73.28% | 2 | 0 | 11 |  |  |  |  | R-32 | 1.9333 | Residential & Commercial | USHP | Ducted CEE Tier 1
215433980 | Central HP <5.4 tons | DAIKIN | HRCU-A-CB (Split System: Heat Pump with Remote Outdoor Unit-Air-Source) | DH7VSA2410A* |  |  | CA*EA3022*3A* | D*96TC0403BNA* | 23200 | 19 | 8.6 | 23200 | 17000 | 73.28% | 2 | 0 | 11 |  |  |  |  | R-32 | 1.9333 | Residential & Commercial | USHP | Ducted CEE Tier 1
215434146 | Central HP <5.4 tons | DAIKIN | HRCU-A-CB (Split System: Heat Pump with Remote Outdoor Unit-Air-Source) | DH7VSA3610A* |  |  | CA*EA4830*3A* | D*97MC1005CNA* | 34800 | 18.5 | 8.5 | 35000 | 28400 | 81.14% | 2 | 0 | 10.5 |  |  |  |  | R-32 | 2.9 | Residential & Commercial | USHP | Ducted CEE Tier 1
215434153 | Central HP <5.4 tons | DAIKIN | HRCU-A-CB (Split System: Heat Pump with Remote Outdoor Unit-Air-Source) | DH7VSA3610A* |  |  | CA*EA6030*3A* | D*80SC0805CUA* | 35000 | 18.5 | 8.5 | 35000 | 28400 | 81.14% | 2 | 0 | 10.5 |  |  |  |  | R-32 | 2.9167 | Residential & Commercial | USHP | Ducted CEE Tier 1
210474342 | Central HP <5.4 tons | AIRQUEST | HRCU-A-CB (Split System: Heat Pump with Remote Outdoor Unit-Air-Source) | HVH825GKA3* |  |  | EHD4X42AAL+WALLCON | *96CTN1202422A* | 24200 | 16 | 8.1 | 21400 | 16600 | 77.57% | 2 | 0 | 10.5 |  |  |  |  | R-410A | 2.0167 | Residential & Commercial | USHP | Ducted CEE Tier 1
210474375 | Central HP <5.4 tons | AIRQUEST | HRCU-A-CB (Split System: Heat Pump with Remote Outdoor Unit-Air-Source) | HVH825GKA3* |  |  | EHD4X42AAL+WALLCON | *97CMN1002122A* | 24200 | 16 | 8.1 | 21400 | 16600 | 77.57% | 2 | 0 | 10.5 |  |  |  |  | R-410A | 2.0167 | Residential & Commercial | USHP | Ducted CEE Tier 1
215931879 | Central HP <5.4 tons | COMFORTMAKER | HRCU-A-CB (Split System: Heat Pump with Remote Outdoor Unit-Air-Source) | C5H3V60*K*AAA* |  |  | ESH5X60M12A*+WALLCON | *97CMN0802120B* | 56000 | 17.5 | 8.1 | 61000 | 46000 | 75.41% | 1.95 | 0 | 11 |  |  |  |  | R-454B | 4.6667 | Residential & Commercial | USHP | Ducted CEE Tier 1
215931529 | Central HP <5.4 tons | COMFORTMAKER | HRCU-A-CB (Split System: Heat Pump with Remote Outdoor Unit-Air-Source) | C5H3V60*K*AAA* |  |  | EA*5X60M24A*+WALLCON | *80CSU1002120A* | 55500 | 18.5 | 8.5 | 60500 | 46000 | 76.03% | 2.04 | 0 | 11 |  |  |  |  | R-454B | 4.625 | Residential & Commercial | USHP | Ducted CEE Tier 1
210470631 | Central HP <5.4 tons | AIRQUEST | HRCU-A-CB (Split System: Heat Pump with Remote Outdoor Unit-Air-Source) | HVH837GKA2* |  |  | EA*4X61L24A*+WALLCON | *96CTN1002122A* | 33200 | 18 | 8.5 | 32000 | 24800 | 77.5% | 2 | 0 | 12 |  |  |  |  | R-410A | 2.7667 | Residential & Commercial | USHP | Ducted CEE Tier 1
215864949 | Central HP <5.4 tons | TRANE | HRCU-A-CB (Split System: Heat Pump with Remote Outdoor Unit-Air-Source) | 5TWV8X48A1 |  |  | 5TXCC009AS3 | *UHMC100CCV4+LRP | 46000 | 18.1 | 8.5 | 45000 | 34600 | 76.89% | 2.1 | 0 | 10.5 |  |  |  |  | R-454B | 3.8333 | Residential & Commercial | USHP | Ducted CEE Tier 1
207573709 | Central HP <5.4 tons | DAY & NIGHT | HRCU-A-CB (Split System: Heat Pump with Remote Outdoor Unit-Air-Source) | CVH848GKA2* | ADP |  | FG48960 | *80CTL1102120A* | 46000 | 17 | 8.1 | 44000 | 31600 | 71.82% | 2.26 | 10 | 10 |  |  |  |  | R-410A | 3.8333 | Residential & Commercial | USHP | Ducted CEE Tier 1
215864611 | Central HP <5.4 tons | TRANE | HRCU-A-CB (Split System: Heat Pump with Remote Outdoor Unit-Air-Source) | 5TWV8X36A1 |  |  | 5TXCB006AS3 | S8V2B080M4PDB | 32800 | 18.1 | 8.5 | 33600 | 25800 | 76.79% | 2.1 | 0 | 10 |  |  |  |  | R-454B | 2.7333 | Residential & Commercial | USHP | Ducted CEE Tier 1
214239812 | Central HP <5.4 tons | TEMPSTAR | HRCU-A-CB (Split System: Heat Pump with Remote Outdoor Unit-Air-Source) | TVH837GKA** |  |  | EN(A,D,W)4X42L21**+WALLCON | *97CMN1002122B* | 31800 | 16.5 | 8.1 | 33000 | 24400 | 73.94% | 1.88 | 0 | 11 |  |  |  |  | R-410A | 2.65 | Residential & Commercial | USHP | Ducted CEE Tier 1
214238992 | Central HP <5.4 tons | TEMPSTAR | HRCU-A-CB (Split System: Heat Pump with Remote Outdoor Unit-Air-Source) | TVH837GKA2* |  |  | END4X42L17**+WALLCON | *80CTL0901716B* | 32000 | 17 | 8.1 | 33000 | 24600 | 74.55% | 1.9 | 0 | 11.5 |  |  |  |  | R-410A | 2.6667 | Residential & Commercial | USHP | Ducted CEE Tier 1
215864719 | Central HP <5.4 tons | TRANE | HRCU-A-CB (Split System: Heat Pump with Remote Outdoor Unit-Air-Source) | 5TWV8X60A1 |  |  | 5TXCC009AS3 | S8V2C080M5PDB | 54000 | 18.1 | 8.5 | 55000 | 39500 | 71.82% | 2 | 0 | 10 |  |  |  |  | R-454B | 4.5 | Residential & Commercial | USHP | Ducted CEE Tier 1
215864733 | Central HP <5.4 tons | TRANE | HRCU-A-CB (Split System: Heat Pump with Remote Outdoor Unit-Air-Source) | 5TWV8X60A1 |  |  | 5TXCD008AS3 | S9V2D120U5PSC+LRP | 53000 | 18.1 | 8.5 | 55500 | 40000 | 72.07% | 2 | 0 | 10 |  |  |  |  | R-454B | 4.4167 | Residential & Commercial | USHP | Ducted CEE Tier 1
215864619 | Central HP <5.4 tons | TRANE | HRCU-A-CB (Split System: Heat Pump with Remote Outdoor Unit-Air-Source) | 5TWV8X36A1 |  |  | 5TXCB006AS3 | L8V1B080U4VSB+LRP | 32600 | 18.1 | 8.5 | 33400 | 25800 | 77.25% | 2.1 | 0 | 10 |  |  |  |  | R-454B | 2.7167 | Residential & Commercial | USHP | Ducted CEE Tier 1
215864785 | Central HP <5.4 tons | TRANE | HRCU-A-CB (Split System: Heat Pump with Remote Outdoor Unit-Air-Source) | 5TWV8X36A1 |  |  | 5PX*BD06AS3 | S8V2A040M3PDB | 32000 | 18.1 | 8.5 | 34200 | 25800 | 75.44% | 2 | 0 | 10 |  |  |  |  | R-454B | 2.6667 | Residential & Commercial | USHP | Ducted CEE Tier 1
215933349 | Central HP <5.4 tons | COMFORTMAKER | HRCU-A-CB (Split System: Heat Pump with Remote Outdoor Unit-Air-Source) | C5H3V36*K*AAA* |  |  | ESH5X42M12A*+WALLCON | *80CTL0902120B* | 33600 | 19 | 9 | 34600 | 26400 | 76.3% | 1.92 | 0 | 11.7 |  |  |  |  | R-454B | 2.8 | Residential & Commercial | USHP | Ducted CEE Tier 1
215933479 | Central HP <5.4 tons | COMFORTMAKER | HRCU-A-CB (Split System: Heat Pump with Remote Outdoor Unit-Air-Source) | C5H3V36*K*AAA* |  |  | ESH5X42M12A*+WALLCON | *96CTN0801714B* | 33400 | 19 | 9 | 35000 | 26800 | 76.57% | 1.9 | 0 | 11 |  |  |  |  | R-454B | 2.7833 | Residential & Commercial | USHP | Ducted CEE Tier 1
215933649 | Central HP <5.4 tons | COMFORTMAKER | HRCU-A-CB (Split System: Heat Pump with Remote Outdoor Unit-Air-Source) | C5H3V36*K*AAA* |  |  | ESH5X48M12A*+WALLCON | *97CMN0602120B* | 33600 | 19 | 9 | 35200 | 27000 | 76.7% | 1.92 | 0 | 11 |  |  |  |  | R-454B | 2.8 | Residential & Commercial | USHP | Ducted CEE Tier 1
211230661 | Central HP <5.4 tons | AIRQUEST | HRCU-A-CB (Split System: Heat Pump with Remote Outdoor Unit-Air-Source) | DLCURAH36ABK |  |  | EN(A,D)4X48L24** | *95ESN1002122A* | 37600 | 15.5 | 8.5 | 39500 | 35000 | 88.61% | 2.08 | 0 | 10.5 |  |  |  |  | R-410A | 3.1333 | Residential & Commercial | USHP | Ducted CEE Tier 1
211230609 | Central HP <5.4 tons | AIRQUEST | HRCU-A-CB (Split System: Heat Pump with Remote Outdoor Unit-Air-Source) | DLCURAH36ABK |  |  | EN(A,D)4X48L24** | *92ESN1002120A* | 35800 | 16.5 | 8.1 | 38500 | 34800 | 90.39% | 2 | 0 | 10 |  |  |  |  | R-410A | 2.9833 | Residential & Commercial | USHP | Ducted CEE Tier 1
211245774 | Central HP <5.4 tons | AIRQUEST | HRCU-A-CB (Split System: Heat Pump with Remote Outdoor Unit-Air-Source) | DLCURAH24ABK |  |  | EN(A,D)4X36L21** | OMV112K14A | 24200 | 16 | 8.1 | 26400 | 23000 | 87.12% | 1.88 | 0 | 10 |  |  |  |  | R-410A | 2.0167 | Residential & Commercial | USHP | Ducted CEE Tier 1
213781717 | Central HP <5.4 tons | HEIL | HRCU-A-CB (Split System: Heat Pump with Remote Outdoor Unit-Air-Source) | HVH837GKA2* |  |  | EA*4X61L24A*+WALLCON | *96CTN1202422B* | 33200 | 17.5 | 8.5 | 32000 | 24800 | 77.5% | 2 | 0 | 11.7 |  |  |  |  | R-410A | 2.7667 | Residential & Commercial | USHP | Ducted CEE Tier 1
212977677 | Central HP <5.4 tons | HEIL | HRCU-A-CB (Split System: Heat Pump with Remote Outdoor Unit-Air-Source) | DLCURAH24ABK |  |  | EN(A,D)4X30L14** | *80MS(N,L)0451412A* | 23600 | 17 | 8.1 | 26000 | 24000 | 92.31% | 2 | 0 | 10 |  |  |  |  | R-410A | 1.9667 | Residential & Commercial | USHP | Ducted CEE Tier 1
213781177 | Central HP <5.4 tons | HEIL | HRCU-A-CB (Split System: Heat Pump with Remote Outdoor Unit-Air-Source) | HVH837GKA2* |  |  | EA*4X43L21A*+WALLCON | *80CTL0901716B* | 33000 | 17 | 8.5 | 32800 | 25000 | 76.22% | 1.98 | 0 | 11 |  |  |  |  | R-410A | 2.75 | Residential & Commercial | USHP | Ducted CEE Tier 1
213781277 | Central HP <5.4 tons | HEIL | HRCU-A-CB (Split System: Heat Pump with Remote Outdoor Unit-Air-Source) | HVH837GKA2* |  |  | EA*4X48L21A*+WALLCON | *80CTL0451712B* | 32000 | 16.5 | 8.1 | 32800 | 25200 | 76.83% | 1.92 | 0 | 10.5 |  |  |  |  | R-410A | 2.6667 | Residential & Commercial | USHP | Ducted CEE Tier 1
213781327 | Central HP <5.4 tons | HEIL | HRCU-A-CB (Split System: Heat Pump with Remote Outdoor Unit-Air-Source) | HVH837GKA2* |  |  | EA*4X48L21A*+WALLCON | *95CSU0601716B* | 32200 | 17 | 8.1 | 32600 | 25000 | 76.69% | 1.94 | 0 | 11 |  |  |  |  | R-410A | 2.6833 | Residential & Commercial | USHP | Ducted CEE Tier 1
213781377 | Central HP <5.4 tons | HEIL | HRCU-A-CB (Split System: Heat Pump with Remote Outdoor Unit-Air-Source) | HVH837GKA2* |  |  | EA*4X48L21A*+WALLCON | *96CTN0801714B* | 32200 | 17 | 8.1 | 32800 | 25000 | 76.22% | 1.96 | 0 | 11 |  |  |  |  | R-410A | 2.6833 | Residential & Commercial | USHP | Ducted CEE Tier 1
213781427 | Central HP <5.4 tons | HEIL | HRCU-A-CB (Split System: Heat Pump with Remote Outdoor Unit-Air-Source) | HVH837GKA2* |  |  | EA*4X48L24A*+WALLCON | *97CMN1002122B* | 32400 | 17 | 8.5 | 32200 | 24800 | 77.02% | 1.98 | 0 | 11 |  |  |  |  | R-410A | 2.7 | Residential & Commercial | USHP | Ducted CEE Tier 1
213781477 | Central HP <5.4 tons | HEIL | HRCU-A-CB (Split System: Heat Pump with Remote Outdoor Unit-Air-Source) | HVH837GKA2* |  |  | EA*4X60L24A*+WALLCON | *80CTL1102120B* | 32800 | 17.5 | 8.1 | 31800 | 24600 | 77.36% | 1.98 | 0 | 11.5 |  |  |  |  | R-410A | 2.7333 | Residential & Commercial | USHP | Ducted CEE Tier 1
212614921 | Central HP <5.4 tons | DAIKIN | HRCU-A-CB (Split System: Heat Pump with Remote Outdoor Unit-Air-Source) | DZ6VSA361EA* |  |  | CA*EA4830*4A* | D*97MC1005CNA* | 34200 | 17.5 | 8.6 | 34200 | 29000 | 84.8% | 2 | 0 | 10 |  |  |  |  | R-410A | 2.85 | Residential & Commercial | USHP | Ducted CEE Tier 1
214573678 | Central HP <5.4 tons | CARRIER | HRCU-A-CB (Split System: Heat Pump with Remote Outdoor Unit-Air-Source) | 25VNA837A*031* |  |  | CAP**3721AL*+UI | 59CU5B080C21**20 | 32800 | 17.5 | 8.5 | 32800 | 25200 | 76.83% | 2 | 0 | 11 |  |  |  |  | R-410A | 2.7333 | Residential & Commercial | USHP | Ducted CEE Tier 1
214573748 | Central HP <5.4 tons | CARRIER | HRCU-A-CB (Split System: Heat Pump with Remote Outdoor Unit-Air-Source) | 25VNA837A*031* |  |  | CAP**4221AL*+UI | 59CU5B100C21**22 | 31800 | 17.5 | 8.5 | 32800 | 24400 | 74.39% | 1.9 | 0 | 11 |  |  |  |  | R-410A | 2.65 | Residential & Commercial | USHP | Ducted CEE Tier 1
214573778 | Central HP <5.4 tons | CARRIER | HRCU-A-CB (Split System: Heat Pump with Remote Outdoor Unit-Air-Source) | 25VNA837A*031* |  |  | CAP**4221AL*+UI | 59TN6C080C21**20 | 31800 | 17.5 | 8.5 | 32800 | 24400 | 74.39% | 1.9 | 0 | 11 |  |  |  |  | R-410A | 2.65 | Residential & Commercial | USHP | Ducted CEE Tier 1
211229970 | Central HP <5.4 tons | AIRQUEST | HRCU-A-CB (Split System: Heat Pump with Remote Outdoor Unit-Air-Source) | DLCURAH36ABK |  |  | EN(A,D,W)4X48L21** | *80ES(N,L)1102120A* | 36200 | 16.5 | 8.1 | 38500 | 34800 | 90.39% | 2.02 | 0 | 10.5 |  |  |  |  | R-410A | 3.0167 | Residential & Commercial | USHP | Ducted CEE Tier 1
211230406 | Central HP <5.4 tons | AIRQUEST | HRCU-A-CB (Split System: Heat Pump with Remote Outdoor Unit-Air-Source) | DLCURAH36ABK |  |  | EN(A,D)4X48L24** | *80ES(N,L)0702116A* | 35800 | 16.5 | 8.1 | 38500 | 34800 | 90.39% | 2 | 0 | 10 |  |  |  |  | R-410A | 2.9833 | Residential & Commercial | USHP | Ducted CEE Tier 1
211230906 | Central HP <5.4 tons | AIRQUEST | HRCU-A-CB (Split System: Heat Pump with Remote Outdoor Unit-Air-Source) | DLCURAH36ABK |  |  | FXM4X36**AL | 0 | 35800 | 16.5 | 8.1 | 38500 | 34600 | 89.87% | 1.94 | 0 | 10 |  |  |  |  | R-410A | 2.9833 | Residential & Commercial | USHP | Ducted CEE Tier 1
215864817 | Central HP <5.4 tons | TRANE | HRCU-A-CB (Split System: Heat Pump with Remote Outdoor Unit-Air-Source) | 5TWV8X48A1 |  |  | 5PX*B006AS3 | S8V2B080M4PDB | 44500 | 18.1 | 8.5 | 46000 | 35200 | 76.52% | 2.1 | 0 | 10 |  |  |  |  | R-454B | 3.7083 | Residential & Commercial | USHP | Ducted CEE Tier 1
215864851 | Central HP <5.4 tons | TRANE | HRCU-A-CB (Split System: Heat Pump with Remote Outdoor Unit-Air-Source) | 5TWV8X48A1 |  |  | 5PX*CD09AS3 | S8V2C080M5PDB | 46000 | 18.1 | 8.5 | 45000 | 34800 | 77.33% | 2.1 | 0 | 10.5 |  |  |  |  | R-454B | 3.8333 | Residential & Commercial | USHP | Ducted CEE Tier 1
210472834 | Central HP <5.4 tons | AIRQUEST | HRCU-A-CB (Split System: Heat Pump with Remote Outdoor Unit-Air-Source) | HVH825GKA3* |  |  | EA*4X42L21A*+WALLCON | *95CSU1002122A* | 23800 | 16.5 | 8.1 | 21400 | 16600 | 77.57% | 1.96 | 0 | 11 |  |  |  |  | R-410A | 1.9833 | Residential & Commercial | USHP | Ducted CEE Tier 1
210473032 | Central HP <5.4 tons | AIRQUEST | HRCU-A-CB (Split System: Heat Pump with Remote Outdoor Unit-Air-Source) | HVH825GKA3* |  |  | EA*4X42L24A*+WALLCON | *96CTN1202422A* | 23800 | 17 | 8.1 | 21400 | 16600 | 77.57% | 1.96 | 0 | 11 |  |  |  |  | R-410A | 1.9833 | Residential & Commercial | USHP | Ducted CEE Tier 1
210473241 | Central HP <5.4 tons | AIRQUEST | HRCU-A-CB (Split System: Heat Pump with Remote Outdoor Unit-Air-Source) | HVH825GKA3* |  |  | EA*4X43L21A*+WALLCON | *80CTL0901716A* | 24600 | 17.5 | 8.5 | 21000 | 16500 | 78.57% | 2.04 | 0 | 11.7 |  |  |  |  | R-410A | 2.05 | Residential & Commercial | USHP | Ducted CEE Tier 1
210473384 | Central HP <5.4 tons | AIRQUEST | HRCU-A-CB (Split System: Heat Pump with Remote Outdoor Unit-Air-Source) | HVH825GKA3* |  |  | EA*4X48L21A*+WALLCON | *97CMN0801714A* | 24000 | 16.5 | 8.1 | 21000 | 16600 | 79.05% | 2 | 0 | 11 |  |  |  |  | R-410A | 2 | Residential & Commercial | USHP | Ducted CEE Tier 1
215864869 | Central HP <5.4 tons | TRANE | HRCU-A-CB (Split System: Heat Pump with Remote Outdoor Unit-Air-Source) | 5TWV8X48A1 |  |  | 5PX*D008AS3 | S8V2C100M5PDB | 45500 | 18.1 | 8.5 | 45500 | 35200 | 77.36% | 2.1 | 0 | 10 |  |  |  |  | R-454B | 3.7917 | Residential & Commercial | USHP | Ducted CEE Tier 1
212977759 | Central HP <5.4 tons | COMFORTMAKER | HRCU-A-CB (Split System: Heat Pump with Remote Outdoor Unit-Air-Source) | DLCURAH18ABK |  |  | EA*4X30L14A* | *80MS(N,L)0451412A* | 17600 | 16.5 | 8.5 | 18100 | 18700 | 103.3% | 2.24 | 0 | 10.5 |  |  |  |  | R-410A | 1.4667 | Residential & Commercial | USHP | Ducted CEE Tier 1
212614883 | Central HP <5.4 tons | DAIKIN | HRCU-A-CB (Split System: Heat Pump with Remote Outdoor Unit-Air-Source) | DZ6VSA241EA* |  |  | CA*EA2422*4A* | D*96VC0403BNA* | 23000 | 17 | 8.6 | 23000 | 16100 | 70% | 2 | 0 | 10 |  |  |  |  | R-410A | 1.9167 | Residential & Commercial | USHP | Ducted CEE Tier 1
215864437 | Central HP <5.4 tons | TRANE | HRCU-A-CB (Split System: Heat Pump with Remote Outdoor Unit-Air-Source) | 5TWV8X24A1 |  |  | 5PX*B003AS3 | *UHMB060CCV3+LRP | 21400 | 18.1 | 8.5 | 24400 | 18700 | 76.64% | 2.2 | 0 | 11.5 |  |  |  |  | R-454B | 1.7833 | Residential & Commercial | USHP | Ducted CEE Tier 1
214569340 | Central HP <5.4 tons | CARRIER | HRCU-A-CB (Split System: Heat Pump with Remote Outdoor Unit-Air-Source) | 25VNA424A*031* |  |  | CAP**4224AL*+UI | 58TN*B070C21**20 | 23400 | 20.5 | 10.5 | 26600 | 19700 | 74.06% | 2.46 | 0 | 13 |  |  |  |  | R-410A | 1.95 | Residential & Commercial | USHP | Ducted CEE Tier 1
215932749 | Central HP <5.4 tons | COMFORTMAKER | HRCU-A-CB (Split System: Heat Pump with Remote Outdoor Unit-Air-Source) | C5H3V36*K*AAA* |  |  | EA*5X61M21A*+WALLCON | *95CSU0601716B* | 34200 | 20 | 9 | 34800 | 26600 | 76.44% | 1.92 | 0 | 11.5 |  |  |  |  | R-454B | 2.85 | Residential & Commercial | USHP | Ducted CEE Tier 1
215932949 | Central HP <5.4 tons | COMFORTMAKER | HRCU-A-CB (Split System: Heat Pump with Remote Outdoor Unit-Air-Source) | C5H3V36*K*AAA* |  |  | EA*5X61M24A*+WALLCON | *96CTN1002122B* | 34400 | 20.5 | 9.5 | 34200 | 26000 | 76.02% | 2.08 | 0 | 12 |  |  |  |  | R-454B | 2.8667 | Residential & Commercial | USHP | Ducted CEE Tier 1
212614875 | Central HP <5.4 tons | DAIKIN | HRCU-A-CB (Split System: Heat Pump with Remote Outdoor Unit-Air-Source) | DZ6VSA241EA* |  |  | CA*EA2422*4A* | D*80VC0603B*A* | 23000 | 17 | 8.6 | 23000 | 16100 | 70% | 2 | 0 | 10 |  |  |  |  | R-410A | 1.9167 | Residential & Commercial | USHP | Ducted CEE Tier 1
214229033 | Central HP <5.4 tons | TEMPSTAR | HRCU-A-CB (Split System: Heat Pump with Remote Outdoor Unit-Air-Source) | DLCURAH18ABK |  |  | EN(A,D)4X30L17** | *80MSU0601716A* | 17800 | 16.5 | 8.1 | 18300 | 18500 | 101.1% | 2.22 | 0 | 11 |  |  |  |  | R-410A | 1.4833 | Residential & Commercial | USHP | Ducted CEE Tier 1
212986690 | Central HP <5.4 tons | TEMPSTAR | HRCU-A-CB (Split System: Heat Pump with Remote Outdoor Unit-Air-Source) | DLCURAH18ABK |  |  | EA*4X25L17A* | *96MSN0401712A* | 17700 | 15.5 | 8.1 | 17700 | 18800 | 106.2% | 2.24 | 0 | 10.5 |  |  |  |  | R-410A | 1.475 | Residential & Commercial | USHP | Ducted CEE Tier 1
213785685 | Central HP <5.4 tons | BRYANT HEATING AND COOLING SYSTEMS | HRCU-A-CB (Split System: Heat Pump with Remote Outdoor Unit-Air-Source) | 284ANV036*0**B* |  |  | CSPH*4212AL*+UI | 987MC42080C17*** | 33200 | 18 | 8.5 | 36800 | 26200 | 71.2% | 2 | 0 | 11.5 |  |  |  |  | R-410A | 2.7667 | Residential & Commercial | USHP | Ducted CEE Tier 1
215936023 | Central HP <5.4 tons | TEMPSTAR | HRCU-A-CB (Split System: Heat Pump with Remote Outdoor Unit-Air-Source) | T5H3V36*K*AAA* |  |  | EVD5X42M21A*+WALLCON | *80CTL0902120B* | 34400 | 21 | 8.5 | 38500 | 28000 | 72.73% | 2.04 | 0 | 12 |  |  |  |  | R-454B | 2.8667 | Residential & Commercial | USHP | Ducted CEE Tier 1
215936123 | Central HP <5.4 tons | TEMPSTAR | HRCU-A-CB (Split System: Heat Pump with Remote Outdoor Unit-Air-Source) | T5H3V36*K*AAA* |  |  | EVD5X42M21A*+WALLCON | *96CTN0601714B* | 34200 | 20.5 | 8.1 | 38000 | 27000 | 71.05% | 2 | 0 | 11 |  |  |  |  | R-454B | 2.85 | Residential & Commercial | USHP | Ducted CEE Tier 1
215936173 | Central HP <5.4 tons | TEMPSTAR | HRCU-A-CB (Split System: Heat Pump with Remote Outdoor Unit-Air-Source) | T5H3V36*K*AAA* |  |  | EVD5X42M24A*+WALLCON | *80CTL0902120B* | 35600 | 22 | 8.5 | 38000 | 28400 | 74.74% | 2.04 | 0 | 12.5 |  |  |  |  | R-454B | 2.9667 | Residential & Commercial | USHP | Ducted CEE Tier 1
215936223 | Central HP <5.4 tons | TEMPSTAR | HRCU-A-CB (Split System: Heat Pump with Remote Outdoor Unit-Air-Source) | T5H3V36*K*AAA* |  |  | EVD5X42M24A*+WALLCON | *97CMN0602120B* | 35200 | 21 | 8.5 | 38500 | 28800 | 74.81% | 2.02 | 0 | 12 |  |  |  |  | R-454B | 2.9333 | Residential & Commercial | USHP | Ducted CEE Tier 1
215936423 | Central HP <5.4 tons | TEMPSTAR | HRCU-A-CB (Split System: Heat Pump with Remote Outdoor Unit-Air-Source) | T5H3V36*K*AAA* |  |  | EVD5X48M24A*+WALLCON | *96CTN1202422B* | 35000 | 21.5 | 8.5 | 38000 | 28200 | 74.21% | 2.02 | 0 | 12 |  |  |  |  | R-454B | 2.9167 | Residential & Commercial | USHP | Ducted CEE Tier 1
215936673 | Central HP <5.4 tons | TEMPSTAR | HRCU-A-CB (Split System: Heat Pump with Remote Outdoor Unit-Air-Source) | T5H3V36*K*AAA* |  |  | EVD5X60M21A*+WALLCON | *95CSU1002122B* | 35600 | 22 | 9 | 38000 | 28400 | 74.74% | 2.14 | 0 | 12.5 |  |  |  |  | R-454B | 2.9667 | Residential & Commercial | USHP | Ducted CEE Tier 1
210473142 | Central HP <5.4 tons | AIRQUEST | HRCU-A-CB (Split System: Heat Pump with Remote Outdoor Unit-Air-Source) | HVH825GKA3* |  |  | EA*4X43L21A*+WALLCON | *80CSU1002120A* | 24400 | 16.5 | 8.1 | 21200 | 16600 | 78.3% | 2.02 | 0 | 10.5 |  |  |  |  | R-410A | 2.0333 | Residential & Commercial | USHP | Ducted CEE Tier 1
216763696 | Central HP <5.4 tons | TRANE | HRCU-A-CB (Split System: Heat Pump with Remote Outdoor Unit-Air-Source) | 5TWR7036A1 |  |  | 5PX*C007AS3 | S8X1C100M5PSC | 34200 | 17.1 | 9 | 33000 | 24400 | 73.94% | 2.2 | 0 | 12 |  |  |  |  | R-454B | 2.85 | Residential & Commercial | USHP | Ducted CEE Tier 1
216763698 | Central HP <5.4 tons | TRANE | HRCU-A-CB (Split System: Heat Pump with Remote Outdoor Unit-Air-Source) | 5TWR7036A1 |  |  | 5PX*C007AS3 | S9V2C080U5PSC | 34200 | 17.1 | 9 | 32800 | 24200 | 73.78% | 2.2 | 0 | 12 |  |  |  |  | R-454B | 2.85 | Residential & Commercial | USHP | Ducted CEE Tier 1
216763716 | Central HP <5.4 tons | TRANE | HRCU-A-CB (Split System: Heat Pump with Remote Outdoor Unit-Air-Source) | 5TWR7036A1 |  |  | 5PX*C009AS3 | S8X1C080M5PSC | 34200 | 17.1 | 8.7 | 32400 | 24000 | 74.07% | 2.2 | 0 | 12 |  |  |  |  | R-454B | 2.85 | Residential & Commercial | USHP | Ducted CEE Tier 1
216763746 | Central HP <5.4 tons | TRANE | HRCU-A-CB (Split System: Heat Pump with Remote Outdoor Unit-Air-Source) | 5TWR7036A1 |  |  | 5PX*D008AS3 | S9V2D120U5PSC | 34000 | 17.1 | 9 | 32600 | 24200 | 74.23% | 2.2 | 0 | 12.5 |  |  |  |  | R-454B | 2.8333 | Residential & Commercial | USHP | Ducted CEE Tier 1
216763814 | Central HP <5.4 tons | TRANE | HRCU-A-CB (Split System: Heat Pump with Remote Outdoor Unit-Air-Source) | 5TWR7036A1 |  |  | 5TXCB004AS3 | S9V2B060U3VSB | 32200 | 17.1 | 8.7 | 32200 | 24000 | 74.53% | 2.1 | 0 | 11.7 |  |  |  |  | R-454B | 2.6833 | Residential & Commercial | USHP | Ducted CEE Tier 1
216756680 | Central HP <5.4 tons | BRYANT HEATING AND COOLING SYSTEMS | HRCU-A-CB (Split System: Heat Pump with Remote Outdoor Unit-Air-Source) | 37MUHAQ30AA3 |  |  | CAA**3721AM* | 82*TB66110V21*** | 31000 | 15.2 | 9 | 34200 | 30200 | 88.3% | 1.8 | 0 | 9.5 |  |  |  |  | R-454B | 2.5833 | Residential & Commercial | USHP
216763832 | Central HP <5.4 tons | TRANE | HRCU-A-CB (Split System: Heat Pump with Remote Outdoor Unit-Air-Source) | 5TWR7036A1 |  |  | 5TXCB006AS3 | *DHMB060CCV3 | 31600 | 16 | 8.7 | 31800 | 23800 | 74.84% | 2.1 | 0 | 11.2 |  |  |  |  | R-454B | 2.6333 | Residential & Commercial | USHP | Ducted CEE Tier 1
216743556 | Central HP <5.4 tons | GE Appliances | HRCU-A-CB (Split System: Heat Pump with Remote Outdoor Unit-Air-Source) | NS18H24HA5*** |  |  | NCUC30BT5****+TDR | NF97X040V3B*** | 23800 | 17.45 | 9 | 24000 | 20800 | 86.67% | 1.8 | 0 | 11.7 |  |  |  |  | R-454B | 1.9833 | Residential & Commercial | USHP | Ducted CEE Tier 1
212987056 | Central HP <5.4 tons | TEMPSTAR | HRCU-A-CB (Split System: Heat Pump with Remote Outdoor Unit-Air-Source) | DLCURAH18ABK |  |  | EN(A,D)4X24L14** | *96MSN0601412A* | 17300 | 16 | 8.1 | 18300 | 19200 | 104.9% | 2.32 | 0 | 10.5 |  |  |  |  | R-410A | 1.4417 | Residential & Commercial | USHP | Ducted CEE Tier 1
212987517 | Central HP <5.4 tons | TEMPSTAR | HRCU-A-CB (Split System: Heat Pump with Remote Outdoor Unit-Air-Source) | DLCURAH18ABK |  |  | EA*4X24L17A* | *96MSN0801716A* | 17700 | 16 | 8.5 | 18600 | 19400 | 104.3% | 2.32 | 0 | 10.5 |  |  |  |  | R-410A | 1.475 | Residential & Commercial | USHP | Ducted CEE Tier 1
215931599 | Central HP <5.4 tons | COMFORTMAKER | HRCU-A-CB (Split System: Heat Pump with Remote Outdoor Unit-Air-Source) | C5H3V60*K*AAA* |  |  | EA*5X60M24A*+WALLCON | *97CMN0602120B* | 55000 | 17.5 | 8.1 | 61000 | 47000 | 77.05% | 1.95 | 0 | 10.5 |  |  |  |  | R-454B | 4.5833 | Residential & Commercial | USHP | Ducted CEE Tier 1
215931649 | Central HP <5.4 tons | COMFORTMAKER | HRCU-A-CB (Split System: Heat Pump with Remote Outdoor Unit-Air-Source) | C5H3V60*K*AAA* |  |  | EA*5X60M24A*+WALLCON | *96CTN1202422B* | 56000 | 18.5 | 8.5 | 60500 | 46000 | 76.03% | 2.06 | 0 | 11 |  |  |  |  | R-454B | 4.6667 | Residential & Commercial | USHP | Ducted CEE Tier 1
212986570 | Central HP <5.4 tons | TEMPSTAR | HRCU-A-CB (Split System: Heat Pump with Remote Outdoor Unit-Air-Source) | DLCURAH24ABK |  |  | EA*4X36L17A* | *96MSN0401712A* | 23400 | 16 | 8.5 | 26200 | 24200 | 92.37% | 2 | 0 | 9.5 |  |  |  |  | R-410A | 1.95 | Residential & Commercial | USHP
212988719 | Central HP <5.4 tons | TEMPSTAR | HRCU-A-CB (Split System: Heat Pump with Remote Outdoor Unit-Air-Source) | DLCURAH24ABK |  |  | EA*4X37L21A* | *95MSU0401712A* | 24200 | 17 | 8.5 | 25200 | 21400 | 84.92% | 1.8 | 0 | 10 |  |  |  |  | R-410A | 2.0167 | Residential & Commercial | USHP | Ducted CEE Tier 1
212984470 | Central HP <5.4 tons | BRYANT HEATING AND COOLING SYSTEMS | HRCU-A-CB (Split System: Heat Pump with Remote Outdoor Unit-Air-Source) | 38MURAQ30AB3* |  |  | CAP**3721AL* | 912SE48080M17*** | 31000 | 15.2 | 8.5 | 33400 | 26200 | 78.44% | 1.86 | 0 | 9 |  |  |  |  | R-410A | 2.5833 | Residential & Commercial | USHP
212984970 | Central HP <5.4 tons | BRYANT HEATING AND COOLING SYSTEMS | HRCU-A-CB (Split System: Heat Pump with Remote Outdoor Unit-Air-Source) | 38MURAQ30AB3* |  |  | CAP**3721AL* | 912SE60080M21*** | 30600 | 15.2 | 8.1 | 33200 | 26200 | 78.92% | 1.86 | 0 | 9 |  |  |  |  | R-410A | 2.55 | Residential & Commercial | USHP
212984990 | Central HP <5.4 tons | BRYANT HEATING AND COOLING SYSTEMS | HRCU-A-CB (Split System: Heat Pump with Remote Outdoor Unit-Air-Source) | 38MURAQ30AB3* |  |  | CAP**4224AL* | 912SE60080M21*** | 30200 | 15.2 | 8.1 | 34200 | 27400 | 80.12% | 1.8 | 0 | 9 |  |  |  |  | R-410A | 2.5167 | Residential & Commercial | USHP
212983185 | Central HP <5.4 tons | BRYANT HEATING AND COOLING SYSTEMS | HRCU-A-CB (Split System: Heat Pump with Remote Outdoor Unit-Air-Source) | 38MURAQ24AB3* |  |  | CAP**3717AL* | 912SE36040M17*** | 23800 | 16 | 8.5 | 25800 | 22600 | 87.6% | 1.86 | 0 | 10 |  |  |  |  | R-410A | 1.9833 | Residential & Commercial | USHP | Ducted CEE Tier 1
212983517 | Central HP <5.4 tons | BRYANT HEATING AND COOLING SYSTEMS | HRCU-A-CB (Split System: Heat Pump with Remote Outdoor Unit-Air-Source) | 38MURAQ24AB3* |  |  | CAP**2417AL* | 912SE36060M14*** | 23600 | 16.5 | 9 | 27000 | 25400 | 94.07% | 2.12 | 0 | 10 |  |  |  |  | R-410A | 1.9667 | Residential & Commercial | USHP | Ducted CEE Tier 1
212984638 | Central HP <5.4 tons | BRYANT HEATING AND COOLING SYSTEMS | HRCU-A-CB (Split System: Heat Pump with Remote Outdoor Unit-Air-Source) | 38MURAQ24AB3* |  |  | CAP**3721AL* | 912SE48080M17*** | 24200 | 17.5 | 8.5 | 25000 | 21400 | 85.6% | 1.8 | 0 | 10.5 |  |  |  |  | R-410A | 2.0167 | Residential & Commercial | USHP | Ducted CEE Tier 1
212984686 | Central HP <5.4 tons | BRYANT HEATING AND COOLING SYSTEMS | HRCU-A-CB (Split System: Heat Pump with Remote Outdoor Unit-Air-Source) | 38MURAQ24AB3* |  |  | CNPV*3621AL* | 912SE48080M17*** | 23600 | 17.5 | 8.5 | 26200 | 24600 | 93.89% | 2.04 | 0 | 10.5 |  |  |  |  | R-410A | 1.9667 | Residential & Commercial | USHP | Ducted CEE Tier 1
210473219 | Central HP <5.4 tons | AIRQUEST | HRCU-A-CB (Split System: Heat Pump with Remote Outdoor Unit-Air-Source) | HVH825GKA3* |  |  | EA*4X43L21A*+WALLCON | *97CMN1002122A* | 24400 | 16.5 | 8.5 | 21200 | 16600 | 78.3% | 2.04 | 0 | 11 |  |  |  |  | R-410A | 2.0333 | Residential & Commercial | USHP | Ducted CEE Tier 1
216453153 | Central HP <5.4 tons | TRANE | HRCU-A-CB (Split System: Heat Pump with Remote Outdoor Unit-Air-Source) | 5TWV0X48A1 |  |  | 5PX*C009AS3 | S8V2C100M5PDB | 45500 | 20 | 9.7 | 47000 | 33800 | 71.91% | 2.1 | 0 | 12 |  |  |  |  | R-454B | 3.7917 | Residential & Commercial | USHP | Ducted CEE Tier 1
210473417 | Central HP <5.4 tons | AIRQUEST | HRCU-A-CB (Split System: Heat Pump with Remote Outdoor Unit-Air-Source) | HVH825GKA3* |  |  | EA*4X48L21A*+WALLCON | *80CTL0901716A* | 24200 | 17.5 | 8.1 | 20800 | 16500 | 79.33% | 2.04 | 0 | 11.5 |  |  |  |  | R-410A | 2.0167 | Residential & Commercial | USHP | Ducted CEE Tier 1
214239392 | Central HP <5.4 tons | TEMPSTAR | HRCU-A-CB (Split System: Heat Pump with Remote Outdoor Unit-Air-Source) | TVH837GKA2* |  |  | EN(A,D,W)4X60L24**+WALLCON | *97CMN1002122B* | 32800 | 17.5 | 8.1 | 32200 | 24600 | 76.4% | 1.96 | 0 | 12 |  |  |  |  | R-410A | 2.7333 | Residential & Commercial | USHP | Ducted CEE Tier 1
216763360 | Central HP <5.4 tons | TRANE | HRCU-A-CB (Split System: Heat Pump with Remote Outdoor Unit-Air-Source) | 5TWR7024A1 |  |  | 5PX*B004AS3 | S9V2B060U4PSC | 23200 | 17.1 | 9 | 21800 | 17200 | 78.9% | 2 | 0 | 12.5 |  |  |  |  | R-454B | 1.9333 | Residential & Commercial | USHP | Ducted CEE Tier 1
216763374 | Central HP <5.4 tons | TRANE | HRCU-A-CB (Split System: Heat Pump with Remote Outdoor Unit-Air-Source) | 5TWR7024A1 |  |  | 5PX*B004AS3 | S9V2B060D3VSB | 21800 | 16.5 | 8.7 | 21200 | 17000 | 80.19% | 1.9 | 0 | 11.7 |  |  |  |  | R-454B | 1.8167 | Residential & Commercial | USHP | Ducted CEE Tier 1
216763424 | Central HP <5.4 tons | TRANE | HRCU-A-CB (Split System: Heat Pump with Remote Outdoor Unit-Air-Source) | 5TWR7024A1 |  |  | 5PX*BD04AS3 | S9V2B080D4PSC | 23200 | 17.1 | 8.1 | 22200 | 17100 | 77.03% | 1.8 | 0 | 12.5 |  |  |  |  | R-454B | 1.9333 | Residential & Commercial | USHP | Ducted CEE Tier 1
216763428 | Central HP <5.4 tons | TRANE | HRCU-A-CB (Split System: Heat Pump with Remote Outdoor Unit-Air-Source) | 5TWR7024A1 |  |  | 5PX*BD04AS3 | *DHMB060CCV3 | 23400 | 17.1 | 8.2 | 22200 | 17200 | 77.48% | 1.8 | 0 | 12.5 |  |  |  |  | R-454B | 1.95 | Residential & Commercial | USHP | Ducted CEE Tier 1
216763494 | Central HP <5.4 tons | TRANE | HRCU-A-CB (Split System: Heat Pump with Remote Outdoor Unit-Air-Source) | 5TWR7024A1 |  |  | 5TXCB004AS3 | S8X1B080M4PSC | 22600 | 17.1 | 8.7 | 21600 | 17000 | 78.7% | 1.9 | 0 | 12.5 |  |  |  |  | R-454B | 1.8833 | Residential & Commercial | USHP | Ducted CEE Tier 1
214573898 | Central HP <5.4 tons | CARRIER | HRCU-A-CB (Split System: Heat Pump with Remote Outdoor Unit-Air-Source) | 25VNA837A*031* |  |  | CAP**4321AL*+UI | 59TN6C080C21**20 | 33000 | 18.5 | 8.5 | 32600 | 25000 | 76.69% | 2 | 0 | 11.5 |  |  |  |  | R-410A | 2.75 | Residential & Commercial | USHP | Ducted CEE Tier 1
214574148 | Central HP <5.4 tons | CARRIER | HRCU-A-CB (Split System: Heat Pump with Remote Outdoor Unit-Air-Source) | 25VNA837A*031* |  |  | CAP**6124AL*+UI | 58TN*B070C21**20 | 33200 | 18 | 8.5 | 32000 | 24800 | 77.5% | 2 | 0 | 11.5 |  |  |  |  | R-410A | 2.7667 | Residential & Commercial | USHP | Ducted CEE Tier 1
214574398 | Central HP <5.4 tons | CARRIER | HRCU-A-CB (Split System: Heat Pump with Remote Outdoor Unit-Air-Source) | 25VNA837A*031* |  |  | CSPH*6012AL*+UI | 59CU5B080C21**20 | 33000 | 17 | 8.5 | 32200 | 25000 | 77.64% | 2 | 0 | 11 |  |  |  |  | R-410A | 2.75 | Residential & Commercial | USHP | Ducted CEE Tier 1
214574498 | Central HP <5.4 tons | CARRIER | HRCU-A-CB (Split System: Heat Pump with Remote Outdoor Unit-Air-Source) | 25VNA837A*031* |  |  | CNPV*3621AL*+UI | 59TN6C080C21**20 | 31400 | 17 | 8.1 | 33000 | 24000 | 72.73% | 1.84 | 0 | 11 |  |  |  |  | R-410A | 2.6167 | Residential & Commercial | USHP | Ducted CEE Tier 1
212614876 | Central HP <5.4 tons | DAIKIN | HRCU-A-CB (Split System: Heat Pump with Remote Outdoor Unit-Air-Source) | DZ6VSA241EA* |  |  | CA*EA2422*4A* | D*80VC0604B*A* | 23000 | 17 | 8.6 | 23000 | 16100 | 70% | 2 | 0 | 10 |  |  |  |  | R-410A | 1.9167 | Residential & Commercial | USHP | Ducted CEE Tier 1
212987565 | Central HP <5.4 tons | TEMPSTAR | HRCU-A-CB (Split System: Heat Pump with Remote Outdoor Unit-Air-Source) | DLCURAH18ABK |  |  | EN(A,D)4X30L17** | *96MSN0801716A* | 17400 | 16 | 8.1 | 17900 | 18600 | 103.9% | 2.24 | 0 | 11 |  |  |  |  | R-410A | 1.45 | Residential & Commercial | USHP | Ducted CEE Tier 1
212989319 | Central HP <5.4 tons | TEMPSTAR | HRCU-A-CB (Split System: Heat Pump with Remote Outdoor Unit-Air-Source) | DLCURAH18ABK |  |  | EN(A,D)4X24L17** | *95MSU0601716A* | 17300 | 16 | 8.1 | 18300 | 19200 | 104.9% | 2.32 | 0 | 10.5 |  |  |  |  | R-410A | 1.4417 | Residential & Commercial | USHP | Ducted CEE Tier 1
216743586 | Central HP <5.4 tons | GE Appliances | HRCU-A-CB (Split System: Heat Pump with Remote Outdoor Unit-Air-Source) | NS18H36HA5*** |  |  | NCHC36BT5****+TDR | NF97U045V3B*** | 33800 | 17.3 | 8.5 | 35600 | 28400 | 79.78% | 1.85 | 0 | 11 |  |  |  |  | R-454B | 2.8167 | Residential & Commercial | USHP | Ducted CEE Tier 1
216763850 | Central HP <5.4 tons | TRANE | HRCU-A-CB (Split System: Heat Pump with Remote Outdoor Unit-Air-Source) | 5TWR7036A1 |  |  | 5TXCB006AS3 | L8V1A040U3VSB | 32800 | 17.1 | 8.7 | 32600 | 24200 | 74.23% | 2.1 | 0 | 12 |  |  |  |  | R-454B | 2.7333 | Residential & Commercial | USHP | Ducted CEE Tier 1
210473208 | Central HP <5.4 tons | AIRQUEST | HRCU-A-CB (Split System: Heat Pump with Remote Outdoor Unit-Air-Source) | HVH825GKA3* |  |  | EA*4X43L21A*+WALLCON | *97CMN0801714A* | 24400 | 16.5 | 8.1 | 21200 | 16700 | 78.77% | 2.02 | 0 | 11 |  |  |  |  | R-410A | 2.0333 | Residential & Commercial | USHP | Ducted CEE Tier 1
210474419 | Central HP <5.4 tons | AIRQUEST | HRCU-A-CB (Split System: Heat Pump with Remote Outdoor Unit-Air-Source) | HVH825GKA3* |  |  | EHD4X42AAL+WALLCON | *80CTL0901716A* | 24200 | 16.5 | 8.1 | 21200 | 16500 | 77.83% | 2.02 | 0 | 11 |  |  |  |  | R-410A | 2.0167 | Residential & Commercial | USHP | Ducted CEE Tier 1
216763925 | Central HP <5.4 tons | TRANE | HRCU-A-CB (Split System: Heat Pump with Remote Outdoor Unit-Air-Source) | 5TWR7048A1 |  |  | 5PX*C009AS3 | L9X1C100U5VSA | 43500 | 17.1 | 8.7 | 45000 | 33000 | 73.33% | 2.1 | 0 | 11.2 |  |  |  |  | R-454B | 3.625 | Residential & Commercial | USHP | Ducted CEE Tier 1
216763548 | Central HP <5.4 tons | TRANE | HRCU-A-CB (Split System: Heat Pump with Remote Outdoor Unit-Air-Source) | 5TWR7024A1 |  |  | 5TXCB006AS3 | S9V2B080U4PSC | 23800 | 17.1 | 9 | 21800 | 17400 | 79.82% | 2 | 0 | 12.5 |  |  |  |  | R-454B | 1.9833 | Residential & Commercial | USHP | Ducted CEE Tier 1
212976413 | Central HP <5.4 tons | CARRIER | HRCU-A-CB (Split System: Heat Pump with Remote Outdoor Unit-Air-Source) | 38MURAQ24AB3* |  |  | CNPV*3621AL* | 59TP6C080V21**20 | 23800 | 17 | 8.5 | 26400 | 24000 | 90.91% | 1.98 | 0 | 10.5 |  |  |  |  | R-410A | 1.9833 | Residential & Commercial | USHP | Ducted CEE Tier 1
212614890 | Central HP <5.4 tons | DAIKIN | HRCU-A-CB (Split System: Heat Pump with Remote Outdoor Unit-Air-Source) | DZ6VSA241EA* |  |  | CA*EA2422*4A* | D*97MC0603BNA* | 23000 | 17 | 8.6 | 23000 | 16100 | 70% | 2 | 0 | 10 |  |  |  |  | R-410A | 1.9167 | Residential & Commercial | USHP | Ducted CEE Tier 1
215933019 | Central HP <5.4 tons | COMFORTMAKER | HRCU-A-CB (Split System: Heat Pump with Remote Outdoor Unit-Air-Source) | C5H3V36*K*AAA* |  |  | ESH5X30M12A*+WALLCON | *96CTN0601714B* | 32400 | 18 | 9 | 34800 | 26600 | 76.44% | 1.92 | 0 | 10 |  |  |  |  | R-454B | 2.7 | Residential & Commercial | USHP | Ducted CEE Tier 1
215933199 | Central HP <5.4 tons | COMFORTMAKER | HRCU-A-CB (Split System: Heat Pump with Remote Outdoor Unit-Air-Source) | C5H3V36*K*AAA* |  |  | ESH5X36M12A*+WALLCON | *97CMN0802120B* | 33200 | 19 | 9 | 34800 | 26800 | 77.01% | 1.92 | 0 | 11 |  |  |  |  | R-454B | 2.7667 | Residential & Commercial | USHP | Ducted CEE Tier 1
212614905 | Central HP <5.4 tons | DAIKIN | HRCU-A-CB (Split System: Heat Pump with Remote Outdoor Unit-Air-Source) | DZ6VSA241EA* |  |  | CA*EA3026*4A* | D*96VC0603BNA* | 23000 | 17 | 8.6 | 23000 | 16100 | 70% | 2 | 0 | 10 |  |  |  |  | R-410A | 1.9167 | Residential & Commercial | USHP | Ducted CEE Tier 1
215933219 | Central HP <5.4 tons | COMFORTMAKER | HRCU-A-CB (Split System: Heat Pump with Remote Outdoor Unit-Air-Source) | C5H3V36*K*AAA* |  |  | ESH5X36M12A*+WALLCON | *97CMN1202422B* | 33200 | 19 | 9 | 35000 | 26800 | 76.57% | 1.92 | 0 | 11 |  |  |  |  | R-454B | 2.7667 | Residential & Commercial | USHP | Ducted CEE Tier 1
213785703 | Central HP <5.4 tons | BRYANT HEATING AND COOLING SYSTEMS | HRCU-A-CB (Split System: Heat Pump with Remote Outdoor Unit-Air-Source) | 284ANV036*0**B* |  |  | CSPH*4812AL*+UI | 88*TB48070C17*** | 33400 | 18.5 | 8.5 | 36800 | 26000 | 70.65% | 2.02 | 0 | 11.7 |  |  |  |  | R-410A | 2.7833 | Residential & Commercial | USHP | Ducted CEE Tier 1
213785705 | Central HP <5.4 tons | BRYANT HEATING AND COOLING SYSTEMS | HRCU-A-CB (Split System: Heat Pump with Remote Outdoor Unit-Air-Source) | 284ANV036*0**B* |  |  | CSPH*4812AL*+UI | 88*TB48090C17*** | 33600 | 18.5 | 8.5 | 36600 | 25800 | 70.49% | 2.04 | 0 | 11.7 |  |  |  |  | R-410A | 2.8 | Residential & Commercial | USHP | Ducted CEE Tier 1
213785721 | Central HP <5.4 tons | BRYANT HEATING AND COOLING SYSTEMS | HRCU-A-CB (Split System: Heat Pump with Remote Outdoor Unit-Air-Source) | 284ANV036*0**B* |  |  | CSPH*4812AL*+UI | 987MC66120C24*** | 33600 | 18.5 | 8.5 | 36600 | 25800 | 70.49% | 2.04 | 0 | 11.7 |  |  |  |  | R-410A | 2.8 | Residential & Commercial | USHP | Ducted CEE Tier 1
216743602 | Central HP <5.4 tons | GE Appliances | HRCU-A-CB (Split System: Heat Pump with Remote Outdoor Unit-Air-Source) | NS18H60HA5*** |  |  | NCHC42CT5****+TDR | NF97U090V5C*** | 44000 | 16.1 | 8.5 | 48000 | 40000 | 83.33% | 1.8 | 0 | 10 |  |  |  |  | R-454B | 3.6667 | Residential & Commercial | USHP | Ducted CEE Tier 1
215434353 | Central HP <5.4 tons | DAIKIN | HRCU-A-CB (Split System: Heat Pump with Remote Outdoor Unit-Air-Source) | DH7VSA4810A* |  |  | CA*EA6030*3A* | D*96TC0804CNA* | 45500 | 16.2 | 8.8 | 47000 | 33600 | 71.49% | 2 | 0 | 10 |  |  |  |  | R-32 | 3.7917 | Residential & Commercial | USHP | Ducted CEE Tier 1
215434378 | Central HP <5.4 tons | DAIKIN | HRCU-A-CB (Split System: Heat Pump with Remote Outdoor Unit-Air-Source) | DH7VSA4810A* |  |  | CHPEA6030*3A* | D*96SC0805CUA* | 45500 | 16.2 | 8.5 | 46500 | 33600 | 72.26% | 2 | 0 | 10 |  |  |  |  | R-32 | 3.7917 | Residential & Commercial | USHP | Ducted CEE Tier 1
215934759 | Central HP <5.4 tons | COMFORTMAKER | HRCU-A-CB (Split System: Heat Pump with Remote Outdoor Unit-Air-Source) | C5H3V36*K*AAA* |  |  | EVM5X43M21A*+WALLCON | *97CMN0601714B* | 34400 | 20.5 | 8.5 | 38000 | 27600 | 72.63% | 2.08 | 0 | 11 |  |  |  |  | R-454B | 2.8667 | Residential & Commercial | USHP | Ducted CEE Tier 1
215934809 | Central HP <5.4 tons | COMFORTMAKER | HRCU-A-CB (Split System: Heat Pump with Remote Outdoor Unit-Air-Source) | C5H3V36*K*AAA* |  |  | EVM5X44M21A*+WALLCON | *80CTL0451712B* | 35200 | 21 | 8.5 | 39000 | 29400 | 75.38% | 2 | 0 | 11.7 |  |  |  |  | R-454B | 2.9333 | Residential & Commercial | USHP | Ducted CEE Tier 1
215434253 | Central HP <5.4 tons | DAIKIN | HRCU-A-CB (Split System: Heat Pump with Remote Outdoor Unit-Air-Source) | DH7VSA4210A* |  |  | CHPEA4830*3A* | D*96TC0804CNA* | 40500 | 16.5 | 8.6 | 41000 | 31000 | 75.61% | 2 | 0 | 10 |  |  |  |  | R-32 | 3.375 | Residential & Commercial | USHP | Ducted CEE Tier 1
215933469 | Central HP <5.4 tons | COMFORTMAKER | HRCU-A-CB (Split System: Heat Pump with Remote Outdoor Unit-Air-Source) | C5H3V36*K*AAA* |  |  | ESH5X42M12A*+WALLCON | *96CTN0601714B* | 33200 | 18.5 | 9 | 34200 | 26200 | 76.61% | 1.94 | 0 | 10.5 |  |  |  |  | R-454B | 2.7667 | Residential & Commercial | USHP | Ducted CEE Tier 1
215933819 | Central HP <5.4 tons | COMFORTMAKER | HRCU-A-CB (Split System: Heat Pump with Remote Outdoor Unit-Air-Source) | C5H3V36*K*AAA* |  |  | ESH5X60M12A*+WALLCON | *80CTL1352422B* | 34200 | 19.5 | 9 | 34400 | 26000 | 75.58% | 1.96 | 0 | 11.7 |  |  |  |  | R-454B | 2.85 | Residential & Commercial | USHP | Ducted CEE Tier 1
215933869 | Central HP <5.4 tons | COMFORTMAKER | HRCU-A-CB (Split System: Heat Pump with Remote Outdoor Unit-Air-Source) | C5H3V36*K*AAA* |  |  | ESH5X60M12A*+WALLCON | *97CMN0602120B* | 34000 | 19 | 9 | 34800 | 26400 | 75.86% | 1.92 | 0 | 11.5 |  |  |  |  | R-454B | 2.8333 | Residential & Commercial | USHP | Ducted CEE Tier 1
215434384 | Central HP <5.4 tons | DAIKIN | HRCU-A-CB (Split System: Heat Pump with Remote Outdoor Unit-Air-Source) | DH7VSA4810A* |  |  | CHPEA6030*3A* | D*96TC1005DNA* | 45500 | 16.5 | 8.5 | 46500 | 33600 | 72.26% | 2 | 0 | 10 |  |  |  |  | R-32 | 3.7917 | Residential & Commercial | USHP | Ducted CEE Tier 1
214238962 | Central HP <5.4 tons | TEMPSTAR | HRCU-A-CB (Split System: Heat Pump with Remote Outdoor Unit-Air-Source) | TVH837GKA2* |  |  | END4X42L17**+WALLCON | *80CTL0451712B* | 31800 | 16.5 | 8.1 | 33400 | 25000 | 74.85% | 1.86 | 0 | 11 |  |  |  |  | R-410A | 2.65 | Residential & Commercial | USHP | Ducted CEE Tier 1
215434354 | Central HP <5.4 tons | DAIKIN | HRCU-A-CB (Split System: Heat Pump with Remote Outdoor Unit-Air-Source) | DH7VSA4810A* |  |  | CA*EA6030*3A* | D*96TC1005CNA* | 45500 | 16.2 | 8.8 | 47000 | 33600 | 71.49% | 2 | 0 | 10 |  |  |  |  | R-32 | 3.7917 | Residential & Commercial | USHP | Ducted CEE Tier 1
215434379 | Central HP <5.4 tons | DAIKIN | HRCU-A-CB (Split System: Heat Pump with Remote Outdoor Unit-Air-Source) | DH7VSA4810A* |  |  | CHPEA6030*3A* | D*96TC0804CNA* | 45500 | 16.2 | 8.5 | 46500 | 33600 | 72.26% | 2 | 0 | 10 |  |  |  |  | R-32 | 3.7917 | Residential & Commercial | USHP | Ducted CEE Tier 1
215931869 | Central HP <5.4 tons | COMFORTMAKER | HRCU-A-CB (Split System: Heat Pump with Remote Outdoor Unit-Air-Source) | C5H3V60*K*AAA* |  |  | ESH5X60M12A*+WALLCON | *97CMN0602120B* | 55500 | 17 | 8.1 | 61500 | 47000 | 76.42% | 1.95 | 0 | 10.5 |  |  |  |  | R-454B | 4.625 | Residential & Commercial | USHP | Ducted CEE Tier 1
215433930 | Central HP <5.4 tons | DAIKIN | HRCU-A-CB (Split System: Heat Pump with Remote Outdoor Unit-Air-Source) | DH7VSA4210A* |  |  | CA*EA6030*3A*+MBVK20DP1X00A* | 0 | 41000 | 17.5 | 8.8 | 41000 | 31000 | 75.61% | 2 | 0 | 10 |  |  |  |  | R-32 | 3.4167 | Residential & Commercial | USHP | Ducted CEE Tier 1
215433969 | Central HP <5.4 tons | DAIKIN | HRCU-A-CB (Split System: Heat Pump with Remote Outdoor Unit-Air-Source) | DH7VSA2410A* |  |  | CA*EA3022*3A* | D*97MC0804CNA* | 23200 | 19 | 8.6 | 23200 | 17000 | 73.28% | 2 | 0 | 11 |  |  |  |  | R-32 | 1.9333 | Residential & Commercial | USHP | Ducted CEE Tier 1
215433994 | Central HP <5.4 tons | DAIKIN | HRCU-A-CB (Split System: Heat Pump with Remote Outdoor Unit-Air-Source) | DH7VSA2410A* |  |  | CA*EA3626*3A* | D*80TC0604B*A* | 23200 | 19 | 8.6 | 23200 | 17000 | 73.28% | 2 | 0 | 11 |  |  |  |  | R-32 | 1.9333 | Residential & Commercial | USHP | Ducted CEE Tier 1
215433996 | Central HP <5.4 tons | DAIKIN | HRCU-A-CB (Split System: Heat Pump with Remote Outdoor Unit-Air-Source) | DH7VSA2410A* |  |  | CA*EA3626*3A* | D*80TC0804C*A* | 23200 | 19 | 8.6 | 23200 | 17000 | 73.28% | 2 | 0 | 11 |  |  |  |  | R-32 | 1.9333 | Residential & Commercial | USHP | Ducted CEE Tier 1
215434348 | Central HP <5.4 tons | DAIKIN | HRCU-A-CB (Split System: Heat Pump with Remote Outdoor Unit-Air-Source) | DH7VSA4810A* |  |  | CA*EA6030*3A* | D*80SC0805CUA* | 45500 | 16.5 | 8.8 | 47000 | 33600 | 71.49% | 2 | 0 | 10 |  |  |  |  | R-32 | 3.7917 | Residential & Commercial | USHP | Ducted CEE Tier 1
215434362 | Central HP <5.4 tons | DAIKIN | HRCU-A-CB (Split System: Heat Pump with Remote Outdoor Unit-Air-Source) | DH7VSA4810A* |  |  | CHPEA4830*3A* | D*80TC0804C*A* | 45500 | 16.5 | 8.5 | 46000 | 33600 | 73.04% | 2 | 0 | 10 |  |  |  |  | R-32 | 3.7917 | Residential & Commercial | USHP | Ducted CEE Tier 1
215434364 | Central HP <5.4 tons | DAIKIN | HRCU-A-CB (Split System: Heat Pump with Remote Outdoor Unit-Air-Source) | DH7VSA4810A* |  |  | CHPEA4830*3A* | D*80TC1005C*A* | 45500 | 16.5 | 8.5 | 46000 | 33600 | 73.04% | 2 | 0 | 10 |  |  |  |  | R-32 | 3.7917 | Residential & Commercial | USHP | Ducted CEE Tier 1
210474507 | Central HP <5.4 tons | AIRQUEST | HRCU-A-CB (Split System: Heat Pump with Remote Outdoor Unit-Air-Source) | HVH825GKA3* |  |  | EHD4X48AAL+WALLCON | *80CTL0451712A* | 24200 | 16 | 8.1 | 21400 | 16700 | 78.04% | 2 | 0 | 10.5 |  |  |  |  | R-410A | 2.0167 | Residential & Commercial | USHP | Ducted CEE Tier 1
215932599 | Central HP <5.4 tons | COMFORTMAKER | HRCU-A-CB (Split System: Heat Pump with Remote Outdoor Unit-Air-Source) | C5H3V36*K*AAA* |  |  | EA*5X60M24A*+WALLCON | *97CMN0602120B* | 33800 | 20 | 9 | 34600 | 26400 | 76.3% | 1.92 | 0 | 11.5 |  |  |  |  | R-454B | 2.8167 | Residential & Commercial | USHP | Ducted CEE Tier 1
215932899 | Central HP <5.4 tons | COMFORTMAKER | HRCU-A-CB (Split System: Heat Pump with Remote Outdoor Unit-Air-Source) | C5H3V36*K*AAA* |  |  | EA*5X61M24A*+WALLCON | *95CSU1002122B* | 34600 | 20.5 | 9.5 | 34200 | 25800 | 75.44% | 2.06 | 0 | 12 |  |  |  |  | R-454B | 2.8833 | Residential & Commercial | USHP | Ducted CEE Tier 1
215434373 | Central HP <5.4 tons | DAIKIN | HRCU-A-CB (Split System: Heat Pump with Remote Outdoor Unit-Air-Source) | DH7VSA4810A* |  |  | CHPEA4830*3A* | D*97MC1205DNA* | 45500 | 16.5 | 8.5 | 46000 | 33600 | 73.04% | 2 | 0 | 10 |  |  |  |  | R-32 | 3.7917 | Residential & Commercial | USHP | Ducted CEE Tier 1
215433912 | Central HP <5.4 tons | DAIKIN | HRCU-A-CB (Split System: Heat Pump with Remote Outdoor Unit-Air-Source) | DH7VSA3610A* |  |  | CA*EA4830*3A*+MBVK16CP1X00A* | 0 | 35000 | 19 | 8.5 | 35000 | 28400 | 81.14% | 2 | 0 | 10.5 |  |  |  |  | R-32 | 2.9167 | Residential & Commercial | USHP | Ducted CEE Tier 1
214569504 | Central HP <5.4 tons | CARRIER | HRCU-A-CB (Split System: Heat Pump with Remote Outdoor Unit-Air-Source) | 25VNA448A*031* |  |  | CNPV*6024AL*+UI | 58TN*B070C21**20 | 44500 | 21 | 9.5 | 46500 | 36400 | 78.28% | 2.24 | 0 | 12 |  |  |  |  | R-410A | 3.7083 | Residential & Commercial | USHP | Ducted CEE Tier 1
213872276 | Central HP <5.4 tons | DAIKIN | HRCU-A-CB (Split System: Heat Pump with Remote Outdoor Unit-Air-Source) | DZ6VSA481EA* |  |  | CA*EA6030*4A* | D*80VC1005C*A* | 44000 | 17 | 8.5 | 43500 | 31000 | 71.26% | 2 | 0 | 10 |  |  |  |  | R-410A | 3.6667 | Residential & Commercial | USHP | Ducted CEE Tier 1
215434019 | Central HP <5.4 tons | DAIKIN | HRCU-A-CB (Split System: Heat Pump with Remote Outdoor Unit-Air-Source) | DH7VSA2410A* |  |  | CHPEA3026*3A* | D*96TC0603BNA* | 23200 | 19 | 8.6 | 23200 | 17000 | 73.28% | 2 | 0 | 11 |  |  |  |  | R-32 | 1.9333 | Residential & Commercial | USHP | Ducted CEE Tier 1
213785753 | Central HP <5.4 tons | BRYANT HEATING AND COOLING SYSTEMS | HRCU-A-CB (Split System: Heat Pump with Remote Outdoor Unit-Air-Source) | 284ANV036*0**B* |  |  | CSPH*6012AL*+UI | 987MC66120C24*** | 33800 | 19 | 8.5 | 36000 | 25400 | 70.56% | 2.02 | 0 | 12 |  |  |  |  | R-410A | 2.8167 | Residential & Commercial | USHP | Ducted CEE Tier 1
212988069 | Central HP <5.4 tons | TEMPSTAR | HRCU-A-CB (Split System: Heat Pump with Remote Outdoor Unit-Air-Source) | DLCURAH30ABK |  |  | EA*4X42L24A* | *96MSN1002120A* | 30000 | 15.2 | 8.5 | 34000 | 27200 | 80% | 1.8 | 0 | 9 |  |  |  |  | R-410A | 2.5 | Residential & Commercial | USHP
216682082 | Central HP <5.4 tons | BRYANT HEATING AND COOLING SYSTEMS | HRCU-A-CB (Split System: Heat Pump with Remote Outdoor Unit-Air-Source) | 38MURAQ30AB3* |  |  | CAP**4221AL* | 927TA60100V21*** | 30000 | 15.2 | 8.5 | 34000 | 27000 | 79.41% | 1.75 | 0 | 9 |  |  |  |  | R-410A | 2.5 | Residential & Commercial | USHP
215864919 | Central HP <5.4 tons | TRANE | HRCU-A-CB (Split System: Heat Pump with Remote Outdoor Unit-Air-Source) | 5TWV8X48A1 |  |  | 5PX*DD10AS3 | S8V2D120M5PCB | 45500 | 18.1 | 8.5 | 45000 | 34800 | 77.33% | 2.1 | 0 | 10 |  |  |  |  | R-454B | 3.7917 | Residential & Commercial | USHP | Ducted CEE Tier 1
210474029 | Central HP <5.4 tons | AIRQUEST | HRCU-A-CB (Split System: Heat Pump with Remote Outdoor Unit-Air-Source) | HVH825GKA3* |  |  | EN(A,D,W)4X48L21**+WALLCON | *96CTN1002122A* | 24200 | 17 | 8.1 | 21400 | 16600 | 77.57% | 2.02 | 0 | 11.5 |  |  |  |  | R-410A | 2.0167 | Residential & Commercial | USHP | Ducted CEE Tier 1
215865019 | Central HP <5.4 tons | TRANE | HRCU-A-CB (Split System: Heat Pump with Remote Outdoor Unit-Air-Source) | 5TWV8X60A1 |  |  | 5PX*D010AS3 | S9V2C080U5PSC+LRP | 54000 | 18.1 | 8.5 | 55500 | 39500 | 71.17% | 2 | 0 | 10 |  |  |  |  | R-454B | 4.5 | Residential & Commercial | USHP | Ducted CEE Tier 1
213780307 | Central HP <5.4 tons | HEIL | HRCU-A-CB (Split System: Heat Pump with Remote Outdoor Unit-Air-Source) | HVH837GKA** |  |  | EHD4X60AAL+WALLCON | *80CTL0701412B* | 32800 | 16.5 | 8.1 | 32400 | 25600 | 79.01% | 2 | 0 | 11 |  |  |  |  | R-410A | 2.7333 | Residential & Commercial | USHP | Ducted CEE Tier 1
213780337 | Central HP <5.4 tons | HEIL | HRCU-A-CB (Split System: Heat Pump with Remote Outdoor Unit-Air-Source) | HVH837GKA** |  |  | EHD4X60AAL+WALLCON | *80CTL0902120B* | 33000 | 16.5 | 8.1 | 32200 | 24800 | 77.02% | 2 | 0 | 11.5 |  |  |  |  | R-410A | 2.75 | Residential & Commercial | USHP | Ducted CEE Tier 1
212985040 | Central HP <5.4 tons | BRYANT HEATING AND COOLING SYSTEMS | HRCU-A-CB (Split System: Heat Pump with Remote Outdoor Unit-Air-Source) | 38MURAQ24AB3* |  |  | CAP**3721AL* | 912SE60080M21*** | 24800 | 17.5 | 8.5 | 25600 | 21400 | 83.59% | 1.8 | 0 | 10.5 |  |  |  |  | R-410A | 2.0667 | Residential & Commercial | USHP | Ducted CEE Tier 1
215434136 | Central HP <5.4 tons | DAIKIN | HRCU-A-CB (Split System: Heat Pump with Remote Outdoor Unit-Air-Source) | DH7VSA3610A* |  |  | CA*EA4830*3A* | D*96TC1005DNA* | 34800 | 18.5 | 8.5 | 35000 | 28400 | 81.14% | 2 | 0 | 10.5 |  |  |  |  | R-32 | 2.9 | Residential & Commercial | USHP | Ducted CEE Tier 1
215869482 | Central HP <5.4 tons | GE Appliances | HRCU-A-CB (Split System: Heat Pump with Remote Outdoor Unit-Air-Source) | NS18H60HA5*** |  |  | NAM60V1TA5**** | 0 | 55000 | 16 | 9.4 | 55000 | 43000 | 78.18% | 1.75 | 0 | 10 |  |  |  |  | R-454B | 4.5833 | Residential & Commercial | USHP | Ducted CEE Tier 1
215434261 | Central HP <5.4 tons | DAIKIN | HRCU-A-CB (Split System: Heat Pump with Remote Outdoor Unit-Air-Source) | DH7VSA4210A* |  |  | CHPEA6030*3A* | D*96SC0805CUA* | 40500 | 16.5 | 8.6 | 41000 | 31000 | 75.61% | 2 | 0 | 10 |  |  |  |  | R-32 | 3.375 | Residential & Commercial | USHP | Ducted CEE Tier 1
214239312 | Central HP <5.4 tons | TEMPSTAR | HRCU-A-CB (Split System: Heat Pump with Remote Outdoor Unit-Air-Source) | TVH837GKA2* |  |  | EN(A,D)4X48L24**+WALLCON | *80CTL1352422B* | 32400 | 17 | 8.1 | 32600 | 24600 | 75.46% | 1.96 | 0 | 11.7 |  |  |  |  | R-410A | 2.7 | Residential & Commercial | USHP | Ducted CEE Tier 1
216764075 | Central HP <5.4 tons | TRANE | HRCU-A-CB (Split System: Heat Pump with Remote Outdoor Unit-Air-Source) | 5TWR7060A1 |  |  | 5PX*DD10AS3 | S8X1D120M5PSC | 51000 | 16.5 | 8.7 | 51000 | 38500 | 75.49% | 2.1 | 0 | 11 |  |  |  |  | R-454B | 4.25 | Residential & Commercial | USHP | Ducted CEE Tier 1
216764559 | Central HP <5.4 tons | TRANE | HRCU-A-CB (Split System: Heat Pump with Remote Outdoor Unit-Air-Source) | 5TWR7024A1 |  |  | 5TXCB004AS3 | S8X1B080M4PTC | 22600 | 17.1 | 8.7 | 21600 | 17000 | 78.7% | 1.9 | 0 | 12.5 |  |  |  |  | R-454B | 1.8833 | Residential & Commercial | USHP | Ducted CEE Tier 1
216764575 | Central HP <5.4 tons | TRANE | HRCU-A-CB (Split System: Heat Pump with Remote Outdoor Unit-Air-Source) | 5TWR7024A1 |  |  | 5TXCB004AS3 | S8X2A040M3PSC | 23000 | 17.1 | 9 | 21800 | 17200 | 78.9% | 2 | 0 | 12.5 |  |  |  |  | R-454B | 1.9167 | Residential & Commercial | USHP | Ducted CEE Tier 1
216743606 | Central HP <5.4 tons | GE Appliances | HRCU-A-CB (Split System: Heat Pump with Remote Outdoor Unit-Air-Source) | NS18H60HA5*** |  |  | NCDC48CT5****+TDR | NF97D090V5C*** | 44500 | 16.5 | 9 | 48000 | 40000 | 83.33% | 1.85 | 0 | 10 |  |  |  |  | R-454B | 3.7083 | Residential & Commercial | USHP | Ducted CEE Tier 1
215433916 | Central HP <5.4 tons | DAIKIN | HRCU-A-CB (Split System: Heat Pump with Remote Outdoor Unit-Air-Source) | DH7VSA3610A* |  |  | CHPEA4830*3A*+MBVK16CP1X00A* | 0 | 35000 | 19 | 8.1 | 35000 | 28400 | 81.14% | 2 | 0 | 10.5 |  |  |  |  | R-32 | 2.9167 | Residential & Commercial | USHP | Ducted CEE Tier 1
215434135 | Central HP <5.4 tons | DAIKIN | HRCU-A-CB (Split System: Heat Pump with Remote Outdoor Unit-Air-Source) | DH7VSA3610A* |  |  | CA*EA4830*3A* | D*96TC1205DNA* | 34800 | 18.5 | 8.5 | 35000 | 28400 | 81.14% | 2 | 0 | 10.5 |  |  |  |  | R-32 | 2.9 | Residential & Commercial | USHP | Ducted CEE Tier 1
215434148 | Central HP <5.4 tons | DAIKIN | HRCU-A-CB (Split System: Heat Pump with Remote Outdoor Unit-Air-Source) | DH7VSA3610A* |  |  | CA*EA6030*3A* | D*80TC1005C*A* | 35000 | 18.5 | 8.5 | 35000 | 28400 | 81.14% | 2 | 0 | 10.5 |  |  |  |  | R-32 | 2.9167 | Residential & Commercial | USHP | Ducted CEE Tier 1
215433931 | Central HP <5.4 tons | DAIKIN | HRCU-A-CB (Split System: Heat Pump with Remote Outdoor Unit-Air-Source) | DH7VSA4210A* |  |  | CHPEA4830*3A*+MBVK16CP1X00A* | 0 | 41000 | 17.5 | 8.8 | 41000 | 31000 | 75.61% | 2 | 0 | 10 |  |  |  |  | R-32 | 3.4167 | Residential & Commercial | USHP | Ducted CEE Tier 1
210474051 | Central HP <5.4 tons | AIRQUEST | HRCU-A-CB (Split System: Heat Pump with Remote Outdoor Unit-Air-Source) | HVH825GKA3* |  |  | EN(A,D,W)4X48L21**+WALLCON | *97CMN0602120A* | 24000 | 16.5 | 8.1 | 21400 | 16700 | 78.04% | 2 | 0 | 11 |  |  |  |  | R-410A | 2 | Residential & Commercial | USHP | Ducted CEE Tier 1
216764591 | Central HP <5.4 tons | TRANE | HRCU-A-CB (Split System: Heat Pump with Remote Outdoor Unit-Air-Source) | 5TWR7036A1 |  |  | 5PX*B004AS3 | S8X2B080M4PTC | 32600 | 17.1 | 8.7 | 32800 | 24400 | 74.39% | 2.1 | 0 | 11.5 |  |  |  |  | R-454B | 2.7167 | Residential & Commercial | USHP | Ducted CEE Tier 1
216764659 | Central HP <5.4 tons | TRANE | HRCU-A-CB (Split System: Heat Pump with Remote Outdoor Unit-Air-Source) | 5TWR7036A1 |  |  | 5PX*C005AS3 | S8X1C100M5PTC | 32200 | 16.5 | 8.7 | 32200 | 23800 | 73.91% | 2.1 | 0 | 12 |  |  |  |  | R-454B | 2.6833 | Residential & Commercial | USHP | Ducted CEE Tier 1
214569702 | Central HP <5.4 tons | CARRIER | HRCU-A-CB (Split System: Heat Pump with Remote Outdoor Unit-Air-Source) | 25VNA436A*031* |  |  | CNPV*6024AL*+UI | 59MN7C060C21**20 | 34000 | 19.5 | 9 | 36400 | 25600 | 70.33% | 2 | 0 | 12 |  |  |  |  | R-410A | 2.8333 | Residential & Commercial | USHP | Ducted CEE Tier 1
216764225 | Central HP <5.4 tons | TRANE | HRCU-A-CB (Split System: Heat Pump with Remote Outdoor Unit-Air-Source) | 5TWX7036A1 |  |  | 5PX*B004AS3 | *UHMB080CCV3 | 32000 | 17.1 | 8.7 | 32000 | 23800 | 74.38% | 2 | 0 | 11.7 |  |  |  |  | R-454B | 2.6667 | Residential & Commercial | USHP | Ducted CEE Tier 1
216764250 | Central HP <5.4 tons | TRANE | HRCU-A-CB (Split System: Heat Pump with Remote Outdoor Unit-Air-Source) | 5TWX7036A1 |  |  | 5PX*B006AS3 | L8V1B080U4VSB | 33000 | 17.1 | 8.7 | 32600 | 24200 | 74.23% | 2.1 | 0 | 12 |  |  |  |  | R-454B | 2.75 | Residential & Commercial | USHP | Ducted CEE Tier 1
213781547 | Central HP <5.4 tons | HEIL | HRCU-A-CB (Split System: Heat Pump with Remote Outdoor Unit-Air-Source) | HVH837GKA2* |  |  | EA*4X61L21A*+WALLCON | *80CTL0701716B* | 32800 | 17 | 8.1 | 32200 | 25000 | 77.64% | 1.96 | 0 | 11 |  |  |  |  | R-410A | 2.7333 | Residential & Commercial | USHP | Ducted CEE Tier 1
213781127 | Central HP <5.4 tons | HEIL | HRCU-A-CB (Split System: Heat Pump with Remote Outdoor Unit-Air-Source) | HVH837GKA2* |  |  | EA*4X42L24A*+WALLCON | *97CMN1202422B* | 31800 | 17 | 8.1 | 32800 | 24400 | 74.39% | 1.88 | 0 | 11 |  |  |  |  | R-410A | 2.65 | Residential & Commercial | USHP | Ducted CEE Tier 1
212977725 | Central HP <5.4 tons | HEIL | HRCU-A-CB (Split System: Heat Pump with Remote Outdoor Unit-Air-Source) | DLCURAH18ABK |  |  | EA*4X24L14A* | *80MS(N,L)0451412A* | 17500 | 16.5 | 8.5 | 18400 | 19500 | 106% | 2.34 | 0 | 10.5 |  |  |  |  | R-410A | 1.4583 | Residential & Commercial | USHP | Ducted CEE Tier 1
212977809 | Central HP <5.4 tons | HEIL | HRCU-A-CB (Split System: Heat Pump with Remote Outdoor Unit-Air-Source) | DLCURAH18ABK |  |  | EN(A,D)4X24L17** | *80MS(N,L)0451412A* | 17500 | 16.5 | 8.5 | 18400 | 19200 | 104.3% | 2.3 | 0 | 11 |  |  |  |  | R-410A | 1.4583 | Residential & Commercial | USHP | Ducted CEE Tier 1
215933559 | Central HP <5.4 tons | COMFORTMAKER | HRCU-A-CB (Split System: Heat Pump with Remote Outdoor Unit-Air-Source) | C5H3V36*K*AAA* |  |  | ESH5X48M12A*+WALLCON | *80CTL0701716B* | 33600 | 19 | 9 | 35000 | 26800 | 76.57% | 1.92 | 0 | 11 |  |  |  |  | R-454B | 2.8 | Residential & Commercial | USHP | Ducted CEE Tier 1
215933629 | Central HP <5.4 tons | COMFORTMAKER | HRCU-A-CB (Split System: Heat Pump with Remote Outdoor Unit-Air-Source) | C5H3V36*K*AAA* |  |  | ESH5X48M12A*+WALLCON | *95CSU1002122B* | 33800 | 19.5 | 9 | 34600 | 26400 | 76.3% | 1.94 | 0 | 11.7 |  |  |  |  | R-454B | 2.8167 | Residential & Commercial | USHP | Ducted CEE Tier 1
211227802 | Central HP <5.4 tons | AIRQUEST | HRCU-A-CB (Split System: Heat Pump with Remote Outdoor Unit-Air-Source) | DLCURAH36ABK |  |  | EA*4X42L24A* | *80ES(N,L)0902420A* | 35400 | 16 | 8.1 | 38500 | 35000 | 90.91% | 1.88 | 0 | 10 |  |  |  |  | R-410A | 2.95 | Residential & Commercial | USHP | Ducted CEE Tier 1
211227886 | Central HP <5.4 tons | AIRQUEST | HRCU-A-CB (Split System: Heat Pump with Remote Outdoor Unit-Air-Source) | DLCURAH36ABK |  |  | EA*4X42L24A* | *80VSL1102422A* | 35400 | 16.5 | 8.1 | 38500 | 35000 | 90.91% | 1.88 | 0 | 10 |  |  |  |  | R-410A | 2.95 | Residential & Commercial | USHP | Ducted CEE Tier 1
211228213 | Central HP <5.4 tons | AIRQUEST | HRCU-A-CB (Split System: Heat Pump with Remote Outdoor Unit-Air-Source) | DLCURAH36ABK |  |  | EA*4X43L21A* | *80ES(N,L)0451712A* | 36000 | 15.5 | 8.5 | 38500 | 34800 | 90.39% | 2.06 | 0 | 10 |  |  |  |  | R-410A | 3 | Residential & Commercial | USHP | Ducted CEE Tier 1
211228261 | Central HP <5.4 tons | AIRQUEST | HRCU-A-CB (Split System: Heat Pump with Remote Outdoor Unit-Air-Source) | DLCURAH36ABK |  |  | EA*4X43L21A* | *80ES(N,L)0902116A* | 36800 | 16 | 8.5 | 38500 | 34800 | 90.39% | 2.1 | 0 | 10 |  |  |  |  | R-410A | 3.0667 | Residential & Commercial | USHP | Ducted CEE Tier 1
216682786 | Central HP <5.4 tons | BRYANT HEATING AND COOLING SYSTEMS | HRCU-A-CB (Split System: Heat Pump with Remote Outdoor Unit-Air-Source) | 38MURAQ30AB3* |  |  | CAP**3721AL* | 927TA66100V21*** | 30400 | 15.2 | 9 | 33000 | 26000 | 78.79% | 1.75 | 0 | 9 |  |  |  |  | R-410A | 2.5333 | Residential & Commercial | USHP
215935463 | Central HP <5.4 tons | TEMPSTAR | HRCU-A-CB (Split System: Heat Pump with Remote Outdoor Unit-Air-Source) | T5H3V36*K*AAA* |  |  | EVM5X61M24A*+WALLCON | *80CTL0902120B* | 36000 | 22.5 | 8.5 | 37600 | 28200 | 75% | 2.06 | 0 | 12.5 |  |  |  |  | R-454B | 3 | Residential & Commercial | USHP | Ducted CEE Tier 1
215935563 | Central HP <5.4 tons | TEMPSTAR | HRCU-A-CB (Split System: Heat Pump with Remote Outdoor Unit-Air-Source) | T5H3V36*K*AAA* |  |  | EVD5X31M17A*+WALLCON | *96CTN0601714B* | 34800 | 21 | 8.5 | 38000 | 27800 | 73.16% | 2.06 | 0 | 11 |  |  |  |  | R-454B | 2.9 | Residential & Commercial | USHP | Ducted CEE Tier 1
215937023 | Central HP <5.4 tons | TEMPSTAR | HRCU-A-CB (Split System: Heat Pump with Remote Outdoor Unit-Air-Source) | T5H3V48*K*AAA* |  |  | EVM5X48M21A*+WALLCON | *80CTL0902120B* | 44500 | 20 | 8.1 | 52000 | 38000 | 73.08% | 1.9 | 0 | 11 |  |  |  |  | R-454B | 3.7083 | Residential & Commercial | USHP | Ducted CEE Tier 1
215937473 | Central HP <5.4 tons | TEMPSTAR | HRCU-A-CB (Split System: Heat Pump with Remote Outdoor Unit-Air-Source) | T5H3V48*K*AAA* |  |  | EVM5X60M24A*+WALLCON | *80CTL0902120B* | 45500 | 21 | 8.1 | 52500 | 38000 | 72.38% | 1.95 | 0 | 11.5 |  |  |  |  | R-454B | 3.7917 | Residential & Commercial | USHP | Ducted CEE Tier 1
215937843 | Central HP <5.4 tons | TEMPSTAR | HRCU-A-CB (Split System: Heat Pump with Remote Outdoor Unit-Air-Source) | T5H3V48*K*AAA* |  |  | EVD5X48M21A*+WALLCON | *97CMN1002122B* | 44500 | 20 | 8.1 | 52000 | 38500 | 74.04% | 2 | 0 | 11 |  |  |  |  | R-454B | 3.7083 | Residential & Commercial | USHP | Ducted CEE Tier 1
215934365 | Central HP <5.4 tons | BRYANT HEATING AND COOLING SYSTEMS | HRCU-A-CB (Split System: Heat Pump with Remote Outdoor Unit-Air-Source) | 293VAN048**AA* |  |  | CAA**6124AM*+UI | 987MC60060C21*** | 44500 | 20.5 | 9.5 | 48500 | 37400 | 77.11% | 2 | 0 | 10.5 |  |  |  |  | R-454B | 3.7083 | Residential & Commercial | USHP | Ducted CEE Tier 1
215934435 | Central HP <5.4 tons | BRYANT HEATING AND COOLING SYSTEMS | HRCU-A-CB (Split System: Heat Pump with Remote Outdoor Unit-Air-Source) | 293VAN048**AA* |  |  | CSAH*4812AM*+UI | 88*TB36070C14*** | 43000 | 19.5 | 8.5 | 49000 | 35400 | 72.24% | 1.8 | 0 | 11 |  |  |  |  | R-454B | 3.5833 | Residential & Commercial | USHP | Ducted CEE Tier 1
216732946 | Central HP <5.4 tons | TEMPSTAR | HRCU-A-CB (Split System: Heat Pump with Remote Outdoor Unit-Air-Source) | D5CUHAH24AAK |  |  | EA*5X24M17A* | *96MSN0801716A* | 22200 | 15.5 | 8.5 | 21200 | 19200 | 90.57% | 1.96 | 0 | 10.5 |  |  |  |  | R-454B | 1.85 | Residential & Commercial | USHP | Ducted CEE Tier 1
212977634 | Central HP <5.4 tons | CARRIER | HRCU-A-CB (Split System: Heat Pump with Remote Outdoor Unit-Air-Source) | 38MURAQ24AB3* |  |  | CAP**3717AL* | 58S(B,C)*B045M14**12 | 24200 | 17 | 8.5 | 25200 | 22000 | 87.3% | 1.84 | 0 | 10 |  |  |  |  | R-410A | 2.0167 | Residential & Commercial | USHP | Ducted CEE Tier 1
216020998 | Central HP <5.4 tons | GE Appliances | HRCU-A-C (Split System: Heat Pump with Remote Outdoor Unit with No Indoor Fan --Air Source) | NS18H24HA5*** |  |  | NCUC24BT5****+TDR | 0 | 23600 | 15.8 | 8.5 | 24000 | 20000 | 83.33% | 1.75 | 0 | 11.7 |  |  |  |  | R-454B | 1.9667 | Residential & Commercial | USHP | Ducted CEE Tier 1
216021000 | Central HP <5.4 tons | GE Appliances | HRCU-A-C (Split System: Heat Pump with Remote Outdoor Unit with No Indoor Fan --Air Source) | NS18H60HA5*** |  |  | NCUC48CT5****+TDR | 0 | 47500 | 15.2 | 8.5 | 48000 | 39000 | 81.25% | 1.75 | 0 | 10 |  |  |  |  | R-454B | 3.9583 | Residential & Commercial | USHP | Ducted CEE Tier 1
213872278 | Central HP <5.4 tons | DAIKIN | HRCU-A-CB (Split System: Heat Pump with Remote Outdoor Unit-Air-Source) | DZ6VSA481EA* |  |  | CA*EA6030*4A* | D*80VC0805C*A* | 44000 | 17 | 8.5 | 43500 | 31000 | 71.26% | 2 | 0 | 10 |  |  |  |  | R-410A | 3.6667 | Residential & Commercial | USHP | Ducted CEE Tier 1
212614917 | Central HP <5.4 tons | DAIKIN | HRCU-A-CB (Split System: Heat Pump with Remote Outdoor Unit-Air-Source) | DZ6VSA361EA* |  |  | DFVE48DP0400A* | 0 | 34200 | 17.5 | 8.6 | 34200 | 30000 | 87.72% | 2 | 0 | 10 |  |  |  |  | R-410A | 2.85 | Residential & Commercial | USHP | Ducted CEE Tier 1
215433949 | Central HP <5.4 tons | DAIKIN | HRCU-A-CB (Split System: Heat Pump with Remote Outdoor Unit-Air-Source) | DH7VSA4810A* |  |  | CHPEA4830*3A*+MBVK16CP1X00A* | 0 | 45500 | 17 | 8.5 | 46000 | 33600 | 73.04% | 2 | 0 | 10 |  |  |  |  | R-32 | 3.7917 | Residential & Commercial | USHP | Ducted CEE Tier 1
215433950 | Central HP <5.4 tons | DAIKIN | HRCU-A-CB (Split System: Heat Pump with Remote Outdoor Unit-Air-Source) | DH7VSA4810A* |  |  | CHPEA4830*3A*+MBVK20DP1X00A* | 0 | 45500 | 17.5 | 8.5 | 46000 | 33600 | 73.04% | 2 | 0 | 10 |  |  |  |  | R-32 | 3.7917 | Residential & Commercial | USHP | Ducted CEE Tier 1
215434350 | Central HP <5.4 tons | DAIKIN | HRCU-A-CB (Split System: Heat Pump with Remote Outdoor Unit-Air-Source) | DH7VSA4810A* |  |  | CA*EA6030*3A* | D*80TC0805C*A* | 45500 | 16.5 | 8.8 | 47000 | 33600 | 71.49% | 2 | 0 | 10 |  |  |  |  | R-32 | 3.7917 | Residential & Commercial | USHP | Ducted CEE Tier 1
215434367 | Central HP <5.4 tons | DAIKIN | HRCU-A-CB (Split System: Heat Pump with Remote Outdoor Unit-Air-Source) | DH7VSA4810A* |  |  | CHPEA4830*3A* | D*96TC1005CNA* | 45500 | 16.2 | 8.5 | 46000 | 33600 | 73.04% | 2 | 0 | 10 |  |  |  |  | R-32 | 3.7917 | Residential & Commercial | USHP | Ducted CEE Tier 1
215434000 | Central HP <5.4 tons | DAIKIN | HRCU-A-CB (Split System: Heat Pump with Remote Outdoor Unit-Air-Source) | DH7VSA2410A* |  |  | CA*EA3626*3A* | D*96TC0603BNA* | 23200 | 19 | 8.6 | 23200 | 17000 | 73.28% | 2 | 0 | 11 |  |  |  |  | R-32 | 1.9333 | Residential & Commercial | USHP | Ducted CEE Tier 1
215434251 | Central HP <5.4 tons | DAIKIN | HRCU-A-CB (Split System: Heat Pump with Remote Outdoor Unit-Air-Source) | DH7VSA4210A* |  |  | CHPEA4830*3A* | D*80TC0805D*A* | 40500 | 17 | 8.6 | 41000 | 31000 | 75.61% | 2 | 0 | 10 |  |  |  |  | R-32 | 3.375 | Residential & Commercial | USHP | Ducted CEE Tier 1
215434369 | Central HP <5.4 tons | DAIKIN | HRCU-A-CB (Split System: Heat Pump with Remote Outdoor Unit-Air-Source) | DH7VSA4810A* |  |  | CHPEA4830*3A* | D*97MC1005CNA* | 45500 | 16.2 | 8.5 | 46000 | 33600 | 73.04% | 2 | 0 | 10 |  |  |  |  | R-32 | 3.7917 | Residential & Commercial | USHP | Ducted CEE Tier 1
215434382 | Central HP <5.4 tons | DAIKIN | HRCU-A-CB (Split System: Heat Pump with Remote Outdoor Unit-Air-Source) | DH7VSA4810A* |  |  | CHPEA6030*3A* | D*97MC1005CNA* | 45500 | 16.2 | 8.5 | 46500 | 33600 | 72.26% | 2 | 0 | 10 |  |  |  |  | R-32 | 3.7917 | Residential & Commercial | USHP | Ducted CEE Tier 1
210474150 | Central HP <5.4 tons | AIRQUEST | HRCU-A-CB (Split System: Heat Pump with Remote Outdoor Unit-Air-Source) | HVH825GKA3* |  |  | EN(A,D)4X48L24**+WALLCON | *97CMN0602120A* | 24000 | 16.5 | 8.1 | 21400 | 16700 | 78.04% | 2 | 0 | 11 |  |  |  |  | R-410A | 2 | Residential & Commercial | USHP | Ducted CEE Tier 1
215433974 | Central HP <5.4 tons | DAIKIN | HRCU-A-CB (Split System: Heat Pump with Remote Outdoor Unit-Air-Source) | DH7VSA2410A* |  |  | CA*EA3022*3A* | D*96SC0805CUA* | 23200 | 19 | 8.6 | 23200 | 17000 | 73.28% | 2 | 0 | 11 |  |  |  |  | R-32 | 1.9333 | Residential & Commercial | USHP | Ducted CEE Tier 1
210474084 | Central HP <5.4 tons | AIRQUEST | HRCU-A-CB (Split System: Heat Pump with Remote Outdoor Unit-Air-Source) | HVH825GKA3* |  |  | EN(A,D)4X48L24**+WALLCON | *80CSU1002120A* | 24000 | 16.5 | 8.1 | 21400 | 16600 | 77.57% | 2 | 0 | 11 |  |  |  |  | R-410A | 2 | Residential & Commercial | USHP | Ducted CEE Tier 1
210474095 | Central HP <5.4 tons | AIRQUEST | HRCU-A-CB (Split System: Heat Pump with Remote Outdoor Unit-Air-Source) | HVH825GKA3* |  |  | EN(A,D)4X48L24**+WALLCON | *80CTL1352422A* | 24200 | 17 | 8.1 | 21400 | 16600 | 77.57% | 2.02 | 0 | 11.5 |  |  |  |  | R-410A | 2.0167 | Residential & Commercial | USHP | Ducted CEE Tier 1
210474243 | Central HP <5.4 tons | AIRQUEST | HRCU-A-CB (Split System: Heat Pump with Remote Outdoor Unit-Air-Source) | HVH825GKA3* |  |  | EHD4X42AAL+WALLCON | *95CSU1002122A* | 24200 | 16 | 8.1 | 21400 | 16600 | 77.57% | 2 | 0 | 11 |  |  |  |  | R-410A | 2.0167 | Residential & Commercial | USHP | Ducted CEE Tier 1
211228377 | Central HP <5.4 tons | AIRQUEST | HRCU-A-CB (Split System: Heat Pump with Remote Outdoor Unit-Air-Source) | DLCURAH36ABK |  |  | EA*4X43L21A* | *80VTL0701716A* | 36200 | 16 | 8.5 | 38500 | 34800 | 90.39% | 2.08 | 0 | 10 |  |  |  |  | R-410A | 3.0167 | Residential & Commercial | USHP | Ducted CEE Tier 1
211228447 | Central HP <5.4 tons | AIRQUEST | HRCU-A-CB (Split System: Heat Pump with Remote Outdoor Unit-Air-Source) | DLCURAH36ABK |  |  | EA*4X43L21A* | *92ESN0802120A* | 37400 | 16 | 8.5 | 38500 | 34800 | 90.39% | 2.14 | 0 | 10 |  |  |  |  | R-410A | 3.1167 | Residential & Commercial | USHP | Ducted CEE Tier 1
211229113 | Central HP <5.4 tons | AIRQUEST | HRCU-A-CB (Split System: Heat Pump with Remote Outdoor Unit-Air-Source) | DLCURAH36ABK |  |  | EA*4X48L21A* | *95ESU0601716A* | 35600 | 16 | 8.5 | 38500 | 34600 | 89.87% | 2.04 | 0 | 10 |  |  |  |  | R-410A | 2.9667 | Residential & Commercial | USHP | Ducted CEE Tier 1
216733162 | Central HP <5.4 tons | TEMPSTAR | HRCU-A-CB (Split System: Heat Pump with Remote Outdoor Unit-Air-Source) | D5CUHAH24AAK |  |  | EA*5X25M17A* | *80MS(N,L)0451412A* | 23000 | 16 | 8.5 | 20600 | 18400 | 89.32% | 1.96 | 0 | 11 |  |  |  |  | R-454B | 1.9167 | Residential & Commercial | USHP | Ducted CEE Tier 1
215934465 | Central HP <5.4 tons | BRYANT HEATING AND COOLING SYSTEMS | HRCU-A-CB (Split System: Heat Pump with Remote Outdoor Unit-Air-Source) | 293VAN048**AA* |  |  | CSAH*4812AM*+UI | 88*TB60110C21*** | 44500 | 20.5 | 9 | 48500 | 36400 | 75.05% | 1.82 | 0 | 11 |  |  |  |  | R-454B | 3.7083 | Residential & Commercial | USHP | Ducted CEE Tier 1
215934535 | Central HP <5.4 tons | BRYANT HEATING AND COOLING SYSTEMS | HRCU-A-CB (Split System: Heat Pump with Remote Outdoor Unit-Air-Source) | 293VAN048**AA* |  |  | CSAH*4812AM*+UI | 986TD66120C24*** | 44500 | 20 | 9 | 48500 | 36400 | 75.05% | 1.82 | 0 | 10.5 |  |  |  |  | R-454B | 3.7083 | Residential & Commercial | USHP | Ducted CEE Tier 1
216733182 | Central HP <5.4 tons | TEMPSTAR | HRCU-A-CB (Split System: Heat Pump with Remote Outdoor Unit-Air-Source) | D5CUHAH24AAK |  |  | EA*5X25M17A* | *80MS(N,L)0701412A* | 23000 | 16.5 | 8.5 | 20600 | 18400 | 89.32% | 1.98 | 0 | 11 |  |  |  |  | R-454B | 1.9167 | Residential & Commercial | USHP | Ducted CEE Tier 1
216764257 | Central HP <5.4 tons | TRANE | HRCU-A-CB (Split System: Heat Pump with Remote Outdoor Unit-Air-Source) | 5TWX7036A1 |  |  | 5PX*BD04AS3 | *DHMB080CCV3 | 32600 | 16.5 | 8.2 | 33400 | 24600 | 73.65% | 1.9 | 0 | 11.7 |  |  |  |  | R-454B | 2.7167 | Residential & Commercial | USHP | Ducted CEE Tier 1
216764309 | Central HP <5.4 tons | TRANE | HRCU-A-CB (Split System: Heat Pump with Remote Outdoor Unit-Air-Source) | 5TWX7036A1 |  |  | 5PX*CD05AS3 | *DHMC100CCV4 | 32600 | 17 | 8.2 | 33400 | 24400 | 73.05% | 1.9 | 0 | 11.7 |  |  |  |  | R-454B | 2.7167 | Residential & Commercial | USHP | Ducted CEE Tier 1
216764341 | Central HP <5.4 tons | TRANE | HRCU-A-CB (Split System: Heat Pump with Remote Outdoor Unit-Air-Source) | 5TWX7036A1 |  |  | 5TEMCD06AV41+TDR | 0 | 34800 | 18 | 9 | 32200 | 23800 | 73.91% | 2.2 | 0 | 12.7 |  |  |  |  | R-454B | 2.9 | Residential & Commercial | USHP | Ducted CEE Tier 1
216764368 | Central HP <5.4 tons | TRANE | HRCU-A-CB (Split System: Heat Pump with Remote Outdoor Unit-Air-Source) | 5TWX7036A1 |  |  | 5TXCB006AS3 | S8X1A040M3PSC | 33400 | 17.5 | 8.7 | 32800 | 24400 | 74.39% | 2.1 | 0 | 11.7 |  |  |  |  | R-454B | 2.7833 | Residential & Commercial | USHP | Ducted CEE Tier 1
216764384 | Central HP <5.4 tons | TRANE | HRCU-A-CB (Split System: Heat Pump with Remote Outdoor Unit-Air-Source) | 5TWX7036A1 |  |  | 5TXCC005AS3 | S8X1C100M5PSC | 33000 | 17.1 | 8.7 | 32800 | 24400 | 74.39% | 2.1 | 0 | 11.5 |  |  |  |  | R-454B | 2.75 | Residential & Commercial | USHP | Ducted CEE Tier 1
216764407 | Central HP <5.4 tons | TRANE | HRCU-A-CB (Split System: Heat Pump with Remote Outdoor Unit-Air-Source) | 5TWX7036A1 |  |  | 5TXCC009AS3 | S9V2C100U5PSC | 34000 | 17.5 | 9 | 32200 | 23800 | 73.91% | 2.2 | 0 | 12 |  |  |  |  | R-454B | 2.8333 | Residential & Commercial | USHP | Ducted CEE Tier 1
216764434 | Central HP <5.4 tons | TRANE | HRCU-A-CB (Split System: Heat Pump with Remote Outdoor Unit-Air-Source) | 5TWX7048A1 |  |  | 5PX*D008AS3 | *UHMC100CCV4 | 43500 | 16.5 | 9 | 45000 | 32800 | 72.89% | 2.1 | 0 | 11.7 |  |  |  |  | R-454B | 3.625 | Residential & Commercial | USHP | Ducted CEE Tier 1
214573738 | Central HP <5.4 tons | CARRIER | HRCU-A-CB (Split System: Heat Pump with Remote Outdoor Unit-Air-Source) | 25VNA837A*031* |  |  | CAP**4221AL*+UI | 59CU5B080C21**20 | 31800 | 17 | 8.5 | 33000 | 24400 | 73.94% | 1.9 | 0 | 11 |  |  |  |  | R-410A | 2.65 | Residential & Commercial | USHP | Ducted CEE Tier 1
214574038 | Central HP <5.4 tons | CARRIER | HRCU-A-CB (Split System: Heat Pump with Remote Outdoor Unit-Air-Source) | 25VNA837A*031* |  |  | CAP**6024AL*+UI | 59CU5B080C21**20 | 32800 | 17.5 | 8.5 | 31600 | 24800 | 78.48% | 1.98 | 0 | 11.5 |  |  |  |  | R-410A | 2.7333 | Residential & Commercial | USHP | Ducted CEE Tier 1
215935963 | Central HP <5.4 tons | TEMPSTAR | HRCU-A-CB (Split System: Heat Pump with Remote Outdoor Unit-Air-Source) | T5H3V36*K*AAA* |  |  | EVD5X42M21A*+WALLCON | *80CSU0601716A* | 34400 | 21 | 8.5 | 38500 | 28200 | 73.25% | 2.04 | 0 | 11.7 |  |  |  |  | R-454B | 2.8667 | Residential & Commercial | USHP | Ducted CEE Tier 1
216683086 | Central HP <5.4 tons | BRYANT HEATING AND COOLING SYSTEMS | HRCU-A-CB (Split System: Heat Pump with Remote Outdoor Unit-Air-Source) | 38MURAQ18AB3* |  |  | CSPH*2412AL* | 927TA66100V21*** | 17800 | 15.2 | 8.5 | 18500 | 18500 | 100% | 2.1 | 0 | 10.5 |  |  |  |  | R-410A | 1.4833 | Residential & Commercial | USHP | Ducted CEE Tier 1
215434139 | Central HP <5.4 tons | DAIKIN | HRCU-A-CB (Split System: Heat Pump with Remote Outdoor Unit-Air-Source) | DH7VSA3610A* |  |  | CA*EA4830*3A* | D*80TC1005C*A* | 34800 | 18.5 | 8.5 | 35000 | 28400 | 81.14% | 2 | 0 | 10.5 |  |  |  |  | R-32 | 2.9 | Residential & Commercial | USHP | Ducted CEE Tier 1
216743592 | Central HP <5.4 tons | GE Appliances | HRCU-A-CB (Split System: Heat Pump with Remote Outdoor Unit-Air-Source) | NS18H60HA5*** |  |  | NCUC48CT5****+TDR | NF97X080V5C*** | 44000 | 16.75 | 8.5 | 47500 | 39500 | 83.16% | 1.8 | 0 | 10 |  |  |  |  | R-454B | 3.6667 | Residential & Commercial | USHP | Ducted CEE Tier 1
212982361 | Central HP <5.4 tons | BRYANT HEATING AND COOLING SYSTEMS | HRCU-A-CB (Split System: Heat Pump with Remote Outdoor Unit-Air-Source) | 38MURAQ24AB3* |  |  | CNPV*3621AL* | 83*SB36040M17*** | 23400 | 16.5 | 8.5 | 25800 | 23800 | 92.25% | 1.98 | 0 | 10 |  |  |  |  | R-410A | 1.95 | Residential & Commercial | USHP | Ducted CEE Tier 1
213872261 | Central HP <5.4 tons | DAIKIN | HRCU-A-CB (Split System: Heat Pump with Remote Outdoor Unit-Air-Source) | DZ6VSA421EA* |  |  | CA*EA6030*4A* | D*97MC1005CNA* | 40000 | 17 | 8.6 | 40000 | 30600 | 76.5% | 2.2 | 0 | 10 |  |  |  |  | R-410A | 3.3333 | Residential & Commercial | USHP | Ducted CEE Tier 1
216743563 | Central HP <5.4 tons | GE Appliances | HRCU-A-CB (Split System: Heat Pump with Remote Outdoor Unit-Air-Source) | NS18H24HA5*** |  |  | NCUC36BT5****+TDR | NF97U070V3B*** | 24000 | 17.45 | 9 | 24000 | 20600 | 85.83% | 1.85 | 0 | 12 |  |  |  |  | R-454B | 2 | Residential & Commercial | USHP | Ducted CEE Tier 1
216604783 | Central HP <5.4 tons | GE Appliances | HRCU-A-C (Split System: Heat Pump with Remote Outdoor Unit with No Indoor Fan --Air Source) | NS18H60HA5*** |  |  | NCUC49CT5****+TDR | 0 | 48000 | 15.2 | 8.1 | 47500 | 39500 | 83.16% | 1.8 | 0 | 10 |  |  |  |  | R-454B | 4 | Residential & Commercial | USHP | Ducted CEE Tier 1
216604767 | Central HP <5.4 tons | GE Appliances | HRCU-A-C (Split System: Heat Pump with Remote Outdoor Unit with No Indoor Fan --Air Source) | NS18H24HA5*** |  |  | NCHC24BT5****+TDR | 0 | 24000 | 15.2 | 8.5 | 24000 | 22800 | 95% | 1.75 | 0 | 11.7 |  |  |  |  | R-454B | 2 | Residential & Commercial | USHP | Ducted CEE Tier 1
216763728 | Central HP <5.4 tons | TRANE | HRCU-A-CB (Split System: Heat Pump with Remote Outdoor Unit-Air-Source) | 5TWR7036A1 |  |  | 5PX*CD07AS3 | S8X1C100M5PSC | 33200 | 17.1 | 8.7 | 33200 | 24400 | 73.49% | 2.1 | 0 | 12 |  |  |  |  | R-454B | 2.7667 | Residential & Commercial | USHP | Ducted CEE Tier 1
216763762 | Central HP <5.4 tons | TRANE | HRCU-A-CB (Split System: Heat Pump with Remote Outdoor Unit-Air-Source) | 5TWR7036A1 |  |  | 5TAM5C03AC21 | 0 | 32600 | 17.1 | 8.5 | 32800 | 24000 | 73.17% | 2 | 0 | 12 |  |  |  |  | R-454B | 2.7167 | Residential & Commercial | USHP | Ducted CEE Tier 1
216763510 | Central HP <5.4 tons | TRANE | HRCU-A-CB (Split System: Heat Pump with Remote Outdoor Unit-Air-Source) | 5TWR7024A1 |  |  | 5TXCB004AS3 | *UHMB080CCV3 | 23400 | 17.1 | 9 | 21600 | 17200 | 79.63% | 2 | 0 | 12.5 |  |  |  |  | R-454B | 1.95 | Residential & Commercial | USHP | Ducted CEE Tier 1
216763544 | Central HP <5.4 tons | TRANE | HRCU-A-CB (Split System: Heat Pump with Remote Outdoor Unit-Air-Source) | 5TWR7024A1 |  |  | 5TXCB006AS3 | S9V2B060U3VSB | 23800 | 17.1 | 9 | 21800 | 17400 | 79.82% | 2 | 0 | 12.5 |  |  |  |  | R-454B | 1.9833 | Residential & Commercial | USHP | Ducted CEE Tier 1
216763929 | Central HP <5.4 tons | TRANE | HRCU-A-CB (Split System: Heat Pump with Remote Outdoor Unit-Air-Source) | 5TWR7048A1 |  |  | 5PX*C009AS3 | S8X1C080M5PSC | 43500 | 17.1 | 9 | 44000 | 32200 | 73.18% | 2.2 | 0 | 12 |  |  |  |  | R-454B | 3.625 | Residential & Commercial | USHP | Ducted CEE Tier 1
216763961 | Central HP <5.4 tons | TRANE | HRCU-A-CB (Split System: Heat Pump with Remote Outdoor Unit-Air-Source) | 5TWR7048A1 |  |  | 5PX*D010AS3 | S9V2C100U5PSC | 43000 | 17.1 | 9 | 44000 | 32000 | 72.73% | 2.2 | 0 | 12 |  |  |  |  | R-454B | 3.5833 | Residential & Commercial | USHP | Ducted CEE Tier 1
212969597 | Central HP <5.4 tons | BRYANT HEATING AND COOLING SYSTEMS | HRCU-A-CB (Split System: Heat Pump with Remote Outdoor Unit-Air-Source) | 38MURAQ18AB3* |  |  | CNPV*3017AL* | 82*SB36045V14*** | 17400 | 16.5 | 8.1 | 17900 | 18600 | 103.9% | 2.24 | 0 | 11 |  |  |  |  | R-410A | 1.45 | Residential & Commercial | USHP | Ducted CEE Tier 1
216764045 | Central HP <5.4 tons | TRANE | HRCU-A-CB (Split System: Heat Pump with Remote Outdoor Unit-Air-Source) | 5TWR7060A1 |  |  | 5PX*D008AS3 | S8X1C080M5PSC | 51500 | 16.5 | 9 | 51500 | 39000 | 75.73% | 2.1 | 0 | 11 |  |  |  |  | R-454B | 4.2917 | Residential & Commercial | USHP | Ducted CEE Tier 1
216764059 | Central HP <5.4 tons | TRANE | HRCU-A-CB (Split System: Heat Pump with Remote Outdoor Unit-Air-Source) | 5TWR7060A1 |  |  | 5PX*D010AS3 | S8X1D120M5PSC | 52500 | 17 | 9 | 51000 | 38500 | 75.49% | 2.2 | 0 | 11.2 |  |  |  |  | R-454B | 4.375 | Residential & Commercial | USHP | Ducted CEE Tier 1
216764063 | Central HP <5.4 tons | TRANE | HRCU-A-CB (Split System: Heat Pump with Remote Outdoor Unit-Air-Source) | 5TWR7060A1 |  |  | 5PX*D010AS3 | S8X1C080M5PSC | 52500 | 16.5 | 9 | 51000 | 38500 | 75.49% | 2.2 | 0 | 11.2 |  |  |  |  | R-454B | 4.375 | Residential & Commercial | USHP | Ducted CEE Tier 1
213780400 | Central HP <5.4 tons | COMFORTMAKER | HRCU-A-CB (Split System: Heat Pump with Remote Outdoor Unit-Air-Source) | CVH837GKA** |  |  | EHD4X60AAL+WALLCON | *97CMN1002122B* | 33000 | 16.5 | 8.1 | 32200 | 24800 | 77.02% | 2 | 0 | 11.5 |  |  |  |  | R-410A | 2.75 | Residential & Commercial | USHP | Ducted CEE Tier 1
215434237 | Central HP <5.4 tons | DAIKIN | HRCU-A-CB (Split System: Heat Pump with Remote Outdoor Unit-Air-Source) | DH7VSA4210A* |  |  | CA*EA6030*3A* | D*80TC0805C*A* | 40500 | 17 | 8.8 | 41000 | 31000 | 75.61% | 2 | 0 | 10 |  |  |  |  | R-32 | 3.375 | Residential & Commercial | USHP | Ducted CEE Tier 1
215434246 | Central HP <5.4 tons | DAIKIN | HRCU-A-CB (Split System: Heat Pump with Remote Outdoor Unit-Air-Source) | DH7VSA4210A* |  |  | CHPEA4830*3A* | D*97MC1205DNA* | 40500 | 17 | 8.6 | 41000 | 31000 | 75.61% | 2 | 0 | 10 |  |  |  |  | R-32 | 3.375 | Residential & Commercial | USHP | Ducted CEE Tier 1
215434144 | Central HP <5.4 tons | DAIKIN | HRCU-A-CB (Split System: Heat Pump with Remote Outdoor Unit-Air-Source) | DH7VSA3610A* |  |  | CA*EA4830*3A* | D*80SC0805CUA* | 34800 | 18.5 | 8.5 | 35000 | 28400 | 81.14% | 2 | 0 | 10.5 |  |  |  |  | R-32 | 2.9 | Residential & Commercial | USHP | Ducted CEE Tier 1
215434162 | Central HP <5.4 tons | DAIKIN | HRCU-A-CB (Split System: Heat Pump with Remote Outdoor Unit-Air-Source) | DH7VSA3610A* |  |  | CHPEA4830*3A* | D*96SC0805CUA* | 35000 | 18.5 | 8.1 | 35000 | 28400 | 81.14% | 2 | 0 | 10.5 |  |  |  |  | R-32 | 2.9167 | Residential & Commercial | USHP | Ducted CEE Tier 1
213780707 | Central HP <5.4 tons | HEIL | HRCU-A-CB (Split System: Heat Pump with Remote Outdoor Unit-Air-Source) | HVH837GKA2* |  |  | EA*4X36L17A*+WALLCON | *96CTN0601714B* | 31200 | 16.5 | 8.1 | 33400 | 24600 | 73.65% | 1.82 | 0 | 10.5 |  |  |  |  | R-410A | 2.6 | Residential & Commercial | USHP | Ducted CEE Tier 1
213780907 | Central HP <5.4 tons | HEIL | HRCU-A-CB (Split System: Heat Pump with Remote Outdoor Unit-Air-Source) | HVH837GKA2* |  |  | EA*4X37L21A*+WALLCON | *97CMN0601714B* | 32600 | 16.5 | 8.1 | 33200 | 25400 | 76.51% | 1.94 | 0 | 11 |  |  |  |  | R-410A | 2.7167 | Residential & Commercial | USHP | Ducted CEE Tier 1
212614932 | Central HP <5.4 tons | DAIKIN | HRCU-A-CB (Split System: Heat Pump with Remote Outdoor Unit-Air-Source) | DZ6VSA361EA* |  |  | CA*EA4830*4A* | D*96SC0805CUA* | 34200 | 17.5 | 8.6 | 34200 | 29000 | 84.8% | 2 | 0 | 10 |  |  |  |  | R-410A | 2.85 | Residential & Commercial | USHP | Ducted CEE Tier 1
212614881 | Central HP <5.4 tons | DAIKIN | HRCU-A-CB (Split System: Heat Pump with Remote Outdoor Unit-Air-Source) | DZ6VSA241EA* |  |  | CA*EA2422*4A* | D*80SC0805CUA* | 23000 | 17 | 8.6 | 23000 | 16100 | 70% | 2 | 0 | 10 |  |  |  |  | R-410A | 1.9167 | Residential & Commercial | USHP | Ducted CEE Tier 1
212614914 | Central HP <5.4 tons | DAIKIN | HRCU-A-CB (Split System: Heat Pump with Remote Outdoor Unit-Air-Source) | DZ6VSA241EA* |  |  | CA*EA3026*4A* | D*97MC1005CNA* | 23000 | 17 | 8.6 | 23000 | 16100 | 70% | 2 | 0 | 10 |  |  |  |  | R-410A | 1.9167 | Residential & Commercial | USHP | Ducted CEE Tier 1
216736401 | Central HP <5.4 tons | TEMPSTAR | HRCU-A-CB (Split System: Heat Pump with Remote Outdoor Unit-Air-Source) | D5CUHAH24AAK |  |  | ESH5X24M12A* | *80CTL0701716B* | 22400 | 15.2 | 8.1 | 21200 | 19100 | 90.09% | 1.85 | 0 | 10.5 |  |  |  |  | R-454B | 1.8667 | Residential & Commercial | USHP | Ducted CEE Tier 1
210474452 | Central HP <5.4 tons | AIRQUEST | HRCU-A-CB (Split System: Heat Pump with Remote Outdoor Unit-Air-Source) | HVH825GKA3* |  |  | EHD4X48AAL+WALLCON | *95CSU0802120A* | 24200 | 16.5 | 8.1 | 21200 | 16600 | 78.3% | 2.02 | 0 | 11 |  |  |  |  | R-410A | 2.0167 | Residential & Commercial | USHP | Ducted CEE Tier 1
215933939 | Central HP <5.4 tons | COMFORTMAKER | HRCU-A-CB (Split System: Heat Pump with Remote Outdoor Unit-Air-Source) | C5H3V36*K*AAA* |  |  | ESH5X60M12A*+WALLCON | *96CTN1002122B* | 34200 | 19.5 | 9 | 34200 | 26000 | 76.02% | 1.94 | 0 | 11.7 |  |  |  |  | R-454B | 2.85 | Residential & Commercial | USHP | Ducted CEE Tier 1
215934709 | Central HP <5.4 tons | COMFORTMAKER | HRCU-A-CB (Split System: Heat Pump with Remote Outdoor Unit-Air-Source) | C5H3V36*K*AAA* |  |  | EVM5X32M17A*+WALLCON | *96CTN0601714B* | 35200 | 21 | 8.5 | 38000 | 28000 | 73.68% | 2.06 | 0 | 11.7 |  |  |  |  | R-454B | 2.9333 | Residential & Commercial | USHP | Ducted CEE Tier 1
216738253 | Central HP <5.4 tons | HEIL | HRCU-A-CB (Split System: Heat Pump with Remote Outdoor Unit-Air-Source) | D5CUHAH24AAK |  |  | ESH5X36M12A* | *80CTL0701412B* | 22600 | 16 | 8.1 | 20600 | 18400 | 89.32% | 1.85 | 0 | 10.5 |  |  |  |  | R-454B | 1.8833 | Residential & Commercial | USHP | Ducted CEE Tier 1
216738262 | Central HP <5.4 tons | HEIL | HRCU-A-CB (Split System: Heat Pump with Remote Outdoor Unit-Air-Source) | D5CUHAH24AAK |  |  | ESH5X36M12A* | *80CTL0701716B* | 22800 | 16 | 8.1 | 20800 | 18500 | 88.94% | 1.85 | 0 | 11 |  |  |  |  | R-454B | 1.9 | Residential & Commercial | USHP | Ducted CEE Tier 1
216739130 | Central HP <5.4 tons | HEIL | HRCU-A-CB (Split System: Heat Pump with Remote Outdoor Unit-Air-Source) | D5CUHAH24AAK |  |  | FMA5X24**AL* | 0 | 22600 | 17 | 9 | 21400 | 19500 | 91.12% | 2.1 | 0 | 11 |  |  |  |  | R-454B | 1.8833 | Residential & Commercial | USHP | Ducted CEE Tier 1
216738753 | Central HP <5.4 tons | HEIL | HRCU-A-CB (Split System: Heat Pump with Remote Outdoor Unit-Air-Source) | D5CUHAH24AAK |  |  | ESH5X36M12A* | *96CTN0601714B* | 22800 | 16 | 8.1 | 20800 | 18500 | 88.94% | 1.85 | 0 | 10.5 |  |  |  |  | R-454B | 1.9 | Residential & Commercial | USHP | Ducted CEE Tier 1
210472966 | Central HP <5.4 tons | AIRQUEST | HRCU-A-CB (Split System: Heat Pump with Remote Outdoor Unit-Air-Source) | HVH825GKA3* |  |  | EA*4X42L21A*+WALLCON | *80CTL0901716A* | 23800 | 17.5 | 8.1 | 21400 | 16500 | 77.1% | 1.98 | 0 | 11 |  |  |  |  | R-410A | 1.9833 | Residential & Commercial | USHP | Ducted CEE Tier 1
216764448 | Central HP <5.4 tons | TRANE | HRCU-A-CB (Split System: Heat Pump with Remote Outdoor Unit-Air-Source) | 5TWX7048A1 |  |  | 5PX*D010AS3 | S9V2C100U5PSC | 43000 | 17 | 9 | 44000 | 32000 | 72.73% | 2.1 | 0 | 12 |  |  |  |  | R-454B | 3.5833 | Residential & Commercial | USHP | Ducted CEE Tier 1
216764459 | Central HP <5.4 tons | TRANE | HRCU-A-CB (Split System: Heat Pump with Remote Outdoor Unit-Air-Source) | 5TWX7048A1 |  |  | 5TEM6D07AV51+TDR | 0 | 44500 | 17.1 | 9 | 44000 | 31800 | 72.27% | 2.2 | 0 | 12.5 |  |  |  |  | R-454B | 3.7083 | Residential & Commercial | USHP | Ducted CEE Tier 1
216764466 | Central HP <5.4 tons | TRANE | HRCU-A-CB (Split System: Heat Pump with Remote Outdoor Unit-Air-Source) | 5TWX7048A1 |  |  | 5TXCC009AS3 | *UHMC100CCV4 | 43500 | 16.5 | 9 | 44000 | 32200 | 73.18% | 2.1 | 0 | 12 |  |  |  |  | R-454B | 3.625 | Residential & Commercial | USHP | Ducted CEE Tier 1
216764484 | Central HP <5.4 tons | TRANE | HRCU-A-CB (Split System: Heat Pump with Remote Outdoor Unit-Air-Source) | 5TWX7048A1 |  |  | 5TXCD010AS3 | S8X1D120M5PSC | 44000 | 17.1 | 9 | 44500 | 32400 | 72.81% | 2.2 | 0 | 12 |  |  |  |  | R-454B | 3.6667 | Residential & Commercial | USHP | Ducted CEE Tier 1
216764493 | Central HP <5.4 tons | TRANE | HRCU-A-CB (Split System: Heat Pump with Remote Outdoor Unit-Air-Source) | 5TWX7060A1 |  |  | 5PX*D008AS3 | S9V2D120U5PSC | 51500 | 16 | 9 | 51500 | 39000 | 75.73% | 2.1 | 0 | 11 |  |  |  |  | R-454B | 4.2917 | Residential & Commercial | USHP | Ducted CEE Tier 1
216764961 | Central HP <5.4 tons | TRANE | HRCU-A-CB (Split System: Heat Pump with Remote Outdoor Unit-Air-Source) | 5TWX7036A1 |  |  | 5PX*BD06AS3 | S8X1B080M4PTC | 33600 | 17.1 | 8.7 | 33600 | 24800 | 73.81% | 2.1 | 0 | 11.7 |  |  |  |  | R-454B | 2.8 | Residential & Commercial | USHP | Ducted CEE Tier 1
216764975 | Central HP <5.4 tons | TRANE | HRCU-A-CB (Split System: Heat Pump with Remote Outdoor Unit-Air-Source) | 5TWX7036A1 |  |  | 5PX*C009AS3 | S8X2C080M5PTC | 34200 | 18 | 8.7 | 32400 | 24000 | 74.07% | 2.2 | 0 | 12 |  |  |  |  | R-454B | 2.85 | Residential & Commercial | USHP | Ducted CEE Tier 1
216732810 | Central HP <5.4 tons | TEMPSTAR | HRCU-A-CB (Split System: Heat Pump with Remote Outdoor Unit-Air-Source) | D5CUHAH24AAK |  |  | EA*5X24M17A* | *80CTL0901716B* | 21800 | 15.5 | 8.5 | 21000 | 19100 | 90.95% | 1.98 | 0 | 10.5 |  |  |  |  | R-454B | 1.8167 | Residential & Commercial | USHP | Ducted CEE Tier 1
215933099 | Central HP <5.4 tons | COMFORTMAKER | HRCU-A-CB (Split System: Heat Pump with Remote Outdoor Unit-Air-Source) | C5H3V36*K*AAA* |  |  | ESH5X36M12A*+WALLCON | *80CTL0901716B* | 33200 | 19 | 9 | 35000 | 26800 | 76.57% | 1.92 | 0 | 11 |  |  |  |  | R-454B | 2.7667 | Residential & Commercial | USHP | Ducted CEE Tier 1
215933669 | Central HP <5.4 tons | COMFORTMAKER | HRCU-A-CB (Split System: Heat Pump with Remote Outdoor Unit-Air-Source) | C5H3V36*K*AAA* |  |  | ESH5X48M12A*+WALLCON | *97CMN0802120B* | 33800 | 19.5 | 9 | 34800 | 26600 | 76.44% | 1.94 | 0 | 11.5 |  |  |  |  | R-454B | 2.8167 | Residential & Commercial | USHP | Ducted CEE Tier 1
215434143 | Central HP <5.4 tons | DAIKIN | HRCU-A-CB (Split System: Heat Pump with Remote Outdoor Unit-Air-Source) | DH7VSA3610A* |  |  | CA*EA4830*3A* | D*96SC0805CUA* | 34800 | 18.5 | 8.5 | 35000 | 28400 | 81.14% | 2 | 0 | 10.5 |  |  |  |  | R-32 | 2.9 | Residential & Commercial | USHP | Ducted CEE Tier 1
215433989 | Central HP <5.4 tons | DAIKIN | HRCU-A-CB (Split System: Heat Pump with Remote Outdoor Unit-Air-Source) | DH7VSA2410A* |  |  | CA*EA3626*3A* | D*80SC0604BUA* | 23200 | 19 | 8.6 | 23200 | 17000 | 73.28% | 2 | 0 | 11 |  |  |  |  | R-32 | 1.9333 | Residential & Commercial | USHP | Ducted CEE Tier 1
215433990 | Central HP <5.4 tons | DAIKIN | HRCU-A-CB (Split System: Heat Pump with Remote Outdoor Unit-Air-Source) | DH7VSA2410A* |  |  | CA*EA3626*3A* | D*80SC0805CUA* | 23200 | 19 | 8.6 | 23200 | 17000 | 73.28% | 2 | 0 | 11 |  |  |  |  | R-32 | 1.9333 | Residential & Commercial | USHP | Ducted CEE Tier 1
210471258 | Central HP <5.4 tons | AIRQUEST | HRCU-A-CB (Split System: Heat Pump with Remote Outdoor Unit-Air-Source) | HVH837GKA2* |  |  | EHD4X60AAL+WALLCON | *97CMN1202422A* | 33000 | 17 | 8.1 | 32200 | 25000 | 77.64% | 2 | 0 | 11 |  |  |  |  | R-410A | 2.75 | Residential & Commercial | USHP | Ducted CEE Tier 1
213781997 | Central HP <5.4 tons | HEIL | HRCU-A-CB (Split System: Heat Pump with Remote Outdoor Unit-Air-Source) | HVH837GKA2* |  |  | EHD4X42AAL+WALLCON | *97CMN1202422B* | 32400 | 16.5 | 8.1 | 32800 | 24800 | 75.61% | 1.94 | 0 | 11 |  |  |  |  | R-410A | 2.7 | Residential & Commercial | USHP | Ducted CEE Tier 1
215434359 | Central HP <5.4 tons | DAIKIN | HRCU-A-CB (Split System: Heat Pump with Remote Outdoor Unit-Air-Source) | DH7VSA4810A* |  |  | CA*EA6030*3A* | D*96TC1205DNA* | 45500 | 16.5 | 8.8 | 47000 | 33600 | 71.49% | 2 | 0 | 10 |  |  |  |  | R-32 | 3.7917 | Residential & Commercial | USHP | Ducted CEE Tier 1
215434374 | Central HP <5.4 tons | DAIKIN | HRCU-A-CB (Split System: Heat Pump with Remote Outdoor Unit-Air-Source) | DH7VSA4810A* |  |  | CHPEA6030*3A* | D*80SC0805CUA* | 45500 | 16.5 | 8.5 | 46500 | 33600 | 72.26% | 2 | 0 | 10 |  |  |  |  | R-32 | 3.7917 | Residential & Commercial | USHP | Ducted CEE Tier 1
213872267 | Central HP <5.4 tons | DAIKIN | HRCU-A-CB (Split System: Heat Pump with Remote Outdoor Unit-Air-Source) | DZ6VSA421EA* |  |  | CA*EA6030*4A* | D*96VC0804CNA* | 40000 | 17 | 8.6 | 40000 | 30600 | 76.5% | 2.2 | 0 | 10 |  |  |  |  | R-410A | 3.3333 | Residential & Commercial | USHP | Ducted CEE Tier 1
212614937 | Central HP <5.4 tons | DAIKIN | HRCU-A-CB (Split System: Heat Pump with Remote Outdoor Unit-Air-Source) | DZ6VSA421EA* |  |  | CA*EA6030*4A* | D*96VC1005DNA* | 40000 | 17 | 8.6 | 40000 | 30600 | 76.5% | 2 | 0 | 10 |  |  |  |  | R-410A | 3.3333 | Residential & Commercial | USHP | Ducted CEE Tier 1
215865061 | Central HP <5.4 tons | TRANE | HRCU-A-CB (Split System: Heat Pump with Remote Outdoor Unit-Air-Source) | 5TWV8X36A1 |  |  | 5TXCB006AS3+P0V0A000M30SD+LRP | 0 | 32600 | 18.1 | 8.5 | 33200 | 25600 | 77.11% | 2.1 | 0 | 10 |  |  |  |  | R-454B | 2.7167 | Residential & Commercial | USHP | Ducted CEE Tier 1
215864985 | Central HP <5.4 tons | TRANE | HRCU-A-CB (Split System: Heat Pump with Remote Outdoor Unit-Air-Source) | 5TWV8X48A1 |  |  | 5TXCD010AS3 | S9V2C100U5PSC+LRP | 46500 | 18.1 | 8.5 | 45500 | 34800 | 76.48% | 2.1 | 0 | 10.5 |  |  |  |  | R-454B | 3.875 | Residential & Commercial | USHP | Ducted CEE Tier 1
215865067 | Central HP <5.4 tons | TRANE | HRCU-A-CB (Split System: Heat Pump with Remote Outdoor Unit-Air-Source) | 5TWV8X48A1 |  |  | 5TXCB006AS3+P0V0B000M40SD+LRP | 0 | 45000 | 18.1 | 8.5 | 46000 | 35200 | 76.52% | 2.1 | 0 | 10 |  |  |  |  | R-454B | 3.75 | Residential & Commercial | USHP | Ducted CEE Tier 1
215864449 | Central HP <5.4 tons | TRANE | HRCU-A-CB (Split System: Heat Pump with Remote Outdoor Unit-Air-Source) | 5TWV8X24A1 |  |  | 5PX*B003AS3 | S9V2B060U4PSC+LRP | 21400 | 18.1 | 8.5 | 24400 | 18900 | 77.46% | 2.1 | 0 | 11.5 |  |  |  |  | R-454B | 1.7833 | Residential & Commercial | USHP | Ducted CEE Tier 1
215864467 | Central HP <5.4 tons | TRANE | HRCU-A-CB (Split System: Heat Pump with Remote Outdoor Unit-Air-Source) | 5TWV8X24A1 |  |  | 5TXCB003AS3 | S9V2B060U4PSC+LRP | 21400 | 18.1 | 8.5 | 24400 | 18900 | 77.46% | 2.1 | 0 | 11.5 |  |  |  |  | R-454B | 1.7833 | Residential & Commercial | USHP | Ducted CEE Tier 1
215865035 | Central HP <5.4 tons | TRANE | HRCU-A-CB (Split System: Heat Pump with Remote Outdoor Unit-Air-Source) | 5TWV8X24A1 |  |  | 5TEMCB03AV31+TDR | 0 | 21600 | 18.1 | 8.5 | 22800 | 17600 | 77.19% | 2.1 | 0 | 11.5 |  |  |  |  | R-454B | 1.8 | Residential & Commercial | USHP | Ducted CEE Tier 1
214569326 | Central HP <5.4 tons | CARRIER | HRCU-A-CB (Split System: Heat Pump with Remote Outdoor Unit-Air-Source) | 25VNA424A*031* |  |  | CAP**3721AL*+UI | 59CU5B080C21**20 | 24200 | 20 | 11 | 26400 | 19700 | 74.62% | 2.54 | 0 | 13 |  |  |  |  | R-410A | 2.0167 | Residential & Commercial | USHP | Ducted CEE Tier 1
214569360 | Central HP <5.4 tons | CARRIER | HRCU-A-CB (Split System: Heat Pump with Remote Outdoor Unit-Air-Source) | 25VNA424A*031* |  |  | CSPH*3012AL*+UI | 59CU5B100C21**22 | 23400 | 19 | 10.5 | 26800 | 19900 | 74.25% | 2.46 | 0 | 12.5 |  |  |  |  | R-410A | 1.95 | Residential & Commercial | USHP | Ducted CEE Tier 1
214243227 | Central HP <5.4 tons | HEIL | HRCU-A-CB (Split System: Heat Pump with Remote Outdoor Unit-Air-Source) | HVH825GKA2* |  |  | EN(A,D)4X48L24**+WALLCON | *97CMN1002122B* | 24200 | 17 | 8.1 | 21200 | 16600 | 78.3% | 2.02 | 0 | 11.5 |  |  |  |  | R-410A | 2.0167 | Residential & Commercial | USHP | Ducted CEE Tier 1
214242477 | Central HP <5.4 tons | HEIL | HRCU-A-CB (Split System: Heat Pump with Remote Outdoor Unit-Air-Source) | HVH825GKA2* |  |  | EN(A,D)4X24L17**+WALLCON | *97CMN0801714B* | 23200 | 16 | 8.1 | 22000 | 16900 | 76.82% | 1.92 | 0 | 10.5 |  |  |  |  | R-410A | 1.9333 | Residential & Commercial | USHP | Ducted CEE Tier 1
214242727 | Central HP <5.4 tons | HEIL | HRCU-A-CB (Split System: Heat Pump with Remote Outdoor Unit-Air-Source) | HVH825GKA2* |  |  | EN(A,D,W)4X36L17**+WALLCON | *96CTN0801714B* | 23400 | 16.5 | 8.1 | 21600 | 16700 | 77.31% | 1.92 | 0 | 11 |  |  |  |  | R-410A | 1.95 | Residential & Commercial | USHP | Ducted CEE Tier 1
214572730 | Central HP <5.4 tons | HEIL | HRCU-A-CB (Split System: Heat Pump with Remote Outdoor Unit-Air-Source) | HVH837GKA** |  |  | EA*4X43L21A*+WALLCON | *95CSU1002122B* | 33000 | 17.5 | 8.5 | 32600 | 25000 | 76.69% | 2 | 0 | 11.5 |  |  |  |  | R-410A | 2.75 | Residential & Commercial | USHP | Ducted CEE Tier 1
214572780 | Central HP <5.4 tons | HEIL | HRCU-A-CB (Split System: Heat Pump with Remote Outdoor Unit-Air-Source) | HVH837GKA** |  |  | EA*4X48L21A*+WALLCON | *95CSU0802120B* | 32200 | 17.5 | 8.5 | 32400 | 25000 | 77.16% | 1.98 | 0 | 11 |  |  |  |  | R-410A | 2.6833 | Residential & Commercial | USHP | Ducted CEE Tier 1
214572830 | Central HP <5.4 tons | HEIL | HRCU-A-CB (Split System: Heat Pump with Remote Outdoor Unit-Air-Source) | HVH837GKA** |  |  | EA*4X48L24A*+WALLCON | *80CTL0702120B* | 32400 | 17.5 | 8.5 | 32400 | 25000 | 77.16% | 1.98 | 0 | 11 |  |  |  |  | R-410A | 2.7 | Residential & Commercial | USHP | Ducted CEE Tier 1
214573030 | Central HP <5.4 tons | HEIL | HRCU-A-CB (Split System: Heat Pump with Remote Outdoor Unit-Air-Source) | HVH837GKA** |  |  | EA*4X61L24A*+WALLCON | *95CSU1002122B* | 33200 | 18.5 | 8.5 | 31800 | 24800 | 77.99% | 2 | 0 | 11.5 |  |  |  |  | R-410A | 2.7667 | Residential & Commercial | USHP | Ducted CEE Tier 1
210473043 | Central HP <5.4 tons | AIRQUEST | HRCU-A-CB (Split System: Heat Pump with Remote Outdoor Unit-Air-Source) | HVH825GKA3* |  |  | EA*4X42L24A*+WALLCON | *97CMN1002122A* | 23800 | 16.5 | 8.1 | 21400 | 16600 | 77.57% | 1.96 | 0 | 11 |  |  |  |  | R-410A | 1.9833 | Residential & Commercial | USHP | Ducted CEE Tier 1
210473098 | Central HP <5.4 tons | AIRQUEST | HRCU-A-CB (Split System: Heat Pump with Remote Outdoor Unit-Air-Source) | HVH825GKA3* |  |  | EA*4X43L21A*+WALLCON | *95CSU0802120A* | 24400 | 17 | 8.5 | 21200 | 16600 | 78.3% | 2.04 | 0 | 11 |  |  |  |  | R-410A | 2.0333 | Residential & Commercial | USHP | Ducted CEE Tier 1
210473175 | Central HP <5.4 tons | AIRQUEST | HRCU-A-CB (Split System: Heat Pump with Remote Outdoor Unit-Air-Source) | HVH825GKA3* |  |  | EA*4X43L21A*+WALLCON | *96CTN0601714A* | 24400 | 16.5 | 8.1 | 21200 | 16700 | 78.77% | 2.02 | 0 | 11 |  |  |  |  | R-410A | 2.0333 | Residential & Commercial | USHP | Ducted CEE Tier 1
210473307 | Central HP <5.4 tons | AIRQUEST | HRCU-A-CB (Split System: Heat Pump with Remote Outdoor Unit-Air-Source) | HVH825GKA3* |  |  | EA*4X48L21A*+WALLCON | *80CSU0601716A* | 24000 | 17 | 8.1 | 21000 | 16600 | 79.05% | 2.02 | 0 | 11 |  |  |  |  | R-410A | 2 | Residential & Commercial | USHP | Ducted CEE Tier 1
215933039 | Central HP <5.4 tons | COMFORTMAKER | HRCU-A-CB (Split System: Heat Pump with Remote Outdoor Unit-Air-Source) | C5H3V36*K*AAA* |  |  | ESH5X36M12A*+WALLCON | *80CSU0601716A* | 33200 | 19 | 9 | 34800 | 26800 | 77.01% | 1.92 | 0 | 11 |  |  |  |  | R-454B | 2.7667 | Residential & Commercial | USHP | Ducted CEE Tier 1
213779644 | Central HP <5.4 tons | TEMPSTAR | HRCU-A-CB (Split System: Heat Pump with Remote Outdoor Unit-Air-Source) | TVH837GKA** |  |  | EA*4X61L21A*+WALLCON | *80CTL0701716B* | 32800 | 17 | 8.1 | 32200 | 25000 | 77.64% | 1.96 | 0 | 11 |  |  |  |  | R-410A | 2.7333 | Residential & Commercial | USHP | Ducted CEE Tier 1
214570388 | Central HP <5.4 tons | CARRIER | HRCU-A-CB (Split System: Heat Pump with Remote Outdoor Unit-Air-Source) | 25VNA825A*032* |  |  | CAP**3621AL*+UI | 59CU5B100C21**22 | 23600 | 16.5 | 8.1 | 21400 | 16600 | 77.57% | 1.94 | 0 | 10.5 |  |  |  |  | R-410A | 1.9667 | Residential & Commercial | USHP | Ducted CEE Tier 1
214570738 | Central HP <5.4 tons | CARRIER | HRCU-A-CB (Split System: Heat Pump with Remote Outdoor Unit-Air-Source) | 25VNA825A*032* |  |  | CAP**4824AL*+UI | 59CU5B080C21**20 | 24000 | 16.5 | 8.5 | 21000 | 16600 | 79.05% | 2.02 | 0 | 11 |  |  |  |  | R-410A | 2 | Residential & Commercial | USHP | Ducted CEE Tier 1
215933999 | Central HP <5.4 tons | COMFORTMAKER | HRCU-A-CB (Split System: Heat Pump with Remote Outdoor Unit-Air-Source) | C5H3V48*K*AAA* |  |  | EA*5X48M21A*+WALLCON | *80CTL0702120B* | 43500 | 20.5 | 9.5 | 48000 | 36600 | 76.25% | 2 | 0 | 10.5 |  |  |  |  | R-454B | 3.625 | Residential & Commercial | USHP | Ducted CEE Tier 1
215934099 | Central HP <5.4 tons | COMFORTMAKER | HRCU-A-CB (Split System: Heat Pump with Remote Outdoor Unit-Air-Source) | C5H3V48*K*AAA* |  |  | EA*5X60M24A*+WALLCON | *80CTL0702120B* | 44500 | 21 | 9.5 | 48500 | 36600 | 75.46% | 2 | 0 | 11 |  |  |  |  | R-454B | 3.7083 | Residential & Commercial | USHP | Ducted CEE Tier 1
215934249 | Central HP <5.4 tons | COMFORTMAKER | HRCU-A-CB (Split System: Heat Pump with Remote Outdoor Unit-Air-Source) | C5H3V48*K*AAA* |  |  | EA*5X61M21A*+WALLCON | *97CMN0801714B* | 44500 | 20.5 | 9.5 | 49000 | 36600 | 74.69% | 2 | 0 | 11 |  |  |  |  | R-454B | 3.7083 | Residential & Commercial | USHP | Ducted CEE Tier 1
212614879 | Central HP <5.4 tons | DAIKIN | HRCU-A-CB (Split System: Heat Pump with Remote Outdoor Unit-Air-Source) | DZ6VSA241EA* |  |  | CA*EA2422*4A* | D*80VC0804C*A* | 23000 | 17 | 8.6 | 23000 | 16100 | 70% | 2 | 0 | 10 |  |  |  |  | R-410A | 1.9167 | Residential & Commercial | USHP | Ducted CEE Tier 1
213770804 | Central HP <5.4 tons | TEMPSTAR | HRCU-A-CB (Split System: Heat Pump with Remote Outdoor Unit-Air-Source) | TVH825GKA2* |  |  | EA*4X30L17A*+WALLCON | *96CTN0801714B* | 23400 | 16.5 | 8.1 | 21600 | 16700 | 77.31% | 1.92 | 0 | 10.5 |  |  |  |  | R-410A | 1.95 | Residential & Commercial | USHP | Ducted CEE Tier 1
211229524 | Central HP <5.4 tons | AIRQUEST | HRCU-A-CB (Split System: Heat Pump with Remote Outdoor Unit-Air-Source) | DLCURAH36ABK |  |  | EA*4X48L24A* | *95ESN1402422A* | 37400 | 15.2 | 8.5 | 39500 | 35000 | 88.61% | 2.12 | 0 | 10 |  |  |  |  | R-410A | 3.1167 | Residential & Commercial | USHP | Ducted CEE Tier 1
216732544 | Central HP <5.4 tons | TEMPSTAR | HRCU-A-CB (Split System: Heat Pump with Remote Outdoor Unit-Air-Source) | D5CUHAH24AAK |  |  | EA*5X24M14A* | *80CTL0701412B* | 22000 | 16 | 8.5 | 21000 | 19100 | 90.95% | 1.96 | 0 | 10.5 |  |  |  |  | R-454B | 1.8333 | Residential & Commercial | USHP | Ducted CEE Tier 1
216732864 | Central HP <5.4 tons | TEMPSTAR | HRCU-A-CB (Split System: Heat Pump with Remote Outdoor Unit-Air-Source) | D5CUHAH24AAK |  |  | EA*5X24M17A* | *97CMN0801714B* | 21800 | 15.5 | 8.5 | 21000 | 19100 | 90.95% | 1.98 | 0 | 10.5 |  |  |  |  | R-454B | 1.8167 | Residential & Commercial | USHP | Ducted CEE Tier 1
216057010 | Central HP <5.4 tons | TRANE | HRCU-A-CB (Split System: Heat Pump with Remote Outdoor Unit-Air-Source) | 5TWV8X48A1 |  |  | 5TAMXD05AV41 | 0 | 44500 | 18.1 | 8.5 | 45500 | 34600 | 76.04% | 2.1 | 0 | 11 |  |  |  |  | R-454B | 3.7083 | Residential & Commercial | USHP | Ducted CEE Tier 1
215934119 | Central HP <5.4 tons | COMFORTMAKER | HRCU-A-CB (Split System: Heat Pump with Remote Outdoor Unit-Air-Source) | C5H3V48*K*AAA* |  |  | EA*5X60M24A*+WALLCON | *80CTL1352422B* | 45000 | 21.5 | 9.5 | 48000 | 36200 | 75.42% | 2 | 0 | 11.5 |  |  |  |  | R-454B | 3.75 | Residential & Commercial | USHP | Ducted CEE Tier 1
215934239 | Central HP <5.4 tons | COMFORTMAKER | HRCU-A-CB (Split System: Heat Pump with Remote Outdoor Unit-Air-Source) | C5H3V48*K*AAA* |  |  | EA*5X61M21A*+WALLCON | *97CMN0602120B* | 44500 | 20.5 | 9.4 | 49000 | 37400 | 76.33% | 2 | 0 | 10 |  |  |  |  | R-454B | 3.7083 | Residential & Commercial | USHP | Ducted CEE Tier 1
215934439 | Central HP <5.4 tons | COMFORTMAKER | HRCU-A-CB (Split System: Heat Pump with Remote Outdoor Unit-Air-Source) | C5H3V48*K*AAA* |  |  | ESH5X48M12A*+WALLCON | *80CTL0701412B* | 43000 | 19.5 | 8.5 | 49000 | 35400 | 72.24% | 1.8 | 0 | 11 |  |  |  |  | R-454B | 3.5833 | Residential & Commercial | USHP | Ducted CEE Tier 1
215934519 | Central HP <5.4 tons | COMFORTMAKER | HRCU-A-CB (Split System: Heat Pump with Remote Outdoor Unit-Air-Source) | C5H3V48*K*AAA* |  |  | ESH5X48M12A*+WALLCON | *96CTN0801714B* | 43000 | 19.5 | 8.5 | 49000 | 35400 | 72.24% | 1.8 | 0 | 11 |  |  |  |  | R-454B | 3.5833 | Residential & Commercial | USHP | Ducted CEE Tier 1
214570398 | Central HP <5.4 tons | CARRIER | HRCU-A-CB (Split System: Heat Pump with Remote Outdoor Unit-Air-Source) | 25VNA825A*032* |  |  | CAP**3621AL*+UI | 59MN7C060C21**20 | 23600 | 16 | 8.1 | 21400 | 16700 | 78.04% | 1.92 | 0 | 10.5 |  |  |  |  | R-410A | 1.9667 | Residential & Commercial | USHP | Ducted CEE Tier 1
214570528 | Central HP <5.4 tons | CARRIER | HRCU-A-CB (Split System: Heat Pump with Remote Outdoor Unit-Air-Source) | 25VNA825A*032* |  |  | CAP**4221AL*+UI | 59MN7C080C21**20 | 23800 | 16.5 | 8.1 | 21400 | 16600 | 77.57% | 1.96 | 0 | 10.5 |  |  |  |  | R-410A | 1.9833 | Residential & Commercial | USHP | Ducted CEE Tier 1
214573050 | Central HP <5.4 tons | HEIL | HRCU-A-CB (Split System: Heat Pump with Remote Outdoor Unit-Air-Source) | HVH837GKA** |  |  | EA*4X61L24A*+WALLCON | *97CMN0802120B* | 33200 | 17.5 | 8.5 | 31800 | 24800 | 77.99% | 2 | 0 | 11.5 |  |  |  |  | R-410A | 2.7667 | Residential & Commercial | USHP | Ducted CEE Tier 1
211259751 | Central HP <5.4 tons | HEIL | HRCU-A-CB (Split System: Heat Pump with Remote Outdoor Unit-Air-Source) | DLCURAH18ABK |  |  | EA*4X19L17A* | *80VTL0451412A* | 18100 | 16.5 | 8.5 | 18000 | 17600 | 97.78% | 2.14 | 0 | 11 |  |  |  |  | R-410A | 1.5083 | Residential & Commercial | USHP | Ducted CEE Tier 1
211259768 | Central HP <5.4 tons | HEIL | HRCU-A-CB (Split System: Heat Pump with Remote Outdoor Unit-Air-Source) | DLCURAH18ABK |  |  | EA*4X19L17A* | *96VTN0401712A* | 18200 | 15.5 | 8.5 | 18300 | 17600 | 96.17% | 2.12 | 0 | 10.5 |  |  |  |  | R-410A | 1.5167 | Residential & Commercial | USHP | Ducted CEE Tier 1
211261122 | Central HP <5.4 tons | HEIL | HRCU-A-CB (Split System: Heat Pump with Remote Outdoor Unit-Air-Source) | DLCURAH18ABK |  |  | EA*4X25L17A* | *80ES(N,L)0701412A* | 18200 | 16.5 | 8.5 | 17900 | 17500 | 97.77% | 2.12 | 0 | 11 |  |  |  |  | R-410A | 1.5167 | Residential & Commercial | USHP | Ducted CEE Tier 1
211261288 | Central HP <5.4 tons | HEIL | HRCU-A-CB (Split System: Heat Pump with Remote Outdoor Unit-Air-Source) | DLCURAH18ABK |  |  | EA*4X30L14A* | *96VSN0601412A* | 18000 | 16 | 8.5 | 18500 | 18500 | 100% | 2.22 | 0 | 10.5 |  |  |  |  | R-410A | 1.5 | Residential & Commercial | USHP | Ducted CEE Tier 1
211262057 | Central HP <5.4 tons | HEIL | HRCU-A-CB (Split System: Heat Pump with Remote Outdoor Unit-Air-Source) | DLCURAH18ABK |  |  | EA*4X30L17A* | *80ES(N,L)0701712A* | 18200 | 16.5 | 8.5 | 18700 | 18400 | 98.4% | 2.22 | 0 | 10.5 |  |  |  |  | R-410A | 1.5167 | Residential & Commercial | USHP | Ducted CEE Tier 1
211262124 | Central HP <5.4 tons | HEIL | HRCU-A-CB (Split System: Heat Pump with Remote Outdoor Unit-Air-Source) | DLCURAH18ABK |  |  | EA*4X30L17A* | *92ESN0401410A* | 18000 | 15.5 | 8.5 | 18700 | 18500 | 98.93% | 2.22 | 0 | 10.5 |  |  |  |  | R-410A | 1.5 | Residential & Commercial | USHP | Ducted CEE Tier 1
215937329 | Central HP <5.4 tons | COMFORTMAKER | HRCU-A-CB (Split System: Heat Pump with Remote Outdoor Unit-Air-Source) | C5H3V48*K*AAA* |  |  | EVM5X60M21A*+WALLCON | *80CTL0901716B* | 44500 | 20.5 | 8.1 | 53500 | 37600 | 70.28% | 1.95 | 0 | 11.5 |  |  |  |  | R-454B | 3.7083 | Residential & Commercial | USHP | Ducted CEE Tier 1
215937429 | Central HP <5.4 tons | COMFORTMAKER | HRCU-A-CB (Split System: Heat Pump with Remote Outdoor Unit-Air-Source) | C5H3V48*K*AAA* |  |  | EVM5X60M21A*+WALLCON | *96CTN0801714B* | 44000 | 20 | 8.1 | 53500 | 37600 | 70.28% | 2 | 0 | 11.5 |  |  |  |  | R-454B | 3.6667 | Residential & Commercial | USHP | Ducted CEE Tier 1
213770504 | Central HP <5.4 tons | TEMPSTAR | HRCU-A-CB (Split System: Heat Pump with Remote Outdoor Unit-Air-Source) | TVH825GKA2* |  |  | EA*4X24L17A*+WALLCON | *80CTL0701412B* | 23400 | 16.5 | 8.1 | 22000 | 16800 | 76.36% | 1.9 | 0 | 10.5 |  |  |  |  | R-410A | 1.95 | Residential & Commercial | USHP | Ducted CEE Tier 1
210473450 | Central HP <5.4 tons | AIRQUEST | HRCU-A-CB (Split System: Heat Pump with Remote Outdoor Unit-Air-Source) | HVH825GKA3* |  |  | EA*4X48L24A*+WALLCON | *95CSU1002122A* | 24200 | 17 | 8.1 | 21000 | 16500 | 78.57% | 2.02 | 0 | 11 |  |  |  |  | R-410A | 2.0167 | Residential & Commercial | USHP | Ducted CEE Tier 1
210473461 | Central HP <5.4 tons | AIRQUEST | HRCU-A-CB (Split System: Heat Pump with Remote Outdoor Unit-Air-Source) | HVH825GKA3* |  |  | EA*4X48L24A*+WALLCON | *80CSU1002120A* | 24000 | 16.5 | 8.1 | 21000 | 16600 | 79.05% | 2 | 0 | 11 |  |  |  |  | R-410A | 2 | Residential & Commercial | USHP | Ducted CEE Tier 1
213770654 | Central HP <5.4 tons | TEMPSTAR | HRCU-A-CB (Split System: Heat Pump with Remote Outdoor Unit-Air-Source) | TVH825GKA2* |  |  | EA*4X25L17A*+WALLCON | *97CMN0801714B* | 24200 | 16.5 | 8.1 | 21400 | 16700 | 78.04% | 2.02 | 0 | 11 |  |  |  |  | R-410A | 2.0167 | Residential & Commercial | USHP | Ducted CEE Tier 1
213771154 | Central HP <5.4 tons | TEMPSTAR | HRCU-A-CB (Split System: Heat Pump with Remote Outdoor Unit-Air-Source) | TVH825GKA2* |  |  | EA*4X37L21A*+WALLCON | *80CTL0901716B* | 24600 | 17 | 8.5 | 21000 | 16600 | 79.05% | 2.02 | 0 | 11 |  |  |  |  | R-410A | 2.05 | Residential & Commercial | USHP | Ducted CEE Tier 1
210470279 | Central HP <5.4 tons | AIRQUEST | HRCU-A-CB (Split System: Heat Pump with Remote Outdoor Unit-Air-Source) | HVH837GKA2* |  |  | EA*4X60L24A*+WALLCON | *80CTL1352422A* | 32800 | 18 | 8.5 | 31800 | 24800 | 77.99% | 2 | 0 | 12 |  |  |  |  | R-410A | 2.7333 | Residential & Commercial | USHP | Ducted CEE Tier 1
212614922 | Central HP <5.4 tons | DAIKIN | HRCU-A-CB (Split System: Heat Pump with Remote Outdoor Unit-Air-Source) | DZ6VSA361EA* |  |  | CA*EA6030*4A* | D*96VC1205DNA* | 34200 | 17.5 | 8.6 | 34200 | 30000 | 87.72% | 2 | 0 | 10 |  |  |  |  | R-410A | 2.85 | Residential & Commercial | USHP | Ducted CEE Tier 1
216764595 | Central HP <5.4 tons | TRANE | HRCU-A-CB (Split System: Heat Pump with Remote Outdoor Unit-Air-Source) | 5TWR7036A1 |  |  | 5PX*B006AS3 | S8X2B060M4PTC | 33600 | 17.1 | 9 | 32600 | 24200 | 74.23% | 2.1 | 0 | 12 |  |  |  |  | R-454B | 2.8 | Residential & Commercial | USHP | Ducted CEE Tier 1
213774435 | Central HP <5.4 tons | CARRIER | HRCU-A-CB (Split System: Heat Pump with Remote Outdoor Unit-Air-Source) | 25VNA825A*032* |  |  | CSPH*4212AL*+UI | 58TN*B110C21**20 | 24200 | 16 | 8.1 | 21400 | 16600 | 77.57% | 2 | 0 | 10.5 |  |  |  |  | R-410A | 2.0167 | Residential & Commercial | USHP | Ducted CEE Tier 1
213774585 | Central HP <5.4 tons | CARRIER | HRCU-A-CB (Split System: Heat Pump with Remote Outdoor Unit-Air-Source) | 25VNA825A*032* |  |  | CSPH*4812AL*+UI | 58TN*B090C17**16 | 24400 | 16.5 | 8.1 | 21200 | 16600 | 78.3% | 2 | 0 | 10.5 |  |  |  |  | R-410A | 2.0333 | Residential & Commercial | USHP | Ducted CEE Tier 1
216767276 | Central HP <5.4 tons | AMERICAN STANDARD | HRCU-A-CB (Split System: Heat Pump with Remote Outdoor Unit-Air-Source) | 5A6H7048A1 |  |  | 5PX*D008AS3+P0V0C000M50SD | 0 | 43500 | 16.5 | 9 | 44000 | 32400 | 73.64% | 2.23 | 0 | 12.5 |  |  |  |  | R-454B | 3.625 | Residential & Commercial | USHP | Ducted CEE Tier 1
213771707 | Central HP <5.4 tons | HEIL | HRCU-A-CB (Split System: Heat Pump with Remote Outdoor Unit-Air-Source) | HVH825GKA2* |  |  | EA*4X48L24A*+WALLCON | *97CMN1002122B* | 24200 | 16.5 | 8.1 | 21000 | 16500 | 78.57% | 2.02 | 0 | 11 |  |  |  |  | R-410A | 2.0167 | Residential & Commercial | USHP | Ducted CEE Tier 1
216770007 | Central HP <5.4 tons | AMERICAN STANDARD | HRCU-A-CB (Split System: Heat Pump with Remote Outdoor Unit-Air-Source) | 5A6H7048A1 |  |  | 5PX*C009AS3 | *UHMC100CCV4 | 43500 | 16 | 8.7 | 44000 | 32200 | 73.18% | 2.21 | 0 | 12 |  |  |  |  | R-454B | 3.625 | Residential & Commercial | USHP | Ducted CEE Tier 1
215934499 | Central HP <5.4 tons | COMFORTMAKER | HRCU-A-CB (Split System: Heat Pump with Remote Outdoor Unit-Air-Source) | C5H3V48*K*AAA* |  |  | ESH5X48M12A*+WALLCON | *97CMN1002122B* | 44000 | 20 | 9 | 48500 | 36400 | 75.05% | 1.82 | 0 | 10.5 |  |  |  |  | R-454B | 3.6667 | Residential & Commercial | USHP | Ducted CEE Tier 1
215934569 | Central HP <5.4 tons | COMFORTMAKER | HRCU-A-CB (Split System: Heat Pump with Remote Outdoor Unit-Air-Source) | C5H3V48*K*AAA* |  |  | ESH5X60M12A*+WALLCON | *80CTL0901716B* | 44000 | 20.5 | 9 | 49000 | 35800 | 73.06% | 1.86 | 0 | 11.5 |  |  |  |  | R-454B | 3.6667 | Residential & Commercial | USHP | Ducted CEE Tier 1
215934599 | Central HP <5.4 tons | COMFORTMAKER | HRCU-A-CB (Split System: Heat Pump with Remote Outdoor Unit-Air-Source) | C5H3V48*K*AAA* |  |  | ESH5X60M12A*+WALLCON | *97CMN0801714B* | 44000 | 19.5 | 9 | 49000 | 36400 | 74.29% | 1.84 | 0 | 11 |  |  |  |  | R-454B | 3.6667 | Residential & Commercial | USHP | Ducted CEE Tier 1
213613330 | Central HP <5.4 tons | DAIKIN | HRCU-A-CB (Split System: Heat Pump with Remote Outdoor Unit-Air-Source) | DZ6VSA361EA* |  |  | DFVE48DP1400B* | 0 | 34200 | 17.5 | 8.6 | 34200 | 30000 | 87.72% | 2 | 0 | 10 |  |  |  |  | R-410A | 2.85 | Residential & Commercial | USHP | Ducted CEE Tier 1
214573698 | Central HP <5.4 tons | CARRIER | HRCU-A-CB (Split System: Heat Pump with Remote Outdoor Unit-Air-Source) | 25VNA837A*031* |  |  | CAP**3721AL*+UI | 59MN7C060C21**20 | 32800 | 17 | 8.5 | 33000 | 25400 | 76.97% | 1.98 | 0 | 11 |  |  |  |  | R-410A | 2.7333 | Residential & Commercial | USHP | Ducted CEE Tier 1
216764977 | Central HP <5.4 tons | TRANE | HRCU-A-CB (Split System: Heat Pump with Remote Outdoor Unit-Air-Source) | 5TWX7036A1 |  |  | 5PX*CD05AS3 | S8X2C080M5PSC | 32800 | 17.1 | 8.1 | 33400 | 24400 | 73.05% | 1.9 | 0 | 11.7 |  |  |  |  | R-454B | 2.7333 | Residential & Commercial | USHP | Ducted CEE Tier 1
216764993 | Central HP <5.4 tons | TRANE | HRCU-A-CB (Split System: Heat Pump with Remote Outdoor Unit-Air-Source) | 5TWX7036A1 |  |  | 5TXCB004AS3 | S8X2B060M4PSC | 32200 | 17.1 | 8.7 | 32200 | 23800 | 73.91% | 2.1 | 0 | 11.7 |  |  |  |  | R-454B | 2.6833 | Residential & Commercial | USHP | Ducted CEE Tier 1
216765025 | Central HP <5.4 tons | TRANE | HRCU-A-CB (Split System: Heat Pump with Remote Outdoor Unit-Air-Source) | 5TWX7036A1 |  |  | 5TXCD008AS3 | S8X2D120M5PTC | 33000 | 17.5 | 9 | 32200 | 23800 | 73.91% | 2.1 | 0 | 12 |  |  |  |  | R-454B | 2.75 | Residential & Commercial | USHP | Ducted CEE Tier 1
216764023 | Central HP <5.4 tons | TRANE | HRCU-A-CB (Split System: Heat Pump with Remote Outdoor Unit-Air-Source) | 5TWR7048A1 |  |  | 5TXCD010AS3 | S9V2D120U5PSC | 43500 | 17.1 | 9 | 43500 | 32000 | 73.56% | 2.2 | 0 | 12.5 |  |  |  |  | R-454B | 3.625 | Residential & Commercial | USHP | Ducted CEE Tier 1
216764807 | Central HP <5.4 tons | TRANE | HRCU-A-CB (Split System: Heat Pump with Remote Outdoor Unit-Air-Source) | 5TWR7048A1 |  |  | 5PX*D010AS3 | S8X1C100M5PTC | 43500 | 17.1 | 9 | 44000 | 32200 | 73.18% | 2.2 | 0 | 12 |  |  |  |  | R-454B | 3.625 | Residential & Commercial | USHP | Ducted CEE Tier 1
216764811 | Central HP <5.4 tons | TRANE | HRCU-A-CB (Split System: Heat Pump with Remote Outdoor Unit-Air-Source) | 5TWR7048A1 |  |  | 5PX*DD10AS3 | S8X2C080M5PTC | 43000 | 17.1 | 9 | 44500 | 32600 | 73.26% | 2.1 | 0 | 11.7 |  |  |  |  | R-454B | 3.5833 | Residential & Commercial | USHP | Ducted CEE Tier 1
216764825 | Central HP <5.4 tons | TRANE | HRCU-A-CB (Split System: Heat Pump with Remote Outdoor Unit-Air-Source) | 5TWR7048A1 |  |  | 5TXCD010AS3 | S8X2D120M5PTC | 44000 | 17.1 | 9 | 44500 | 32400 | 72.81% | 2.2 | 0 | 12 |  |  |  |  | R-454B | 3.6667 | Residential & Commercial | USHP | Ducted CEE Tier 1
214570498 | Central HP <5.4 tons | CARRIER | HRCU-A-CB (Split System: Heat Pump with Remote Outdoor Unit-Air-Source) | 25VNA825A*032* |  |  | CAP**4221AL*+UI | 59CU5B080C21**20 | 23800 | 16.5 | 8.1 | 21400 | 16700 | 78.04% | 1.96 | 0 | 10.5 |  |  |  |  | R-410A | 1.9833 | Residential & Commercial | USHP | Ducted CEE Tier 1
215935039 | Central HP <5.4 tons | COMFORTMAKER | HRCU-A-CB (Split System: Heat Pump with Remote Outdoor Unit-Air-Source) | C5H3V36*K*AAA* |  |  | EVM5X49M21A*+WALLCON | *80CTL0902120B* | 35600 | 22 | 8.5 | 38000 | 28400 | 74.74% | 2.04 | 0 | 12.5 |  |  |  |  | R-454B | 2.9667 | Residential & Commercial | USHP | Ducted CEE Tier 1
215935239 | Central HP <5.4 tons | COMFORTMAKER | HRCU-A-CB (Split System: Heat Pump with Remote Outdoor Unit-Air-Source) | C5H3V36*K*AAA* |  |  | EVM5X60M21A*+WALLCON | *95CSU0601716B* | 35400 | 21.5 | 8.5 | 38500 | 29000 | 75.32% | 2.02 | 0 | 12 |  |  |  |  | R-454B | 2.95 | Residential & Commercial | USHP | Ducted CEE Tier 1
215939619 | Central HP <5.4 tons | COMFORTMAKER | HRCU-A-CB (Split System: Heat Pump with Remote Outdoor Unit-Air-Source) | C5H3V36*K*AAA* |  |  | EA*5X36M17A*+WALLCON | *80CSU0601716B* | 32400 | 19.5 | 9.5 | 35000 | 27000 | 77.14% | 2 | 0 | 11 |  |  |  |  | R-454B | 2.7 | Residential & Commercial | USHP | Ducted CEE Tier 1
215939669 | Central HP <5.4 tons | COMFORTMAKER | HRCU-A-CB (Split System: Heat Pump with Remote Outdoor Unit-Air-Source) | C5H3V36*K*AAA* |  |  | EA*5X42M21A*+WALLCON | *80CSU0601716B* | 32800 | 20 | 9.5 | 34800 | 26600 | 76.44% | 2 | 0 | 11.5 |  |  |  |  | R-454B | 2.7333 | Residential & Commercial | USHP | Ducted CEE Tier 1
215939819 | Central HP <5.4 tons | COMFORTMAKER | HRCU-A-CB (Split System: Heat Pump with Remote Outdoor Unit-Air-Source) | C5H3V36*K*AAA* |  |  | EA*5X60M24A*+WALLCON | *97CTN1202422A* | 34000 | 20.5 | 9.5 | 34000 | 26000 | 76.47% | 2.06 | 0 | 12 |  |  |  |  | R-454B | 2.8333 | Residential & Commercial | USHP | Ducted CEE Tier 1
216439996 | Central HP <5.4 tons | TRANE | HRCU-A-CB (Split System: Heat Pump with Remote Outdoor Unit-Air-Source) | 5TWV0X36A1 |  |  | 5PX*B004AS3 | S9V2B080D4VSB+LRP | 31400 | 17.1 | 9 | 31400 | 23600 | 75.16% | 2 | 0 | 11.7 |  |  |  |  | R-454B | 2.6167 | Residential & Commercial | USHP | Ducted CEE Tier 1
216440000 | Central HP <5.4 tons | TRANE | HRCU-A-CB (Split System: Heat Pump with Remote Outdoor Unit-Air-Source) | 5TWV0X36A1 |  |  | 5PX*B004AS3 | S9V2B080U4VSB+LRP | 33200 | 18.4 | 9.4 | 32000 | 24000 | 75% | 2.1 | 0 | 12 |  |  |  |  | R-454B | 2.7667 | Residential & Commercial | USHP | Ducted CEE Tier 1
216440080 | Central HP <5.4 tons | TRANE | HRCU-A-CB (Split System: Heat Pump with Remote Outdoor Unit-Air-Source) | 5TWV0X36A1 |  |  | 5PX*C007AS3 | S9V2C100U4VSB+LRP | 34400 | 20 | 9.4 | 32600 | 24200 | 74.23% | 2.1 | 0 | 12.7 |  |  |  |  | R-454B | 2.8667 | Residential & Commercial | USHP | Ducted CEE Tier 1
216440100 | Central HP <5.4 tons | TRANE | HRCU-A-CB (Split System: Heat Pump with Remote Outdoor Unit-Air-Source) | 5TWV0X36A1 |  |  | 5PX*CD09AS3+P0V0C000M50SD+LRP | 0 | 34600 | 20 | 9.4 | 32600 | 23800 | 73.01% | 2.1 | 0 | 12.7 |  |  |  |  | R-454B | 2.8833 | Residential & Commercial | USHP | Ducted CEE Tier 1
216440114 | Central HP <5.4 tons | TRANE | HRCU-A-CB (Split System: Heat Pump with Remote Outdoor Unit-Air-Source) | 5TWV0X36A1 |  |  | 5TAMXD06AV41 | 0 | 35400 | 21 | 9.7 | 32800 | 24800 | 75.61% | 2.1 | 0 | 12.7 |  |  |  |  | R-454B | 2.95 | Residential & Commercial | USHP | Ducted CEE Tier 1
211240709 | Central HP <5.4 tons | AIRQUEST | HRCU-A-CB (Split System: Heat Pump with Remote Outdoor Unit-Air-Source) | DLCURAH24ABK |  |  | EA*4X24L17A* | *95ESN0601714A* | 24400 | 15.5 | 8.5 | 27200 | 23200 | 85.29% | 1.9 | 0 | 10 |  |  |  |  | R-410A | 2.0333 | Residential & Commercial | USHP | Ducted CEE Tier 1
211240793 | Central HP <5.4 tons | AIRQUEST | HRCU-A-CB (Split System: Heat Pump with Remote Outdoor Unit-Air-Source) | DLCURAH24ABK |  |  | EA*4X24L17A* | OMV112K14A | 23800 | 15.5 | 8.5 | 27000 | 24000 | 88.89% | 1.96 | 0 | 10 |  |  |  |  | R-410A | 1.9833 | Residential & Commercial | USHP | Ducted CEE Tier 1
211240960 | Central HP <5.4 tons | AIRQUEST | HRCU-A-CB (Split System: Heat Pump with Remote Outdoor Unit-Air-Source) | DLCURAH24ABK |  |  | EA*4X25L17A* | *96VTN0401712A* | 23800 | 16 | 8.1 | 25200 | 21800 | 86.51% | 1.82 | 0 | 10 |  |  |  |  | R-410A | 1.9833 | Residential & Commercial | USHP | Ducted CEE Tier 1
215933049 | Central HP <5.4 tons | COMFORTMAKER | HRCU-A-CB (Split System: Heat Pump with Remote Outdoor Unit-Air-Source) | C5H3V36*K*AAA* |  |  | ESH5X36M12A*+WALLCON | *80CSU1002120A* | 33200 | 18.5 | 9 | 35000 | 26800 | 76.57% | 1.92 | 0 | 11 |  |  |  |  | R-454B | 2.7667 | Residential & Commercial | USHP | Ducted CEE Tier 1
215934789 | Central HP <5.4 tons | COMFORTMAKER | HRCU-A-CB (Split System: Heat Pump with Remote Outdoor Unit-Air-Source) | C5H3V36*K*AAA* |  |  | EVM5X44M21A*+WALLCON | *80CSU0601716A* | 35600 | 22 | 8.5 | 38000 | 28600 | 75.26% | 2.02 | 0 | 12 |  |  |  |  | R-454B | 2.9667 | Residential & Commercial | USHP | Ducted CEE Tier 1
215934019 | Central HP <5.4 tons | COMFORTMAKER | HRCU-A-CB (Split System: Heat Pump with Remote Outdoor Unit-Air-Source) | C5H3V48*K*AAA* |  |  | EA*5X48M21A*+WALLCON | *80CTL1102120B* | 44000 | 21 | 9.5 | 48000 | 36400 | 75.83% | 1.92 | 0 | 11 |  |  |  |  | R-454B | 3.6667 | Residential & Commercial | USHP | Ducted CEE Tier 1
213771737 | Central HP <5.4 tons | HEIL | HRCU-A-CB (Split System: Heat Pump with Remote Outdoor Unit-Air-Source) | HVH825GKA2* |  |  | EA*4X48L24A*+WALLCON | *96CTN1202422B* | 24200 | 17 | 8.1 | 21000 | 16500 | 78.57% | 2.02 | 0 | 11 |  |  |  |  | R-410A | 2.0167 | Residential & Commercial | USHP | Ducted CEE Tier 1
215934949 | Central HP <5.4 tons | COMFORTMAKER | HRCU-A-CB (Split System: Heat Pump with Remote Outdoor Unit-Air-Source) | C5H3V36*K*AAA* |  |  | EVM5X44M21A*+WALLCON | *96CTN1002122B* | 35600 | 22 | 8.5 | 38000 | 28600 | 75.26% | 2.02 | 0 | 12.5 |  |  |  |  | R-454B | 2.9667 | Residential & Commercial | USHP | Ducted CEE Tier 1
215935199 | Central HP <5.4 tons | COMFORTMAKER | HRCU-A-CB (Split System: Heat Pump with Remote Outdoor Unit-Air-Source) | C5H3V36*K*AAA* |  |  | EVM5X60M21A*+WALLCON | *80CTL0702120B* | 35600 | 21.5 | 8.5 | 38000 | 28600 | 75.26% | 2.02 | 0 | 12 |  |  |  |  | R-454B | 2.9667 | Residential & Commercial | USHP | Ducted CEE Tier 1
214574648 | Central HP <5.4 tons | CARRIER | HRCU-A-CB (Split System: Heat Pump with Remote Outdoor Unit-Air-Source) | 25VNA837A*031* |  |  | CNPV*4824AL*+UI | 59CU5B100C21**22 | 32400 | 17.5 | 8.5 | 32600 | 24800 | 76.07% | 1.98 | 0 | 11.5 |  |  |  |  | R-410A | 2.7 | Residential & Commercial | USHP | Ducted CEE Tier 1
215932129 | Central HP <5.4 tons | COMFORTMAKER | HRCU-A-CB (Split System: Heat Pump with Remote Outdoor Unit-Air-Source) | C5H3V36*K*AAA* |  |  | EA*5X36M17A*+WALLCON | *96CTN0801714B* | 32200 | 19 | 9.5 | 35400 | 27200 | 76.84% | 1.98 | 0 | 10.5 |  |  |  |  | R-454B | 2.6833 | Residential & Commercial | USHP | Ducted CEE Tier 1
215932279 | Central HP <5.4 tons | COMFORTMAKER | HRCU-A-CB (Split System: Heat Pump with Remote Outdoor Unit-Air-Source) | C5H3V36*K*AAA* |  |  | EA*5X42M21A*+WALLCON | *95CSU1002122B* | 32800 | 20 | 9.5 | 34600 | 26600 | 76.88% | 2.02 | 0 | 11.5 |  |  |  |  | R-454B | 2.7333 | Residential & Commercial | USHP | Ducted CEE Tier 1
215932329 | Central HP <5.4 tons | COMFORTMAKER | HRCU-A-CB (Split System: Heat Pump with Remote Outdoor Unit-Air-Source) | C5H3V36*K*AAA* |  |  | EA*5X42M21A*+WALLCON | *97CMN1002122B* | 32800 | 20 | 9.5 | 34800 | 26600 | 76.44% | 2 | 0 | 11.5 |  |  |  |  | R-454B | 2.7333 | Residential & Commercial | USHP | Ducted CEE Tier 1
215932359 | Central HP <5.4 tons | COMFORTMAKER | HRCU-A-CB (Split System: Heat Pump with Remote Outdoor Unit-Air-Source) | C5H3V36*K*AAA* |  |  | EA*5X42M21A*+WALLCON | *96CTN1002122B* | 32800 | 20 | 9.5 | 34800 | 26600 | 76.44% | 2 | 0 | 11.5 |  |  |  |  | R-454B | 2.7333 | Residential & Commercial | USHP | Ducted CEE Tier 1
216764228 | Central HP <5.4 tons | TRANE | HRCU-A-CB (Split System: Heat Pump with Remote Outdoor Unit-Air-Source) | 5TWX7036A1 |  |  | 5PX*B004AS3 | L8V1B080U4VSB | 32200 | 16.5 | 8.7 | 32400 | 24200 | 74.69% | 2.1 | 0 | 11.5 |  |  |  |  | R-454B | 2.6833 | Residential & Commercial | USHP | Ducted CEE Tier 1
216764262 | Central HP <5.4 tons | TRANE | HRCU-A-CB (Split System: Heat Pump with Remote Outdoor Unit-Air-Source) | 5TWX7036A1 |  |  | 5PX*BD04AS3 | S9V2B040D3PSC | 32600 | 16.5 | 8.2 | 33600 | 24600 | 73.21% | 1.9 | 0 | 11.5 |  |  |  |  | R-454B | 2.7167 | Residential & Commercial | USHP | Ducted CEE Tier 1
216764263 | Central HP <5.4 tons | TRANE | HRCU-A-CB (Split System: Heat Pump with Remote Outdoor Unit-Air-Source) | 5TWX7036A1 |  |  | 5PX*BD04AS3 | S9V2B060D3PSC | 32400 | 16.5 | 8.2 | 33400 | 24600 | 73.65% | 1.9 | 0 | 11.7 |  |  |  |  | R-454B | 2.7 | Residential & Commercial | USHP | Ducted CEE Tier 1
216764310 | Central HP <5.4 tons | TRANE | HRCU-A-CB (Split System: Heat Pump with Remote Outdoor Unit-Air-Source) | 5TWX7036A1 |  |  | 5PX*CD07AS3 | S9V2C100D4VSB | 33400 | 17.5 | 8.7 | 33200 | 24400 | 73.49% | 2.1 | 0 | 12 |  |  |  |  | R-454B | 2.7833 | Residential & Commercial | USHP | Ducted CEE Tier 1
216764312 | Central HP <5.4 tons | TRANE | HRCU-A-CB (Split System: Heat Pump with Remote Outdoor Unit-Air-Source) | 5TWX7036A1 |  |  | 5PX*CD07AS3 | S8X1C080M5PSC | 33800 | 17.1 | 8.7 | 33400 | 24400 | 73.05% | 2.1 | 0 | 12 |  |  |  |  | R-454B | 2.8167 | Residential & Commercial | USHP | Ducted CEE Tier 1
216764328 | Central HP <5.4 tons | TRANE | HRCU-A-CB (Split System: Heat Pump with Remote Outdoor Unit-Air-Source) | 5TWX7036A1 |  |  | 5PX*D010AS3 | S9V2D120U5PSC | 34400 | 18 | 9 | 32200 | 24000 | 74.53% | 2.2 | 0 | 12.5 |  |  |  |  | R-454B | 2.8667 | Residential & Commercial | USHP | Ducted CEE Tier 1
216764346 | Central HP <5.4 tons | TRANE | HRCU-A-CB (Split System: Heat Pump with Remote Outdoor Unit-Air-Source) | 5TWX7036A1 |  |  | 5TXCB004AS3 | L8V1B080U4VSB | 32200 | 16.5 | 8.7 | 32400 | 24200 | 74.69% | 2.1 | 0 | 11.5 |  |  |  |  | R-454B | 2.6833 | Residential & Commercial | USHP | Ducted CEE Tier 1
214573628 | Central HP <5.4 tons | CARRIER | HRCU-A-CB (Split System: Heat Pump with Remote Outdoor Unit-Air-Source) | 25VNA837A*031* |  |  | CAP**3621AL*+UI | 59CU5B100C21**22 | 31600 | 17 | 8.1 | 32800 | 24200 | 73.78% | 1.86 | 0 | 11 |  |  |  |  | R-410A | 2.6333 | Residential & Commercial | USHP | Ducted CEE Tier 1
215940219 | Central HP <5.4 tons | COMFORTMAKER | HRCU-A-CB (Split System: Heat Pump with Remote Outdoor Unit-Air-Source) | C5H3V36*K*AAA* |  |  | ESH5X60M12A*+WALLCON | *97CTN0801716A* | 34000 | 19 | 9 | 34800 | 26400 | 75.86% | 1.92 | 0 | 11 |  |  |  |  | R-454B | 2.8333 | Residential & Commercial | USHP | Ducted CEE Tier 1
215940519 | Central HP <5.4 tons | COMFORTMAKER | HRCU-A-CB (Split System: Heat Pump with Remote Outdoor Unit-Air-Source) | C5H3V36*K*AAA* |  |  | EVD5X36M21A*+WALLCON | *80CSU0401712B* | 34600 | 21 | 8.5 | 38500 | 28000 | 72.73% | 2.06 | 0 | 12 |  |  |  |  | R-454B | 2.8833 | Residential & Commercial | USHP | Ducted CEE Tier 1
216732743 | Central HP <5.4 tons | TEMPSTAR | HRCU-A-CB (Split System: Heat Pump with Remote Outdoor Unit-Air-Source) | D5CUHAH24AAK |  |  | EA*5X24M17A* | *80VSL0701716B* | 22000 | 16 | 8.5 | 21000 | 19100 | 90.95% | 1.96 | 0 | 10.5 |  |  |  |  | R-454B | 1.8333 | Residential & Commercial | USHP | Ducted CEE Tier 1
216733192 | Central HP <5.4 tons | TEMPSTAR | HRCU-A-CB (Split System: Heat Pump with Remote Outdoor Unit-Air-Source) | D5CUHAH24AAK |  |  | EA*5X25M17A* | *80MS(N,L)0701712A* | 23200 | 16.5 | 8.5 | 20800 | 18400 | 88.46% | 1.96 | 0 | 11 |  |  |  |  | R-454B | 1.9333 | Residential & Commercial | USHP | Ducted CEE Tier 1
216733562 | Central HP <5.4 tons | TEMPSTAR | HRCU-A-CB (Split System: Heat Pump with Remote Outdoor Unit-Air-Source) | D5CUHAH24AAK |  |  | EA*5X25M17A* | *96CTN0801714B* | 23000 | 16.5 | 8.5 | 20600 | 18400 | 89.32% | 1.96 | 0 | 11 |  |  |  |  | R-454B | 1.9167 | Residential & Commercial | USHP | Ducted CEE Tier 1
210473527 | Central HP <5.4 tons | AIRQUEST | HRCU-A-CB (Split System: Heat Pump with Remote Outdoor Unit-Air-Source) | HVH825GKA3* |  |  | EA*4X48L24A*+WALLCON | *97CMN0602120A* | 24000 | 16.5 | 8.1 | 21000 | 16600 | 79.05% | 2 | 0 | 11 |  |  |  |  | R-410A | 2 | Residential & Commercial | USHP | Ducted CEE Tier 1
210474018 | Central HP <5.4 tons | AIRQUEST | HRCU-A-CB (Split System: Heat Pump with Remote Outdoor Unit-Air-Source) | HVH825GKA3* |  |  | EN(A,D,W)4X48L21**+WALLCON | *97CMN1002122A* | 24200 | 17 | 8.1 | 21400 | 16600 | 77.57% | 2.02 | 0 | 11.5 |  |  |  |  | R-410A | 2.0167 | Residential & Commercial | USHP | Ducted CEE Tier 1
215425522 | Central HP <5.4 tons | YORK | HRCU-A-CB (Split System: Heat Pump with Remote Outdoor Unit-Air-Source) | HH860E2S11 | ADP |  | H,YE72*60+TXV | Y81E080C16SMPS1 | 44500 | 18 | 8.5 | 42500 | 33000 | 77.65% | 2 | 0 | 12 |  |  |  |  | R-454B | 3.7083 | Residential & Commercial | USHP | Ducted CEE Tier 1
210474386 | Central HP <5.4 tons | AIRQUEST | HRCU-A-CB (Split System: Heat Pump with Remote Outdoor Unit-Air-Source) | HVH825GKA3* |  |  | EHD4X42AAL+WALLCON | *97CMN1202422A* | 24200 | 16 | 8.1 | 21400 | 16700 | 78.04% | 2 | 0 | 10.5 |  |  |  |  | R-410A | 2.0167 | Residential & Commercial | USHP | Ducted CEE Tier 1
210474463 | Central HP <5.4 tons | AIRQUEST | HRCU-A-CB (Split System: Heat Pump with Remote Outdoor Unit-Air-Source) | HVH825GKA3* |  |  | EHD4X48AAL+WALLCON | *95CSU1002122A* | 24200 | 16.5 | 8.1 | 21200 | 16600 | 78.3% | 2.02 | 0 | 11 |  |  |  |  | R-410A | 2.0167 | Residential & Commercial | USHP | Ducted CEE Tier 1
214569376 | Central HP <5.4 tons | CARRIER | HRCU-A-CB (Split System: Heat Pump with Remote Outdoor Unit-Air-Source) | 25VNA424A*031* |  |  | CSPH*4212AL*+UI | 59CU5B100C21**22 | 23800 | 19.5 | 10.5 | 26400 | 19600 | 74.24% | 2.54 | 0 | 13 |  |  |  |  | R-410A | 1.9833 | Residential & Commercial | USHP | Ducted CEE Tier 1
213872265 | Central HP <5.4 tons | DAIKIN | HRCU-A-CB (Split System: Heat Pump with Remote Outdoor Unit-Air-Source) | DZ6VSA421EA* |  |  | CA*EA6030*4A* | D*96VC1005CNA* | 40000 | 17 | 8.6 | 40000 | 30600 | 76.5% | 2.2 | 0 | 10 |  |  |  |  | R-410A | 3.3333 | Residential & Commercial | USHP | Ducted CEE Tier 1
216764116 | Central HP <5.4 tons | TRANE | HRCU-A-CB (Split System: Heat Pump with Remote Outdoor Unit-Air-Source) | 5TWX7024A1 |  |  | 5PX*B004AS3 | S8X1B040M2PSC | 22800 | 17.5 | 8.7 | 21600 | 17100 | 79.17% | 1.9 | 0 | 12.5 |  |  |  |  | R-454B | 1.9 | Residential & Commercial | USHP | Ducted CEE Tier 1
216764677 | Central HP <5.4 tons | TRANE | HRCU-A-CB (Split System: Heat Pump with Remote Outdoor Unit-Air-Source) | 5TWR7036A1 |  |  | 5PX*C009AS3 | S8X1C080M5PTC | 34200 | 17.1 | 8.7 | 32400 | 24000 | 74.07% | 2.2 | 0 | 12 |  |  |  |  | R-454B | 2.85 | Residential & Commercial | USHP | Ducted CEE Tier 1
216759838 | Central HP <5.4 tons | TRANE | HRCU-A-C (Split System: Heat Pump with Remote Outdoor Unit with No Indoor Fan --Air Source) | 5TWR7036A1 |  |  | 5TXCD010AS3 | 0 | 34400 | 16 | 8.2 | 32600 | 34400 | 105.5% | 2.2 | 0 | 11.7 |  |  |  |  | R-454B | 2.8667 | Residential & Commercial | USHP | Ducted CEE Tier 1
216681506 | Central HP <5.4 tons | HEIL | HRCU-A-CB (Split System: Heat Pump with Remote Outdoor Unit-Air-Source) | DLCURAH24ABK |  |  | EA*4X36L21A* | *97VTN0802120A* | 24000 | 17 | 9 | 26000 | 22800 | 87.69% | 1.78 | 0 | 10 |  |  |  |  | R-410A | 2 | Residential & Commercial | USHP | Ducted CEE Tier 1
213782067 | Central HP <5.4 tons | HEIL | HRCU-A-CB (Split System: Heat Pump with Remote Outdoor Unit-Air-Source) | HVH837GKA2* |  |  | EHD4X48AAL+WALLCON | *80CTL0701716B* | 32600 | 16.5 | 8.1 | 33200 | 25000 | 75.3% | 1.94 | 0 | 11 |  |  |  |  | R-410A | 2.7167 | Residential & Commercial | USHP | Ducted CEE Tier 1
212983251 | Central HP <5.4 tons | BRYANT HEATING AND COOLING SYSTEMS | HRCU-A-CB (Split System: Heat Pump with Remote Outdoor Unit-Air-Source) | 38MURAQ18AB3* |  |  | CAP**1917AL* | 912SE36040M17*** | 17700 | 16 | 8.1 | 17900 | 18000 | 100.6% | 2.16 | 0 | 10.5 |  |  |  |  | R-410A | 1.475 | Residential & Commercial | USHP | Ducted CEE Tier 1
212983718 | Central HP <5.4 tons | BRYANT HEATING AND COOLING SYSTEMS | HRCU-A-CB (Split System: Heat Pump with Remote Outdoor Unit-Air-Source) | 38MURAQ18AB3* |  |  | CNPV*3014AL* | 912SE36060M14*** | 17400 | 16 | 8.1 | 17900 | 18600 | 103.9% | 2.24 | 0 | 11 |  |  |  |  | R-410A | 1.45 | Residential & Commercial | USHP | Ducted CEE Tier 1
215935249 | Central HP <5.4 tons | COMFORTMAKER | HRCU-A-CB (Split System: Heat Pump with Remote Outdoor Unit-Air-Source) | C5H3V36*K*AAA* |  |  | EVM5X60M21A*+WALLCON | *95CSU0802120B* | 35600 | 21.5 | 8.5 | 38000 | 28600 | 75.26% | 2.04 | 0 | 12 |  |  |  |  | R-454B | 2.9667 | Residential & Commercial | USHP | Ducted CEE Tier 1
215935349 | Central HP <5.4 tons | COMFORTMAKER | HRCU-A-CB (Split System: Heat Pump with Remote Outdoor Unit-Air-Source) | C5H3V36*K*AAA* |  |  | EVM5X60M24A*+WALLCON | *80CTL0902120B* | 35600 | 22 | 8.5 | 38000 | 28400 | 74.74% | 2.04 | 0 | 12.5 |  |  |  |  | R-454B | 2.9667 | Residential & Commercial | USHP | Ducted CEE Tier 1
216733553 | Central HP <5.4 tons | TEMPSTAR | HRCU-A-CB (Split System: Heat Pump with Remote Outdoor Unit-Air-Source) | D5CUHAH24AAK |  |  | EA*5X25M17A* | *96CTN0601714B* | 23000 | 16.5 | 8.5 | 20800 | 18500 | 88.94% | 1.96 | 0 | 11 |  |  |  |  | R-454B | 1.9167 | Residential & Commercial | USHP | Ducted CEE Tier 1
215938173 | Central HP <5.4 tons | TEMPSTAR | HRCU-A-CB (Split System: Heat Pump with Remote Outdoor Unit-Air-Source) | T5H3V48*K*AAA* |  |  | EVD5X60M21A*+WALLCON | *80CTL0901716B* | 44500 | 20.5 | 8.1 | 53500 | 37600 | 70.28% | 1.95 | 0 | 11.5 |  |  |  |  | R-454B | 3.7083 | Residential & Commercial | USHP | Ducted CEE Tier 1
216732633 | Central HP <5.4 tons | TEMPSTAR | HRCU-A-CB (Split System: Heat Pump with Remote Outdoor Unit-Air-Source) | D5CUHAH24AAK |  |  | EA*5X24M14A* | *96VTN0401410B* | 21800 | 15.2 | 8.1 | 21000 | 19200 | 91.43% | 1.9 | 0 | 10 |  |  |  |  | R-454B | 1.8167 | Residential & Commercial | USHP | Ducted CEE Tier 1
216732683 | Central HP <5.4 tons | TEMPSTAR | HRCU-A-CB (Split System: Heat Pump with Remote Outdoor Unit-Air-Source) | D5CUHAH24AAK |  |  | EA*5X24M17A* | *80MS(N,L)0701412A* | 22000 | 16 | 8.5 | 21000 | 19100 | 90.95% | 1.96 | 0 | 10.5 |  |  |  |  | R-454B | 1.8333 | Residential & Commercial | USHP | Ducted CEE Tier 1
216732834 | Central HP <5.4 tons | TEMPSTAR | HRCU-A-CB (Split System: Heat Pump with Remote Outdoor Unit-Air-Source) | D5CUHAH24AAK |  |  | EA*5X24M17A* | *80VTL0701716B* | 22000 | 16 | 8.5 | 21000 | 19200 | 91.43% | 1.96 | 0 | 10.5 |  |  |  |  | R-454B | 1.8333 | Residential & Commercial | USHP | Ducted CEE Tier 1
215932629 | Central HP <5.4 tons | COMFORTMAKER | HRCU-A-CB (Split System: Heat Pump with Remote Outdoor Unit-Air-Source) | C5H3V36*K*AAA* |  |  | EA*5X60M24A*+WALLCON | *97CMN1202422B* | 34000 | 20.5 | 9.5 | 34200 | 26000 | 76.02% | 2.06 | 0 | 11.7 |  |  |  |  | R-454B | 2.8333 | Residential & Commercial | USHP | Ducted CEE Tier 1
213771507 | Central HP <5.4 tons | HEIL | HRCU-A-CB (Split System: Heat Pump with Remote Outdoor Unit-Air-Source) | HVH825GKA2* |  |  | EA*4X43L21A*+WALLCON | *97CMN0801714B* | 24400 | 16.5 | 8.1 | 21200 | 16700 | 78.77% | 2.02 | 0 | 11 |  |  |  |  | R-410A | 2.0333 | Residential & Commercial | USHP | Ducted CEE Tier 1
213771557 | Central HP <5.4 tons | HEIL | HRCU-A-CB (Split System: Heat Pump with Remote Outdoor Unit-Air-Source) | HVH825GKA2* |  |  | EA*4X48L21A*+WALLCON | *80CTL0451712B* | 24000 | 16.5 | 8.1 | 21000 | 16600 | 79.05% | 2 | 0 | 10.5 |  |  |  |  | R-410A | 2 | Residential & Commercial | USHP | Ducted CEE Tier 1
215932879 | Central HP <5.4 tons | COMFORTMAKER | HRCU-A-CB (Split System: Heat Pump with Remote Outdoor Unit-Air-Source) | C5H3V36*K*AAA* |  |  | EA*5X61M24A*+WALLCON | *80CTL1352422B* | 34600 | 20.5 | 9.5 | 34200 | 25800 | 75.44% | 2.06 | 0 | 12 |  |  |  |  | R-454B | 2.8833 | Residential & Commercial | USHP | Ducted CEE Tier 1
215932929 | Central HP <5.4 tons | COMFORTMAKER | HRCU-A-CB (Split System: Heat Pump with Remote Outdoor Unit-Air-Source) | C5H3V36*K*AAA* |  |  | EA*5X61M24A*+WALLCON | *97CMN1002122B* | 34400 | 20.5 | 9.5 | 34200 | 26000 | 76.02% | 2.08 | 0 | 12 |  |  |  |  | R-454B | 2.8667 | Residential & Commercial | USHP | Ducted CEE Tier 1
215932529 | Central HP <5.4 tons | COMFORTMAKER | HRCU-A-CB (Split System: Heat Pump with Remote Outdoor Unit-Air-Source) | C5H3V36*K*AAA* |  |  | EA*5X60M24A*+WALLCON | *80CSU1002120A* | 34000 | 20 | 9 | 34200 | 26000 | 76.02% | 1.94 | 0 | 11.7 |  |  |  |  | R-454B | 2.8333 | Residential & Commercial | USHP | Ducted CEE Tier 1
215933129 | Central HP <5.4 tons | COMFORTMAKER | HRCU-A-CB (Split System: Heat Pump with Remote Outdoor Unit-Air-Source) | C5H3V36*K*AAA* |  |  | ESH5X36M12A*+WALLCON | *80CTL1352422B* | 33400 | 19 | 9 | 34800 | 26600 | 76.44% | 1.92 | 0 | 11.5 |  |  |  |  | R-454B | 2.7833 | Residential & Commercial | USHP | Ducted CEE Tier 1
215934129 | Central HP <5.4 tons | COMFORTMAKER | HRCU-A-CB (Split System: Heat Pump with Remote Outdoor Unit-Air-Source) | C5H3V48*K*AAA* |  |  | EA*5X60M24A*+WALLCON | *95CSU0802120B* | 44500 | 21 | 9.5 | 48500 | 36600 | 75.46% | 2 | 0 | 11 |  |  |  |  | R-454B | 3.7083 | Residential & Commercial | USHP | Ducted CEE Tier 1
215933659 | Central HP <5.4 tons | COMFORTMAKER | HRCU-A-CB (Split System: Heat Pump with Remote Outdoor Unit-Air-Source) | C5H3V36*K*AAA* |  |  | ESH5X48M12A*+WALLCON | *97CMN0801714B* | 33400 | 19 | 9 | 35200 | 27000 | 76.7% | 1.92 | 0 | 11 |  |  |  |  | R-454B | 2.7833 | Residential & Commercial | USHP | Ducted CEE Tier 1
215933879 | Central HP <5.4 tons | COMFORTMAKER | HRCU-A-CB (Split System: Heat Pump with Remote Outdoor Unit-Air-Source) | C5H3V36*K*AAA* |  |  | ESH5X60M12A*+WALLCON | *97CMN0801714B* | 34000 | 19 | 9 | 34800 | 26400 | 75.86% | 1.94 | 0 | 11 |  |  |  |  | R-454B | 2.8333 | Residential & Commercial | USHP | Ducted CEE Tier 1
211229622 | Central HP <5.4 tons | AIRQUEST | HRCU-A-CB (Split System: Heat Pump with Remote Outdoor Unit-Air-Source) | DLCURAH36ABK |  |  | EA*4X48L24A* | *96VTN1202422A* | 36000 | 16 | 8.5 | 38500 | 34600 | 89.87% | 2.06 | 0 | 10 |  |  |  |  | R-410A | 3 | Residential & Commercial | USHP | Ducted CEE Tier 1