207573746 | Central HP <5.4 tons | DAY & NIGHT | HRCU-A-CB (Split System: Heat Pump with Remote Outdoor Unit-Air-Source) | CVH848GKA2* | ADP |  | FG36960 | *96CTN1002122A* | 44500 | 17 | 8.5 | 44500 | 34600 | 77.75% | 2 | 10.5 | 10 |  |  |  | No | R-410A | 3.7083 | Residential & Commercial | Ducted CEE Tier 1
215425642 | Central HP <5.4 tons | YORK | HRCU-A-CB (Split System: Heat Pump with Remote Outdoor Unit-Air-Source) | HH860E2S11 | ADP |  | H,YE72*60+TXV | YP9C120D20MP13 | 53000 | 19 | 8.5 | 52500 | 39000 | 74.29% | 2 | 0 | 11 |  |  |  | No | R-454B | 4.4167 | Residential & Commercial | Ducted CEE Tier 1
215425643 | Central HP <5.4 tons | YORK | HRCU-A-CB (Split System: Heat Pump with Remote Outdoor Unit-Air-Source) | HH860E2S11 | ADP |  | H,YE74*60+TXV | YP9C120D20MP13 | 53000 | 19 | 8.5 | 52500 | 39000 | 74.29% | 2 | 0 | 11 |  |  |  | No | R-454B | 4.4167 | Residential & Commercial | Ducted CEE Tier 1
216440574 | Central HP <5.4 tons | OUELLET | HRCU-A-CB (Split System: Heat Pump with Remote Outdoor Unit-Air-Source) | OFLX1-H60A-O |  |  | OAHX1-H60A-I |  | 54000 | 16 | 9 | 54000 | 45000 | 83.33% | 1.8 | 0 | 11 |  |  |  | No | R-32 | 4.5 | Residential & Commercial | Ducted CEE Tier 1
215731738 | Central HP <5.4 tons | YORK | HRCU-A-CB (Split System: Heat Pump with Remote Outdoor Unit-Air-Source) | HH860E2S11 | ADP |  | H,YG37*60+TXV | Y81E120C20SMPS1 | 51500 | 18 | 8.35 | 51500 | 38000 | 73.79% | 1.98 | 0 | 11 |  |  |  | No | R-454B | 4.2917 | Residential & Commercial | Ducted CEE Tier 1
215940050 | Central HP <5.4 tons | DAY & NIGHT | HRCU-A-CB (Split System: Heat Pump with Remote Outdoor Unit-Air-Source) | C5H3V36*K*AAA* |  |  | ESH5X42M12A*+WALLCON | *97CTN0601716A* | 33200 | 18.5 | 9 | 35600 | 27200 | 76.4% | 1.92 | 0 | 10.5 |  |  |  | No | R-454B | 2.7667 | Residential & Commercial | Ducted CEE Tier 1
215940200 | Central HP <5.4 tons | DAY & NIGHT | HRCU-A-CB (Split System: Heat Pump with Remote Outdoor Unit-Air-Source) | C5H3V36*K*AAA* |  |  | ESH5X60M12A*+WALLCON | *80CSU0601716B* | 34200 | 19.5 | 9 | 34200 | 26000 | 76.02% | 1.94 | 0 | 11.7 |  |  |  | No | R-454B | 2.85 | Residential & Commercial | Ducted CEE Tier 1
215940220 | Central HP <5.4 tons | DAY & NIGHT | HRCU-A-CB (Split System: Heat Pump with Remote Outdoor Unit-Air-Source) | C5H3V36*K*AAA* |  |  | ESH5X60M12A*+WALLCON | *97CTN0801716A* | 34000 | 19 | 9 | 34800 | 26400 | 75.86% | 1.92 | 0 | 11 |  |  |  | No | R-454B | 2.8333 | Residential & Commercial | Ducted CEE Tier 1
215940920 | Central HP <5.4 tons | DAY & NIGHT | HRCU-A-CB (Split System: Heat Pump with Remote Outdoor Unit-Air-Source) | C5H3V36*K*AAA* |  |  | EVD5X61M21A*+WALLCON | *97CTN0801716A* | 35600 | 21.5 | 8.5 | 38000 | 28800 | 75.79% | 2.04 | 0 | 12 |  |  |  | No | R-454B | 2.9667 | Residential & Commercial | Ducted CEE Tier 1
213782255 | Central HP <5.4 tons | CARRIER | HRCU-A-CB (Split System: Heat Pump with Remote Outdoor Unit-Air-Source) | 25VNA837A*031* |  |  | CSPH*6012AL*+UI | 58TN*B110C21**20 | 33000 | 16.5 | 8.1 | 32200 | 25400 | 78.88% | 2.04 | 0 | 11.5 |  |  |  | No | R-410A | 2.75 | Residential & Commercial | Ducted CEE Tier 1
215934036 | Central HP <5.4 tons | HEIL | HRCU-A-CB (Split System: Heat Pump with Remote Outdoor Unit-Air-Source) | H5H3V48*K*AAA* |  |  | EA*5X48M21A*+WALLCON | *95CSU1002122B* | 44000 | 21 | 9.5 | 48000 | 36200 | 75.42% | 2 | 0 | 11 |  |  |  | No | R-454B | 3.6667 | Residential & Commercial | Ducted CEE Tier 1
213305979 | Central HP <5.4 tons | TEMPSTAR | HRCU-A-CB (Split System: Heat Pump with Remote Outdoor Unit-Air-Source) | DLCURAH24ABK | ADP |  | CE2903C+TXV |  | 23800 | 17 | 8.85 | 25600 | 25400 | 99.22% | 2.14 | 0 | 10 |  |  |  | No | R-410A | 1.9833 | Residential & Commercial | Ducted CEE Tier 1
209872719 | Central HP <5.4 tons | RHEEM | HRCU-A-CB (Split System: Heat Pump with Remote Outdoor Unit-Air-Source) | RP18AZ48AJVC |  |  | RCFZ6021SEAAM | R962V0705A21M4S | 44000 | 18 | 8.1 | 43500 | 45000 | 103.4% | 2 | 0 | 10 |  |  |  | No | R-410A | 3.6667 | Residential & Commercial | Ducted CEE Tier 1
214573900 | Central HP <5.4 tons | HEIL | HRCU-A-CB (Split System: Heat Pump with Remote Outdoor Unit-Air-Source) | HVH837GKA2* |  |  | EA*4X43L21A*+WALLCON | *96CTN0802120B* | 33000 | 18.5 | 8.5 | 32600 | 25000 | 76.69% | 2 | 0 | 11.5 |  |  |  | No | R-410A | 2.75 | Residential & Commercial | Ducted CEE Tier 1
216453140 | Central HP <5.4 tons | AMERICAN STANDARD | HRCU-A-CB (Split System: Heat Pump with Remote Outdoor Unit-Air-Source) | 5A6V0X36A1 |  |  | 5TXCD010AS3 | S8V2D120M5PCB | 36200 | 20.8 | 10 | 32000 | 24600 | 76.88% | 2.2 | 0 | 13 |  |  |  | No | R-454B | 3.0167 | Residential & Commercial | Ducted CEE Tier 1
213305980 | Central HP <5.4 tons | TEMPSTAR | HRCU-A-CB (Split System: Heat Pump with Remote Outdoor Unit-Air-Source) | DLCURAH24ABK | ADP |  | CE2403C+TXV |  | 23800 | 17 | 8.85 | 25600 | 25400 | 99.22% | 2.14 | 0 | 10 |  |  |  | No | R-410A | 1.9833 | Residential & Commercial | Ducted CEE Tier 1
216440572 | Central HP <5.4 tons | OUELLET | HRCU-A-CB (Split System: Heat Pump with Remote Outdoor Unit-Air-Source) | OFLX1-H36A-O |  |  | OAHX1-H36A-I |  | 34000 | 16.5 | 9.5 | 34000 | 32000 | 94.12% | 1.8 | 0 | 11.7 |  |  |  | No | R-32 | 2.8333 | Residential & Commercial | Ducted CEE Tier 1
215942556 | Central HP <5.4 tons | DAY & NIGHT | HRCU-A-CB (Split System: Heat Pump with Remote Outdoor Unit-Air-Source) | C5H3V36*K*AAA* |  |  | EVD5X61M24A*+WALLCON | *80CSU1002120A* | 36000 | 22 | 8.5 | 37400 | 28400 | 75.94% | 2.04 | 0 | 12.5 |  |  |  | No | R-454B | 3 | Residential & Commercial | Ducted CEE Tier 1
216440474 | Central HP <5.4 tons | TRANE | HRCU-A-CB (Split System: Heat Pump with Remote Outdoor Unit-Air-Source) | 5TWV0X60A1 |  |  | 5PX*D010AS3 | S9V2D120U5VSB+LRP | 53000 | 18.8 | 9.4 | 53500 | 38000 | 71.03% | 2 | 0 | 10.5 |  |  |  | No | R-454B | 4.4167 | Residential & Commercial | Ducted CEE Tier 1
216440506 | Central HP <5.4 tons | TRANE | HRCU-A-CB (Split System: Heat Pump with Remote Outdoor Unit-Air-Source) | 5TWV0X60A1 |  |  | 5TXCC007AS3 | S9V2C080U5VSB+LRP | 52000 | 18.4 | 9 | 54500 | 38500 | 70.64% | 2 | 0 | 10 |  |  |  | No | R-454B | 4.3333 | Residential & Commercial | Ducted CEE Tier 1
216440524 | Central HP <5.4 tons | TRANE | HRCU-A-CB (Split System: Heat Pump with Remote Outdoor Unit-Air-Source) | 5TWV0X60A1 |  |  | 5TXCD008AS3+P0V0C000M50SD+LRP |  | 52000 | 18.8 | 9 | 54000 | 38000 | 70.37% | 2 | 0 | 10.5 |  |  |  | No | R-454B | 4.3333 | Residential & Commercial | Ducted CEE Tier 1
215449749 | Central HP <5.4 tons | Breeze33 | HRCU-A-CB (Split System: Heat Pump with Remote Outdoor Unit-Air-Source) | BZ33-INV60OUT2-454-G3-J |  |  | BZ33-AHU60-454-G3-J |  | 54000 | 17.5 | 9.5 | 55000 | 54000 | 98.18% | 1.9 | 0 | 12 |  |  |  | No | R-454B | 4.5 | Residential & Commercial | Ducted CEE Tier 1
215746031 | Central HP <5.4 tons | Custom Comfort | HRCU-A-CB (Split System: Heat Pump with Remote Outdoor Unit-Air-Source) | CCOXHB24V60HP |  |  | CCOXHBAH24V60 |  | 54000 | 16 | 9 | 56000 | 52000 | 92.86% | 1.8 | 0 | 10 |  |  |  | No | R-454B | 4.5 | Residential & Commercial | Ducted CEE Tier 1
215425667 | Central HP <5.4 tons | YORK | HRCU-A-CB (Split System: Heat Pump with Remote Outdoor Unit-Air-Source) | HH824E2S11 | ADP |  | H,YE32*30+TXV-BLEED | TM8E080B12MP11 | 22200 | 17 | 8.65 | 21200 | 17500 | 82.55% | 1.94 | 0 | 11.5 |  |  |  | No | R-454B | 1.85 | Residential & Commercial | Ducted CEE Tier 1
215653125 | Central HP <5.4 tons | YORK | HRCU-A-CB (Split System: Heat Pump with Remote Outdoor Unit-Air-Source) | HH824E2S11 | ADP |  | F,PE*E31(1,2)24+TXV-BLEED |  | 23600 | 19 | 9.25 | 22400 | 16600 | 74.11% | 2.04 | 0 | 11.7 |  |  |  | No | R-454B | 1.9667 | Residential & Commercial | Ducted CEE Tier 1
209872702 | Central HP <5.4 tons | RHEEM | HRCU-A-CB (Split System: Heat Pump with Remote Outdoor Unit-Air-Source) | RP18AZ36AJVC |  |  | RCFZ6021SEAAM | R962V0855A21M4S | 34200 | 19 | 8.5 | 34200 | 43000 | 125.7% | 2.2 | 0 | 12.5 |  |  |  | No | R-410A | 2.85 | Residential & Commercial | Ducted CEE Tier 1
215424611 | Central HP <5.4 tons | YORK | HRCU-A-CB (Split System: Heat Pump with Remote Outdoor Unit-Air-Source) | HH824E2S11 | ADP |  | H,YE31*30+TXV | Y81E080B12SMPS1 | 21800 | 18 | 8.95 | 21200 | 17500 | 82.55% | 1.9 | 0 | 11 |  |  |  | No | R-454B | 1.8167 | Residential & Commercial | Ducted CEE Tier 1
215424670 | Central HP <5.4 tons | YORK | HRCU-A-CB (Split System: Heat Pump with Remote Outdoor Unit-Air-Source) | HH824E2S11 | ADP |  | H,YE8J*36+TXV | Y91E060A10SMPS1 | 22600 | 17 | 8.45 | 21400 | 17200 | 80.37% | 1.98 | 0 | 11.7 |  |  |  | No | R-454B | 1.8833 | Residential & Commercial | Ducted CEE Tier 1
215424693 | Central HP <5.4 tons | YORK | HRCU-A-CB (Split System: Heat Pump with Remote Outdoor Unit-Air-Source) | HH824E2S11 | ADP |  | H,YE7J*36+TXV-BLEED | YP9C060B12MP13 | 22400 | 17 | 8.8 | 21400 | 17200 | 80.37% | 1.96 | 0 | 11 |  |  |  | No | R-454B | 1.8667 | Residential & Commercial | Ducted CEE Tier 1
215870935 | Central HP <5.4 tons | YORK | HRCU-A-CB (Split System: Heat Pump with Remote Outdoor Unit-Air-Source) | HH824E2S11 | ADP |  | CX360B*35+TXV | YP9C060B12MP13 | 23000 | 17 | 9 | 21400 | 17600 | 82.24% | 2 | 0 | 12 |  |  |  | No | R-454B | 1.9167 | Residential & Commercial | Ducted CEE Tier 1
215870918 | Central HP <5.4 tons | YORK | HRCU-A-CB (Split System: Heat Pump with Remote Outdoor Unit-Air-Source) | HH824E2S11 | ADP |  | CX360B*35+TXV | Y81E060A12SMPS1 | 23000 | 17 | 8.85 | 21000 | 16900 | 80.48% | 1.98 | 0 | 12 |  |  |  | No | R-454B | 1.9167 | Residential & Commercial | Ducted CEE Tier 1
215934536 | Central HP <5.4 tons | HEIL | HRCU-A-CB (Split System: Heat Pump with Remote Outdoor Unit-Air-Source) | H5H3V48*K*AAA* |  |  | ESH5X48M12A*+WALLCON | *96CTN1202422B* | 44500 | 20 | 9 | 48500 | 36400 | 75.05% | 1.82 | 0 | 10.5 |  |  |  | No | R-454B | 3.7083 | Residential & Commercial | Ducted CEE Tier 1
215941260 | Central HP <5.4 tons | DAY & NIGHT | HRCU-A-CB (Split System: Heat Pump with Remote Outdoor Unit-Air-Source) | C5H3V48*K*AAA* |  |  | ESH5X60M12A*+WALLCON | *97CTN1202422A* | 45000 | 20.5 | 9 | 48500 | 36400 | 75.05% | 1.82 | 0 | 11 |  |  |  | No | R-454B | 3.75 | Residential & Commercial | Ducted CEE Tier 1
215942596 | Central HP <5.4 tons | DAY & NIGHT | HRCU-A-CB (Split System: Heat Pump with Remote Outdoor Unit-Air-Source) | C5H3V48*K*AAA* |  |  | EVD5X61M21A*+WALLCON | *96CTN0801714B* | 44500 | 20 | 8.1 | 54000 | 37800 | 70% | 1.95 | 0 | 11.5 |  |  |  | No | R-454B | 3.7083 | Residential & Commercial | Ducted CEE Tier 1
213779075 | Central HP <5.4 tons | CARRIER | HRCU-A-CB (Split System: Heat Pump with Remote Outdoor Unit-Air-Source) | 25VNA837A*030* |  |  | CAP**4221AL*+UI | 58TN*B090C17**16 | 31800 | 17 | 8.1 | 33000 | 24400 | 73.94% | 1.88 | 0 | 11 |  |  |  | No | R-410A | 2.65 | Residential & Commercial | Ducted CEE Tier 1
213779125 | Central HP <5.4 tons | CARRIER | HRCU-A-CB (Split System: Heat Pump with Remote Outdoor Unit-Air-Source) | 25VNA837A*030* |  |  | CAP**4221AL*+UI | 59MN7C080C17**14 | 31600 | 16.5 | 8.1 | 33400 | 24600 | 73.65% | 1.86 | 0 | 10.5 |  |  |  | No | R-410A | 2.6333 | Residential & Commercial | Ducted CEE Tier 1
213779295 | Central HP <5.4 tons | CARRIER | HRCU-A-CB (Split System: Heat Pump with Remote Outdoor Unit-Air-Source) | 25VNA837A*030* |  |  | CAP**4321AL*+UI | 59CU5B060C17**16 | 32800 | 17 | 8.5 | 33000 | 25200 | 76.36% | 1.96 | 0 | 11 |  |  |  | No | R-410A | 2.7333 | Residential & Commercial | Ducted CEE Tier 1
216010758 | Central HP <5.4 tons | ARMSTRONG AIR | HRCU-A-CB (Split System: Heat Pump with Remote Outdoor Unit-Air-Source) | A7SCP18V60P-**A |  |  | 7AH1AV60PX-** |  | 55000 | 16 | 9.4 | 55000 | 43000 | 78.18% | 1.75 | 0 | 10 |  |  |  | No | R-454B | 4.5833 | Residential & Commercial | Ducted CEE Tier 1
215938370 | Central HP <5.4 tons | DAY & NIGHT | HRCU-A-CB (Split System: Heat Pump with Remote Outdoor Unit-Air-Source) | C5H3V48*K*AAA* |  |  | EVD5X60M24A*+WALLCON | *97CMN1002122B* | 45500 | 20.5 | 8.1 | 52500 | 38000 | 72.38% | 1.9 | 0 | 11.5 |  |  |  | No | R-454B | 3.7917 | Residential & Commercial | Ducted CEE Tier 1
215870975 | Central HP <5.4 tons | YORK | HRCU-A-CB (Split System: Heat Pump with Remote Outdoor Unit-Air-Source) | HH860E2S11 | ADP |  | CV600**C+TXV | Y91E100C20SMPS1 | 45000 | 17 | 8.4 | 45000 | 33600 | 74.67% | 1.98 | 0 | 11.5 |  |  |  | No | R-454B | 3.75 | Residential & Commercial | Ducted CEE Tier 1
216439976 | Central HP <5.4 tons | TRANE | HRCU-A-CB (Split System: Heat Pump with Remote Outdoor Unit-Air-Source) | 5TWV0X24A1 |  |  | 5TEMCB03AV31+TDR |  | 21600 | 22 | 10 | 22800 | 18200 | 79.82% | 2.2 | 0 | 11.7 |  |  |  | No | R-454B | 1.8 | Residential & Commercial | Ducted CEE Tier 1
215570369 | Central HP <5.4 tons | DIYCOOL | HRCU-A-CB (Split System: Heat Pump with Remote Outdoor Unit-Air-Source) | ACIQ-30-HPB |  |  | ACIQ-30-AHB |  | 30000 | 16.2 | 8.9 | 33000 | 24000 | 72.73% | 1.8 | 11 | 10 |  |  |  | No | R-410A | 2.5 | Residential & Commercial | Ducted CEE Tier 1
215870966 | Central HP <5.4 tons | YORK | HRCU-A-CB (Split System: Heat Pump with Remote Outdoor Unit-Air-Source) | HH860E2S11 | ADP |  | CX601C*35+TXV | Y91E080C20SMPS1 | 44500 | 18 | 8.5 | 44500 | 33000 | 74.16% | 2 | 0 | 12 |  |  |  | No | R-454B | 3.7083 | Residential & Commercial | Ducted CEE Tier 1
214397405 | Central HP <5.4 tons | CHAMPION HEATING AND COOLING | HRCU-A-CB (Split System: Heat Pump with Remote Outdoor Unit-Air-Source) | HH860E2S11 |  |  | JHE48C5CG2SS1 |  | 44000 | 19 | 9 | 44000 | 33000 | 75% | 2 | 0 | 12 |  |  |  | No | R-454B | 3.6667 | Residential & Commercial | Ducted CEE Tier 1
215425448 | Central HP <5.4 tons | YORK | HRCU-A-CB (Split System: Heat Pump with Remote Outdoor Unit-Air-Source) | HH860E2S11 | ADP |  | H,YE74*60+TXV | TM9E080C20MP12 | 53500 | 19 | 8.5 | 53000 | 39500 | 74.53% | 2 | 0 | 11 |  |  |  | No | R-454B | 4.4583 | Residential & Commercial | Ducted CEE Tier 1
213772283 | Central HP <5.4 tons | KENMORE | HRCU-A-CB (Split System: Heat Pump with Remote Outdoor Unit-Air-Source) | (C,H,T)VH825GKA2* |  |  | EHD4X42AAL+WALLCON | *80CTL0701716B* | 24200 | 16 | 8.1 | 21400 | 16600 | 77.57% | 2 | 0 | 10.5 |  |  |  | No | R-410A | 2.0167 | Residential & Commercial | Ducted CEE Tier 1
215425487 | Central HP <5.4 tons | YORK | HRCU-A-CB (Split System: Heat Pump with Remote Outdoor Unit-Air-Source) | HH860E2S11 | ADP |  | H,YE72*60+TXV | TM9V100C20MP12 | 44000 | 18 | 8.5 | 42500 | 33200 | 78.12% | 2 | 0 | 11.7 |  |  |  | No | R-454B | 3.6667 | Residential & Commercial | Ducted CEE Tier 1
215425489 | Central HP <5.4 tons | YORK | HRCU-A-CB (Split System: Heat Pump with Remote Outdoor Unit-Air-Source) | HH860E2S11 | ADP |  | H,YE74*60+TXV | TM9V100C20MP12 | 52000 | 19 | 8.5 | 51500 | 38000 | 73.79% | 2 | 0 | 11 |  |  |  | No | R-454B | 4.3333 | Residential & Commercial | Ducted CEE Tier 1
215425505 | Central HP <5.4 tons | YORK | HRCU-A-CB (Split System: Heat Pump with Remote Outdoor Unit-Air-Source) | HH860E2S11 | ADP |  | H,YE72*60+TXV | TM9Y100C16MP11 | 44000 | 17 | 8.5 | 42500 | 33400 | 78.59% | 2 | 0 | 11 |  |  |  | No | R-454B | 3.6667 | Residential & Commercial | Ducted CEE Tier 1
215425599 | Central HP <5.4 tons | YORK | HRCU-A-CB (Split System: Heat Pump with Remote Outdoor Unit-Air-Source) | HH860E2S11 | ADP |  | H,YE37*48+TXV | Y91E100C20SMPS1 | 45500 | 17 | 8.5 | 45000 | 33600 | 74.67% | 2 | 0 | 11.7 |  |  |  | No | R-454B | 3.7917 | Residential & Commercial | Ducted CEE Tier 1
215425629 | Central HP <5.4 tons | YORK | HRCU-A-CB (Split System: Heat Pump with Remote Outdoor Unit-Air-Source) | HH860E2S11 | ADP |  | H,YE72*60+TXV | YP9C100C16MP13 | 43500 | 18 | 8.5 | 42000 | 32800 | 78.1% | 2 | 0 | 11.7 |  |  |  | No | R-454B | 3.625 | Residential & Commercial | Ducted CEE Tier 1
214396763 | Central HP <5.4 tons | CHAMPION HEATING AND COOLING | HRCU-A-CB (Split System: Heat Pump with Remote Outdoor Unit-Air-Source) | HH860E2S11 |  |  | JHC60D5CH2SS1 |  | 53500 | 19 | 9 | 53000 | 37800 | 71.32% | 2 | 0 | 12 |  |  |  | No | R-454B | 4.4583 | Residential & Commercial | Ducted CEE Tier 1
213785017 | Central HP <5.4 tons | CARRIER | HRCU-A-CB (Split System: Heat Pump with Remote Outdoor Unit-Air-Source) | 25VNA424A*031* |  |  | CAP**2417AL*+UI | 59MN7C060C17**14 | 22800 | 19 | 10 | 27200 | 20200 | 74.26% | 2.26 | 0 | 12 |  |  |  | No | R-410A | 1.9 | Residential & Commercial | Ducted CEE Tier 1
215425521 | Central HP <5.4 tons | YORK | HRCU-A-CB (Split System: Heat Pump with Remote Outdoor Unit-Air-Source) | HH860E2S11 | ADP |  | H,YE72*48+TXV | Y81E080C16SMPS1 | 44500 | 18 | 8.5 | 42500 | 33000 | 77.65% | 2 | 0 | 12 |  |  |  | No | R-454B | 3.7083 | Residential & Commercial | Ducted CEE Tier 1
212973252 | Central HP <5.4 tons | CARRIER | HRCU-A-CB (Split System: Heat Pump with Remote Outdoor Unit-Air-Source) | 38MURAQ24AB3* |  |  | CNPV*2417AL* | 59SP6B040V17**12 | 23200 | 15.5 | 8.5 | 27000 | 25000 | 92.59% | 2.06 | 0 | 10 |  |  |  | No | R-410A | 1.9333 | Residential & Commercial | Ducted CEE Tier 1
215374889 | Central HP <5.4 tons | Durastar | HRCU-A-CB (Split System: Heat Pump with Remote Outdoor Unit-Air-Source) | DRU1H48S2A |  |  | DRUM4260S2A |  | 48000 | 16.5 | 9.5 | 50000 | 46000 | 92% | 1.9 | 0 | 10.5 |  |  |  | No | R-454B | 4 | Residential & Commercial | Ducted CEE Tier 1
215425532 | Central HP <5.4 tons | YORK | HRCU-A-CB (Split System: Heat Pump with Remote Outdoor Unit-Air-Source) | HH860E2S11 | ADP |  | H,YE72*60+TXV | Y81E080C20SMPS1 | 44000 | 18 | 8.5 | 42500 | 33000 | 77.65% | 2 | 0 | 12 |  |  |  | No | R-454B | 3.6667 | Residential & Commercial | Ducted CEE Tier 1
215425539 | Central HP <5.4 tons | YORK | HRCU-A-CB (Split System: Heat Pump with Remote Outdoor Unit-Air-Source) | HH860E2S11 | ADP |  | H,YE55*48+TXV | Y81E100C16SMPS1 | 44000 | 18 | 8.5 | 42000 | 32800 | 78.1% | 2 | 0 | 12 |  |  |  | No | R-454B | 3.6667 | Residential & Commercial | Ducted CEE Tier 1
215425562 | Central HP <5.4 tons | YORK | HRCU-A-CB (Split System: Heat Pump with Remote Outdoor Unit-Air-Source) | HH860E2S11 | ADP |  | H,YE74*60+TXV | Y81E120C20SMPS1 | 52500 | 19 | 8.5 | 51500 | 38000 | 73.79% | 2 | 0 | 11.7 |  |  |  | No | R-454B | 4.375 | Residential & Commercial | Ducted CEE Tier 1
215425564 | Central HP <5.4 tons | YORK | HRCU-A-CB (Split System: Heat Pump with Remote Outdoor Unit-Air-Source) | HH860E2S11 | ADP |  | H,YE3K*48+TXV | Y81E130D20SMPS1 | 45000 | 18 | 9 | 43000 | 33200 | 77.21% | 2 | 0 | 12 |  |  |  | No | R-454B | 3.75 | Residential & Commercial | Ducted CEE Tier 1
215425582 | Central HP <5.4 tons | YORK | HRCU-A-CB (Split System: Heat Pump with Remote Outdoor Unit-Air-Source) | HH860E2S11 | ADP |  | H,YE55*48+TXV | Y91E080C20SMPS1 | 44500 | 18 | 8.5 | 44500 | 33000 | 74.16% | 2 | 0 | 12 |  |  |  | No | R-454B | 3.7083 | Residential & Commercial | Ducted CEE Tier 1
215425614 | Central HP <5.4 tons | YORK | HRCU-A-CB (Split System: Heat Pump with Remote Outdoor Unit-Air-Source) | HH860E2S11 | ADP |  | H,YE1K*48+TXV | Y91E120D20SMPS1 | 46000 | 17 | 8.45 | 45000 | 33800 | 75.11% | 1.98 | 0 | 11.5 |  |  |  | No | R-454B | 3.8333 | Residential & Commercial | Ducted CEE Tier 1
215425616 | Central HP <5.4 tons | YORK | HRCU-A-CB (Split System: Heat Pump with Remote Outdoor Unit-Air-Source) | HH860E2S11 | ADP |  | H,YE37*48+TXV | YP9C080C16MP13 | 43500 | 17 | 8.5 | 42000 | 33000 | 78.57% | 2 | 0 | 11 |  |  |  | No | R-454B | 3.625 | Residential & Commercial | Ducted CEE Tier 1
213785033 | Central HP <5.4 tons | CARRIER | HRCU-A-CB (Split System: Heat Pump with Remote Outdoor Unit-Air-Source) | 25VNA424A*031* |  |  | CAP**2517AL*+UI | 58TN*B090C17**16 | 23800 | 20 | 10.5 | 26400 | 19800 | 75% | 2.52 | 0 | 13 |  |  |  | No | R-410A | 1.9833 | Residential & Commercial | Ducted CEE Tier 1
215870956 | Central HP <5.4 tons | YORK | HRCU-A-CB (Split System: Heat Pump with Remote Outdoor Unit-Air-Source) | HH836E2S11 | ADP |  | CH365B*C+TXV | YPLC080B12MP13 | 32000 | 16 | 8.4 | 28800 | 24800 | 86.11% | 1.98 | 0 | 10.5 |  |  |  | No | R-454B | 2.6667 | Residential & Commercial | Ducted CEE Tier 1
216054424 | Central HP <5.4 tons | YORK | HRCU-A-CB (Split System: Heat Pump with Remote Outdoor Unit-Air-Source) | HH836E2S11 | ADP |  | H,YE34*36+TXV+JMVT12BC2N1 |  | 33600 | 18 | 8.9 | 29800 | 25200 | 84.56% | 1.98 | 0 | 11.5 |  |  |  | No | R-454B | 2.8 | Residential & Commercial | Ducted CEE Tier 1
214396521 | Central HP <5.4 tons | CHAMPION HEATING AND COOLING | HRCU-A-CB (Split System: Heat Pump with Remote Outdoor Unit-Air-Source) | HH836E2S11 |  |  | CTM48C5CFS1 | TM8V100C16MP12 | 33000 | 19 | 9 | 31200 | 25200 | 80.77% | 2 | 0 | 11 |  |  |  | No | R-454B | 2.75 | Residential & Commercial | Ducted CEE Tier 1
214396808 | Central HP <5.4 tons | CHAMPION HEATING AND COOLING | HRCU-A-CB (Split System: Heat Pump with Remote Outdoor Unit-Air-Source) | HH836E2S11 |  |  | CTF36B5CDS1 | TM9E060B12MP12 | 33200 | 17 | 8.5 | 31600 | 25400 | 80.38% | 2 | 0 | 11 |  |  |  | No | R-454B | 2.7667 | Residential & Commercial | Ducted CEE Tier 1
213785069 | Central HP <5.4 tons | CARRIER | HRCU-A-CB (Split System: Heat Pump with Remote Outdoor Unit-Air-Source) | 25VNA424A*031* |  |  | CAP**3617AL*+UI | 58TN*B070C14**12 | 23000 | 20 | 10 | 26600 | 19900 | 74.81% | 2.4 | 0 | 12.5 |  |  |  | No | R-410A | 1.9167 | Residential & Commercial | Ducted CEE Tier 1
213785085 | Central HP <5.4 tons | CARRIER | HRCU-A-CB (Split System: Heat Pump with Remote Outdoor Unit-Air-Source) | 25VNA424A*031* |  |  | CAP**3621AL*+UI | 58TN*B045C17**12 | 23200 | 19.5 | 10 | 26800 | 20000 | 74.63% | 2.38 | 0 | 12.5 |  |  |  | No | R-410A | 1.9333 | Residential & Commercial | Ducted CEE Tier 1
213785135 | Central HP <5.4 tons | CARRIER | HRCU-A-CB (Split System: Heat Pump with Remote Outdoor Unit-Air-Source) | 25VNA424A*031* |  |  | CAP**4221AL*+UI | 58TN*B090C21**20 | 23400 | 20 | 10 | 26600 | 19700 | 74.06% | 2.46 | 0 | 13 |  |  |  | No | R-410A | 1.95 | Residential & Commercial | Ducted CEE Tier 1
214396357 | Central HP <5.4 tons | CHAMPION HEATING AND COOLING | HRCU-A-CB (Split System: Heat Pump with Remote Outdoor Unit-Air-Source) | HH860E2S11 |  |  | CTM60D5CJS1+JMC20D2SN1 |  | 54000 | 19 | 9 | 55500 | 39500 | 71.17% | 2 | 0 | 11 |  |  |  | No | R-454B | 4.5 | Residential & Commercial | Ducted CEE Tier 1
215425525 | Central HP <5.4 tons | YORK | HRCU-A-CB (Split System: Heat Pump with Remote Outdoor Unit-Air-Source) | HH860E2S11 | ADP |  | H,YE55*48+TXV | Y81E080C16SMPS1 | 44500 | 18 | 8.5 | 42500 | 33000 | 77.65% | 2 | 0 | 12 |  |  |  | No | R-454B | 3.7083 | Residential & Commercial | Ducted CEE Tier 1
215425526 | Central HP <5.4 tons | YORK | HRCU-A-CB (Split System: Heat Pump with Remote Outdoor Unit-Air-Source) | HH860E2S11 | ADP |  | H,YE53*48+TXV | Y81E080C16SMPS1 | 44500 | 18 | 8.5 | 42500 | 33000 | 77.65% | 2 | 0 | 12 |  |  |  | No | R-454B | 3.7083 | Residential & Commercial | Ducted CEE Tier 1
215425543 | Central HP <5.4 tons | YORK | HRCU-A-CB (Split System: Heat Pump with Remote Outdoor Unit-Air-Source) | HH860E2S11 | ADP |  | H,YE84*48+TXV | Y81E100C16SMPS1 | 44000 | 18 | 8.5 | 42000 | 32800 | 78.1% | 2 | 0 | 12 |  |  |  | No | R-454B | 3.6667 | Residential & Commercial | Ducted CEE Tier 1
213785007 | Central HP <5.4 tons | CARRIER | HRCU-A-CB (Split System: Heat Pump with Remote Outdoor Unit-Air-Source) | 25VNA424A*031* |  |  | CAP**2414AL*+UI | 59TN6C040C14**10 | 22600 | 17.5 | 9.5 | 27400 | 20800 | 75.91% | 2.2 | 0 | 11.5 |  |  |  | No | R-410A | 1.8833 | Residential & Commercial | Ducted CEE Tier 1
215870971 | Central HP <5.4 tons | YORK | HRCU-A-CB (Split System: Heat Pump with Remote Outdoor Unit-Air-Source) | HH860E2S11 | ADP |  | CV481**C+TXV | Y91E100C20SMPS1 | 44500 | 17 | 8.3 | 45000 | 33600 | 74.67% | 1.96 | 0 | 11 |  |  |  | No | R-454B | 3.7083 | Residential & Commercial | Ducted CEE Tier 1
213785071 | Central HP <5.4 tons | CARRIER | HRCU-A-CB (Split System: Heat Pump with Remote Outdoor Unit-Air-Source) | 25VNA424A*031* |  |  | CAP**3617AL*+UI | 58TN*B070C17**16 | 23200 | 20 | 10 | 26600 | 19900 | 74.81% | 2.4 | 0 | 12.5 |  |  |  | No | R-410A | 1.9333 | Residential & Commercial | Ducted CEE Tier 1
213785089 | Central HP <5.4 tons | CARRIER | HRCU-A-CB (Split System: Heat Pump with Remote Outdoor Unit-Air-Source) | 25VNA424A*031* |  |  | CAP**3621AL*+UI | 58TN*B090C17**16 | 23000 | 20 | 10 | 26600 | 19800 | 74.44% | 2.42 | 0 | 13 |  |  |  | No | R-410A | 1.9167 | Residential & Commercial | Ducted CEE Tier 1
213785091 | Central HP <5.4 tons | CARRIER | HRCU-A-CB (Split System: Heat Pump with Remote Outdoor Unit-Air-Source) | 25VNA424A*031* |  |  | CAP**3621AL*+UI | 58TN*B090C21**20 | 23400 | 20 | 10 | 26600 | 19800 | 74.44% | 2.42 | 0 | 13 |  |  |  | No | R-410A | 1.95 | Residential & Commercial | Ducted CEE Tier 1
213785123 | Central HP <5.4 tons | CARRIER | HRCU-A-CB (Split System: Heat Pump with Remote Outdoor Unit-Air-Source) | 25VNA424A*031* |  |  | CAP**3721AL*+UI | 59TN6C060C17**14 | 24000 | 19.5 | 10.5 | 26600 | 19800 | 74.44% | 2.5 | 0 | 13 |  |  |  | No | R-410A | 2 | Residential & Commercial | Ducted CEE Tier 1
213785189 | Central HP <5.4 tons | CARRIER | HRCU-A-CB (Split System: Heat Pump with Remote Outdoor Unit-Air-Source) | 25VNA424A*031* |  |  | CSPH*3012AL*+UI | 58TN*B070C17**16 | 23400 | 18.5 | 9 | 27000 | 20000 | 74.07% | 2.42 | 0 | 12.5 |  |  |  | No | R-410A | 1.95 | Residential & Commercial | Ducted CEE Tier 1
213785239 | Central HP <5.4 tons | CARRIER | HRCU-A-CB (Split System: Heat Pump with Remote Outdoor Unit-Air-Source) | 25VNA424A*031* |  |  | CSPH*3612AL*+UI | 59TN6C080C17**14 | 23600 | 19 | 9 | 26600 | 19800 | 74.44% | 2.46 | 0 | 12.5 |  |  |  | No | R-410A | 1.9667 | Residential & Commercial | Ducted CEE Tier 1
214397008 | Central HP <5.4 tons | CHAMPION HEATING AND COOLING | HRCU-A-CB (Split System: Heat Pump with Remote Outdoor Unit-Air-Source) | HH836E2S11 |  |  | CTM48C5CFS1 | TL8E100C20UH11 | 34000 | 19 | 9 | 31800 | 25400 | 79.87% | 2 | 0 | 11 |  |  |  | No | R-454B | 2.8333 | Residential & Commercial | Ducted CEE Tier 1
214779322 | Central HP <5.4 tons | YORK | HRCU-A-CB (Split System: Heat Pump with Remote Outdoor Unit-Air-Source) | HMH72B341 | ADP |  | SM6937 |  | 33000 | 18 | 8.7 | 31600 | 22800 | 72.15% | 2.1 | 0 | 10.5 |  |  |  | No | R-410A | 2.75 | Residential & Commercial | Ducted CEE Tier 1
213296947 | Central HP <5.4 tons | JOHNSON CONTROLS | HRCU-A-CB (Split System: Heat Pump with Remote Outdoor Unit-Air-Source) | HMH72B341 |  |  | XAFC36DBCN1 | Z8ES080C20SMPS1 | 34000 | 18 | 8.5 | 33400 | 24400 | 73.05% | 2.12 | 0 | 10 |  |  |  | No | R-410A | 2.8333 | Residential & Commercial | Ducted CEE Tier 1
215682124 | Central HP <5.4 tons | BRYANT HEATING AND COOLING SYSTEMS | HRCU-A-CB (Split System: Heat Pump with Remote Outdoor Unit-Air-Source) | 290VAN048**AA* |  |  | CVAVA4821XMA*+UI | 83*CB60080C21*** | 47000 | 18.5 | 9 | 50000 | 36200 | 72.4% | 2.02 | 0 | 10 |  |  |  | No | R-454B | 3.9167 | Residential & Commercial | Ducted CEE Tier 1
214397336 | Central HP <5.4 tons | CHAMPION HEATING AND COOLING | HRCU-A-CB (Split System: Heat Pump with Remote Outdoor Unit-Air-Source) | HH836E2S11 |  |  | CTM48C5CFS1 | TM8E080C20MP11 | 34600 | 18 | 8.5 | 32800 | 25800 | 78.66% | 2 | 0 | 11 |  |  |  | No | R-454B | 2.8833 | Residential & Commercial | Ducted CEE Tier 1
213785436 | Central HP <5.4 tons | CARRIER | HRCU-A-CB (Split System: Heat Pump with Remote Outdoor Unit-Air-Source) | 25VNA436A*031* |  |  | CAP**4221AL*+UI | 59TN6C060C17**14 | 32400 | 18.5 | 9 | 38000 | 26800 | 70.53% | 1.96 | 0 | 11 |  |  |  | No | R-410A | 2.7 | Residential & Commercial | Ducted CEE Tier 1
210717745 | Central HP <5.4 tons | CARRIER | HRCU-A-CB (Split System: Heat Pump with Remote Outdoor Unit-Air-Source) | 25VNA448A*031* | ADP |  | H,PG48960 | 59MN7B100C21**22 | 44500 | 21 | 9.5 | 44000 | 35800 | 81.36% | 2.34 | 0 | 12 |  |  |  | No | R-410A | 3.7083 | Residential & Commercial | Ducted CEE Tier 1
214569603 | Central HP <5.4 tons | BRYANT HEATING AND COOLING SYSTEMS | HRCU-A-CB (Split System: Heat Pump with Remote Outdoor Unit-Air-Source) | 284ANV036*0**B* |  |  | CAP**6121AL*+UI | 987MC60060C21*** | 34600 | 19 | 9 | 36000 | 25200 | 70% | 2 | 0 | 12 |  |  |  | No | R-410A | 2.8833 | Residential & Commercial | Ducted CEE Tier 1
210717747 | Central HP <5.4 tons | CARRIER | HRCU-A-CB (Split System: Heat Pump with Remote Outdoor Unit-Air-Source) | 25VNA448A*031* | ADP |  | H,PG48960 | 59TN6B100C21**22 | 44500 | 21 | 9.5 | 44000 | 35800 | 81.36% | 2.34 | 0 | 12 |  |  |  | No | R-410A | 3.7083 | Residential & Commercial | Ducted CEE Tier 1
214569651 | Central HP <5.4 tons | BRYANT HEATING AND COOLING SYSTEMS | HRCU-A-CB (Split System: Heat Pump with Remote Outdoor Unit-Air-Source) | 284ANV036*0**B* |  |  | CSPH*4812AL*+UI | 987MC60060C21*** | 34000 | 18 | 9 | 36800 | 26000 | 70.65% | 2.02 | 0 | 11.5 |  |  |  | No | R-410A | 2.8333 | Residential & Commercial | Ducted CEE Tier 1
216031607 | Central HP <5.4 tons | ARMSTRONG AIR | HRCU-A-C (Split System: Heat Pump with Remote Outdoor Unit with No Indoor Fan --Air Source) | A7SCP18V60P-**A |  |  | 7E[C,U]48CX-**+TDR |  | 47500 | 15.2 | 8.5 | 48000 | 39000 | 81.25% | 1.75 | 0 | 10 |  |  |  | No | R-454B | 3.9583 | Residential & Commercial | Ducted CEE Tier 1
215934576 | Central HP <5.4 tons | HEIL | HRCU-A-CB (Split System: Heat Pump with Remote Outdoor Unit-Air-Source) | H5H3V48*K*AAA* |  |  | ESH5X60M12A*+WALLCON | *95CSU0601716B* | 44000 | 19.5 | 9 | 49000 | 36400 | 74.29% | 1.84 | 0 | 11 |  |  |  | No | R-454B | 3.6667 | Residential & Commercial | Ducted CEE Tier 1
216439979 | Central HP <5.4 tons | AMERICAN STANDARD | HRCU-A-CB (Split System: Heat Pump with Remote Outdoor Unit-Air-Source) | 5A6V0X24A1 |  |  | 5TXCB003AS3 | S9V2B040D3VSB+LRP | 19200 | 17.1 | 9 | 22800 | 16900 | 74.12% | 2 | 0 | 11 |  |  |  | No | R-454B | 1.6 | Residential & Commercial | Ducted CEE Tier 1
208130311 | Central HP <5.4 tons | Breeze33 | HRCU-A-CB (Split System: Heat Pump with Remote Outdoor Unit-Air-Source) | BZ33-HYP18OUT2-G2-P |  |  | BZ33-MSAHU18-G2-P |  | 18000 | 17.6 | 9.6 | 19000 | 17000 | 89.47% | 2 | 12.5 | 11.7 |  |  |  | No | R-410A | 1.5 | Residential & Commercial | Ducted CEE Tier 1
211010195 | Central HP <5.4 tons | LUXAIRE | HRCU-A-CB (Split System: Heat Pump with Remote Outdoor Unit-Air-Source) | HL20B4821 |  |  | JHVVC48HE3C2N1+CC |  | 44500 | 19.5 | 8.5 | 44000 | 35200 | 80% | 2 | 0 | 12.4 |  |  |  | No | R-410A | 3.7083 | Residential & Commercial | Ducted CEE Tier 1
213785209 | Central HP <5.4 tons | CARRIER | HRCU-A-CB (Split System: Heat Pump with Remote Outdoor Unit-Air-Source) | 25VNA424A*031* |  |  | CSPH*3012AL*+UI | 59TN6C080C17**14 | 23400 | 19 | 9 | 27000 | 20000 | 74.07% | 2.42 | 0 | 12.5 |  |  |  | No | R-410A | 1.95 | Residential & Commercial | Ducted CEE Tier 1
213785225 | Central HP <5.4 tons | CARRIER | HRCU-A-CB (Split System: Heat Pump with Remote Outdoor Unit-Air-Source) | 25VNA424A*031* |  |  | CSPH*3612AL*+UI | 58TN*B110C21**20 | 23800 | 19 | 10 | 26600 | 19700 | 74.06% | 2.48 | 0 | 13 |  |  |  | No | R-410A | 1.9833 | Residential & Commercial | Ducted CEE Tier 1
213785227 | Central HP <5.4 tons | CARRIER | HRCU-A-CB (Split System: Heat Pump with Remote Outdoor Unit-Air-Source) | 25VNA424A*031* |  |  | CSPH*3612AL*+UI | 58TN*B135C24**22 | 23800 | 19 | 10 | 26600 | 19700 | 74.06% | 2.48 | 0 | 13 |  |  |  | No | R-410A | 1.9833 | Residential & Commercial | Ducted CEE Tier 1
215870961 | Central HP <5.4 tons | YORK | HRCU-A-CB (Split System: Heat Pump with Remote Outdoor Unit-Air-Source) | HH860E2S11 | ADP |  | CH600C*C+TXV | Y91E080C20SMPS1 | 44000 | 17 | 8.45 | 44500 | 33000 | 74.16% | 1.98 | 0 | 11.7 |  |  |  | No | R-454B | 3.6667 | Residential & Commercial | Ducted CEE Tier 1
215425625 | Central HP <5.4 tons | YORK | HRCU-A-CB (Split System: Heat Pump with Remote Outdoor Unit-Air-Source) | HH860E2S11 | ADP |  | H,YE84*48+TXV | YP9C080C16MP13 | 43500 | 18 | 8.5 | 42000 | 33000 | 78.57% | 2 | 0 | 11 |  |  |  | No | R-454B | 3.625 | Residential & Commercial | Ducted CEE Tier 1
215425626 | Central HP <5.4 tons | YORK | HRCU-A-CB (Split System: Heat Pump with Remote Outdoor Unit-Air-Source) | HH860E2S11 | ADP |  | H,YE86*48+TXV | YP9C080C16MP13 | 43500 | 18 | 8.5 | 42000 | 33000 | 78.57% | 2 | 0 | 11 |  |  |  | No | R-454B | 3.625 | Residential & Commercial | Ducted CEE Tier 1
214651035 | Central HP <5.4 tons | FRASER-JOHNSTON | HRCU-A-CB (Split System: Heat Pump with Remote Outdoor Unit-Air-Source) | HH860E2S11 |  |  | CTU60D5XHS1+TXV | Z9ES120D20SMPS1 | 53500 | 19 | 8.5 | 53500 | 38500 | 71.96% | 2 | 0 | 11.7 |  |  |  | No | R-454B | 4.4583 | Residential & Commercial | Ducted CEE Tier 1
212520280 | Central HP <5.4 tons | CARRIER | HRCU-A-CB (Split System: Heat Pump with Remote Outdoor Unit-Air-Source) | 38MURAQ24AB3* | ADP |  | H,PG24936 | 58TP*A090V17**16 | 23200 | 17 | 8.1 | 24400 | 23000 | 94.26% | 1.94 | 0 | 10 |  |  |  | No | R-410A | 1.9333 | Residential & Commercial | Ducted CEE Tier 1
212520283 | Central HP <5.4 tons | CARRIER | HRCU-A-CB (Split System: Heat Pump with Remote Outdoor Unit-Air-Source) | 38MURAQ24AB3* | ADP |  | H,PG9J936 | 58TP*A090V17**16 | 23800 | 17 | 8.1 | 24400 | 23000 | 94.26% | 1.94 | 0 | 10.5 |  |  |  | No | R-410A | 1.9833 | Residential & Commercial | Ducted CEE Tier 1
215295059 | Central HP <5.4 tons | AIRQUEST | HRCU-A-CB (Split System: Heat Pump with Remote Outdoor Unit-Air-Source) | DLCURAH36ABK | ADP |  | H,GG35936 | *96MSN0802120A* | 35600 | 16 | 8.1 | 36800 | 34800 | 94.57% | 1.9 | 0 | 10 |  |  |  | No | R-410A | 2.9667 | Residential & Commercial | Ducted CEE Tier 1
215294606 | Central HP <5.4 tons | AIRQUEST | HRCU-A-CB (Split System: Heat Pump with Remote Outdoor Unit-Air-Source) | DLCURAH36ABK | ADP |  | HG48936 | *92MSN0601412A* | 36200 | 15.2 | 8.5 | 36800 | 34800 | 94.57% | 2 | 0 | 10 |  |  |  | No | R-410A | 3.0167 | Residential & Commercial | Ducted CEE Tier 1
215294622 | Central HP <5.4 tons | AIRQUEST | HRCU-A-CB (Split System: Heat Pump with Remote Outdoor Unit-Air-Source) | DLCURAH36ABK | ADP |  | HG81936 | *92MSN0601412A* | 36200 | 15.2 | 8.5 | 36800 | 34800 | 94.57% | 2 | 0 | 10 |  |  |  | No | R-410A | 3.0167 | Residential & Commercial | Ducted CEE Tier 1
215294690 | Central HP <5.4 tons | AIRQUEST | HRCU-A-CB (Split System: Heat Pump with Remote Outdoor Unit-Air-Source) | DLCURAH36ABK | ADP |  | H,GG37936 | *92MSN0801716A* | 35800 | 16 | 8.5 | 36200 | 34200 | 94.48% | 2.02 | 0 | 10 |  |  |  | No | R-410A | 2.9833 | Residential & Commercial | Ducted CEE Tier 1
215294704 | Central HP <5.4 tons | AIRQUEST | HRCU-A-CB (Split System: Heat Pump with Remote Outdoor Unit-Air-Source) | DLCURAH36ABK | ADP |  | H,GE9J936 | *92MSN0801716A* | 35400 | 16 | 8.1 | 36800 | 34600 | 94.02% | 1.88 | 0 | 10 |  |  |  | No | R-410A | 2.95 | Residential & Commercial | Ducted CEE Tier 1
215294706 | Central HP <5.4 tons | AIRQUEST | HRCU-A-CB (Split System: Heat Pump with Remote Outdoor Unit-Air-Source) | DLCURAH36ABK | ADP |  | H,GG1K936 | *92MSN0801716A* | 35400 | 16 | 8.1 | 36800 | 34600 | 94.02% | 1.88 | 0 | 10 |  |  |  | No | R-410A | 2.95 | Residential & Commercial | Ducted CEE Tier 1
213360213 | Central HP <5.4 tons | LENNOX | HRCU-A-CB (Split System: Heat Pump with Remote Outdoor Unit-Air-Source) | SL25XPV-024-230A** | ADP |  | L*35/36U9 | EL297UH045XV36B* | 22200 | 22 | 9.1 | 20000 | 20200 | 101% | 1.84 | 0 | 14 |  |  |  | No | R-410A | 1.85 | Residential & Commercial | Ducted CEE Tier 1
213360245 | Central HP <5.4 tons | LENNOX | HRCU-A-CB (Split System: Heat Pump with Remote Outdoor Unit-Air-Source) | SL25XPV-024-230A** | ADP |  | L*23/37Z9 | EL297UH110XV48C* | 22200 | 21 | 9.3 | 19800 | 19800 | 100% | 1.9 | 0 | 14.5 |  |  |  | No | R-410A | 1.85 | Residential & Commercial | Ducted CEE Tier 1
215939640 | Central HP <5.4 tons | DAY & NIGHT | HRCU-A-CB (Split System: Heat Pump with Remote Outdoor Unit-Air-Source) | C5H3V36*K*AAA* |  |  | EA*5X36M17A*+WALLCON | *97CTN0801716A* | 32000 | 19 | 9.5 | 35600 | 27400 | 76.97% | 1.98 | 0 | 10.5 |  |  |  | No | R-454B | 2.6667 | Residential & Commercial | Ducted CEE Tier 1
215940040 | Central HP <5.4 tons | DAY & NIGHT | HRCU-A-CB (Split System: Heat Pump with Remote Outdoor Unit-Air-Source) | C5H3V36*K*AAA* |  |  | ESH5X42M12A*+WALLCON | *80CSU0601716B* | 33600 | 19.5 | 9 | 34800 | 26600 | 76.44% | 1.94 | 0 | 11.7 |  |  |  | No | R-454B | 2.8 | Residential & Commercial | Ducted CEE Tier 1
215940390 | Central HP <5.4 tons | DAY & NIGHT | HRCU-A-CB (Split System: Heat Pump with Remote Outdoor Unit-Air-Source) | C5H3V36*K*AAA* |  |  | EVM5X49M21A*+WALLCON | *97CTN1002122A* | 35600 | 22 | 8.5 | 38000 | 28600 | 75.26% | 2.02 | 0 | 12.5 |  |  |  | No | R-454B | 2.9667 | Residential & Commercial | Ducted CEE Tier 1
215940490 | Central HP <5.4 tons | DAY & NIGHT | HRCU-A-CB (Split System: Heat Pump with Remote Outdoor Unit-Air-Source) | C5H3V36*K*AAA* |  |  | EVM5X60M24A*+WALLCON | *97CTN1002122A* | 35600 | 22 | 8.5 | 38000 | 28400 | 74.74% | 2.04 | 0 | 12.5 |  |  |  | No | R-454B | 2.9667 | Residential & Commercial | Ducted CEE Tier 1
212632906 | Central HP <5.4 tons | LENNOX | HRCU-A-CB (Split System: Heat Pump with Remote Outdoor Unit-Air-Source) | SL25XPV-048-230A** | ADP |  | LD41/59Y9 | SLP99DF090XV60C* | 45500 | 20 | 9.1 | 42000 | 35000 | 83.33% | 1.84 | 0 | 12 |  |  |  | No | R-410A | 3.7917 | Residential & Commercial | Ducted CEE Tier 1
213785649 | Central HP <5.4 tons | BRYANT HEATING AND COOLING SYSTEMS | HRCU-A-CB (Split System: Heat Pump with Remote Outdoor Unit-Air-Source) | 284ANV036*0**B* |  |  | CSPH*3612AL*+UI | 935CB48060C17*** | 33000 | 18 | 8.5 | 37200 | 26400 | 70.97% | 2 | 0 | 11 |  |  |  | No | R-410A | 2.75 | Residential & Commercial | Ducted CEE Tier 1
213785715 | Central HP <5.4 tons | BRYANT HEATING AND COOLING SYSTEMS | HRCU-A-CB (Split System: Heat Pump with Remote Outdoor Unit-Air-Source) | 284ANV036*0**B* |  |  | CSPH*4812AL*+UI | 987MC42060C17*** | 33200 | 18 | 8.5 | 36800 | 26200 | 71.2% | 2 | 0 | 11 |  |  |  | No | R-410A | 2.7667 | Residential & Commercial | Ducted CEE Tier 1
213785484 | Central HP <5.4 tons | CARRIER | HRCU-A-CB (Split System: Heat Pump with Remote Outdoor Unit-Air-Source) | 25VNA436A*031* |  |  | CAP**4821AL*+UI | 58TN*B090C17**16 | 33200 | 19.5 | 9 | 36600 | 25800 | 70.49% | 2.02 | 0 | 12 |  |  |  | No | R-410A | 2.7667 | Residential & Commercial | Ducted CEE Tier 1
213785520 | Central HP <5.4 tons | CARRIER | HRCU-A-CB (Split System: Heat Pump with Remote Outdoor Unit-Air-Source) | 25VNA436A*031* |  |  | CAP**6024AL*+UI | 58TN*B110C21**20 | 33800 | 19.5 | 9 | 35800 | 25200 | 70.39% | 2 | 0 | 12 |  |  |  | No | R-410A | 2.8167 | Residential & Commercial | Ducted CEE Tier 1
215423434 | Central HP <5.4 tons | YORK | HRCU-A-CB (Split System: Heat Pump with Remote Outdoor Unit-Air-Source) | HH836E2S11 | ADP |  | H,YE9J*36+TXV | YP9C080C16MP13 | 33400 | 17 | 8.5 | 29800 | 25000 | 83.89% | 2 | 0 | 11 |  |  |  | No | R-454B | 2.7833 | Residential & Commercial | Ducted CEE Tier 1
215425272 | Central HP <5.4 tons | YORK | HRCU-A-CB (Split System: Heat Pump with Remote Outdoor Unit-Air-Source) | HH836E2S11 | ADP |  | H,YE1K*36+TXV | TL9E080C16UH11 | 32800 | 18 | 8.5 | 29600 | 23800 | 80.41% | 2 | 0 | 11 |  |  |  | No | R-454B | 2.7333 | Residential & Commercial | Ducted CEE Tier 1
215425295 | Central HP <5.4 tons | YORK | HRCU-A-CB (Split System: Heat Pump with Remote Outdoor Unit-Air-Source) | HH836E2S11 | ADP |  | H,YE1K*36+TXV | TM9E100C20MP12 | 33800 | 17 | 8.5 | 30400 | 25400 | 83.55% | 2 | 0 | 11 |  |  |  | No | R-454B | 2.8167 | Residential & Commercial | Ducted CEE Tier 1
215425560 | Central HP <5.4 tons | YORK | HRCU-A-CB (Split System: Heat Pump with Remote Outdoor Unit-Air-Source) | HH860E2S11 | ADP |  | H,YE72*60+TXV | Y81E120C20SMPS1 | 52500 | 18 | 8.5 | 51500 | 38000 | 73.79% | 2 | 0 | 11.7 |  |  |  | No | R-454B | 4.375 | Residential & Commercial | Ducted CEE Tier 1
215425576 | Central HP <5.4 tons | YORK | HRCU-A-CB (Split System: Heat Pump with Remote Outdoor Unit-Air-Source) | HH860E2S11 | ADP |  | H,YE86*48+TXV | Y91E080C16SMPS1 | 45000 | 18 | 8.5 | 45000 | 33400 | 74.22% | 2 | 0 | 11.7 |  |  |  | No | R-454B | 3.75 | Residential & Commercial | Ducted CEE Tier 1
214397192 | Central HP <5.4 tons | CHAMPION HEATING AND COOLING | HRCU-A-CB (Split System: Heat Pump with Remote Outdoor Unit-Air-Source) | HH860E2S11 |  |  | CTF60C5CHS1 | TM9E100C20MP12 | 54000 | 19 | 8.5 | 55000 | 39500 | 71.82% | 2 | 0 | 11 |  |  |  | No | R-454B | 4.5 | Residential & Commercial | Ducted CEE Tier 1
207573658 | Central HP <5.4 tons | DAY & NIGHT | HRCU-A-CB (Split System: Heat Pump with Remote Outdoor Unit-Air-Source) | CVH848GKA2* | ADP |  | FG36960 | *80CSU0802120A* | 45500 | 17 | 8.5 | 45000 | 32800 | 72.89% | 2.32 | 10.5 | 10 |  |  |  | No | R-410A | 3.7917 | Residential & Commercial | Ducted CEE Tier 1
207573659 | Central HP <5.4 tons | DAY & NIGHT | HRCU-A-CB (Split System: Heat Pump with Remote Outdoor Unit-Air-Source) | CVH848GKA2* | ADP |  | FG48960 | *80CSU0802120A* | 45000 | 18 | 8.1 | 44000 | 31400 | 71.36% | 2.26 | 10.5 | 10 |  |  |  | No | R-410A | 3.75 | Residential & Commercial | Ducted CEE Tier 1
207573776 | Central HP <5.4 tons | DAY & NIGHT | HRCU-A-CB (Split System: Heat Pump with Remote Outdoor Unit-Air-Source) | CVH848GKA2* | ADP |  | FG48960 | *97CMN1002122A* | 45500 | 17 | 8.5 | 43500 | 34400 | 79.08% | 2 | 10.5 | 10 |  |  |  | No | R-410A | 3.7917 | Residential & Commercial | Ducted CEE Tier 1
210472963 | Central HP <5.4 tons | BRYANT HEATING AND COOLING SYSTEMS | HRCU-A-CB (Split System: Heat Pump with Remote Outdoor Unit-Air-Source) | 288BNV025*0**C* |  |  | CAP**4221AL*+UI | 88*TA48090C17*** | 23800 | 17.5 | 8.1 | 21400 | 16500 | 77.1% | 1.98 | 0 | 11 |  |  |  | No | R-410A | 1.9833 | Residential & Commercial | Ducted CEE Tier 1
210473161 | Central HP <5.4 tons | BRYANT HEATING AND COOLING SYSTEMS | HRCU-A-CB (Split System: Heat Pump with Remote Outdoor Unit-Air-Source) | 288BNV025*0**C* |  |  | CAP**4321AL*+UI | 88*TA48070C17*** | 24400 | 17 | 8.5 | 21200 | 16600 | 78.3% | 2.02 | 0 | 11 |  |  |  | No | R-410A | 2.0333 | Residential & Commercial | Ducted CEE Tier 1
210473381 | Central HP <5.4 tons | BRYANT HEATING AND COOLING SYSTEMS | HRCU-A-CB (Split System: Heat Pump with Remote Outdoor Unit-Air-Source) | 288BNV025*0**C* |  |  | CAP**4821AL*+UI | 987MB42080C17*** | 24000 | 16.5 | 8.1 | 21000 | 16600 | 79.05% | 2 | 0 | 11 |  |  |  | No | R-410A | 2 | Residential & Commercial | Ducted CEE Tier 1
210474048 | Central HP <5.4 tons | BRYANT HEATING AND COOLING SYSTEMS | HRCU-A-CB (Split System: Heat Pump with Remote Outdoor Unit-Air-Source) | 288BNV025*0**C* |  |  | CNPV*4821AL*+UI | 987MB60060C21*** | 24000 | 16.5 | 8.1 | 21400 | 16700 | 78.04% | 2 | 0 | 11 |  |  |  | No | R-410A | 2 | Residential & Commercial | Ducted CEE Tier 1
210474147 | Central HP <5.4 tons | BRYANT HEATING AND COOLING SYSTEMS | HRCU-A-CB (Split System: Heat Pump with Remote Outdoor Unit-Air-Source) | 288BNV025*0**C* |  |  | CNPV*4824AL*+UI | 987MB60060C21*** | 24000 | 16.5 | 8.1 | 21400 | 16700 | 78.04% | 2 | 0 | 11 |  |  |  | No | R-410A | 2 | Residential & Commercial | Ducted CEE Tier 1
210474515 | Central HP <5.4 tons | BRYANT HEATING AND COOLING SYSTEMS | HRCU-A-CB (Split System: Heat Pump with Remote Outdoor Unit-Air-Source) | 288BNV025*0**C* |  |  | CSPH*4812AL*+UI | 88*TA48070C17*** | 24200 | 16.5 | 8.1 | 21200 | 16600 | 78.3% | 2.02 | 0 | 10.5 |  |  |  | No | R-410A | 2.0167 | Residential & Commercial | Ducted CEE Tier 1
215735525 | Central HP <5.4 tons | YORK | HRCU-A-CB (Split System: Heat Pump with Remote Outdoor Unit-Air-Source) | HH860E2S11 | ADP |  | H,YE35*48+TXV-BLEED | TM8V080C16MP12 | 42500 | 17 | 8.3 | 42000 | 32800 | 78.1% | 1.96 | 0 | 11 |  |  |  | No | R-454B | 3.5417 | Residential & Commercial | Ducted CEE Tier 1
215425592 | Central HP <5.4 tons | YORK | HRCU-A-CB (Split System: Heat Pump with Remote Outdoor Unit-Air-Source) | HH860E2S11 | ADP |  | H,YE1K*48+TXV | Y91E100C16SMPS1 | 45000 | 17 | 8.45 | 45000 | 33800 | 75.11% | 1.98 | 0 | 11.5 |  |  |  | No | R-454B | 3.75 | Residential & Commercial | Ducted CEE Tier 1
215425593 | Central HP <5.4 tons | YORK | HRCU-A-CB (Split System: Heat Pump with Remote Outdoor Unit-Air-Source) | HH860E2S11 | ADP |  | H,YE55*48+TXV | Y91E100C16SMPS1 | 45500 | 18 | 8.5 | 45000 | 33800 | 75.11% | 2 | 0 | 11.7 |  |  |  | No | R-454B | 3.7917 | Residential & Commercial | Ducted CEE Tier 1
215425595 | Central HP <5.4 tons | YORK | HRCU-A-CB (Split System: Heat Pump with Remote Outdoor Unit-Air-Source) | HH860E2S11 | ADP |  | H,YE49*48+TXV | Y91E100C16SMPS1 | 45500 | 18 | 8.5 | 45000 | 33800 | 75.11% | 2 | 0 | 11.7 |  |  |  | No | R-454B | 3.7917 | Residential & Commercial | Ducted CEE Tier 1
215425609 | Central HP <5.4 tons | YORK | HRCU-A-CB (Split System: Heat Pump with Remote Outdoor Unit-Air-Source) | HH860E2S11 | ADP |  | H,YE86*48+TXV | Y91E100C20SMPS1 | 45500 | 18 | 8.5 | 45000 | 33600 | 74.67% | 2 | 0 | 11.7 |  |  |  | No | R-454B | 3.7917 | Residential & Commercial | Ducted CEE Tier 1
215735527 | Central HP <5.4 tons | YORK | HRCU-A-CB (Split System: Heat Pump with Remote Outdoor Unit-Air-Source) | HH860E2S11 | ADP |  | H,YE35*48+TXV-BLEED | TM9V080C16MP12 | 42500 | 17 | 8.3 | 42000 | 33000 | 78.57% | 1.96 | 0 | 10.5 |  |  |  | No | R-454B | 3.5417 | Residential & Commercial | Ducted CEE Tier 1
215731332 | Central HP <5.4 tons | YORK | HRCU-A-CB (Split System: Heat Pump with Remote Outdoor Unit-Air-Source) | HH860E2S11 | ADP |  | H,YG54*48+TXV-BLEED | TM8V080C16MP12 | 43500 | 18 | 8.5 | 42000 | 32800 | 78.1% | 2 | 0 | 11.7 |  |  |  | No | R-454B | 3.625 | Residential & Commercial | Ducted CEE Tier 1
215731349 | Central HP <5.4 tons | YORK | HRCU-A-CB (Split System: Heat Pump with Remote Outdoor Unit-Air-Source) | HH860E2S11 | ADP |  | H,YG51*48+TXV-BLEED | TM8V080C16MP12 | 43500 | 18 | 8.5 | 42000 | 32800 | 78.1% | 2 | 0 | 11.7 |  |  |  | No | R-454B | 3.625 | Residential & Commercial | Ducted CEE Tier 1
214397373 | Central HP <5.4 tons | CHAMPION HEATING AND COOLING | HRCU-A-CB (Split System: Heat Pump with Remote Outdoor Unit-Air-Source) | HH836E2S11 |  |  | CTF48C5CFS1 | TM9V100C20MP12 | 34200 | 18 | 9 | 32600 | 25800 | 79.14% | 2 | 0 | 11 |  |  |  | No | R-454B | 2.85 | Residential & Commercial | Ducted CEE Tier 1
214396461 | Central HP <5.4 tons | CHAMPION HEATING AND COOLING | HRCU-A-CB (Split System: Heat Pump with Remote Outdoor Unit-Air-Source) | HH836E2S11 |  |  | CTF36C5CDS1 | TM8Y120C20MP11 | 33600 | 18 | 8.5 | 31000 | 25200 | 81.29% | 2 | 0 | 11.7 |  |  |  | No | R-454B | 2.8 | Residential & Commercial | Ducted CEE Tier 1
214396511 | Central HP <5.4 tons | CHAMPION HEATING AND COOLING | HRCU-A-CB (Split System: Heat Pump with Remote Outdoor Unit-Air-Source) | HH836E2S11 |  |  | CTM48C5CFS1 | TM8Y120C20MP11 | 34600 | 19 | 9 | 32600 | 25800 | 79.14% | 2 | 0 | 11 |  |  |  | No | R-454B | 2.8833 | Residential & Commercial | Ducted CEE Tier 1
215731365 | Central HP <5.4 tons | YORK | HRCU-A-CB (Split System: Heat Pump with Remote Outdoor Unit-Air-Source) | HH860E2S11 | ADP |  | H,YG86*48+TXV-BLEED | TM8V080C16MP12 | 43500 | 18 | 8.5 | 42000 | 32800 | 78.1% | 2 | 0 | 11.7 |  |  |  | No | R-454B | 3.625 | Residential & Commercial | Ducted CEE Tier 1
215731446 | Central HP <5.4 tons | YORK | HRCU-A-CB (Split System: Heat Pump with Remote Outdoor Unit-Air-Source) | HH860E2S11 | ADP |  | H,YG54*60+TXV-BLEED | TM8V100C20MP12 | 53000 | 19 | 8.5 | 52000 | 38500 | 74.04% | 2 | 0 | 11 |  |  |  | No | R-454B | 4.4167 | Residential & Commercial | Ducted CEE Tier 1
215731500 | Central HP <5.4 tons | YORK | HRCU-A-CB (Split System: Heat Pump with Remote Outdoor Unit-Air-Source) | HH860E2S11 | ADP |  | H,YG74*60+TXV | TM9V120D20MP12 | 53000 | 19 | 8.5 | 52500 | 39000 | 74.29% | 2 | 0 | 11 |  |  |  | No | R-454B | 4.4167 | Residential & Commercial | Ducted CEE Tier 1
215731533 | Central HP <5.4 tons | YORK | HRCU-A-CB (Split System: Heat Pump with Remote Outdoor Unit-Air-Source) | HH860E2S11 | ADP |  | H,YG88*48+TXV-BLEED | TM9Y080C16MP11 | 44000 | 17 | 8.5 | 42500 | 33400 | 78.59% | 2 | 0 | 11 |  |  |  | No | R-454B | 3.6667 | Residential & Commercial | Ducted CEE Tier 1
215731549 | Central HP <5.4 tons | YORK | HRCU-A-CB (Split System: Heat Pump with Remote Outdoor Unit-Air-Source) | HH860E2S11 | ADP |  | H,YG55*48+TXV-BLEED | TM9Y100C16MP11 | 44000 | 17 | 8.5 | 42500 | 33400 | 78.59% | 2 | 0 | 11 |  |  |  | No | R-454B | 3.6667 | Residential & Commercial | Ducted CEE Tier 1
215731615 | Central HP <5.4 tons | YORK | HRCU-A-CB (Split System: Heat Pump with Remote Outdoor Unit-Air-Source) | HH860E2S11 | ADP |  | H,YG55*48+TXV-BLEED | Y81E080C16SMPS1 | 44500 | 18 | 8.5 | 42500 | 33000 | 77.65% | 2 | 0 | 12 |  |  |  | No | R-454B | 3.7083 | Residential & Commercial | Ducted CEE Tier 1
215731617 | Central HP <5.4 tons | YORK | HRCU-A-CB (Split System: Heat Pump with Remote Outdoor Unit-Air-Source) | HH860E2S11 | ADP |  | H,YG55*48+TXV | Y81E080C16SMPS1 | 44500 | 18 | 8.5 | 42500 | 33000 | 77.65% | 2 | 0 | 12 |  |  |  | No | R-454B | 3.7083 | Residential & Commercial | Ducted CEE Tier 1
215731630 | Central HP <5.4 tons | YORK | HRCU-A-CB (Split System: Heat Pump with Remote Outdoor Unit-Air-Source) | HH860E2S11 | ADP |  | H,YG52*48+TXV | Y81E080C16SMPS1 | 44500 | 18 | 8.5 | 42500 | 33000 | 77.65% | 2 | 0 | 12 |  |  |  | No | R-454B | 3.7083 | Residential & Commercial | Ducted CEE Tier 1
215731633 | Central HP <5.4 tons | YORK | HRCU-A-CB (Split System: Heat Pump with Remote Outdoor Unit-Air-Source) | HH860E2S11 | ADP |  | H,YG88*48+TXV-BLEED | Y81E080C16SMPS1 | 44500 | 18 | 8.5 | 42500 | 33000 | 77.65% | 2 | 0 | 12 |  |  |  | No | R-454B | 3.7083 | Residential & Commercial | Ducted CEE Tier 1
209872734 | Central HP <5.4 tons | RHEEM | HRCU-A-CB (Split System: Heat Pump with Remote Outdoor Unit-Air-Source) | RP18AZ60AJVC |  |  | RCFZ6021SEAAM | R962V0855A21M4S | 53000 | 18 | 8.1 | 53000 | 50500 | 95.28% | 1.9 | 0 | 10 |  |  |  | No | R-410A | 4.4167 | Residential & Commercial | Ducted CEE Tier 1
215425641 | Central HP <5.4 tons | YORK | HRCU-A-CB (Split System: Heat Pump with Remote Outdoor Unit-Air-Source) | HH860E2S11 | ADP |  | H,YE74*60+TXV | YP9C100C20MP13 | 52000 | 19 | 8.5 | 51500 | 38000 | 73.79% | 2 | 0 | 11 |  |  |  | No | R-454B | 4.3333 | Residential & Commercial | Ducted CEE Tier 1
215735528 | Central HP <5.4 tons | YORK | HRCU-A-CB (Split System: Heat Pump with Remote Outdoor Unit-Air-Source) | HH860E2S11 | ADP |  | H,YE35*48+TXV-BLEED | TM9V100C16MP12 | 42500 | 17 | 8.3 | 42000 | 32800 | 78.1% | 1.96 | 0 | 11 |  |  |  | No | R-454B | 3.5417 | Residential & Commercial | Ducted CEE Tier 1
215731318 | Central HP <5.4 tons | YORK | HRCU-A-CB (Split System: Heat Pump with Remote Outdoor Unit-Air-Source) | HH860E2S11 | ADP |  | H,YG72*48+TXV-BLEED | TM8V080C16MP12 | 43500 | 18 | 8.5 | 42000 | 32800 | 78.1% | 2 | 0 | 11.7 |  |  |  | No | R-454B | 3.625 | Residential & Commercial | Ducted CEE Tier 1
215294883 | Central HP <5.4 tons | AIRQUEST | HRCU-A-CB (Split System: Heat Pump with Remote Outdoor Unit-Air-Source) | DLCURAH36ABK | ADP |  | HE33936 | *92MSN1202420A* | 35600 | 16 | 8.1 | 36800 | 34800 | 94.57% | 1.9 | 0 | 10 |  |  |  | No | R-410A | 2.9667 | Residential & Commercial | Ducted CEE Tier 1
215294885 | Central HP <5.4 tons | AIRQUEST | HRCU-A-CB (Split System: Heat Pump with Remote Outdoor Unit-Air-Source) | DLCURAH36ABK | ADP |  | HG34936 | *92MSN1202420A* | 35800 | 16 | 8.1 | 36800 | 34800 | 94.57% | 1.9 | 0 | 10 |  |  |  | No | R-410A | 2.9833 | Residential & Commercial | Ducted CEE Tier 1
213785733 | Central HP <5.4 tons | BRYANT HEATING AND COOLING SYSTEMS | HRCU-A-CB (Split System: Heat Pump with Remote Outdoor Unit-Air-Source) | 284ANV036*0**B* |  |  | CSPH*6012AL*+UI | 88*TB36070C14*** | 33800 | 18.5 | 8.5 | 36200 | 25400 | 70.17% | 2 | 0 | 11.7 |  |  |  | No | R-410A | 2.8167 | Residential & Commercial | Ducted CEE Tier 1
213785749 | Central HP <5.4 tons | BRYANT HEATING AND COOLING SYSTEMS | HRCU-A-CB (Split System: Heat Pump with Remote Outdoor Unit-Air-Source) | 284ANV036*0**B* |  |  | CSPH*6012AL*+UI | 987MC42080C17*** | 33800 | 18.5 | 8.5 | 36200 | 25400 | 70.17% | 2 | 0 | 11.7 |  |  |  | No | R-410A | 2.8167 | Residential & Commercial | Ducted CEE Tier 1
215731320 | Central HP <5.4 tons | YORK | HRCU-A-CB (Split System: Heat Pump with Remote Outdoor Unit-Air-Source) | HH860E2S11 | ADP |  | H,YG72*60+TXV-BLEED | TM8V080C16MP12 | 43500 | 18 | 8.5 | 42000 | 32800 | 78.1% | 2 | 0 | 11.7 |  |  |  | No | R-454B | 3.625 | Residential & Commercial | Ducted CEE Tier 1
215731647 | Central HP <5.4 tons | YORK | HRCU-A-CB (Split System: Heat Pump with Remote Outdoor Unit-Air-Source) | HH860E2S11 | ADP |  | H,YG51*60+TXV-BLEED | Y81E080C20SMPS1 | 53000 | 19 | 8.5 | 52000 | 38500 | 74.04% | 2 | 0 | 11 |  |  |  | No | R-454B | 4.4167 | Residential & Commercial | Ducted CEE Tier 1
215731648 | Central HP <5.4 tons | YORK | HRCU-A-CB (Split System: Heat Pump with Remote Outdoor Unit-Air-Source) | HH860E2S11 | ADP |  | H,YG51*60+TXV | Y81E080C20SMPS1 | 53000 | 19 | 8.5 | 52000 | 38500 | 74.04% | 2 | 0 | 11 |  |  |  | No | R-454B | 4.4167 | Residential & Commercial | Ducted CEE Tier 1
215731683 | Central HP <5.4 tons | YORK | HRCU-A-CB (Split System: Heat Pump with Remote Outdoor Unit-Air-Source) | HH860E2S11 | ADP |  | H,YG88*48+TXV-BLEED | Y81E100C16SMPS1 | 44000 | 18 | 8.5 | 42000 | 32800 | 78.1% | 2 | 0 | 12 |  |  |  | No | R-454B | 3.6667 | Residential & Commercial | Ducted CEE Tier 1
215731700 | Central HP <5.4 tons | YORK | HRCU-A-CB (Split System: Heat Pump with Remote Outdoor Unit-Air-Source) | HH860E2S11 | ADP |  | H,YG51*60+TXV | Y81E100C20SMPS1 | 53000 | 19 | 8.5 | 51500 | 38000 | 73.79% | 2 | 0 | 11.7 |  |  |  | No | R-454B | 4.4167 | Residential & Commercial | Ducted CEE Tier 1
215731345 | Central HP <5.4 tons | YORK | HRCU-A-CB (Split System: Heat Pump with Remote Outdoor Unit-Air-Source) | HH860E2S11 | ADP |  | H,YG53*48+TXV-BLEED | TM8V080C16MP12 | 43500 | 18 | 8.5 | 42000 | 32800 | 78.1% | 2 | 0 | 11.7 |  |  |  | No | R-454B | 3.625 | Residential & Commercial | Ducted CEE Tier 1
215731350 | Central HP <5.4 tons | YORK | HRCU-A-CB (Split System: Heat Pump with Remote Outdoor Unit-Air-Source) | HH860E2S11 | ADP |  | H,YG51*60+TXV-BLEED | TM8V080C16MP12 | 43500 | 18 | 8.5 | 42000 | 32800 | 78.1% | 2 | 0 | 11.7 |  |  |  | No | R-454B | 3.625 | Residential & Commercial | Ducted CEE Tier 1
215731377 | Central HP <5.4 tons | YORK | HRCU-A-CB (Split System: Heat Pump with Remote Outdoor Unit-Air-Source) | HH860E2S11 | ADP |  | H,YG72*60+TXV-BLEED | TM8V100C16MP12 | 43500 | 18 | 8.5 | 42000 | 32800 | 78.1% | 2 | 0 | 11.7 |  |  |  | No | R-454B | 3.625 | Residential & Commercial | Ducted CEE Tier 1
210589345 | Central HP <5.4 tons | RHEEM | HRCU-A-CB (Split System: Heat Pump with Remote Outdoor Unit-Air-Source) | RP18AZ48AJVC |  |  | RCFZ6021SEAAM | R802VA075421Z | 44500 | 19 | 8.1 | 43500 | 45000 | 103.4% | 2 | 0 | 10 |  |  |  | No | R-410A | 3.7083 | Residential & Commercial | Ducted CEE Tier 1
215293250 | Central HP <5.4 tons | AIRQUEST | HRCU-A-CB (Split System: Heat Pump with Remote Outdoor Unit-Air-Source) | DLCURAH24ABK | ADP |  | H,GG36936 | *96VTN1002122A* | 23600 | 17 | 8.1 | 24200 | 23400 | 96.69% | 1.98 | 0 | 10.5 |  |  |  | No | R-410A | 1.9667 | Residential & Commercial | Ducted CEE Tier 1
215293295 | Central HP <5.4 tons | AIRQUEST | HRCU-A-CB (Split System: Heat Pump with Remote Outdoor Unit-Air-Source) | DLCURAH24ABK | ADP |  | H,GG35936 | *96VTN1002122B* | 23800 | 17 | 8.5 | 24800 | 23400 | 94.35% | 1.98 | 0 | 10.5 |  |  |  | No | R-410A | 1.9833 | Residential & Commercial | Ducted CEE Tier 1
215293318 | Central HP <5.4 tons | AIRQUEST | HRCU-A-CB (Split System: Heat Pump with Remote Outdoor Unit-Air-Source) | DLCURAH24ABK | ADP |  | HG80936 | *96VTN1002122B* | 23800 | 17 | 8.5 | 24800 | 23400 | 94.35% | 1.98 | 0 | 10.5 |  |  |  | No | R-410A | 1.9833 | Residential & Commercial | Ducted CEE Tier 1
210589344 | Central HP <5.4 tons | RHEEM | HRCU-A-CB (Split System: Heat Pump with Remote Outdoor Unit-Air-Source) | RP18AZ48AJVC |  |  | RCFZ6021SEAAM | R802VA075421M | 44500 | 19 | 8.1 | 43500 | 45000 | 103.4% | 2 | 0 | 10 |  |  |  | No | R-410A | 3.7083 | Residential & Commercial | Ducted CEE Tier 1
215293299 | Central HP <5.4 tons | AIRQUEST | HRCU-A-CB (Split System: Heat Pump with Remote Outdoor Unit-Air-Source) | DLCURAH24ABK | ADP |  | H,GG36936 | *96VTN1002122B* | 23800 | 17 | 8.5 | 24800 | 23400 | 94.35% | 1.98 | 0 | 10.5 |  |  |  | No | R-410A | 1.9833 | Residential & Commercial | Ducted CEE Tier 1
214573740 | Central HP <5.4 tons | HEIL | HRCU-A-CB (Split System: Heat Pump with Remote Outdoor Unit-Air-Source) | HVH837GKA2* |  |  | EA*4X42L21A*+WALLCON | *95CSU0802120B* | 31800 | 17 | 8.5 | 33000 | 24400 | 73.94% | 1.9 | 0 | 11 |  |  |  | No | R-410A | 2.65 | Residential & Commercial | Ducted CEE Tier 1
214573760 | Central HP <5.4 tons | HEIL | HRCU-A-CB (Split System: Heat Pump with Remote Outdoor Unit-Air-Source) | HVH837GKA2* |  |  | EA*4X42L21A*+WALLCON | *97CMN0602120B* | 31600 | 17 | 8.1 | 33200 | 24800 | 74.7% | 1.88 | 0 | 10.5 |  |  |  | No | R-410A | 2.6333 | Residential & Commercial | Ducted CEE Tier 1
215425671 | Central HP <5.4 tons | YORK | HRCU-A-CB (Split System: Heat Pump with Remote Outdoor Unit-Air-Source) | HH824E2S11 | ADP |  | H,YE7J*24+TXV | TM8E080B12MP11 | 22400 | 17 | 8.8 | 21400 | 17500 | 81.78% | 1.96 | 0 | 11.5 |  |  |  | No | R-454B | 1.8667 | Residential & Commercial | Ducted CEE Tier 1
215425696 | Central HP <5.4 tons | YORK | HRCU-A-CB (Split System: Heat Pump with Remote Outdoor Unit-Air-Source) | HH824E2S11 | ADP |  | H,YE32*24+TXV | TM9E026A08MP12 | 22200 | 16 | 8.65 | 21200 | 17200 | 81.13% | 1.94 | 0 | 10.5 |  |  |  | No | R-454B | 1.85 | Residential & Commercial | Ducted CEE Tier 1
210589387 | Central HP <5.4 tons | RHEEM | HRCU-A-CB (Split System: Heat Pump with Remote Outdoor Unit-Air-Source) | RP18AZ36AJVC |  |  | RCFZ6021SEAAM | R802VA075317M | 34200 | 20 | 8.5 | 34200 | 43000 | 125.7% | 2.2 | 0 | 12.5 |  |  |  | No | R-410A | 2.85 | Residential & Commercial | Ducted CEE Tier 1
215870934 | Central HP <5.4 tons | YORK | HRCU-A-CB (Split System: Heat Pump with Remote Outdoor Unit-Air-Source) | HH824E2S11 | ADP |  | CV363**C+TXV | Y91E060B12SMPS1 | 23000 | 17 | 9 | 21400 | 18200 | 85.05% | 2 | 0 | 11.7 |  |  |  | No | R-454B | 1.9167 | Residential & Commercial | Ducted CEE Tier 1
213548652 | Central HP <5.4 tons | LENNOX | HRCU-A-CB (Split System: Heat Pump with Remote Outdoor Unit-Air-Source) | SL25XPV-036-230A** | ADP |  | L*35/36U9 | SLP98UH090XV60C* | 33600 | 21 | 8.6 | 32800 | 26200 | 79.88% | 1.8 | 0 | 13 |  |  |  | No | R-410A | 2.8 | Residential & Commercial | Ducted CEE Tier 1
215425648 | Central HP <5.4 tons | YORK | HRCU-A-CB (Split System: Heat Pump with Remote Outdoor Unit-Air-Source) | HH824E2S11 | ADP |  | H,YE32*30+TXV | TL9E060B12UH11 | 22200 | 17 | 8.65 | 21200 | 17700 | 83.49% | 1.94 | 0 | 11 |  |  |  | No | R-454B | 1.85 | Residential & Commercial | Ducted CEE Tier 1
216013779 | Central HP <5.4 tons | YORK | HRCU-A-CB (Split System: Heat Pump with Remote Outdoor Unit-Air-Source) | HH824E2S11 | ADP |  | V,Y36H175P13*+TXV-BLEED | Y91E080B12SMPS1 | 23000 | 17 | 9 | 21400 | 17700 | 82.71% | 2 | 0 | 12 |  |  |  | No | R-454B | 1.9167 | Residential & Commercial | Ducted CEE Tier 1
210474548 | Central HP <5.4 tons | BRYANT HEATING AND COOLING SYSTEMS | HRCU-A-CB (Split System: Heat Pump with Remote Outdoor Unit-Air-Source) | 288BNV025*0**C* |  |  | CSPH*4812AL*+UI | 986TC42080C17*** | 24200 | 16 | 8.1 | 21400 | 16700 | 78.04% | 2 | 0 | 10.5 |  |  |  | No | R-410A | 2.0167 | Residential & Commercial | Ducted CEE Tier 1
215939770 | Central HP <5.4 tons | DAY & NIGHT | HRCU-A-CB (Split System: Heat Pump with Remote Outdoor Unit-Air-Source) | C5H3V36*K*AAA* |  |  | EA*5X48M21A*+WALLCON | *97CTN0802120A* | 33400 | 20 | 9.5 | 34600 | 26400 | 76.3% | 2.04 | 0 | 11.5 |  |  |  | No | R-454B | 2.7833 | Residential & Commercial | Ducted CEE Tier 1
215939970 | Central HP <5.4 tons | DAY & NIGHT | HRCU-A-CB (Split System: Heat Pump with Remote Outdoor Unit-Air-Source) | C5H3V36*K*AAA* |  |  | ESH5X36M12A*+WALLCON | *97CTN0601716A* | 33000 | 18 | 9 | 35600 | 27400 | 76.97% | 1.9 | 0 | 10.5 |  |  |  | No | R-454B | 2.75 | Residential & Commercial | Ducted CEE Tier 1
215940020 | Central HP <5.4 tons | DAY & NIGHT | HRCU-A-CB (Split System: Heat Pump with Remote Outdoor Unit-Air-Source) | C5H3V36*K*AAA* |  |  | ESH5X42M12A*+WALLCON | *96CTN0802120B* | 33600 | 19 | 9 | 34800 | 26600 | 76.44% | 1.92 | 0 | 11.5 |  |  |  | No | R-454B | 2.8 | Residential & Commercial | Ducted CEE Tier 1
215940320 | Central HP <5.4 tons | DAY & NIGHT | HRCU-A-CB (Split System: Heat Pump with Remote Outdoor Unit-Air-Source) | C5H3V36*K*AAA* |  |  | EVM5X44M21A*+WALLCON | *97CTN1002122A* | 35600 | 22 | 8.5 | 38000 | 28600 | 75.26% | 2.02 | 0 | 12.5 |  |  |  | No | R-454B | 2.9667 | Residential & Commercial | Ducted CEE Tier 1
215939980 | Central HP <5.4 tons | DAY & NIGHT | HRCU-A-CB (Split System: Heat Pump with Remote Outdoor Unit-Air-Source) | C5H3V36*K*AAA* |  |  | ESH5X36M12A*+WALLCON | *97CTN0801716A* | 33000 | 18.5 | 9 | 35400 | 27200 | 76.84% | 1.92 | 0 | 10.5 |  |  |  | No | R-454B | 2.75 | Residential & Commercial | Ducted CEE Tier 1
215940350 | Central HP <5.4 tons | DAY & NIGHT | HRCU-A-CB (Split System: Heat Pump with Remote Outdoor Unit-Air-Source) | C5H3V36*K*AAA* |  |  | EVM5X49M21A*+WALLCON | *80CSU0601716B* | 35600 | 22 | 8.5 | 38000 | 28600 | 75.26% | 2.02 | 0 | 12.5 |  |  |  | No | R-454B | 2.9667 | Residential & Commercial | Ducted CEE Tier 1
215731404 | Central HP <5.4 tons | YORK | HRCU-A-CB (Split System: Heat Pump with Remote Outdoor Unit-Air-Source) | HH860E2S11 | ADP |  | H,YG53*48+TXV | TM8V100C16MP12 | 43500 | 18 | 8.5 | 42000 | 32800 | 78.1% | 2 | 0 | 11.7 |  |  |  | No | R-454B | 3.625 | Residential & Commercial | Ducted CEE Tier 1
215731427 | Central HP <5.4 tons | YORK | HRCU-A-CB (Split System: Heat Pump with Remote Outdoor Unit-Air-Source) | HH860E2S11 | ADP |  | H,YG88*48+TXV | TM8V100C16MP12 | 43500 | 18 | 8.5 | 42000 | 32800 | 78.1% | 2 | 0 | 11.7 |  |  |  | No | R-454B | 3.625 | Residential & Commercial | Ducted CEE Tier 1
215731461 | Central HP <5.4 tons | YORK | HRCU-A-CB (Split System: Heat Pump with Remote Outdoor Unit-Air-Source) | HH860E2S11 | ADP |  | H,YG37*60+TXV | TM8V120C20MP12 | 52000 | 18 | 8.35 | 52000 | 38500 | 74.04% | 1.98 | 0 | 10.5 |  |  |  | No | R-454B | 4.3333 | Residential & Commercial | Ducted CEE Tier 1
215731495 | Central HP <5.4 tons | YORK | HRCU-A-CB (Split System: Heat Pump with Remote Outdoor Unit-Air-Source) | HH860E2S11 | ADP |  | H,YG55*60+TXV-BLEED | TM9V120D20MP12 | 53000 | 19 | 8.5 | 52500 | 39000 | 74.29% | 2 | 0 | 11 |  |  |  | No | R-454B | 4.4167 | Residential & Commercial | Ducted CEE Tier 1
215731509 | Central HP <5.4 tons | YORK | HRCU-A-CB (Split System: Heat Pump with Remote Outdoor Unit-Air-Source) | HH860E2S11 | ADP |  | H,YG3K*48+TXV | TM9Y080C16MP11 | 44000 | 16 | 8.5 | 42500 | 33400 | 78.59% | 2 | 0 | 11 |  |  |  | No | R-454B | 3.6667 | Residential & Commercial | Ducted CEE Tier 1
215731561 | Central HP <5.4 tons | YORK | HRCU-A-CB (Split System: Heat Pump with Remote Outdoor Unit-Air-Source) | HH860E2S11 | ADP |  | H,YG74*48+TXV | TM9Y100C16MP11 | 44000 | 17 | 8.5 | 42500 | 33400 | 78.59% | 2 | 0 | 11 |  |  |  | No | R-454B | 3.6667 | Residential & Commercial | Ducted CEE Tier 1
215731577 | Central HP <5.4 tons | YORK | HRCU-A-CB (Split System: Heat Pump with Remote Outdoor Unit-Air-Source) | HH860E2S11 | ADP |  | H,YG54*60+TXV-BLEED | TM9Y100C20MP11 | 52500 | 18 | 8.5 | 52500 | 39000 | 74.29% | 2 | 0 | 11 |  |  |  | No | R-454B | 4.375 | Residential & Commercial | Ducted CEE Tier 1
215731604 | Central HP <5.4 tons | YORK | HRCU-A-CB (Split System: Heat Pump with Remote Outdoor Unit-Air-Source) | HH860E2S11 | ADP |  | H,YG72*60+TXV-BLEED | Y81E080C16SMPS1 | 44500 | 18 | 8.5 | 42500 | 33000 | 77.65% | 2 | 0 | 12 |  |  |  | No | R-454B | 3.7083 | Residential & Commercial | Ducted CEE Tier 1
215869113 | Central HP <5.4 tons | AMERICAN STANDARD | HRCU-A-CB (Split System: Heat Pump with Remote Outdoor Unit-Air-Source) | 5A6V8X36A1 |  |  | 5TXCC007AS3 | S9V2C100U5VSB+LRP | 33000 | 18.1 | 8.5 | 33400 | 25600 | 76.65% | 2.1 | 0 | 10.5 |  |  |  | No | R-454B | 2.75 | Residential & Commercial | Ducted CEE Tier 1
210470320 | Central HP <5.4 tons | BRYANT HEATING AND COOLING SYSTEMS | HRCU-A-CB (Split System: Heat Pump with Remote Outdoor Unit-Air-Source) | 288BNV037*0**B* |  |  | CAP**6024AL*+UI | 987MB66120C24*** | 32800 | 17.5 | 8.5 | 32000 | 24800 | 77.5% | 1.98 | 0 | 11.7 |  |  |  | No | R-410A | 2.7333 | Residential & Commercial | Ducted CEE Tier 1
215731611 | Central HP <5.4 tons | YORK | HRCU-A-CB (Split System: Heat Pump with Remote Outdoor Unit-Air-Source) | HH860E2S11 | ADP |  | H,YG54*48+TXV-BLEED | Y81E080C16SMPS1 | 44500 | 18 | 8.5 | 42500 | 33000 | 77.65% | 2 | 0 | 12 |  |  |  | No | R-454B | 3.7083 | Residential & Commercial | Ducted CEE Tier 1
213785257 | Central HP <5.4 tons | CARRIER | HRCU-A-CB (Split System: Heat Pump with Remote Outdoor Unit-Air-Source) | 25VNA424A*031* |  |  | CSPH*4212AL*+UI | 58TN*B135C24**22 | 23800 | 19 | 10 | 26400 | 19700 | 74.62% | 2.52 | 0 | 13 |  |  |  | No | R-410A | 1.9833 | Residential & Commercial | Ducted CEE Tier 1
215731354 | Central HP <5.4 tons | YORK | HRCU-A-CB (Split System: Heat Pump with Remote Outdoor Unit-Air-Source) | HH860E2S11 | ADP |  | H,YG51*60+TXV | TM8V080C16MP12 | 43500 | 18 | 8.5 | 42000 | 32800 | 78.1% | 2 | 0 | 11.7 |  |  |  | No | R-454B | 3.625 | Residential & Commercial | Ducted CEE Tier 1
215731357 | Central HP <5.4 tons | YORK | HRCU-A-CB (Split System: Heat Pump with Remote Outdoor Unit-Air-Source) | HH860E2S11 | ADP |  | H,YG74*60+TXV-BLEED | TM8V080C16MP12 | 43500 | 18 | 8.5 | 42000 | 32800 | 78.1% | 2 | 0 | 11.7 |  |  |  | No | R-454B | 3.625 | Residential & Commercial | Ducted CEE Tier 1
215731457 | Central HP <5.4 tons | YORK | HRCU-A-CB (Split System: Heat Pump with Remote Outdoor Unit-Air-Source) | HH860E2S11 | ADP |  | H,YG74*60+TXV | TM8V100C20MP12 | 53000 | 19 | 8.5 | 52000 | 38500 | 74.04% | 2 | 0 | 11 |  |  |  | No | R-454B | 4.4167 | Residential & Commercial | Ducted CEE Tier 1
215731661 | Central HP <5.4 tons | YORK | HRCU-A-CB (Split System: Heat Pump with Remote Outdoor Unit-Air-Source) | HH860E2S11 | ADP |  | H,YG54*48+TXV-BLEED | Y81E100C16SMPS1 | 44000 | 18 | 8.5 | 42000 | 32800 | 78.1% | 2 | 0 | 12 |  |  |  | No | R-454B | 3.6667 | Residential & Commercial | Ducted CEE Tier 1
215731677 | Central HP <5.4 tons | YORK | HRCU-A-CB (Split System: Heat Pump with Remote Outdoor Unit-Air-Source) | HH860E2S11 | ADP |  | H,YG74*48+TXV | Y81E100C16SMPS1 | 44000 | 18 | 8.5 | 42000 | 32800 | 78.1% | 2 | 0 | 12 |  |  |  | No | R-454B | 3.6667 | Residential & Commercial | Ducted CEE Tier 1
215731686 | Central HP <5.4 tons | YORK | HRCU-A-CB (Split System: Heat Pump with Remote Outdoor Unit-Air-Source) | HH860E2S11 | ADP |  | H,YG37*60+TXV | Y81E100C20SMPS1 | 52000 | 18 | 8.35 | 51500 | 38000 | 73.79% | 1.98 | 0 | 11 |  |  |  | No | R-454B | 4.3333 | Residential & Commercial | Ducted CEE Tier 1
215731286 | Central HP <5.4 tons | YORK | HRCU-A-CB (Split System: Heat Pump with Remote Outdoor Unit-Air-Source) | HH836E2S11 | ADP |  | H,YG48*36+TXV | TM8V080B12MP12 | 32400 | 17 | 8.5 | 28800 | 24800 | 86.11% | 2 | 0 | 11 |  |  |  | No | R-454B | 2.7 | Residential & Commercial | Ducted CEE Tier 1
213785406 | Central HP <5.4 tons | CARRIER | HRCU-A-CB (Split System: Heat Pump with Remote Outdoor Unit-Air-Source) | 25VNA436A*031* |  |  | CAP**3721AL*+UI | 59MN7C060C17**14 | 33600 | 18.5 | 9 | 36800 | 26000 | 70.65% | 2 | 0 | 11.5 |  |  |  | No | R-410A | 2.8 | Residential & Commercial | Ducted CEE Tier 1
213785458 | Central HP <5.4 tons | CARRIER | HRCU-A-CB (Split System: Heat Pump with Remote Outdoor Unit-Air-Source) | 25VNA436A*031* |  |  | CAP**4321AL*+UI | 58TN*B070C17**16 | 33800 | 19 | 9 | 36600 | 25800 | 70.49% | 2.02 | 0 | 11.7 |  |  |  | No | R-410A | 2.8167 | Residential & Commercial | Ducted CEE Tier 1
215731291 | Central HP <5.4 tons | YORK | HRCU-A-CB (Split System: Heat Pump with Remote Outdoor Unit-Air-Source) | HH836E2S11 | ADP |  | H,YG48*36+TXV | TM9V060B12MP12 | 32600 | 17 | 8.5 | 29000 | 24800 | 85.52% | 2 | 0 | 11 |  |  |  | No | R-454B | 2.7167 | Residential & Commercial | Ducted CEE Tier 1
212520187 | Central HP <5.4 tons | CARRIER | HRCU-A-CB (Split System: Heat Pump with Remote Outdoor Unit-Air-Source) | 38MURAQ18AB3* | ADP |  | H,PG9J936 | 58TP*A045V14**12 | 17600 | 16 | 8.5 | 16900 | 18400 | 108.9% | 2.26 | 0 | 11 |  |  |  | No | R-410A | 1.4667 | Residential & Commercial | Ducted CEE Tier 1
212973302 | Central HP <5.4 tons | CARRIER | HRCU-A-CB (Split System: Heat Pump with Remote Outdoor Unit-Air-Source) | 38MURAQ18AB3* |  |  | CAP**2414AL* | 59SP6B060V14**12 | 17200 | 16 | 8.5 | 18100 | 19400 | 107.2% | 2.34 | 0 | 10.5 |  |  |  | No | R-410A | 1.4333 | Residential & Commercial | Ducted CEE Tier 1
213360244 | Central HP <5.4 tons | LENNOX | HRCU-A-CB (Split System: Heat Pump with Remote Outdoor Unit-Air-Source) | SL25XPV-024-230A** | ADP |  | LH23/37W9 | EL297UH110XV48C* | 22200 | 21 | 9.3 | 19800 | 19800 | 100% | 1.9 | 0 | 14.5 |  |  |  | No | R-410A | 1.85 | Residential & Commercial | Ducted CEE Tier 1
214398403 | Central HP <5.4 tons | JOHNSON CONTROLS | HRCU-A-CB (Split System: Heat Pump with Remote Outdoor Unit-Air-Source) | HH824E2S11 |  |  | CTM30B5ACS1 | TMLE080B12MP11 | 23000 | 17 | 9.5 | 23000 | 18300 | 79.57% | 2 | 0 | 12 |  |  |  | No | R-454B | 1.9167 | Residential & Commercial | Ducted CEE Tier 1
215425685 | Central HP <5.4 tons | YORK | HRCU-A-CB (Split System: Heat Pump with Remote Outdoor Unit-Air-Source) | HH824E2S11 | ADP |  | H,YE7J*24+TXV | TM8V080B12MP12 | 22400 | 17 | 8.8 | 21400 | 17700 | 82.71% | 1.96 | 0 | 10.5 |  |  |  | No | R-454B | 1.8667 | Residential & Commercial | Ducted CEE Tier 1
215425701 | Central HP <5.4 tons | YORK | HRCU-A-CB (Split System: Heat Pump with Remote Outdoor Unit-Air-Source) | HH824E2S11 | ADP |  | H,YE24*36+TXV | TM9E040A10MP12 | 21800 | 16 | 8.55 | 21200 | 17700 | 83.49% | 1.92 | 0 | 10 |  |  |  | No | R-454B | 1.8167 | Residential & Commercial | Ducted CEE Tier 1
215870920 | Central HP <5.4 tons | YORK | HRCU-A-CB (Split System: Heat Pump with Remote Outdoor Unit-Air-Source) | HH824E2S11 | ADP |  | CX360B*35+TXV | Y82E060A12LMPS1 | 22800 | 18 | 8.8 | 21400 | 17300 | 80.84% | 1.96 | 0 | 11.7 |  |  |  | No | R-454B | 1.9 | Residential & Commercial | Ducted CEE Tier 1
214651446 | Central HP <5.4 tons | FRASER-JOHNSTON | HRCU-A-CB (Split System: Heat Pump with Remote Outdoor Unit-Air-Source) | HH824E2S11 |  |  | CTU36B5XDS1+TXV | TMLE100B12MP11 | 23000 | 18 | 9.5 | 23000 | 18900 | 82.17% | 2 | 0 | 12 |  |  |  | No | R-454B | 1.9167 | Residential & Commercial | Ducted CEE Tier 1
215424702 | Central HP <5.4 tons | YORK | HRCU-A-CB (Split System: Heat Pump with Remote Outdoor Unit-Air-Source) | HH824E2S11 | ADP |  | H,YE7J*36+TXV-BLEED | YP9C080B12MP13 | 22400 | 17 | 8.8 | 21400 | 17300 | 80.84% | 1.96 | 0 | 11.5 |  |  |  | No | R-454B | 1.8667 | Residential & Commercial | Ducted CEE Tier 1
215669568 | Central HP <5.4 tons | DAY & NIGHT | HRCU-A-CB (Split System: Heat Pump with Remote Outdoor Unit-Air-Source) | C5H0V36*K*AAA* |  |  | EA*5X61M21A*+WALLCON | *97CMN0802120B* | 34800 | 18 | 9 | 34400 | 24800 | 72.09% | 1.92 | 0 | 10 |  |  |  | No | R-454B | 2.9 | Residential & Commercial | Ducted CEE Tier 1
214572910 | Central HP <5.4 tons | HEIL | HRCU-A-CB (Split System: Heat Pump with Remote Outdoor Unit-Air-Source) | HVH837GKA** |  |  | EA*4X60L24A*+WALLCON | *95CSU1002122B* | 32800 | 17.5 | 8.5 | 31600 | 24800 | 78.48% | 2 | 0 | 11.5 |  |  |  | No | R-410A | 2.7333 | Residential & Commercial | Ducted CEE Tier 1
213356092 | Central HP <5.4 tons | CARRIER | HRCU-A-CB (Split System: Heat Pump with Remote Outdoor Unit-Air-Source) | 38MURAQ24AB3* | ADP |  | A36VCA+TXV+CBPE4B* |  | 24200 | 18 | 8.85 | 25000 | 22600 | 90.4% | 1.9 | 0 | 10.5 |  |  |  | No | R-410A | 2.0167 | Residential & Commercial | Ducted CEE Tier 1
214573330 | Central HP <5.4 tons | HEIL | HRCU-A-CB (Split System: Heat Pump with Remote Outdoor Unit-Air-Source) | HVH837GKA** |  |  | EN(A,D)4X36L21**+WALLCON | *95CSU1002122B* | 31400 | 17 | 8.1 | 33000 | 24000 | 72.73% | 1.84 | 0 | 11 |  |  |  | No | R-410A | 2.6167 | Residential & Commercial | Ducted CEE Tier 1
212520250 | Central HP <5.4 tons | CARRIER | HRCU-A-CB (Split System: Heat Pump with Remote Outdoor Unit-Air-Source) | 38MURAQ24AB3* | ADP |  | H,PG34936 | 58SP*A070V21**20 | 24600 | 16 | 8.1 | 25000 | 22000 | 88% | 1.84 | 0 | 10.5 |  |  |  | No | R-410A | 2.05 | Residential & Commercial | Ducted CEE Tier 1
212520268 | Central HP <5.4 tons | CARRIER | HRCU-A-CB (Split System: Heat Pump with Remote Outdoor Unit-Air-Source) | 38MURAQ24AB3* | ADP |  | H,PG24936 | 58TP*A045V14**12 | 24000 | 16 | 8.5 | 25200 | 23600 | 93.65% | 1.98 | 0 | 10 |  |  |  | No | R-410A | 2 | Residential & Commercial | Ducted CEE Tier 1
215941040 | Central HP <5.4 tons | DAY & NIGHT | HRCU-A-CB (Split System: Heat Pump with Remote Outdoor Unit-Air-Source) | C5H3V48*K*AAA* |  |  | EA*5X61M21A*+WALLCON | *96CTN0802120B* | 45000 | 21 | 9.5 | 48500 | 37000 | 76.29% | 2 | 0 | 11 |  |  |  | No | R-454B | 3.75 | Residential & Commercial | Ducted CEE Tier 1
215941090 | Central HP <5.4 tons | DAY & NIGHT | HRCU-A-CB (Split System: Heat Pump with Remote Outdoor Unit-Air-Source) | C5H3V48*K*AAA* |  |  | EA*5X61M21A*+WALLCON | *97CTN1002122A* | 45500 | 21 | 9.5 | 48500 | 36800 | 75.88% | 2 | 0 | 11 |  |  |  | No | R-454B | 3.7917 | Residential & Commercial | Ducted CEE Tier 1
215941140 | Central HP <5.4 tons | DAY & NIGHT | HRCU-A-CB (Split System: Heat Pump with Remote Outdoor Unit-Air-Source) | C5H3V48*K*AAA* |  |  | ESH5X48M12A*+WALLCON | *96CTN0802120B* | 44000 | 20 | 9 | 48500 | 36600 | 75.46% | 1.8 | 0 | 10.5 |  |  |  | No | R-454B | 3.6667 | Residential & Commercial | Ducted CEE Tier 1
215731702 | Central HP <5.4 tons | YORK | HRCU-A-CB (Split System: Heat Pump with Remote Outdoor Unit-Air-Source) | HH860E2S11 | ADP |  | H,YG74*60+TXV | Y81E100C20SMPS1 | 53000 | 19 | 8.5 | 51500 | 38000 | 73.79% | 2 | 0 | 11.7 |  |  |  | No | R-454B | 4.4167 | Residential & Commercial | Ducted CEE Tier 1
215425520 | Central HP <5.4 tons | YORK | HRCU-A-CB (Split System: Heat Pump with Remote Outdoor Unit-Air-Source) | HH860E2S11 | ADP |  | H,YE37*48+TXV | Y81E080C16SMPS1 | 44500 | 17 | 8.5 | 42500 | 33000 | 77.65% | 2 | 0 | 12 |  |  |  | No | R-454B | 3.7083 | Residential & Commercial | Ducted CEE Tier 1
215870960 | Central HP <5.4 tons | YORK | HRCU-A-CB (Split System: Heat Pump with Remote Outdoor Unit-Air-Source) | HH860E2S11 | ADP |  | CV481**C+TXV | Y91E080C20SMPS1 | 43500 | 17 | 8.3 | 44500 | 33000 | 74.16% | 1.96 | 0 | 11.7 |  |  |  | No | R-454B | 3.625 | Residential & Commercial | Ducted CEE Tier 1
215870967 | Central HP <5.4 tons | YORK | HRCU-A-CB (Split System: Heat Pump with Remote Outdoor Unit-Air-Source) | HH860E2S11 | ADP |  | CV605**C+TXV | Y91E080C20SMPS1 | 44500 | 18 | 8.5 | 44500 | 33000 | 74.16% | 2 | 0 | 12 |  |  |  | No | R-454B | 3.7083 | Residential & Commercial | Ducted CEE Tier 1
215425600 | Central HP <5.4 tons | YORK | HRCU-A-CB (Split System: Heat Pump with Remote Outdoor Unit-Air-Source) | HH860E2S11 | ADP |  | H,YE72*48+TXV | Y91E100C20SMPS1 | 45500 | 18 | 8.5 | 45000 | 33600 | 74.67% | 2 | 0 | 11.7 |  |  |  | No | R-454B | 3.7917 | Residential & Commercial | Ducted CEE Tier 1
215425634 | Central HP <5.4 tons | YORK | HRCU-A-CB (Split System: Heat Pump with Remote Outdoor Unit-Air-Source) | HH860E2S11 | ADP |  | H,YE49*48+TXV | YP9C100C16MP13 | 43500 | 18 | 8.5 | 42000 | 32800 | 78.1% | 2 | 0 | 11.7 |  |  |  | No | R-454B | 3.625 | Residential & Commercial | Ducted CEE Tier 1
213360243 | Central HP <5.4 tons | LENNOX | HRCU-A-CB (Split System: Heat Pump with Remote Outdoor Unit-Air-Source) | SL25XPV-024-230A** | ADP |  | LH35/38F9 | EL297UH110XV48C* | 22200 | 21 | 9.3 | 19800 | 19800 | 100% | 1.9 | 0 | 14.5 |  |  |  | No | R-410A | 1.85 | Residential & Commercial | Ducted CEE Tier 1
215731322 | Central HP <5.4 tons | YORK | HRCU-A-CB (Split System: Heat Pump with Remote Outdoor Unit-Air-Source) | HH860E2S11 | ADP |  | H,YG72*48+TXV | TM8V080C16MP12 | 43500 | 18 | 8.5 | 42000 | 32800 | 78.1% | 2 | 0 | 11.7 |  |  |  | No | R-454B | 3.625 | Residential & Commercial | Ducted CEE Tier 1
215731340 | Central HP <5.4 tons | YORK | HRCU-A-CB (Split System: Heat Pump with Remote Outdoor Unit-Air-Source) | HH860E2S11 | ADP |  | H,YG55*60+TXV-BLEED | TM8V080C16MP12 | 43500 | 18 | 8.5 | 42000 | 32800 | 78.1% | 2 | 0 | 11.7 |  |  |  | No | R-454B | 3.625 | Residential & Commercial | Ducted CEE Tier 1
215731372 | Central HP <5.4 tons | YORK | HRCU-A-CB (Split System: Heat Pump with Remote Outdoor Unit-Air-Source) | HH860E2S11 | ADP |  | H,YG37*60+TXV-BLEED | TM8V100C16MP12 | 43500 | 17 | 8.5 | 42000 | 32800 | 78.1% | 2 | 0 | 11.7 |  |  |  | No | R-454B | 3.625 | Residential & Commercial | Ducted CEE Tier 1
215731389 | Central HP <5.4 tons | YORK | HRCU-A-CB (Split System: Heat Pump with Remote Outdoor Unit-Air-Source) | HH860E2S11 | ADP |  | H,YG54*48+TXV-BLEED | TM8V100C16MP12 | 43500 | 18 | 8.5 | 42000 | 32800 | 78.1% | 2 | 0 | 11.7 |  |  |  | No | R-454B | 3.625 | Residential & Commercial | Ducted CEE Tier 1
215731406 | Central HP <5.4 tons | YORK | HRCU-A-CB (Split System: Heat Pump with Remote Outdoor Unit-Air-Source) | HH860E2S11 | ADP |  | H,YG51*48+TXV-BLEED | TM8V100C16MP12 | 43500 | 18 | 8.5 | 42000 | 32800 | 78.1% | 2 | 0 | 11.7 |  |  |  | No | R-454B | 3.625 | Residential & Commercial | Ducted CEE Tier 1
215731407 | Central HP <5.4 tons | YORK | HRCU-A-CB (Split System: Heat Pump with Remote Outdoor Unit-Air-Source) | HH860E2S11 | ADP |  | H,YG51*60+TXV-BLEED | TM8V100C16MP12 | 43500 | 18 | 8.5 | 42000 | 32800 | 78.1% | 2 | 0 | 11.7 |  |  |  | No | R-454B | 3.625 | Residential & Commercial | Ducted CEE Tier 1
215731439 | Central HP <5.4 tons | YORK | HRCU-A-CB (Split System: Heat Pump with Remote Outdoor Unit-Air-Source) | HH860E2S11 | ADP |  | H,YG3K*48+TXV-BLEED | TM8V100C20MP12 | 44500 | 18 | 8.5 | 43000 | 33400 | 77.67% | 2 | 0 | 11 |  |  |  | No | R-454B | 3.7083 | Residential & Commercial | Ducted CEE Tier 1
215731440 | Central HP <5.4 tons | YORK | HRCU-A-CB (Split System: Heat Pump with Remote Outdoor Unit-Air-Source) | HH860E2S11 | ADP |  | H,YG3K*60+TXV-BLEED | TM8V100C20MP12 | 44500 | 18 | 8.5 | 43000 | 33400 | 77.67% | 2 | 0 | 11 |  |  |  | No | R-454B | 3.7083 | Residential & Commercial | Ducted CEE Tier 1
215295078 | Central HP <5.4 tons | AIRQUEST | HRCU-A-CB (Split System: Heat Pump with Remote Outdoor Unit-Air-Source) | DLCURAH36ABK | ADP |  | H,GG1K936 | *96MSN0802120A* | 35800 | 16 | 8.5 | 36400 | 34400 | 94.51% | 2.04 | 0 | 10 |  |  |  | No | R-410A | 2.9833 | Residential & Commercial | Ducted CEE Tier 1
215295109 | Central HP <5.4 tons | AIRQUEST | HRCU-A-CB (Split System: Heat Pump with Remote Outdoor Unit-Air-Source) | DLCURAH36ABK | ADP |  | H,GG37936 | *96MSN1002120A* | 36000 | 16 | 8.5 | 36200 | 34200 | 94.48% | 2.04 | 0 | 10 |  |  |  | No | R-410A | 3 | Residential & Commercial | Ducted CEE Tier 1
215295142 | Central HP <5.4 tons | AIRQUEST | HRCU-A-CB (Split System: Heat Pump with Remote Outdoor Unit-Air-Source) | DLCURAH36ABK | ADP |  | HG34936 | *96MSN1002122A* | 35400 | 16 | 8.5 | 36800 | 34600 | 94.02% | 1.88 | 0 | 10 |  |  |  | No | R-410A | 2.95 | Residential & Commercial | Ducted CEE Tier 1
215940400 | Central HP <5.4 tons | DAY & NIGHT | HRCU-A-CB (Split System: Heat Pump with Remote Outdoor Unit-Air-Source) | C5H3V36*K*AAA* |  |  | EVM5X60M21A*+WALLCON | *96CTN0802120B* | 35600 | 21.5 | 8.5 | 38000 | 28600 | 75.26% | 2.04 | 0 | 12 |  |  |  | No | R-454B | 2.9667 | Residential & Commercial | Ducted CEE Tier 1
215940450 | Central HP <5.4 tons | DAY & NIGHT | HRCU-A-CB (Split System: Heat Pump with Remote Outdoor Unit-Air-Source) | C5H3V36*K*AAA* |  |  | EVM5X60M21A*+WALLCON | *97CTN0802120A* | 35600 | 21.5 | 8.5 | 38000 | 28600 | 75.26% | 2.04 | 0 | 12 |  |  |  | No | R-454B | 2.9667 | Residential & Commercial | Ducted CEE Tier 1
215932740 | Central HP <5.4 tons | DAY & NIGHT | HRCU-A-CB (Split System: Heat Pump with Remote Outdoor Unit-Air-Source) | C5H3V36*K*AAA* |  |  | EA*5X61M21A*+WALLCON | *80CTL1102120B* | 34400 | 20.5 | 9.5 | 34200 | 26000 | 76.02% | 2.06 | 0 | 12 |  |  |  | No | R-454B | 2.8667 | Residential & Commercial | Ducted CEE Tier 1
215932790 | Central HP <5.4 tons | DAY & NIGHT | HRCU-A-CB (Split System: Heat Pump with Remote Outdoor Unit-Air-Source) | C5H3V36*K*AAA* |  |  | EA*5X61M21A*+WALLCON | *97CMN0602120B* | 34200 | 20 | 9 | 34800 | 26600 | 76.44% | 1.92 | 0 | 11.5 |  |  |  | No | R-454B | 2.85 | Residential & Commercial | Ducted CEE Tier 1
215932810 | Central HP <5.4 tons | DAY & NIGHT | HRCU-A-CB (Split System: Heat Pump with Remote Outdoor Unit-Air-Source) | C5H3V36*K*AAA* |  |  | EA*5X61M21A*+WALLCON | *97CMN1002122B* | 34400 | 20.5 | 9.5 | 34200 | 26000 | 76.02% | 2.06 | 0 | 12 |  |  |  | No | R-454B | 2.8667 | Residential & Commercial | Ducted CEE Tier 1
215933040 | Central HP <5.4 tons | DAY & NIGHT | HRCU-A-CB (Split System: Heat Pump with Remote Outdoor Unit-Air-Source) | C5H3V36*K*AAA* |  |  | ESH5X36M12A*+WALLCON | *80CSU0601716A* | 33200 | 19 | 9 | 34800 | 26800 | 77.01% | 1.92 | 0 | 11 |  |  |  | No | R-454B | 2.7667 | Residential & Commercial | Ducted CEE Tier 1
215934060 | Central HP <5.4 tons | DAY & NIGHT | HRCU-A-CB (Split System: Heat Pump with Remote Outdoor Unit-Air-Source) | C5H3V48*K*AAA* |  |  | EA*5X48M21A*+WALLCON | *97CMN0801714B* | 42500 | 20 | 9.5 | 48500 | 36400 | 75.05% | 2 | 0 | 10.5 |  |  |  | No | R-454B | 3.5417 | Residential & Commercial | Ducted CEE Tier 1
215934110 | Central HP <5.4 tons | DAY & NIGHT | HRCU-A-CB (Split System: Heat Pump with Remote Outdoor Unit-Air-Source) | C5H3V48*K*AAA* |  |  | EA*5X60M24A*+WALLCON | *80CTL1102120B* | 45000 | 21.5 | 9.5 | 48000 | 36200 | 75.42% | 2 | 0 | 11 |  |  |  | No | R-454B | 3.75 | Residential & Commercial | Ducted CEE Tier 1
215731488 | Central HP <5.4 tons | YORK | HRCU-A-CB (Split System: Heat Pump with Remote Outdoor Unit-Air-Source) | HH860E2S11 | ADP |  | H,YG37*60+TXV | TM9V120D20MP12 | 52000 | 18 | 8.35 | 52000 | 38500 | 74.04% | 1.98 | 0 | 10.5 |  |  |  | No | R-454B | 4.3333 | Residential & Commercial | Ducted CEE Tier 1
215731507 | Central HP <5.4 tons | YORK | HRCU-A-CB (Split System: Heat Pump with Remote Outdoor Unit-Air-Source) | HH860E2S11 | ADP |  | H,YG3K*48+TXV-BLEED | TM9Y080C16MP11 | 44000 | 16 | 8.5 | 42500 | 33400 | 78.59% | 2 | 0 | 11 |  |  |  | No | R-454B | 3.6667 | Residential & Commercial | Ducted CEE Tier 1
215731540 | Central HP <5.4 tons | YORK | HRCU-A-CB (Split System: Heat Pump with Remote Outdoor Unit-Air-Source) | HH860E2S11 | ADP |  | H,YG72*60+TXV | TM9Y100C16MP11 | 44000 | 17 | 8.5 | 42500 | 33400 | 78.59% | 2 | 0 | 11 |  |  |  | No | R-454B | 3.6667 | Residential & Commercial | Ducted CEE Tier 1
215731572 | Central HP <5.4 tons | YORK | HRCU-A-CB (Split System: Heat Pump with Remote Outdoor Unit-Air-Source) | HH860E2S11 | ADP |  | H,YG72*60+TXV | TM9Y100C20MP11 | 52500 | 17 | 8.5 | 52500 | 39000 | 74.29% | 2 | 0 | 11 |  |  |  | No | R-454B | 4.375 | Residential & Commercial | Ducted CEE Tier 1
215731573 | Central HP <5.4 tons | YORK | HRCU-A-CB (Split System: Heat Pump with Remote Outdoor Unit-Air-Source) | HH860E2S11 | ADP |  | H,YG3K*48+TXV-BLEED | TM9Y100C20MP11 | 44500 | 17 | 8.5 | 44500 | 34400 | 77.3% | 2 | 0 | 11 |  |  |  | No | R-454B | 3.7083 | Residential & Commercial | Ducted CEE Tier 1
215731589 | Central HP <5.4 tons | YORK | HRCU-A-CB (Split System: Heat Pump with Remote Outdoor Unit-Air-Source) | HH860E2S11 | ADP |  | H,YG72*48+TXV | TM9Y120D20MP11 | 44000 | 18 | 8.5 | 42000 | 33000 | 78.57% | 2 | 0 | 11.7 |  |  |  | No | R-454B | 3.6667 | Residential & Commercial | Ducted CEE Tier 1
215731655 | Central HP <5.4 tons | YORK | HRCU-A-CB (Split System: Heat Pump with Remote Outdoor Unit-Air-Source) | HH860E2S11 | ADP |  | H,YG72*48+TXV | Y81E100C16SMPS1 | 44000 | 18 | 8.5 | 42000 | 32800 | 78.1% | 2 | 0 | 12 |  |  |  | No | R-454B | 3.6667 | Residential & Commercial | Ducted CEE Tier 1
215731674 | Central HP <5.4 tons | YORK | HRCU-A-CB (Split System: Heat Pump with Remote Outdoor Unit-Air-Source) | HH860E2S11 | ADP |  | H,YG51*60+TXV | Y81E100C16SMPS1 | 44000 | 18 | 8.5 | 42000 | 32800 | 78.1% | 2 | 0 | 12 |  |  |  | No | R-454B | 3.6667 | Residential & Commercial | Ducted CEE Tier 1
211871490 | Central HP <5.4 tons | CARRIER | HRCU-A-CB (Split System: Heat Pump with Remote Outdoor Unit-Air-Source) | 38MURAQ24AB3* | ADP |  | H,PE31(1,2)30+TXV | 59SC2D060E17**14 | 23800 | 16 | 8.5 | 25200 | 23800 | 94.44% | 1.96 | 0 | 10 |  |  |  | No | R-410A | 1.9833 | Residential & Commercial | Ducted CEE Tier 1
211871492 | Central HP <5.4 tons | CARRIER | HRCU-A-CB (Split System: Heat Pump with Remote Outdoor Unit-Air-Source) | 38MURAQ24AB3* | ADP |  | H,PE32(1,2)36+TXV | 59SC2D080E17**16 | 24000 | 17 | 8.5 | 25200 | 23800 | 94.44% | 1.96 | 0 | 10 |  |  |  | No | R-410A | 2 | Residential & Commercial | Ducted CEE Tier 1
215731708 | Central HP <5.4 tons | YORK | HRCU-A-CB (Split System: Heat Pump with Remote Outdoor Unit-Air-Source) | HH860E2S11 | ADP |  | H,YG72*60+TXV | Y81E120C16SMPS1 | 44000 | 18 | 8.5 | 41500 | 32600 | 78.55% | 2 | 0 | 12 |  |  |  | No | R-454B | 3.6667 | Residential & Commercial | Ducted CEE Tier 1
215731743 | Central HP <5.4 tons | YORK | HRCU-A-CB (Split System: Heat Pump with Remote Outdoor Unit-Air-Source) | HH860E2S11 | ADP |  | H,YG3K*48+TXV | Y81E120C20SMPS1 | 45000 | 18 | 8.5 | 43500 | 33600 | 77.24% | 2 | 0 | 11.7 |  |  |  | No | R-454B | 3.75 | Residential & Commercial | Ducted CEE Tier 1
215731763 | Central HP <5.4 tons | YORK | HRCU-A-CB (Split System: Heat Pump with Remote Outdoor Unit-Air-Source) | HH860E2S11 | ADP |  | H,YG37*60+TXV-BLEED | Y81E130D20SMPS1 | 53000 | 18 | 8.35 | 52500 | 39000 | 74.29% | 1.98 | 0 | 11 |  |  |  | No | R-454B | 4.4167 | Residential & Commercial | Ducted CEE Tier 1
215731768 | Central HP <5.4 tons | YORK | HRCU-A-CB (Split System: Heat Pump with Remote Outdoor Unit-Air-Source) | HH860E2S11 | ADP |  | H,YG72*60+TXV-BLEED | Y81E130D20SMPS1 | 54000 | 19 | 8.5 | 52500 | 39000 | 74.29% | 2 | 0 | 11.7 |  |  |  | No | R-454B | 4.5 | Residential & Commercial | Ducted CEE Tier 1
215731788 | Central HP <5.4 tons | YORK | HRCU-A-CB (Split System: Heat Pump with Remote Outdoor Unit-Air-Source) | HH860E2S11 | ADP |  | H,YG51*60+TXV | Y81E130D20SMPS1 | 54000 | 19 | 8.5 | 52500 | 39000 | 74.29% | 2 | 0 | 11.7 |  |  |  | No | R-454B | 4.5 | Residential & Commercial | Ducted CEE Tier 1
215735561 | Central HP <5.4 tons | YORK | HRCU-A-CB (Split System: Heat Pump with Remote Outdoor Unit-Air-Source) | HH860E2S11 | ADP |  | H,YE1K*48+TXV-BLEED | TM9V080C16MP12 | 43000 | 17 | 8.45 | 42000 | 33000 | 78.57% | 1.98 | 0 | 10.5 |  |  |  | No | R-454B | 3.5833 | Residential & Commercial | Ducted CEE Tier 1
215731347 | Central HP <5.4 tons | YORK | HRCU-A-CB (Split System: Heat Pump with Remote Outdoor Unit-Air-Source) | HH860E2S11 | ADP |  | H,YG53*48+TXV | TM8V080C16MP12 | 43500 | 18 | 8.5 | 42000 | 32800 | 78.1% | 2 | 0 | 11.7 |  |  |  | No | R-454B | 3.625 | Residential & Commercial | Ducted CEE Tier 1
215731382 | Central HP <5.4 tons | YORK | HRCU-A-CB (Split System: Heat Pump with Remote Outdoor Unit-Air-Source) | HH860E2S11 | ADP |  | H,YG3K*48+TXV-BLEED | TM8V100C16MP12 | 43500 | 17 | 8.5 | 42000 | 32800 | 78.1% | 2 | 0 | 11.7 |  |  |  | No | R-454B | 3.625 | Residential & Commercial | Ducted CEE Tier 1
211206903 | Central HP <5.4 tons | LUXAIRE | HRCU-A-CB (Split System: Heat Pump with Remote Outdoor Unit-Air-Source) | HL20B6021 |  |  | XAMC60HE4N1+CC | TM9V100C20MP12 | 52000 | 18 | 8.5 | 55000 | 42000 | 76.36% | 2.16 | 0 | 11 |  |  |  | No | R-410A | 4.3333 | Residential & Commercial | Ducted CEE Tier 1
216453142 | Central HP <5.4 tons | AMERICAN STANDARD | HRCU-A-CB (Split System: Heat Pump with Remote Outdoor Unit-Air-Source) | 5A6V0X48A1 |  |  | 5PX*B006AS3 | S8V2B080M4PDB | 44000 | 19.2 | 9.4 | 47000 | 33400 | 71.06% | 2.1 | 0 | 11.7 |  |  |  | No | R-454B | 3.6667 | Residential & Commercial | Ducted CEE Tier 1
215869135 | Central HP <5.4 tons | AMERICAN STANDARD | HRCU-A-CB (Split System: Heat Pump with Remote Outdoor Unit-Air-Source) | 5A6V8X60A1 |  |  | 5PX*D008AS3 | S9V2C100U5VSB+LRP | 53000 | 18.1 | 8.5 | 56000 | 40000 | 71.43% | 2 | 0 | 10 |  |  |  | No | R-454B | 4.4167 | Residential & Commercial | Ducted CEE Tier 1
213360215 | Central HP <5.4 tons | LENNOX | HRCU-A-CB (Split System: Heat Pump with Remote Outdoor Unit-Air-Source) | SL25XPV-024-230A** | ADP |  | L*23/37Z9 | EL297UH045XV36B* | 22800 | 22 | 9.5 | 19600 | 19600 | 100% | 1.96 | 0 | 14.5 |  |  |  | No | R-410A | 1.9 | Residential & Commercial | Ducted CEE Tier 1
213360233 | Central HP <5.4 tons | LENNOX | HRCU-A-CB (Split System: Heat Pump with Remote Outdoor Unit-Air-Source) | SL25XPV-024-230A** | ADP |  | L*35/36U9 | EL297UH090XV48C* | 22200 | 21 | 9.4 | 19800 | 19600 | 98.99% | 1.9 | 0 | 14.5 |  |  |  | No | R-410A | 1.85 | Residential & Commercial | Ducted CEE Tier 1
214584672 | Central HP <5.4 tons | LUXAIRE | HRCU-A-CB (Split System: Heat Pump with Remote Outdoor Unit-Air-Source) | HH836E2S11 |  |  | CTF36C5CDS1 | Z8ES120C16SMPS1 | 34400 | 18 | 8.5 | 31600 | 25800 | 81.65% | 2 | 0 | 11.7 |  |  |  | No | R-454B | 2.8667 | Residential & Commercial | Ducted CEE Tier 1
214397309 | Central HP <5.4 tons | CHAMPION HEATING AND COOLING | HRCU-A-CB (Split System: Heat Pump with Remote Outdoor Unit-Air-Source) | HH836E2S11 |  |  | CTF36B5CDS1 | TM8V080B12MP12 | 33000 | 17 | 8.5 | 31000 | 25200 | 81.29% | 2 | 0 | 11 |  |  |  | No | R-454B | 2.75 | Residential & Commercial | Ducted CEE Tier 1
214397390 | Central HP <5.4 tons | CHAMPION HEATING AND COOLING | HRCU-A-CB (Split System: Heat Pump with Remote Outdoor Unit-Air-Source) | HH836E2S11 |  |  | CTF48C5CFS1 | TM9E100C20MP12 | 34400 | 17 | 9 | 32400 | 25800 | 79.63% | 2 | 0 | 11 |  |  |  | No | R-454B | 2.8667 | Residential & Commercial | Ducted CEE Tier 1
214396471 | Central HP <5.4 tons | CHAMPION HEATING AND COOLING | HRCU-A-CB (Split System: Heat Pump with Remote Outdoor Unit-Air-Source) | HH836E2S11 |  |  | CTM36C5CDS1 | TM8E080C20MP11 | 34400 | 17 | 8.5 | 32400 | 26400 | 81.48% | 2 | 0 | 11 |  |  |  | No | R-454B | 2.8667 | Residential & Commercial | Ducted CEE Tier 1
214396506 | Central HP <5.4 tons | CHAMPION HEATING AND COOLING | HRCU-A-CB (Split System: Heat Pump with Remote Outdoor Unit-Air-Source) | HH836E2S11 |  |  | CTF48C5CFS1 | TMLE100C20MP11 | 34400 | 17 | 8.5 | 32600 | 25800 | 79.14% | 2 | 0 | 11 |  |  |  | No | R-454B | 2.8667 | Residential & Commercial | Ducted CEE Tier 1
215731304 | Central HP <5.4 tons | YORK | HRCU-A-CB (Split System: Heat Pump with Remote Outdoor Unit-Air-Source) | HH836E2S11 | ADP |  | H,YG48*36+TXV | Y81E080C20SMPS1 | 34600 | 19 | 8.5 | 30800 | 25400 | 82.47% | 2 | 0 | 11 |  |  |  | No | R-454B | 2.8833 | Residential & Commercial | Ducted CEE Tier 1
216440164 | Central HP <5.4 tons | TRANE | HRCU-A-CB (Split System: Heat Pump with Remote Outdoor Unit-Air-Source) | 5TWV0X36A1 |  |  | 5TXCB006AS3 | S9V2B040U3VSB+LRP | 34200 | 19.2 | 9.4 | 32800 | 24200 | 73.78% | 2.1 | 0 | 12 |  |  |  | No | R-454B | 2.85 | Residential & Commercial | Ducted CEE Tier 1
216440198 | Central HP <5.4 tons | TRANE | HRCU-A-CB (Split System: Heat Pump with Remote Outdoor Unit-Air-Source) | 5TWV0X36A1 |  |  | 5TXCC007AS3 | S9V2C100U5VSB+LRP | 34200 | 20 | 9.4 | 32600 | 24200 | 74.23% | 2.1 | 0 | 12.5 |  |  |  | No | R-454B | 2.85 | Residential & Commercial | Ducted CEE Tier 1
215934130 | Central HP <5.4 tons | DAY & NIGHT | HRCU-A-CB (Split System: Heat Pump with Remote Outdoor Unit-Air-Source) | C5H3V48*K*AAA* |  |  | EA*5X60M24A*+WALLCON | *95CSU0802120B* | 44500 | 21 | 9.5 | 48500 | 36600 | 75.46% | 2 | 0 | 11 |  |  |  | No | R-454B | 3.7083 | Residential & Commercial | Ducted CEE Tier 1
215934230 | Central HP <5.4 tons | DAY & NIGHT | HRCU-A-CB (Split System: Heat Pump with Remote Outdoor Unit-Air-Source) | C5H3V48*K*AAA* |  |  | EA*5X61M21A*+WALLCON | *95CSU1002122B* | 45500 | 21.5 | 9.5 | 48500 | 36600 | 75.46% | 2 | 0 | 11.5 |  |  |  | No | R-454B | 3.7917 | Residential & Commercial | Ducted CEE Tier 1
215941190 | Central HP <5.4 tons | DAY & NIGHT | HRCU-A-CB (Split System: Heat Pump with Remote Outdoor Unit-Air-Source) | C5H3V48*K*AAA* |  |  | ESH5X48M12A*+WALLCON | *97CTN1002122A* | 44000 | 20 | 9 | 48500 | 36400 | 75.05% | 1.82 | 0 | 10.5 |  |  |  | No | R-454B | 3.6667 | Residential & Commercial | Ducted CEE Tier 1
213360235 | Central HP <5.4 tons | LENNOX | HRCU-A-CB (Split System: Heat Pump with Remote Outdoor Unit-Air-Source) | SL25XPV-024-230A** | ADP |  | LH35/38X9 | EL297UH090XV48C* | 22200 | 21 | 9.4 | 19800 | 19600 | 98.99% | 1.9 | 0 | 14.5 |  |  |  | No | R-410A | 1.85 | Residential & Commercial | Ducted CEE Tier 1
204456530 | Central HP <5.4 tons | COMFORTMAKER | HRCU-A-CB (Split System: Heat Pump with Remote Outdoor Unit-Air-Source) | CVH825GKA2* |  |  | EA*4X30L17A*+WALLCON | *80CTL0701716A* | 23400 | 16.5 | 8.1 | 21600 | 16700 | 77.31% | 1.92 | 11 | 11 |  |  |  | No | R-410A | 1.95 | Residential & Commercial | Ducted CEE Tier 1
204456846 | Central HP <5.4 tons | COMFORTMAKER | HRCU-A-CB (Split System: Heat Pump with Remote Outdoor Unit-Air-Source) | CVH825GKA2* |  |  | EA*4X37L17A*+WALLCON | *96CTN0801714A* | 24200 | 16.5 | 8.1 | 21400 | 16700 | 78.04% | 1.98 | 11.5 | 11 |  |  |  | No | R-410A | 2.0167 | Residential & Commercial | Ducted CEE Tier 1
204459245 | Central HP <5.4 tons | COMFORTMAKER | HRCU-A-CB (Split System: Heat Pump with Remote Outdoor Unit-Air-Source) | CVH825GKA2* |  |  | EHD4X30AAL+WALLCON | *80CTL0901716A* | 23800 | 16 | 8.1 | 21800 | 16700 | 76.61% | 1.98 | 11 | 10.5 |  |  |  | No | R-410A | 1.9833 | Residential & Commercial | Ducted CEE Tier 1
213360219 | Central HP <5.4 tons | LENNOX | HRCU-A-CB (Split System: Heat Pump with Remote Outdoor Unit-Air-Source) | SL25XPV-024-230A** | ADP |  | LH29/36F9 | EL297UH070XV36B* | 22000 | 22 | 9.05 | 20000 | 20000 | 100% | 1.82 | 0 | 14 |  |  |  | No | R-410A | 1.8333 | Residential & Commercial | Ducted CEE Tier 1
213360230 | Central HP <5.4 tons | LENNOX | HRCU-A-CB (Split System: Heat Pump with Remote Outdoor Unit-Air-Source) | SL25XPV-024-230A** | ADP |  | LH23/37W9 | EL297UH090XV36C* | 22200 | 22 | 9.3 | 19800 | 19800 | 100% | 1.9 | 0 | 14.5 |  |  |  | No | R-410A | 1.85 | Residential & Commercial | Ducted CEE Tier 1
211010179 | Central HP <5.4 tons | LUXAIRE | HRCU-A-CB (Split System: Heat Pump with Remote Outdoor Unit-Air-Source) | HL20B2421 |  |  | JHVVB24DE1C2N1+CC |  | 23000 | 19 | 8.5 | 22400 | 19600 | 87.5% | 1.9 | 0 | 12.4 |  |  |  | No | R-410A | 1.9167 | Residential & Commercial | Ducted CEE Tier 1
215941670 | Central HP <5.4 tons | DAY & NIGHT | HRCU-A-CB (Split System: Heat Pump with Remote Outdoor Unit-Air-Source) | C5H3V48*K*AAA* |  |  | EVD5X60M21A*+WALLCON | *96CTN0802120B* | 45500 | 20.5 | 8.1 | 53000 | 38500 | 72.64% | 1.95 | 0 | 11 |  |  |  | No | R-454B | 3.7917 | Residential & Commercial | Ducted CEE Tier 1
213356091 | Central HP <5.4 tons | CARRIER | HRCU-A-CB (Split System: Heat Pump with Remote Outdoor Unit-Air-Source) | 38MURAQ24AB3* | ADP |  | A24VBA+TXV+CBPE3A* |  | 23600 | 18 | 8.7 | 24800 | 22600 | 91.13% | 1.86 | 0 | 10 |  |  |  | No | R-410A | 1.9667 | Residential & Commercial | Ducted CEE Tier 1
214573150 | Central HP <5.4 tons | HEIL | HRCU-A-CB (Split System: Heat Pump with Remote Outdoor Unit-Air-Source) | HVH837GKA** |  |  | EHD4X42AAL+WALLCON | *95CSU1002122B* | 32600 | 17 | 8.5 | 32800 | 24800 | 75.61% | 1.96 | 0 | 11 |  |  |  | No | R-410A | 2.7167 | Residential & Commercial | Ducted CEE Tier 1
214573180 | Central HP <5.4 tons | HEIL | HRCU-A-CB (Split System: Heat Pump with Remote Outdoor Unit-Air-Source) | HVH837GKA** |  |  | EHD4X42AAL+WALLCON | *96CTN0802120B* | 32600 | 17.5 | 8.5 | 32800 | 24800 | 75.61% | 1.96 | 0 | 11 |  |  |  | No | R-410A | 2.7167 | Residential & Commercial | Ducted CEE Tier 1
213356085 | Central HP <5.4 tons | CARRIER | HRCU-A-CB (Split System: Heat Pump with Remote Outdoor Unit-Air-Source) | 38MURAQ18AB3* | ADP |  | A36VCA+TXV+CBPE3A* |  | 17800 | 15.5 | 9 | 17100 | 19400 | 113.5% | 2.4 | 0 | 10.5 |  |  |  | No | R-410A | 1.4833 | Residential & Commercial | Ducted CEE Tier 1
214608332 | Central HP <5.4 tons | TRANE | HRCU-A-CB (Split System: Heat Pump with Remote Outdoor Unit-Air-Source) | E4HL5048A1000A |  |  | E4AH5E36A1J30A |  | 36000 | 15.2 | 8.5 | 36000 | 30000 | 83.33% | 1.8 | 0 | 10 |  |  |  | No | R-410A | 3 | Residential & Commercial | Ducted CEE Tier 1
213356084 | Central HP <5.4 tons | CARRIER | HRCU-A-CB (Split System: Heat Pump with Remote Outdoor Unit-Air-Source) | 38MURAQ18AB3* | ADP |  | A24VBA+TXV+CBPE3A* |  | 17800 | 15.5 | 9 | 17100 | 19400 | 113.5% | 2.4 | 0 | 10.5 |  |  |  | No | R-410A | 1.4833 | Residential & Commercial | Ducted CEE Tier 1
215935273 | Central HP <5.4 tons | TEMPSTAR | HRCU-A-CB (Split System: Heat Pump with Remote Outdoor Unit-Air-Source) | T5H3V36*K*AAA* |  |  | EVM5X60M21A*+WALLCON | *97CMN0602120B* | 35400 | 21 | 8.5 | 38500 | 29000 | 75.32% | 2.02 | 0 | 12 |  |  |  | No | R-454B | 2.95 | Residential & Commercial | Ducted CEE Tier 1
216581443 | Central HP <5.4 tons | BRYANT HEATING AND COOLING SYSTEMS | HRCU-A-CB (Split System: Heat Pump with Remote Outdoor Unit-Air-Source) | 284ANV048*0**B* |  |  | CAP**6024AL*+UI | 987TA60080C21*** | 44000 | 21 | 9 | 45500 | 35800 | 78.68% | 2 | 0 | 11 |  |  |  | No | R-410A | 3.6667 | Residential & Commercial | Ducted CEE Tier 1
215295558 | Central HP <5.4 tons | AIRQUEST | HRCU-A-CB (Split System: Heat Pump with Remote Outdoor Unit-Air-Source) | DLCURAH36ABK | ADP |  | H,GE36936 | *96VTN1002120A* | 36400 | 15.2 | 8.5 | 36800 | 34400 | 93.48% | 2.08 | 0 | 10 |  |  |  | No | R-410A | 3.0333 | Residential & Commercial | Ducted CEE Tier 1
215295567 | Central HP <5.4 tons | AIRQUEST | HRCU-A-CB (Split System: Heat Pump with Remote Outdoor Unit-Air-Source) | DLCURAH36ABK | ADP |  | H,GG9J936 | *96VTN1002120A* | 35800 | 15.2 | 8.1 | 37800 | 34800 | 92.06% | 1.9 | 0 | 10 |  |  |  | No | R-410A | 2.9833 | Residential & Commercial | Ducted CEE Tier 1
215295642 | Central HP <5.4 tons | AIRQUEST | HRCU-A-CB (Split System: Heat Pump with Remote Outdoor Unit-Air-Source) | DLCURAH36ABK | ADP |  | H,GG48936 | *96VTN1002122A* | 36000 | 16 | 8.1 | 36800 | 34400 | 93.48% | 2.02 | 0 | 10.5 |  |  |  | No | R-410A | 3 | Residential & Commercial | Ducted CEE Tier 1
215731414 | Central HP <5.4 tons | YORK | HRCU-A-CB (Split System: Heat Pump with Remote Outdoor Unit-Air-Source) | HH860E2S11 | ADP |  | H,YG74*60+TXV-BLEED | TM8V100C16MP12 | 43500 | 18 | 8.5 | 42000 | 32800 | 78.1% | 2 | 0 | 11.7 |  |  |  | No | R-454B | 3.625 | Residential & Commercial | Ducted CEE Tier 1
215731431 | Central HP <5.4 tons | YORK | HRCU-A-CB (Split System: Heat Pump with Remote Outdoor Unit-Air-Source) | HH860E2S11 | ADP |  | H,YG37*60+TXV | TM8V100C20MP12 | 52000 | 18 | 8.35 | 52000 | 38500 | 74.04% | 1.98 | 0 | 10.5 |  |  |  | No | R-454B | 4.3333 | Residential & Commercial | Ducted CEE Tier 1
215731483 | Central HP <5.4 tons | YORK | HRCU-A-CB (Split System: Heat Pump with Remote Outdoor Unit-Air-Source) | HH860E2S11 | ADP |  | H,YG51*60+TXV-BLEED | TM8V120C20MP12 | 53000 | 19 | 8.5 | 52000 | 38500 | 74.04% | 2 | 0 | 11 |  |  |  | No | R-454B | 4.4167 | Residential & Commercial | Ducted CEE Tier 1
215731532 | Central HP <5.4 tons | YORK | HRCU-A-CB (Split System: Heat Pump with Remote Outdoor Unit-Air-Source) | HH860E2S11 | ADP |  | H,YG86*48+TXV | TM9Y080C16MP11 | 44000 | 17 | 8.5 | 42500 | 33400 | 78.59% | 2 | 0 | 11 |  |  |  | No | R-454B | 3.6667 | Residential & Commercial | Ducted CEE Tier 1
215731563 | Central HP <5.4 tons | YORK | HRCU-A-CB (Split System: Heat Pump with Remote Outdoor Unit-Air-Source) | HH860E2S11 | ADP |  | H,YG52*48+TXV-BLEED | TM9Y100C16MP11 | 44000 | 17 | 8.5 | 42500 | 33400 | 78.59% | 2 | 0 | 11 |  |  |  | No | R-454B | 3.6667 | Residential & Commercial | Ducted CEE Tier 1
215731581 | Central HP <5.4 tons | YORK | HRCU-A-CB (Split System: Heat Pump with Remote Outdoor Unit-Air-Source) | HH860E2S11 | ADP |  | H,YG51*60+TXV-BLEED | TM9Y100C20MP11 | 52500 | 18 | 8.5 | 52500 | 39000 | 74.29% | 2 | 0 | 11 |  |  |  | No | R-454B | 4.375 | Residential & Commercial | Ducted CEE Tier 1
215731582 | Central HP <5.4 tons | YORK | HRCU-A-CB (Split System: Heat Pump with Remote Outdoor Unit-Air-Source) | HH860E2S11 | ADP |  | H,YG51*60+TXV | TM9Y100C20MP11 | 52500 | 18 | 8.5 | 52500 | 39000 | 74.29% | 2 | 0 | 11 |  |  |  | No | R-454B | 4.375 | Residential & Commercial | Ducted CEE Tier 1
215731600 | Central HP <5.4 tons | YORK | HRCU-A-CB (Split System: Heat Pump with Remote Outdoor Unit-Air-Source) | HH860E2S11 | ADP |  | H,YG74*60+TXV | TM9Y120D20MP11 | 53000 | 19 | 8.5 | 52500 | 39000 | 74.29% | 2 | 0 | 11 |  |  |  | No | R-454B | 4.4167 | Residential & Commercial | Ducted CEE Tier 1
213785474 | Central HP <5.4 tons | CARRIER | HRCU-A-CB (Split System: Heat Pump with Remote Outdoor Unit-Air-Source) | 25VNA436A*031* |  |  | CAP**4321AL*+UI | 59TN6C060C17**14 | 33600 | 19 | 9 | 36600 | 25800 | 70.49% | 2.02 | 0 | 11.7 |  |  |  | No | R-410A | 2.8 | Residential & Commercial | Ducted CEE Tier 1
213785490 | Central HP <5.4 tons | CARRIER | HRCU-A-CB (Split System: Heat Pump with Remote Outdoor Unit-Air-Source) | 25VNA436A*031* |  |  | CAP**4821AL*+UI | 59CU5B060C17**16 | 33000 | 19 | 9 | 36600 | 26000 | 71.04% | 2 | 0 | 11.7 |  |  |  | No | R-410A | 2.75 | Residential & Commercial | Ducted CEE Tier 1
213785508 | Central HP <5.4 tons | CARRIER | HRCU-A-CB (Split System: Heat Pump with Remote Outdoor Unit-Air-Source) | 25VNA436A*031* |  |  | CAP**4824AL*+UI | 58TN*B135C24**22 | 33200 | 19.5 | 9 | 36400 | 25800 | 70.88% | 2.04 | 0 | 12 |  |  |  | No | R-410A | 2.7667 | Residential & Commercial | Ducted CEE Tier 1
215731817 | Central HP <5.4 tons | YORK | HRCU-A-CB (Split System: Heat Pump with Remote Outdoor Unit-Air-Source) | HH836E2S11 | ADP |  | H,YG48*36+TXV-BLEED | TM8V080B12MP12 | 32400 | 17 | 8.5 | 28800 | 24800 | 86.11% | 2 | 0 | 11 |  |  |  | No | R-454B | 2.7 | Residential & Commercial | Ducted CEE Tier 1
215731831 | Central HP <5.4 tons | YORK | HRCU-A-CB (Split System: Heat Pump with Remote Outdoor Unit-Air-Source) | HH836E2S11 | ADP |  | H,YG48*36+TXV-BLEED | Y81E100C16SMPS1 | 33400 | 19 | 8.5 | 29600 | 24800 | 83.78% | 2 | 0 | 11 |  |  |  | No | R-454B | 2.7833 | Residential & Commercial | Ducted CEE Tier 1
215870919 | Central HP <5.4 tons | YORK | HRCU-A-CB (Split System: Heat Pump with Remote Outdoor Unit-Air-Source) | HH824E2S11 | ADP |  | CH360B*C+TXV | Y81E060A12SMPS1 | 22200 | 17 | 8.65 | 20800 | 16900 | 81.25% | 1.94 | 0 | 11.5 |  |  |  | No | R-454B | 1.85 | Residential & Commercial | Ducted CEE Tier 1
215870924 | Central HP <5.4 tons | YORK | HRCU-A-CB (Split System: Heat Pump with Remote Outdoor Unit-Air-Source) | HH824E2S11 | ADP |  | CH240A*C+TXV | Y91E060A10SMPS1 | 22400 | 17 | 8.2 | 21200 | 17200 | 81.13% | 1.94 | 0 | 11.5 |  |  |  | No | R-454B | 1.8667 | Residential & Commercial | Ducted CEE Tier 1
214651700 | Central HP <5.4 tons | FRASER-JOHNSTON | HRCU-A-CB (Split System: Heat Pump with Remote Outdoor Unit-Air-Source) | HH824E2S11 |  |  | CTU30B5XCS1+TXV | TM9Y080B12MP11 | 23000 | 17 | 9.5 | 23000 | 18500 | 80.43% | 2 | 0 | 11.7 |  |  |  | No | R-454B | 1.9167 | Residential & Commercial | Ducted CEE Tier 1
215588118 | Central HP <5.4 tons | BRYANT HEATING AND COOLING SYSTEMS | HRCU-A-CB (Split System: Heat Pump with Remote Outdoor Unit-Air-Source) | 291VAN054**AA* |  |  | CAA**6121AM*+UI | 88*TB48090C17*** | 49000 | 19 | 9.5 | 51500 | 50500 | 98.06% | 2.02 | 0 | 12 |  |  |  | No | R-454B | 4.0833 | Residential & Commercial | Ducted CEE Tier 1
215588236 | Central HP <5.4 tons | BRYANT HEATING AND COOLING SYSTEMS | HRCU-A-CB (Split System: Heat Pump with Remote Outdoor Unit-Air-Source) | 291VAN054**AA* |  |  | CVAMA6021XMA*+UI | 987MC60080C21*** | 52000 | 19 | 8.1 | 53500 | 45500 | 85.05% | 1.88 | 0 | 11.5 |  |  |  | No | R-454B | 4.3333 | Residential & Commercial | Ducted CEE Tier 1
215588318 | Central HP <5.4 tons | BRYANT HEATING AND COOLING SYSTEMS | HRCU-A-CB (Split System: Heat Pump with Remote Outdoor Unit-Air-Source) | 291VAN054**AA* |  |  | CVAVA4924XMA*+UI | 88*TB60110C21*** | 52000 | 19.5 | 8.1 | 52500 | 46500 | 88.57% | 1.84 | 0 | 12 |  |  |  | No | R-454B | 4.3333 | Residential & Commercial | Ducted CEE Tier 1
215588334 | Central HP <5.4 tons | BRYANT HEATING AND COOLING SYSTEMS | HRCU-A-CB (Split System: Heat Pump with Remote Outdoor Unit-Air-Source) | 291VAN054**AA* |  |  | CVAVA4924XMA*+UI | 986TD66120C24*** | 52000 | 19 | 8.1 | 52500 | 46500 | 88.57% | 1.86 | 0 | 12 |  |  |  | No | R-454B | 4.3333 | Residential & Commercial | Ducted CEE Tier 1
213360659 | Central HP <5.4 tons | LENNOX | HRCU-A-CB (Split System: Heat Pump with Remote Outdoor Unit-Air-Source) | EL22XPV-024-230A** | ADP |  | L*18/36T9 | EL297UH070XV36B* | 23800 | 21 | 8.5 | 22000 | 15400 | 70% | 1.92 | 0 | 13.5 |  |  |  | No | R-410A | 1.9833 | Residential & Commercial | Ducted CEE Tier 1
215295053 | Central HP <5.4 tons | AIRQUEST | HRCU-A-CB (Split System: Heat Pump with Remote Outdoor Unit-Air-Source) | DLCURAH36ABK | ADP |  | H,GE33936 | *96MSN0802120A* | 35400 | 16 | 8.1 | 36800 | 34800 | 94.57% | 1.9 | 0 | 10 |  |  |  | No | R-410A | 2.95 | Residential & Commercial | Ducted CEE Tier 1
215295054 | Central HP <5.4 tons | AIRQUEST | HRCU-A-CB (Split System: Heat Pump with Remote Outdoor Unit-Air-Source) | DLCURAH36ABK | ADP |  | HE33936 | *96MSN0802120A* | 35400 | 16 | 8.1 | 36800 | 34800 | 94.57% | 1.9 | 0 | 10 |  |  |  | No | R-410A | 2.95 | Residential & Commercial | Ducted CEE Tier 1
215295100 | Central HP <5.4 tons | AIRQUEST | HRCU-A-CB (Split System: Heat Pump with Remote Outdoor Unit-Air-Source) | DLCURAH36ABK | ADP |  | H,GE34936 | *96MSN1002120A* | 35400 | 16 | 8.1 | 36800 | 34600 | 94.02% | 1.88 | 0 | 10 |  |  |  | No | R-410A | 2.95 | Residential & Commercial | Ducted CEE Tier 1
215295101 | Central HP <5.4 tons | AIRQUEST | HRCU-A-CB (Split System: Heat Pump with Remote Outdoor Unit-Air-Source) | DLCURAH36ABK | ADP |  | HE34936 | *96MSN1002120A* | 35400 | 16 | 8.1 | 36800 | 34600 | 94.02% | 1.88 | 0 | 10 |  |  |  | No | R-410A | 2.95 | Residential & Commercial | Ducted CEE Tier 1
215374891 | Central HP <5.4 tons | Durastar | HRCU-A-CB (Split System: Heat Pump with Remote Outdoor Unit-Air-Source) | DRU1H60S2A |  |  | DRUM4260S2A |  | 54000 | 16 | 9 | 56000 | 52000 | 92.86% | 1.8 | 0 | 10 |  |  |  | No | R-454B | 4.5 | Residential & Commercial | Ducted CEE Tier 1
214572750 | Central HP <5.4 tons | HEIL | HRCU-A-CB (Split System: Heat Pump with Remote Outdoor Unit-Air-Source) | HVH837GKA** |  |  | EA*4X43L21A*+WALLCON | *97CMN0802120B* | 32800 | 17.5 | 8.5 | 32800 | 25200 | 76.83% | 2 | 0 | 11.5 |  |  |  | No | R-410A | 2.7333 | Residential & Commercial | Ducted CEE Tier 1
211240022 | Central HP <5.4 tons | CARRIER | HRCU-A-CB (Split System: Heat Pump with Remote Outdoor Unit-Air-Source) | 38MURAQ24AB3* |  |  | CNPV*2417AL* | 58SP*A045V17**16 | 23800 | 16 | 8.5 | 26800 | 23400 | 87.31% | 1.92 | 0 | 10 |  |  |  | No | R-410A | 1.9833 | Residential & Commercial | Ducted CEE Tier 1
211240038 | Central HP <5.4 tons | CARRIER | HRCU-A-CB (Split System: Heat Pump with Remote Outdoor Unit-Air-Source) | 38MURAQ24AB3* |  |  | CNPV*2417AL* | 59TP6B060V17**14 | 23400 | 16 | 8.5 | 26600 | 23800 | 89.47% | 1.96 | 0 | 10 |  |  |  | No | R-410A | 1.95 | Residential & Commercial | Ducted CEE Tier 1
211240089 | Central HP <5.4 tons | CARRIER | HRCU-A-CB (Split System: Heat Pump with Remote Outdoor Unit-Air-Source) | 38MURAQ24AB3* |  |  | CNPV*3017AL* | 58TP*A070V17**16 | 24200 | 17 | 8.1 | 26200 | 23000 | 87.79% | 1.9 | 0 | 10.5 |  |  |  | No | R-410A | 2.0167 | Residential & Commercial | Ducted CEE Tier 1
213356090 | Central HP <5.4 tons | CARRIER | HRCU-A-CB (Split System: Heat Pump with Remote Outdoor Unit-Air-Source) | 38MURAQ24AB3* | ADP |  | A24VBA+TXV+CBPE4B* |  | 23800 | 18 | 8.7 | 24800 | 22600 | 91.13% | 1.86 | 0 | 10 |  |  |  | No | R-410A | 1.9833 | Residential & Commercial | Ducted CEE Tier 1
214571110 | Central HP <5.4 tons | HEIL | HRCU-A-CB (Split System: Heat Pump with Remote Outdoor Unit-Air-Source) | HVH825GKA3* |  |  | EN(A,D)4X36L21**+WALLCON | *95CSU1002122B* | 23400 | 16.5 | 8.1 | 21600 | 16700 | 77.31% | 1.92 | 0 | 11 |  |  |  | No | R-410A | 1.95 | Residential & Commercial | Ducted CEE Tier 1
215295103 | Central HP <5.4 tons | AIRQUEST | HRCU-A-CB (Split System: Heat Pump with Remote Outdoor Unit-Air-Source) | DLCURAH36ABK | ADP |  | HG35936 | *96MSN1002120A* | 35400 | 16 | 8.1 | 36800 | 34600 | 94.02% | 1.88 | 0 | 10 |  |  |  | No | R-410A | 2.95 | Residential & Commercial | Ducted CEE Tier 1
215295104 | Central HP <5.4 tons | AIRQUEST | HRCU-A-CB (Split System: Heat Pump with Remote Outdoor Unit-Air-Source) | DLCURAH36ABK | ADP |  | H,GE35936 | *96MSN1002120A* | 35400 | 16 | 8.1 | 36800 | 34600 | 94.02% | 1.88 | 0 | 10 |  |  |  | No | R-410A | 2.95 | Residential & Commercial | Ducted CEE Tier 1
215295119 | Central HP <5.4 tons | AIRQUEST | HRCU-A-CB (Split System: Heat Pump with Remote Outdoor Unit-Air-Source) | DLCURAH36ABK | ADP |  | HG9J936 | *96MSN1002120A* | 35400 | 16 | 8.1 | 36800 | 34600 | 94.02% | 1.88 | 0 | 10 |  |  |  | No | R-410A | 2.95 | Residential & Commercial | Ducted CEE Tier 1
215295168 | Central HP <5.4 tons | AIRQUEST | HRCU-A-CB (Split System: Heat Pump with Remote Outdoor Unit-Air-Source) | DLCURAH36ABK | ADP |  | H,GE80936 | *96MSN1002122A* | 35800 | 16 | 8.5 | 36200 | 34200 | 94.48% | 2.06 | 0 | 10 |  |  |  | No | R-410A | 2.9833 | Residential & Commercial | Ducted CEE Tier 1
215295203 | Central HP <5.4 tons | AIRQUEST | HRCU-A-CB (Split System: Heat Pump with Remote Outdoor Unit-Air-Source) | DLCURAH36ABK | ADP |  | HE8J936 | *96MSN1202422A* | 35200 | 16 | 8.1 | 36800 | 34600 | 94.02% | 1.88 | 0 | 10 |  |  |  | No | R-410A | 2.9333 | Residential & Commercial | Ducted CEE Tier 1
215295204 | Central HP <5.4 tons | AIRQUEST | HRCU-A-CB (Split System: Heat Pump with Remote Outdoor Unit-Air-Source) | DLCURAH36ABK | ADP |  | H,GG9J936 | *96MSN1202422A* | 35200 | 16 | 8.1 | 36800 | 34600 | 94.02% | 1.88 | 0 | 10 |  |  |  | No | R-410A | 2.9333 | Residential & Commercial | Ducted CEE Tier 1
215295253 | Central HP <5.4 tons | AIRQUEST | HRCU-A-CB (Split System: Heat Pump with Remote Outdoor Unit-Air-Source) | DLCURAH36ABK | ADP |  | HG80936 | *96MSN1402422A* | 35600 | 16 | 8.5 | 36200 | 34200 | 94.48% | 2.02 | 0 | 10 |  |  |  | No | R-410A | 2.9667 | Residential & Commercial | Ducted CEE Tier 1
215295667 | Central HP <5.4 tons | AIRQUEST | HRCU-A-CB (Split System: Heat Pump with Remote Outdoor Unit-Air-Source) | DLCURAH36ABK | ADP |  | H,GE33936 | *96VTN1002122B* | 35200 | 16 | 8.1 | 36800 | 34600 | 94.02% | 1.88 | 0 | 10 |  |  |  | No | R-410A | 2.9333 | Residential & Commercial | Ducted CEE Tier 1
215295674 | Central HP <5.4 tons | AIRQUEST | HRCU-A-CB (Split System: Heat Pump with Remote Outdoor Unit-Air-Source) | DLCURAH36ABK | ADP |  | HG35936 | *96VTN1002122B* | 35000 | 17 | 8.1 | 36800 | 34400 | 93.48% | 2 | 0 | 10 |  |  |  | No | R-410A | 2.9167 | Residential & Commercial | Ducted CEE Tier 1
209872687 | Central HP <5.4 tons | RHEEM | HRCU-A-CB (Split System: Heat Pump with Remote Outdoor Unit-Air-Source) | RP18AZ24AJVC |  |  | RCFZ2421HEAAM | R962V0703A17M4S | 22800 | 20 | 8.5 | 22800 | 26000 | 114% | 2.1 | 0 | 12.5 |  |  |  | No | R-410A | 1.9 | Residential & Commercial | Ducted CEE Tier 1
209872703 | Central HP <5.4 tons | RHEEM | HRCU-A-CB (Split System: Heat Pump with Remote Outdoor Unit-Air-Source) | RP18AZ36AJVC |  |  | RCFZ6021SEAAM | R962V1005A21M4S | 34200 | 18 | 8.5 | 34200 | 43000 | 125.7% | 2.2 | 0 | 12.5 |  |  |  | No | R-410A | 2.85 | Residential & Commercial | Ducted CEE Tier 1
215735537 | Central HP <5.4 tons | YORK | HRCU-A-CB (Split System: Heat Pump with Remote Outdoor Unit-Air-Source) | HH824E2S11 | ADP |  | H,YE31*30+TXV-BLEED | TM9V080B12MP12 | 21800 | 17 | 8.5 | 21200 | 17300 | 81.6% | 1.9 | 0 | 11 |  |  |  | No | R-454B | 1.8167 | Residential & Commercial | Ducted CEE Tier 1
215588074 | Central HP <5.4 tons | BRYANT HEATING AND COOLING SYSTEMS | HRCU-A-CB (Split System: Heat Pump with Remote Outdoor Unit-Air-Source) | 291VAN054**AA* |  |  | CAA**4821AM*+UI | 88*TB36045C17*** | 46500 | 17.5 | 10.5 | 52000 | 51500 | 99.04% | 1.98 | 0 | 10.5 |  |  |  | No | R-454B | 3.875 | Residential & Commercial | Ducted CEE Tier 1
215588178 | Central HP <5.4 tons | BRYANT HEATING AND COOLING SYSTEMS | HRCU-A-CB (Split System: Heat Pump with Remote Outdoor Unit-Air-Source) | 291VAN054**AA* |  |  | CSAH*6012AM*+UI | 987MC42080C17*** | 48500 | 17.5 | 9.5 | 51500 | 51000 | 99.03% | 1.96 | 0 | 11.5 |  |  |  | No | R-454B | 4.0417 | Residential & Commercial | Ducted CEE Tier 1
215588258 | Central HP <5.4 tons | BRYANT HEATING AND COOLING SYSTEMS | HRCU-A-CB (Split System: Heat Pump with Remote Outdoor Unit-Air-Source) | 291VAN054**AA* |  |  | CVAMA6024XMA*+UI | 987MC60080C21*** | 51500 | 19 | 8.1 | 53000 | 45500 | 85.85% | 1.88 | 0 | 11.5 |  |  |  | No | R-454B | 4.2917 | Residential & Commercial | Ducted CEE Tier 1
215588260 | Central HP <5.4 tons | BRYANT HEATING AND COOLING SYSTEMS | HRCU-A-CB (Split System: Heat Pump with Remote Outdoor Unit-Air-Source) | 291VAN054**AA* |  |  | CVAMA6024XMA*+UI | 987MC66100C21*** | 52000 | 19 | 8.1 | 53000 | 46500 | 87.74% | 1.84 | 0 | 11.5 |  |  |  | No | R-454B | 4.3333 | Residential & Commercial | Ducted CEE Tier 1
215731649 | Central HP <5.4 tons | YORK | HRCU-A-CB (Split System: Heat Pump with Remote Outdoor Unit-Air-Source) | HH860E2S11 | ADP |  | H,YG74*60+TXV-BLEED | Y81E080C20SMPS1 | 53000 | 19 | 8.5 | 52000 | 38500 | 74.04% | 2 | 0 | 11 |  |  |  | No | R-454B | 4.4167 | Residential & Commercial | Ducted CEE Tier 1
215731650 | Central HP <5.4 tons | YORK | HRCU-A-CB (Split System: Heat Pump with Remote Outdoor Unit-Air-Source) | HH860E2S11 | ADP |  | H,YG74*60+TXV | Y81E080C20SMPS1 | 53000 | 19 | 8.5 | 52000 | 38500 | 74.04% | 2 | 0 | 11 |  |  |  | No | R-454B | 4.4167 | Residential & Commercial | Ducted CEE Tier 1
215731665 | Central HP <5.4 tons | YORK | HRCU-A-CB (Split System: Heat Pump with Remote Outdoor Unit-Air-Source) | HH860E2S11 | ADP |  | H,YG55*48+TXV-BLEED | Y81E100C16SMPS1 | 44000 | 18 | 8.5 | 42000 | 32800 | 78.1% | 2 | 0 | 12 |  |  |  | No | R-454B | 3.6667 | Residential & Commercial | Ducted CEE Tier 1
215731667 | Central HP <5.4 tons | YORK | HRCU-A-CB (Split System: Heat Pump with Remote Outdoor Unit-Air-Source) | HH860E2S11 | ADP |  | H,YG55*48+TXV | Y81E100C16SMPS1 | 44000 | 18 | 8.5 | 42000 | 32800 | 78.1% | 2 | 0 | 12 |  |  |  | No | R-454B | 3.6667 | Residential & Commercial | Ducted CEE Tier 1
215731680 | Central HP <5.4 tons | YORK | HRCU-A-CB (Split System: Heat Pump with Remote Outdoor Unit-Air-Source) | HH860E2S11 | ADP |  | H,YG52*48+TXV | Y81E100C16SMPS1 | 44000 | 18 | 8.5 | 42000 | 32800 | 78.1% | 2 | 0 | 12 |  |  |  | No | R-454B | 3.6667 | Residential & Commercial | Ducted CEE Tier 1
214396570 | Central HP <5.4 tons | CHAMPION HEATING AND COOLING | HRCU-A-CB (Split System: Heat Pump with Remote Outdoor Unit-Air-Source) | HH860E2S11 |  |  | CTF60C5CGS1 | TM9V100C16MP12 | 43500 | 18 | 9 | 44000 | 33200 | 75.45% | 2 | 0 | 11.7 |  |  |  | No | R-454B | 3.625 | Residential & Commercial | Ducted CEE Tier 1
214395398 | Central HP <5.4 tons | CHAMPION HEATING AND COOLING | HRCU-A-CB (Split System: Heat Pump with Remote Outdoor Unit-Air-Source) | HH860E2S11 |  |  | JHC60C5CH2SS1 |  | 54000 | 19 | 9 | 54000 | 38500 | 71.3% | 2 | 0 | 11.7 |  |  |  | No | R-454B | 4.5 | Residential & Commercial | Ducted CEE Tier 1
213785167 | Central HP <5.4 tons | CARRIER | HRCU-A-CB (Split System: Heat Pump with Remote Outdoor Unit-Air-Source) | 25VNA424A*031* |  |  | CAP**4321AL*+UI | 58TN*B090C17**16 | 24200 | 20 | 10.5 | 26400 | 19700 | 74.62% | 2.54 | 0 | 12.5 |  |  |  | No | R-410A | 2.0167 | Residential & Commercial | Ducted CEE Tier 1
215295717 | Central HP <5.4 tons | AIRQUEST | HRCU-A-CB (Split System: Heat Pump with Remote Outdoor Unit-Air-Source) | DLCURAH36ABK | ADP |  | H,GE35936 | *96VTN1202422A* | 35600 | 16 | 8.1 | 36800 | 34600 | 94.02% | 1.88 | 0 | 10 |  |  |  | No | R-410A | 2.9667 | Residential & Commercial | Ducted CEE Tier 1
215294740 | Central HP <5.4 tons | AIRQUEST | HRCU-A-CB (Split System: Heat Pump with Remote Outdoor Unit-Air-Source) | DLCURAH36ABK | ADP |  | H,GG34936 | *92MSN0802120A* | 35200 | 16 | 8.1 | 36800 | 34600 | 94.02% | 1.88 | 0 | 10 |  |  |  | No | R-410A | 2.9333 | Residential & Commercial | Ducted CEE Tier 1
216581457 | Central HP <5.4 tons | BRYANT HEATING AND COOLING SYSTEMS | HRCU-A-CB (Split System: Heat Pump with Remote Outdoor Unit-Air-Source) | 284ANV048*0**B* |  |  | CAP**6124AL*+UI | 987TA66100C21*** | 45000 | 21 | 9.5 | 46000 | 35800 | 77.83% | 2 | 0 | 11 |  |  |  | No | R-410A | 3.75 | Residential & Commercial | Ducted CEE Tier 1
215294747 | Central HP <5.4 tons | AIRQUEST | HRCU-A-CB (Split System: Heat Pump with Remote Outdoor Unit-Air-Source) | DLCURAH36ABK | ADP |  | H,GG35936 | *92MSN0802120A* | 35200 | 16 | 8.1 | 36800 | 34600 | 94.02% | 1.88 | 0 | 10 |  |  |  | No | R-410A | 2.9333 | Residential & Commercial | Ducted CEE Tier 1
215294754 | Central HP <5.4 tons | AIRQUEST | HRCU-A-CB (Split System: Heat Pump with Remote Outdoor Unit-Air-Source) | DLCURAH36ABK | ADP |  | H,GG36936 | *92MSN0802120A* | 35600 | 16 | 8.5 | 36200 | 34200 | 94.48% | 2.02 | 0 | 10 |  |  |  | No | R-410A | 2.9667 | Residential & Commercial | Ducted CEE Tier 1
215294797 | Central HP <5.4 tons | AIRQUEST | HRCU-A-CB (Split System: Heat Pump with Remote Outdoor Unit-Air-Source) | DLCURAH36ABK | ADP |  | H,GG34936 | *92MSN1002120A* | 35400 | 16 | 8.1 | 36800 | 34600 | 94.02% | 1.88 | 0 | 10 |  |  |  | No | R-410A | 2.95 | Residential & Commercial | Ducted CEE Tier 1
215294824 | Central HP <5.4 tons | AIRQUEST | HRCU-A-CB (Split System: Heat Pump with Remote Outdoor Unit-Air-Source) | DLCURAH36ABK | ADP |  | H,GE80936 | *92MSN1002120A* | 35800 | 16 | 8.5 | 36200 | 34200 | 94.48% | 2.02 | 0 | 10 |  |  |  | No | R-410A | 2.9833 | Residential & Commercial | Ducted CEE Tier 1
210717338 | Central HP <5.4 tons | CARRIER | HRCU-A-CB (Split System: Heat Pump with Remote Outdoor Unit-Air-Source) | 25VNA848A*031* | ADP |  | H,PG35948 | 59TN6B120C24**22 | 45000 | 17 | 8.5 | 45000 | 32600 | 72.44% | 2.28 | 0 | 10 |  |  |  | No | R-410A | 3.75 | Residential & Commercial | Ducted CEE Tier 1
212920688 | Central HP <5.4 tons | YORK | HRCU-A-CB (Split System: Heat Pump with Remote Outdoor Unit-Air-Source) | HMH72B341 | ADP |  | AD-48(P,U)*****1+TXV | TM9V100C16MP12 | 34000 | 17 | 8.5 | 32400 | 23600 | 72.84% | 2.1 | 0 | 10 |  |  |  | No | R-410A | 2.8333 | Residential & Commercial | Ducted CEE Tier 1
212517482 | Central HP <5.4 tons | YORK | HRCU-A-CB (Split System: Heat Pump with Remote Outdoor Unit-Air-Source) | HMH72B341 | ADP |  | CH367C9 | TL9E100C20UH11 | 33400 | 17 | 8.5 | 32400 | 23000 | 70.99% | 2.06 | 0 | 10 |  |  |  | No | R-410A | 2.7833 | Residential & Commercial | Ducted CEE Tier 1
204456837 | Central HP <5.4 tons | COMFORTMAKER | HRCU-A-CB (Split System: Heat Pump with Remote Outdoor Unit-Air-Source) | CVH825GKA2* |  |  | EA*4X37L17A*+WALLCON | *96CTN0601714A* | 24000 | 16 | 8.1 | 21400 | 16800 | 78.5% | 1.98 | 11 | 11 |  |  |  | No | R-410A | 2 | Residential & Commercial | Ducted CEE Tier 1
214573810 | Central HP <5.4 tons | HEIL | HRCU-A-CB (Split System: Heat Pump with Remote Outdoor Unit-Air-Source) | HVH837GKA2* |  |  | EA*4X42L24A*+WALLCON | *95CSU1002122B* | 31800 | 17.5 | 8.5 | 32800 | 24400 | 74.39% | 1.9 | 0 | 11 |  |  |  | No | R-410A | 2.65 | Residential & Commercial | Ducted CEE Tier 1
214573860 | Central HP <5.4 tons | HEIL | HRCU-A-CB (Split System: Heat Pump with Remote Outdoor Unit-Air-Source) | HVH837GKA2* |  |  | EA*4X43L21A*+WALLCON | *95CSU0802120B* | 32800 | 17.5 | 8.5 | 32800 | 25200 | 76.83% | 2 | 0 | 11 |  |  |  | No | R-410A | 2.7333 | Residential & Commercial | Ducted CEE Tier 1
214573910 | Central HP <5.4 tons | HEIL | HRCU-A-CB (Split System: Heat Pump with Remote Outdoor Unit-Air-Source) | HVH837GKA2* |  |  | EA*4X48L21A*+WALLCON | *80CTL0702120B* | 32200 | 17.5 | 8.5 | 32400 | 25000 | 77.16% | 1.98 | 0 | 11 |  |  |  | No | R-410A | 2.6833 | Residential & Commercial | Ducted CEE Tier 1
214574060 | Central HP <5.4 tons | HEIL | HRCU-A-CB (Split System: Heat Pump with Remote Outdoor Unit-Air-Source) | HVH837GKA2* |  |  | EA*4X60L24A*+WALLCON | *97CMN0602120B* | 32600 | 17.5 | 8.5 | 31800 | 25000 | 78.62% | 1.96 | 0 | 11 |  |  |  | No | R-410A | 2.7167 | Residential & Commercial | Ducted CEE Tier 1
214573610 | Central HP <5.4 tons | HEIL | HRCU-A-CB (Split System: Heat Pump with Remote Outdoor Unit-Air-Source) | HVH837GKA2* |  |  | EA*4X36L21A*+WALLCON | *80CTL0702120B* | 31400 | 17 | 8.1 | 33000 | 24200 | 73.33% | 1.86 | 0 | 11 |  |  |  | No | R-410A | 2.6167 | Residential & Commercial | Ducted CEE Tier 1
215292056 | Central HP <5.4 tons | AIRQUEST | HRCU-A-CB (Split System: Heat Pump with Remote Outdoor Unit-Air-Source) | DLCURAH24ABK | ADP |  | H,GE1K936 | *92MSN0801716A* | 23600 | 17 | 8.5 | 24600 | 24200 | 98.37% | 2.04 | 0 | 10.5 |  |  |  | No | R-410A | 1.9667 | Residential & Commercial | Ducted CEE Tier 1
215292063 | Central HP <5.4 tons | AIRQUEST | HRCU-A-CB (Split System: Heat Pump with Remote Outdoor Unit-Air-Source) | DLCURAH24ABK | ADP |  | H,GG24936 | *92MSN0802120A* | 22800 | 17 | 8.5 | 24600 | 24400 | 99.19% | 2.08 | 0 | 10 |  |  |  | No | R-410A | 1.9 | Residential & Commercial | Ducted CEE Tier 1
213785187 | Central HP <5.4 tons | CARRIER | HRCU-A-CB (Split System: Heat Pump with Remote Outdoor Unit-Air-Source) | 25VNA424A*031* |  |  | CSPH*3012AL*+UI | 58TN*B070C14**12 | 23400 | 19 | 9 | 27000 | 20000 | 74.07% | 2.44 | 0 | 12.5 |  |  |  | No | R-410A | 1.95 | Residential & Commercial | Ducted CEE Tier 1
215425606 | Central HP <5.4 tons | YORK | HRCU-A-CB (Split System: Heat Pump with Remote Outdoor Unit-Air-Source) | HH860E2S11 | ADP |  | H,YE49*48+TXV | Y91E100C20SMPS1 | 45500 | 18 | 8.5 | 45000 | 33600 | 74.67% | 2 | 0 | 11.7 |  |  |  | No | R-454B | 3.7917 | Residential & Commercial | Ducted CEE Tier 1
215440037 | Central HP <5.4 tons | YORK | HRCU-A-C (Split System: Heat Pump with Remote Outdoor Unit with No Indoor Fan --Air Source) | HH860E2S11 | ADP |  | CV606**C+TXV+TD |  | 54000 | 15.2 | 8.1 | 53000 | 39500 | 74.53% | 2 | 0 | 11 |  |  |  | No | R-454B | 4.5 | Residential & Commercial | Ducted CEE Tier 1
215731485 | Central HP <5.4 tons | YORK | HRCU-A-CB (Split System: Heat Pump with Remote Outdoor Unit-Air-Source) | HH860E2S11 | ADP |  | H,YG74*60+TXV-BLEED | TM8V120C20MP12 | 53000 | 19 | 8.5 | 52000 | 38500 | 74.04% | 2 | 0 | 11 |  |  |  | No | R-454B | 4.4167 | Residential & Commercial | Ducted CEE Tier 1
215731487 | Central HP <5.4 tons | YORK | HRCU-A-CB (Split System: Heat Pump with Remote Outdoor Unit-Air-Source) | HH860E2S11 | ADP |  | H,YG37*60+TXV-BLEED | TM9V120D20MP12 | 52000 | 18 | 8.35 | 52500 | 39000 | 74.29% | 1.98 | 0 | 10.5 |  |  |  | No | R-454B | 4.3333 | Residential & Commercial | Ducted CEE Tier 1
215731510 | Central HP <5.4 tons | YORK | HRCU-A-CB (Split System: Heat Pump with Remote Outdoor Unit-Air-Source) | HH860E2S11 | ADP |  | H,YG3K*60+TXV | TM9Y080C16MP11 | 44000 | 16 | 8.5 | 42500 | 33400 | 78.59% | 2 | 0 | 11 |  |  |  | No | R-454B | 3.6667 | Residential & Commercial | Ducted CEE Tier 1
215731537 | Central HP <5.4 tons | YORK | HRCU-A-CB (Split System: Heat Pump with Remote Outdoor Unit-Air-Source) | HH860E2S11 | ADP |  | H,YG72*48+TXV-BLEED | TM9Y100C16MP11 | 44000 | 17 | 8.5 | 42500 | 33400 | 78.59% | 2 | 0 | 11 |  |  |  | No | R-454B | 3.6667 | Residential & Commercial | Ducted CEE Tier 1
215731569 | Central HP <5.4 tons | YORK | HRCU-A-CB (Split System: Heat Pump with Remote Outdoor Unit-Air-Source) | HH860E2S11 | ADP |  | H,YG37*60+TXV-BLEED | TM9Y100C20MP11 | 51500 | 17 | 8.35 | 52500 | 39000 | 74.29% | 1.98 | 0 | 10.5 |  |  |  | No | R-454B | 4.2917 | Residential & Commercial | Ducted CEE Tier 1
215731585 | Central HP <5.4 tons | YORK | HRCU-A-CB (Split System: Heat Pump with Remote Outdoor Unit-Air-Source) | HH860E2S11 | ADP |  | H,YG37*60+TXV-BLEED | TM9Y120D20MP11 | 52000 | 18 | 8.35 | 52500 | 39000 | 74.29% | 1.98 | 0 | 10.5 |  |  |  | No | R-454B | 4.3333 | Residential & Commercial | Ducted CEE Tier 1
215731619 | Central HP <5.4 tons | YORK | HRCU-A-CB (Split System: Heat Pump with Remote Outdoor Unit-Air-Source) | HH860E2S11 | ADP |  | H,YG53*48+TXV-BLEED | Y81E080C16SMPS1 | 44500 | 18 | 8.5 | 42500 | 33000 | 77.65% | 2 | 0 | 12 |  |  |  | No | R-454B | 3.7083 | Residential & Commercial | Ducted CEE Tier 1
215731637 | Central HP <5.4 tons | YORK | HRCU-A-CB (Split System: Heat Pump with Remote Outdoor Unit-Air-Source) | HH860E2S11 | ADP |  | H,YG72*48+TXV-BLEED | Y81E080C20SMPS1 | 44000 | 18 | 8.5 | 42500 | 33000 | 77.65% | 2 | 0 | 12 |  |  |  | No | R-454B | 3.6667 | Residential & Commercial | Ducted CEE Tier 1
215731644 | Central HP <5.4 tons | YORK | HRCU-A-CB (Split System: Heat Pump with Remote Outdoor Unit-Air-Source) | HH860E2S11 | ADP |  | H,YG54*60+TXV | Y81E080C20SMPS1 | 53000 | 19 | 8.5 | 52000 | 38500 | 74.04% | 2 | 0 | 11 |  |  |  | No | R-454B | 4.4167 | Residential & Commercial | Ducted CEE Tier 1
215731669 | Central HP <5.4 tons | YORK | HRCU-A-CB (Split System: Heat Pump with Remote Outdoor Unit-Air-Source) | HH860E2S11 | ADP |  | H,YG53*48+TXV-BLEED | Y81E100C16SMPS1 | 44000 | 18 | 8.5 | 42000 | 32800 | 78.1% | 2 | 0 | 12 |  |  |  | No | R-454B | 3.6667 | Residential & Commercial | Ducted CEE Tier 1
215731678 | Central HP <5.4 tons | YORK | HRCU-A-CB (Split System: Heat Pump with Remote Outdoor Unit-Air-Source) | HH860E2S11 | ADP |  | H,YG74*60+TXV | Y81E100C16SMPS1 | 44000 | 18 | 8.5 | 42000 | 32800 | 78.1% | 2 | 0 | 12 |  |  |  | No | R-454B | 3.6667 | Residential & Commercial | Ducted CEE Tier 1
215731694 | Central HP <5.4 tons | YORK | HRCU-A-CB (Split System: Heat Pump with Remote Outdoor Unit-Air-Source) | HH860E2S11 | ADP |  | H,YG3K*60+TXV | Y81E100C20SMPS1 | 44500 | 18 | 8.5 | 42500 | 33000 | 77.65% | 2 | 0 | 12 |  |  |  | No | R-454B | 3.7083 | Residential & Commercial | Ducted CEE Tier 1
215294906 | Central HP <5.4 tons | AIRQUEST | HRCU-A-CB (Split System: Heat Pump with Remote Outdoor Unit-Air-Source) | DLCURAH36ABK | ADP |  | H,GE9J936 | *92MSN1202420A* | 35800 | 16 | 8.1 | 36800 | 34800 | 94.57% | 1.9 | 0 | 10 |  |  |  | No | R-410A | 2.9833 | Residential & Commercial | Ducted CEE Tier 1
215295058 | Central HP <5.4 tons | AIRQUEST | HRCU-A-CB (Split System: Heat Pump with Remote Outdoor Unit-Air-Source) | DLCURAH36ABK | ADP |  | HE34936 | *96MSN0802120A* | 35600 | 16 | 8.1 | 36800 | 34800 | 94.57% | 1.9 | 0 | 10 |  |  |  | No | R-410A | 2.9667 | Residential & Commercial | Ducted CEE Tier 1
215295081 | Central HP <5.4 tons | AIRQUEST | HRCU-A-CB (Split System: Heat Pump with Remote Outdoor Unit-Air-Source) | DLCURAH36ABK | ADP |  | HG80936 | *96MSN0802120A* | 36000 | 16 | 8.5 | 36400 | 34400 | 94.51% | 2.04 | 0 | 10 |  |  |  | No | R-410A | 3 | Residential & Commercial | Ducted CEE Tier 1
215295138 | Central HP <5.4 tons | AIRQUEST | HRCU-A-CB (Split System: Heat Pump with Remote Outdoor Unit-Air-Source) | DLCURAH36ABK | ADP |  | HG33936 | *96MSN1002122A* | 35200 | 16 | 8.5 | 36800 | 34600 | 94.02% | 1.88 | 0 | 10 |  |  |  | No | R-410A | 2.9333 | Residential & Commercial | Ducted CEE Tier 1
215588360 | Central HP <5.4 tons | BRYANT HEATING AND COOLING SYSTEMS | HRCU-A-CB (Split System: Heat Pump with Remote Outdoor Unit-Air-Source) | 291VAN054**AA* |  |  | CVAVA6024XMA*+UI | 88*TB66135C24*** | 52000 | 19.5 | 8.1 | 52500 | 46000 | 87.62% | 1.84 | 0 | 12 |  |  |  | No | R-454B | 4.3333 | Residential & Commercial | Ducted CEE Tier 1
215425691 | Central HP <5.4 tons | YORK | HRCU-A-CB (Split System: Heat Pump with Remote Outdoor Unit-Air-Source) | HH824E2S11 | ADP |  | H,YE33*30+TXV | TM8Y080B12MP11 | 23000 | 17 | 9 | 21400 | 17900 | 83.64% | 2 | 0 | 12 |  |  |  | No | R-454B | 1.9167 | Residential & Commercial | Ducted CEE Tier 1
215870927 | Central HP <5.4 tons | YORK | HRCU-A-CB (Split System: Heat Pump with Remote Outdoor Unit-Air-Source) | HH824E2S11 | ADP |  | CH360**C+TXV | Y91E060A10SMPS1 | 22200 | 17 | 8.2 | 21200 | 17200 | 81.13% | 1.94 | 0 | 11.5 |  |  |  | No | R-454B | 1.85 | Residential & Commercial | Ducted CEE Tier 1
211644107 | Central HP <5.4 tons | Alsetria | HRCU-A-CB (Split System: Heat Pump with Remote Outdoor Unit-Air-Source) | MOD30-24HFN1-MU0W |  |  | MVC-23HWFN1-M |  | 23000 | 18.4 | 9.3 | 26000 | 21200 | 81.54% | 1.9 | 12.5 | 11.7 |  |  |  | No | R-410A | 1.9167 | Residential & Commercial | Ducted CEE Tier 1
215679346 | Central HP <5.4 tons | AIRQUEST | HRCU-A-CB (Split System: Heat Pump with Remote Outdoor Unit-Air-Source) | H5H0V36*K*AAA* |  |  | EA*5X42M21A*+WALLCON | *96CTN0802120B* | 33200 | 17.5 | 9 | 35800 | 25600 | 71.51% | 1.86 | 0 | 10 |  |  |  | No | R-454B | 2.7667 | Residential & Commercial | Ducted CEE Tier 1
215679546 | Central HP <5.4 tons | AIRQUEST | HRCU-A-CB (Split System: Heat Pump with Remote Outdoor Unit-Air-Source) | H5H0V36*K*AAA* |  |  | EA*5X48M21A*+WALLCON | *97CTN1002122A* | 33800 | 18 | 9 | 35000 | 25000 | 71.43% | 1.9 | 0 | 10 |  |  |  | No | R-454B | 2.8167 | Residential & Commercial | Ducted CEE Tier 1
214572580 | Central HP <5.4 tons | HEIL | HRCU-A-CB (Split System: Heat Pump with Remote Outdoor Unit-Air-Source) | HVH837GKA** |  |  | EA*4X37L21A*+WALLCON | *96CTN0802120B* | 33000 | 17.5 | 8.5 | 32600 | 25000 | 76.69% | 2 | 0 | 11.5 |  |  |  | No | R-410A | 2.75 | Residential & Commercial | Ducted CEE Tier 1
214572950 | Central HP <5.4 tons | HEIL | HRCU-A-CB (Split System: Heat Pump with Remote Outdoor Unit-Air-Source) | HVH837GKA** |  |  | EA*4X61L21A*+WALLCON | *80CTL0702120B* | 33200 | 17.5 | 8.5 | 32000 | 25000 | 78.12% | 2 | 0 | 11.5 |  |  |  | No | R-410A | 2.7667 | Residential & Commercial | Ducted CEE Tier 1
214572980 | Central HP <5.4 tons | HEIL | HRCU-A-CB (Split System: Heat Pump with Remote Outdoor Unit-Air-Source) | HVH837GKA** |  |  | EA*4X61L21A*+WALLCON | *97CMN0602120B* | 33000 | 17.5 | 8.5 | 32200 | 25000 | 77.64% | 1.98 | 0 | 11 |  |  |  | No | R-410A | 2.75 | Residential & Commercial | Ducted CEE Tier 1
214573000 | Central HP <5.4 tons | HEIL | HRCU-A-CB (Split System: Heat Pump with Remote Outdoor Unit-Air-Source) | HVH837GKA** |  |  | EA*4X61L21A*+WALLCON | *96CTN0802120B* | 33200 | 18.5 | 8.5 | 31800 | 24800 | 77.99% | 2 | 0 | 11.5 |  |  |  | No | R-410A | 2.7667 | Residential & Commercial | Ducted CEE Tier 1
214573200 | Central HP <5.4 tons | HEIL | HRCU-A-CB (Split System: Heat Pump with Remote Outdoor Unit-Air-Source) | HVH837GKA** |  |  | EHD4X48AAL+WALLCON | *95CSU0802120B* | 32600 | 17.5 | 8.5 | 32800 | 25000 | 76.22% | 1.98 | 0 | 11 |  |  |  | No | R-410A | 2.7167 | Residential & Commercial | Ducted CEE Tier 1
212520269 | Central HP <5.4 tons | CARRIER | HRCU-A-CB (Split System: Heat Pump with Remote Outdoor Unit-Air-Source) | 38MURAQ24AB3* | ADP |  | H,PG32936 | 58TP*A045V14**12 | 24000 | 16 | 8.5 | 25200 | 23600 | 93.65% | 1.98 | 0 | 10 |  |  |  | No | R-410A | 2 | Residential & Commercial | Ducted CEE Tier 1
212520278 | Central HP <5.4 tons | CARRIER | HRCU-A-CB (Split System: Heat Pump with Remote Outdoor Unit-Air-Source) | 38MURAQ24AB3* | ADP |  | H,PG34936 | 58TP*A070V17**16 | 24200 | 17 | 8.1 | 24600 | 22600 | 91.87% | 1.9 | 0 | 10.5 |  |  |  | No | R-410A | 2.0167 | Residential & Commercial | Ducted CEE Tier 1
215870936 | Central HP <5.4 tons | YORK | HRCU-A-CB (Split System: Heat Pump with Remote Outdoor Unit-Air-Source) | HH824E2S11 | ADP |  | CV360**C+TXV | YP9C060B12MP13 | 21800 | 17 | 8.45 | 21200 | 17200 | 81.13% | 1.9 | 0 | 11 |  |  |  | No | R-454B | 1.8167 | Residential & Commercial | Ducted CEE Tier 1
214608333 | Central HP <5.4 tons | TRANE | HRCU-A-CB (Split System: Heat Pump with Remote Outdoor Unit-Air-Source) | E4HL5042A1000A |  |  | E4AH5E36A1J30A |  | 36000 | 15.2 | 8.5 | 36000 | 30000 | 83.33% | 1.8 | 0 | 10 |  |  |  | No | R-410A | 3 | Residential & Commercial | Ducted CEE Tier 1
213360271 | Central HP <5.4 tons | LENNOX | HRCU-A-CB (Split System: Heat Pump with Remote Outdoor Unit-Air-Source) | SL25XPV-036-230A** | ADP |  | L*35/36S9 | EL297UH090XV60C* | 33600 | 21 | 8.6 | 32800 | 26200 | 79.88% | 1.8 | 0 | 13 |  |  |  | No | R-410A | 2.8 | Residential & Commercial | Ducted CEE Tier 1
213360278 | Central HP <5.4 tons | LENNOX | HRCU-A-CB (Split System: Heat Pump with Remote Outdoor Unit-Air-Source) | SL25XPV-036-230A** | ADP |  | LH35/38X9 | EL297UH110XV48C* | 33600 | 22 | 8.7 | 32800 | 26400 | 80.49% | 1.82 | 0 | 13 |  |  |  | No | R-410A | 2.8 | Residential & Commercial | Ducted CEE Tier 1
215735540 | Central HP <5.4 tons | YORK | HRCU-A-CB (Split System: Heat Pump with Remote Outdoor Unit-Air-Source) | HH824E2S11 | ADP |  | H,YE33*36+TXV-BLEED | TM9Y040A10MP11 | 22400 | 16 | 8.3 | 21000 | 16900 | 80.48% | 1.96 | 0 | 10.5 |  |  |  | No | R-454B | 1.8667 | Residential & Commercial | Ducted CEE Tier 1
215735547 | Central HP <5.4 tons | YORK | HRCU-A-CB (Split System: Heat Pump with Remote Outdoor Unit-Air-Source) | HH824E2S11 | ADP |  | H,YE31*30+TXV-BLEED | Y82E080B12LMPS1 | 21800 | 18 | 8.95 | 21200 | 17500 | 82.55% | 1.9 | 0 | 11 |  |  |  | No | R-454B | 1.8167 | Residential & Commercial | Ducted CEE Tier 1
214396255 | Central HP <5.4 tons | CHAMPION HEATING AND COOLING | HRCU-A-CB (Split System: Heat Pump with Remote Outdoor Unit-Air-Source) | HH824E2S11 |  |  | CTM30B5ACS1 | TM9Y080B12MP11 | 23000 | 17 | 9.5 | 23000 | 18500 | 80.43% | 2 | 0 | 11.7 |  |  |  | No | R-454B | 1.9167 | Residential & Commercial | Ducted CEE Tier 1
215425658 | Central HP <5.4 tons | YORK | HRCU-A-CB (Split System: Heat Pump with Remote Outdoor Unit-Air-Source) | HH824E2S11 | ADP |  | H,YE24*24+TXV | TM8E060A12MP11 | 21800 | 17 | 8.55 | 21200 | 17500 | 82.55% | 1.92 | 0 | 11 |  |  |  | No | R-454B | 1.8167 | Residential & Commercial | Ducted CEE Tier 1
213785672 | Central HP <5.4 tons | CARRIER | HRCU-A-CB (Split System: Heat Pump with Remote Outdoor Unit-Air-Source) | 25VNA436A*031* |  |  | CSPH*4212AL*+UI | 58TN*B090C17**16 | 33400 | 18.5 | 8.5 | 36600 | 26000 | 71.04% | 2.02 | 0 | 11.7 |  |  |  | No | R-410A | 2.7833 | Residential & Commercial | Ducted CEE Tier 1
213785690 | Central HP <5.4 tons | CARRIER | HRCU-A-CB (Split System: Heat Pump with Remote Outdoor Unit-Air-Source) | 25VNA436A*031* |  |  | CSPH*4212AL*+UI | 59TN6C060C17**14 | 33200 | 18 | 8.5 | 37000 | 26200 | 70.81% | 2 | 0 | 11 |  |  |  | No | R-410A | 2.7667 | Residential & Commercial | Ducted CEE Tier 1
213785692 | Central HP <5.4 tons | CARRIER | HRCU-A-CB (Split System: Heat Pump with Remote Outdoor Unit-Air-Source) | 25VNA436A*031* |  |  | CSPH*4212AL*+UI | 59TN6C080C17**14 | 33200 | 18 | 8.5 | 36800 | 26200 | 71.2% | 2.02 | 0 | 11.5 |  |  |  | No | R-410A | 2.7667 | Residential & Commercial | Ducted CEE Tier 1
215870955 | Central HP <5.4 tons | YORK | HRCU-A-CB (Split System: Heat Pump with Remote Outdoor Unit-Air-Source) | HH836E2S11 | ADP |  | CV361**C+TXV | YPLC080B12MP13 | 31600 | 16 | 8.2 | 28600 | 24800 | 86.71% | 1.94 | 0 | 10.5 |  |  |  | No | R-454B | 2.6333 | Residential & Commercial | Ducted CEE Tier 1
215676874 | Central HP <5.4 tons | BRYANT HEATING AND COOLING SYSTEMS | HRCU-A-CB (Split System: Heat Pump with Remote Outdoor Unit-Air-Source) | 290VAN048**AA* |  |  | CVAVA6124XMA*+UI | 88*TB60090C21*** | 48500 | 19.5 | 9.5 | 50000 | 36600 | 73.2% | 2.1 | 0 | 10.5 |  |  |  | No | R-454B | 4.0417 | Residential & Commercial | Ducted CEE Tier 1
215425694 | Central HP <5.4 tons | YORK | HRCU-A-CB (Split System: Heat Pump with Remote Outdoor Unit-Air-Source) | HH824E2S11 | ADP |  | H,YE24*36+TXV | TM9E026A08MP12 | 22000 | 16 | 8.55 | 21200 | 17200 | 81.13% | 1.92 | 0 | 10.5 |  |  |  | No | R-454B | 1.8333 | Residential & Commercial | Ducted CEE Tier 1
215731710 | Central HP <5.4 tons | YORK | HRCU-A-CB (Split System: Heat Pump with Remote Outdoor Unit-Air-Source) | HH860E2S11 | ADP |  | H,YG3K*60+TXV-BLEED | Y81E120C16SMPS1 | 44000 | 17 | 8.5 | 42000 | 32600 | 77.62% | 2 | 0 | 12 |  |  |  | No | R-454B | 3.6667 | Residential & Commercial | Ducted CEE Tier 1
215731735 | Central HP <5.4 tons | YORK | HRCU-A-CB (Split System: Heat Pump with Remote Outdoor Unit-Air-Source) | HH860E2S11 | ADP |  | H,YG88*48+TXV-BLEED | Y81E120C16SMPS1 | 44000 | 18 | 8.5 | 41500 | 32600 | 78.55% | 2 | 0 | 12 |  |  |  | No | R-454B | 3.6667 | Residential & Commercial | Ducted CEE Tier 1
215731746 | Central HP <5.4 tons | YORK | HRCU-A-CB (Split System: Heat Pump with Remote Outdoor Unit-Air-Source) | HH860E2S11 | ADP |  | H,YG54*60+TXV | Y81E120C20SMPS1 | 52500 | 19 | 8.5 | 51500 | 38000 | 73.79% | 2 | 0 | 11.7 |  |  |  | No | R-454B | 4.375 | Residential & Commercial | Ducted CEE Tier 1
215731776 | Central HP <5.4 tons | YORK | HRCU-A-CB (Split System: Heat Pump with Remote Outdoor Unit-Air-Source) | HH860E2S11 | ADP |  | H,YG3K*60+TXV-BLEED | Y81E130D20SMPS1 | 45000 | 18 | 9 | 43000 | 33200 | 77.21% | 2 | 0 | 12 |  |  |  | No | R-454B | 3.75 | Residential & Commercial | Ducted CEE Tier 1
215731787 | Central HP <5.4 tons | YORK | HRCU-A-CB (Split System: Heat Pump with Remote Outdoor Unit-Air-Source) | HH860E2S11 | ADP |  | H,YG51*60+TXV-BLEED | Y81E130D20SMPS1 | 54000 | 19 | 8.5 | 52500 | 39000 | 74.29% | 2 | 0 | 11.7 |  |  |  | No | R-454B | 4.5 | Residential & Commercial | Ducted CEE Tier 1
214397400 | Central HP <5.4 tons | CHAMPION HEATING AND COOLING | HRCU-A-CB (Split System: Heat Pump with Remote Outdoor Unit-Air-Source) | HH860E2S11 |  |  | CTF60C5CGS1 | TM9Y100C16MP11 | 43500 | 17 | 9 | 44500 | 33800 | 75.96% | 2 | 0 | 11 |  |  |  | No | R-454B | 3.625 | Residential & Commercial | Ducted CEE Tier 1
215731739 | Central HP <5.4 tons | YORK | HRCU-A-CB (Split System: Heat Pump with Remote Outdoor Unit-Air-Source) | HH860E2S11 | ADP |  | H,YG72*60+TXV-BLEED | Y81E120C20SMPS1 | 52500 | 18 | 8.5 | 51500 | 38000 | 73.79% | 2 | 0 | 11.7 |  |  |  | No | R-454B | 4.375 | Residential & Commercial | Ducted CEE Tier 1
215731740 | Central HP <5.4 tons | YORK | HRCU-A-CB (Split System: Heat Pump with Remote Outdoor Unit-Air-Source) | HH860E2S11 | ADP |  | H,YG72*60+TXV | Y81E120C20SMPS1 | 52500 | 18 | 8.5 | 51500 | 38000 | 73.79% | 2 | 0 | 11.7 |  |  |  | No | R-454B | 4.375 | Residential & Commercial | Ducted CEE Tier 1
215735534 | Central HP <5.4 tons | YORK | HRCU-A-CB (Split System: Heat Pump with Remote Outdoor Unit-Air-Source) | HH824E2S11 | ADP |  | H,YE33*36+TXV-BLEED | TM9V040A10MP12 | 22400 | 16 | 8.8 | 21400 | 17100 | 79.91% | 1.96 | 0 | 10.5 |  |  |  | No | R-454B | 1.8667 | Residential & Commercial | Ducted CEE Tier 1
209872700 | Central HP <5.4 tons | RHEEM | HRCU-A-CB (Split System: Heat Pump with Remote Outdoor Unit-Air-Source) | RP18AZ36AJVC |  |  | RCFZ6021SEAAM | R962V0703A17M4S | 34200 | 19 | 8.5 | 35000 | 43000 | 122.9% | 2.2 | 0 | 12.5 |  |  |  | No | R-410A | 2.85 | Residential & Commercial | Ducted CEE Tier 1
215933060 | Central HP <5.4 tons | DAY & NIGHT | HRCU-A-CB (Split System: Heat Pump with Remote Outdoor Unit-Air-Source) | C5H3V36*K*AAA* |  |  | ESH5X36M12A*+WALLCON | *80CTL0451712B* | 32800 | 18.5 | 9 | 35800 | 27600 | 77.09% | 1.88 | 0 | 10.5 |  |  |  | No | R-454B | 2.7333 | Residential & Commercial | Ducted CEE Tier 1
215935030 | Central HP <5.4 tons | DAY & NIGHT | HRCU-A-CB (Split System: Heat Pump with Remote Outdoor Unit-Air-Source) | C5H3V36*K*AAA* |  |  | EVM5X49M21A*+WALLCON | *80CTL0901716B* | 35600 | 22 | 8.5 | 38000 | 28600 | 75.26% | 2.02 | 0 | 12 |  |  |  | No | R-454B | 2.9667 | Residential & Commercial | Ducted CEE Tier 1
215935180 | Central HP <5.4 tons | DAY & NIGHT | HRCU-A-CB (Split System: Heat Pump with Remote Outdoor Unit-Air-Source) | C5H3V36*K*AAA* |  |  | EVM5X60M21A*+WALLCON | *80CTL0451712B* | 35200 | 21 | 8.5 | 39000 | 29400 | 75.38% | 2 | 0 | 11.7 |  |  |  | No | R-454B | 2.9333 | Residential & Commercial | Ducted CEE Tier 1
207573548 | Central HP <5.4 tons | DAY & NIGHT | HRCU-A-CB (Split System: Heat Pump with Remote Outdoor Unit-Air-Source) | CVH837GKA2* | ADP |  | PL36H210P299 | *80CSU0601716A* | 32400 | 18 | 8.1 | 30600 | 27400 | 89.54% | 2.2 | 12 | 11 |  |  |  | No | R-410A | 2.7 | Residential & Commercial | Ducted CEE Tier 1
213080063 | Central HP <5.4 tons | CARRIER | HRCU-A-CB (Split System: Heat Pump with Remote Outdoor Unit-Air-Source) | 38MURAQ36AB3* |  |  | CAP**4821AL* | 59SC6A080M17**16 | 35800 | 15.5 | 8.5 | 38000 | 34800 | 91.58% | 2.02 | 0 | 10 |  |  |  | No | R-410A | 2.9833 | Residential & Commercial | Ducted CEE Tier 1
213080788 | Central HP <5.4 tons | CARRIER | HRCU-A-CB (Split System: Heat Pump with Remote Outdoor Unit-Air-Source) | 38MURAQ36AB3* |  |  | CAP**3721AL* | 59SU5B080M21**20 | 36600 | 16 | 8.5 | 38500 | 35000 | 90.91% | 2.06 | 0 | 10 |  |  |  | No | R-410A | 3.05 | Residential & Commercial | Ducted CEE Tier 1
216031606 | Central HP <5.4 tons | ARMSTRONG AIR | HRCU-A-C (Split System: Heat Pump with Remote Outdoor Unit with No Indoor Fan --Air Source) | A7SCP18V36P-**A |  |  | 7E[C,U]36BX-**+TDR |  | 34000 | 15.2 | 8.5 | 34000 | 28800 | 84.71% | 1.75 | 0 | 10.6 |  |  |  | No | R-454B | 2.8333 | Residential & Commercial | Ducted CEE Tier 1
215731741 | Central HP <5.4 tons | YORK | HRCU-A-CB (Split System: Heat Pump with Remote Outdoor Unit-Air-Source) | HH860E2S11 | ADP |  | H,YG3K*48+TXV-BLEED | Y81E120C20SMPS1 | 45000 | 18 | 8.5 | 43500 | 33600 | 77.24% | 2 | 0 | 11.7 |  |  |  | No | R-454B | 3.75 | Residential & Commercial | Ducted CEE Tier 1
213785179 | Central HP <5.4 tons | CARRIER | HRCU-A-CB (Split System: Heat Pump with Remote Outdoor Unit-Air-Source) | 25VNA424A*031* |  |  | CAP**4321AL*+UI | 59TN6C060C17**14 | 24000 | 20 | 10.5 | 26600 | 19800 | 74.44% | 2.5 | 0 | 13 |  |  |  | No | R-410A | 2 | Residential & Commercial | Ducted CEE Tier 1
213785199 | Central HP <5.4 tons | CARRIER | HRCU-A-CB (Split System: Heat Pump with Remote Outdoor Unit-Air-Source) | 25VNA424A*031* |  |  | CSPH*3012AL*+UI | 59MN7C060C17**14 | 23000 | 18.5 | 10 | 27000 | 20200 | 74.81% | 2.4 | 0 | 12 |  |  |  | No | R-410A | 1.9167 | Residential & Commercial | Ducted CEE Tier 1
213785213 | Central HP <5.4 tons | CARRIER | HRCU-A-CB (Split System: Heat Pump with Remote Outdoor Unit-Air-Source) | 25VNA424A*031* |  |  | CSPH*3012AL*+UI | 59TN6C120C24**22 | 23400 | 19 | 10 | 26800 | 19900 | 74.25% | 2.44 | 0 | 12.5 |  |  |  | No | R-410A | 1.95 | Residential & Commercial | Ducted CEE Tier 1
213785249 | Central HP <5.4 tons | CARRIER | HRCU-A-CB (Split System: Heat Pump with Remote Outdoor Unit-Air-Source) | 25VNA424A*031* |  |  | CSPH*4212AL*+UI | 58TN*B070C17**16 | 23800 | 19 | 9.5 | 26600 | 19800 | 74.44% | 2.5 | 0 | 12.5 |  |  |  | No | R-410A | 1.9833 | Residential & Commercial | Ducted CEE Tier 1
213785025 | Central HP <5.4 tons | CARRIER | HRCU-A-CB (Split System: Heat Pump with Remote Outdoor Unit-Air-Source) | 25VNA424A*031* |  |  | CAP**2417AL*+UI | 59TN6C080C17**14 | 23000 | 19.5 | 10 | 27000 | 20200 | 74.81% | 2.28 | 0 | 12.5 |  |  |  | No | R-410A | 1.9167 | Residential & Commercial | Ducted CEE Tier 1
213785109 | Central HP <5.4 tons | CARRIER | HRCU-A-CB (Split System: Heat Pump with Remote Outdoor Unit-Air-Source) | 25VNA424A*031* |  |  | CAP**3721AL*+UI | 58TN*B070C17**16 | 23800 | 20 | 10.5 | 26400 | 19800 | 75% | 2.52 | 0 | 13 |  |  |  | No | R-410A | 1.9833 | Residential & Commercial | Ducted CEE Tier 1
215588092 | Central HP <5.4 tons | BRYANT HEATING AND COOLING SYSTEMS | HRCU-A-CB (Split System: Heat Pump with Remote Outdoor Unit-Air-Source) | 291VAN054**AA* |  |  | CAA**6024AM*+UI | 88*TB60070C21*** | 49000 | 19 | 10.5 | 53000 | 54000 | 101.9% | 1.92 | 0 | 11 |  |  |  | No | R-454B | 4.0833 | Residential & Commercial | Ducted CEE Tier 1
215588126 | Central HP <5.4 tons | BRYANT HEATING AND COOLING SYSTEMS | HRCU-A-CB (Split System: Heat Pump with Remote Outdoor Unit-Air-Source) | 291VAN054**AA* |  |  | CAA**6121AM*+UI | 986TD42080C17*** | 48500 | 18.5 | 9 | 51000 | 50500 | 99.02% | 1.98 | 0 | 12 |  |  |  | No | R-454B | 4.0417 | Residential & Commercial | Ducted CEE Tier 1
215588174 | Central HP <5.4 tons | BRYANT HEATING AND COOLING SYSTEMS | HRCU-A-CB (Split System: Heat Pump with Remote Outdoor Unit-Air-Source) | 291VAN054**AA* |  |  | CSAH*6012AM*+UI | 935CB66100C21*** | 50000 | 18.5 | 10 | 52000 | 53000 | 101.9% | 1.84 | 0 | 11.5 |  |  |  | No | R-454B | 4.1667 | Residential & Commercial | Ducted CEE Tier 1
215588176 | Central HP <5.4 tons | BRYANT HEATING AND COOLING SYSTEMS | HRCU-A-CB (Split System: Heat Pump with Remote Outdoor Unit-Air-Source) | 291VAN054**AA* |  |  | CSAH*6012AM*+UI | 987MC60060C21*** | 48500 | 17.5 | 10.5 | 53500 | 53000 | 99.07% | 1.88 | 0 | 10 |  |  |  | No | R-454B | 4.0417 | Residential & Commercial | Ducted CEE Tier 1
215425665 | Central HP <5.4 tons | YORK | HRCU-A-CB (Split System: Heat Pump with Remote Outdoor Unit-Air-Source) | HH824E2S11 | ADP |  | H,YE24*24+TXV | TM8E080B12MP11 | 21800 | 17 | 8.55 | 21200 | 17500 | 82.55% | 1.92 | 0 | 11 |  |  |  | No | R-454B | 1.8167 | Residential & Commercial | Ducted CEE Tier 1
214396218 | Central HP <5.4 tons | CHAMPION HEATING AND COOLING | HRCU-A-CB (Split System: Heat Pump with Remote Outdoor Unit-Air-Source) | HH824E2S11 |  |  | JHE30B5AD2SS1 |  | 23000 | 19 | 9.5 | 23000 | 18100 | 78.7% | 2 | 0 | 12 |  |  |  | No | R-454B | 1.9167 | Residential & Commercial | Ducted CEE Tier 1
214396270 | Central HP <5.4 tons | CHAMPION HEATING AND COOLING | HRCU-A-CB (Split System: Heat Pump with Remote Outdoor Unit-Air-Source) | HH824E2S11 |  |  | CTM30B5ACS1 | TM9V080B12MP12 | 23000 | 17 | 9.5 | 23000 | 17800 | 77.39% | 2 | 0 | 12 |  |  |  | No | R-454B | 1.9167 | Residential & Commercial | Ducted CEE Tier 1
216581409 | Central HP <5.4 tons | BRYANT HEATING AND COOLING SYSTEMS | HRCU-A-CB (Split System: Heat Pump with Remote Outdoor Unit-Air-Source) | 284ANV036*0**B* |  |  | CAP**4821AL*+UI | 987TA42060C17*** | 33000 | 18.5 | 9 | 35400 | 25800 | 72.88% | 1.8 | 0 | 11 |  |  |  | No | R-410A | 2.75 | Residential & Commercial | Ducted CEE Tier 1
211941561 | Central HP <5.4 tons | CARRIER | HRCU-A-CB (Split System: Heat Pump with Remote Outdoor Unit-Air-Source) | 25VNA448A*031* | ADP |  | H,PG36948 | 58TN*A090C21**20 | 44000 | 21 | 8.1 | 44500 | 35800 | 80.45% | 2.28 | 0 | 12 |  |  |  | No | R-410A | 3.6667 | Residential & Commercial | Ducted CEE Tier 1
215681986 | Central HP <5.4 tons | AIRQUEST | HRCU-A-CB (Split System: Heat Pump with Remote Outdoor Unit-Air-Source) | H5H0V48*K*AAA* |  |  | EVM5X60M24A*+WALLCON | *80CSU0802120B* | 48000 | 19 | 9 | 50000 | 36200 | 72.4% | 2.12 | 0 | 10 |  |  |  | No | R-454B | 4 | Residential & Commercial | Ducted CEE Tier 1
212394328 | Central HP <5.4 tons | DIYCOOL | HRCU-A-C (Split System: Heat Pump with Remote Outdoor Unit with No Indoor Fan --Air Source) | ACIQ-24-EHPB |  |  | ACIQ-24-ACL |  | 24000 | 15.7 | 9.8 | 25600 | 18500 | 72.27% | 2.2 | 10.3 | 10 |  |  |  | No | R-410A | 2 | Residential & Commercial | Ducted CEE Tier 1
215425664 | Central HP <5.4 tons | YORK | HRCU-A-CB (Split System: Heat Pump with Remote Outdoor Unit-Air-Source) | HH824E2S11 | ADP |  | H,YE7J*24+TXV | TM8E060A12MP11 | 22400 | 17 | 8.8 | 21400 | 17500 | 81.78% | 1.96 | 0 | 11 |  |  |  | No | R-454B | 1.8667 | Residential & Commercial | Ducted CEE Tier 1
215679646 | Central HP <5.4 tons | AIRQUEST | HRCU-A-CB (Split System: Heat Pump with Remote Outdoor Unit-Air-Source) | H5H0V36*K*AAA* |  |  | EA*5X61M21A*+WALLCON | *97CTN0802120A* | 34800 | 18 | 9 | 34400 | 24800 | 72.09% | 1.92 | 0 | 10.5 |  |  |  | No | R-454B | 2.9 | Residential & Commercial | Ducted CEE Tier 1
215731824 | Central HP <5.4 tons | YORK | HRCU-A-CB (Split System: Heat Pump with Remote Outdoor Unit-Air-Source) | HH836E2S11 | ADP |  | H,YG48*36+TXV-BLEED | TM9Y080C16MP11 | 32800 | 19 | 8.5 | 29400 | 23800 | 80.95% | 2 | 0 | 11 |  |  |  | No | R-454B | 2.7333 | Residential & Commercial | Ducted CEE Tier 1
214397341 | Central HP <5.4 tons | CHAMPION HEATING AND COOLING | HRCU-A-CB (Split System: Heat Pump with Remote Outdoor Unit-Air-Source) | HH836E2S11 |  |  | CTM48C5CFS1 | TMLE080C20MP11 | 34600 | 18 | 8.5 | 32800 | 25800 | 78.66% | 2 | 0 | 11 |  |  |  | No | R-454B | 2.8833 | Residential & Commercial | Ducted CEE Tier 1
213785346 | Central HP <5.4 tons | CARRIER | HRCU-A-CB (Split System: Heat Pump with Remote Outdoor Unit-Air-Source) | 25VNA436A*031* |  |  | CAP**3617AL*+UI | 59MN7C080C17**14 | 32000 | 18.5 | 8.5 | 38500 | 27000 | 70.13% | 1.92 | 0 | 11 |  |  |  | No | R-410A | 2.6667 | Residential & Commercial | Ducted CEE Tier 1
213785350 | Central HP <5.4 tons | CARRIER | HRCU-A-CB (Split System: Heat Pump with Remote Outdoor Unit-Air-Source) | 25VNA436A*031* |  |  | CAP**3617AL*+UI | 59TN6C080C17**14 | 32000 | 18.5 | 8.5 | 38500 | 27000 | 70.13% | 1.94 | 0 | 11 |  |  |  | No | R-410A | 2.6667 | Residential & Commercial | Ducted CEE Tier 1
213785416 | Central HP <5.4 tons | CARRIER | HRCU-A-CB (Split System: Heat Pump with Remote Outdoor Unit-Air-Source) | 25VNA436A*031* |  |  | CAP**3721AL*+UI | 59TN6C100C21**22 | 33800 | 19.5 | 9 | 36400 | 25600 | 70.33% | 2.04 | 0 | 12 |  |  |  | No | R-410A | 2.8167 | Residential & Commercial | Ducted CEE Tier 1
215731302 | Central HP <5.4 tons | YORK | HRCU-A-CB (Split System: Heat Pump with Remote Outdoor Unit-Air-Source) | HH836E2S11 | ADP |  | H,YG48*36+TXV | Y81E080B12SMPS1 | 32800 | 18 | 8.5 | 28400 | 24400 | 85.92% | 2 | 0 | 11.7 |  |  |  | No | R-454B | 2.7333 | Residential & Commercial | Ducted CEE Tier 1
215588108 | Central HP <5.4 tons | BRYANT HEATING AND COOLING SYSTEMS | HRCU-A-CB (Split System: Heat Pump with Remote Outdoor Unit-Air-Source) | 291VAN054**AA* |  |  | CAA**6024AM*+UI | 987MC66120C24*** | 49000 | 19 | 10.5 | 52500 | 53500 | 101.9% | 1.96 | 0 | 11 |  |  |  | No | R-454B | 4.0833 | Residential & Commercial | Ducted CEE Tier 1
213785420 | Central HP <5.4 tons | CARRIER | HRCU-A-CB (Split System: Heat Pump with Remote Outdoor Unit-Air-Source) | 25VNA436A*031* |  |  | CAP**4221AL*+UI | 58TN*B070C17**16 | 32400 | 19 | 8.5 | 38000 | 26600 | 70% | 1.96 | 0 | 11.5 |  |  |  | No | R-410A | 2.7 | Residential & Commercial | Ducted CEE Tier 1
213785454 | Central HP <5.4 tons | CARRIER | HRCU-A-CB (Split System: Heat Pump with Remote Outdoor Unit-Air-Source) | 25VNA436A*031* |  |  | CAP**4224AL*+UI | 59TN6C120C24**22 | 32600 | 19 | 9 | 37800 | 26600 | 70.37% | 1.98 | 0 | 11.7 |  |  |  | No | R-410A | 2.7167 | Residential & Commercial | Ducted CEE Tier 1
213785536 | Central HP <5.4 tons | CARRIER | HRCU-A-CB (Split System: Heat Pump with Remote Outdoor Unit-Air-Source) | 25VNA436A*031* |  |  | CAP**6121AL*+UI | 58TN*B090C17**16 | 34200 | 19.5 | 9 | 35800 | 25200 | 70.39% | 2 | 0 | 12 |  |  |  | No | R-410A | 2.85 | Residential & Commercial | Ducted CEE Tier 1
213785636 | Central HP <5.4 tons | CARRIER | HRCU-A-CB (Split System: Heat Pump with Remote Outdoor Unit-Air-Source) | 25VNA436A*031* |  |  | CSPH*3612AL*+UI | 58TN*B070C14**12 | 33000 | 18 | 8.5 | 37200 | 26400 | 70.97% | 2 | 0 | 11 |  |  |  | No | R-410A | 2.75 | Residential & Commercial | Ducted CEE Tier 1
213785704 | Central HP <5.4 tons | CARRIER | HRCU-A-CB (Split System: Heat Pump with Remote Outdoor Unit-Air-Source) | 25VNA436A*031* |  |  | CSPH*4812AL*+UI | 58TN*B090C17**16 | 33600 | 18.5 | 8.5 | 36600 | 25800 | 70.49% | 2.04 | 0 | 11.7 |  |  |  | No | R-410A | 2.8 | Residential & Commercial | Ducted CEE Tier 1
213785720 | Central HP <5.4 tons | CARRIER | HRCU-A-CB (Split System: Heat Pump with Remote Outdoor Unit-Air-Source) | 25VNA436A*031* |  |  | CSPH*4812AL*+UI | 59MN7C120C24**22 | 33600 | 18.5 | 8.5 | 36600 | 25800 | 70.49% | 2.04 | 0 | 11.7 |  |  |  | No | R-410A | 2.8 | Residential & Commercial | Ducted CEE Tier 1
215934480 | Central HP <5.4 tons | DAY & NIGHT | HRCU-A-CB (Split System: Heat Pump with Remote Outdoor Unit-Air-Source) | C5H3V48*K*AAA* |  |  | ESH5X48M12A*+WALLCON | *80CTL1352422B* | 44500 | 20.5 | 9 | 48500 | 36400 | 75.05% | 1.82 | 0 | 11 |  |  |  | No | R-454B | 3.7083 | Residential & Commercial | Ducted CEE Tier 1
215588110 | Central HP <5.4 tons | BRYANT HEATING AND COOLING SYSTEMS | HRCU-A-CB (Split System: Heat Pump with Remote Outdoor Unit-Air-Source) | 291VAN054**AA* |  |  | CAA**6024AM*+UI | 986TD66100C21*** | 49000 | 19 | 10.5 | 52500 | 53500 | 101.9% | 1.96 | 0 | 11 |  |  |  | No | R-454B | 4.0833 | Residential & Commercial | Ducted CEE Tier 1
215588124 | Central HP <5.4 tons | BRYANT HEATING AND COOLING SYSTEMS | HRCU-A-CB (Split System: Heat Pump with Remote Outdoor Unit-Air-Source) | 291VAN054**AA* |  |  | CAA**6121AM*+UI | 987MC60080C21*** | 50000 | 19 | 10.5 | 53000 | 53000 | 100% | 1.92 | 0 | 11 |  |  |  | No | R-454B | 4.1667 | Residential & Commercial | Ducted CEE Tier 1
215588308 | Central HP <5.4 tons | BRYANT HEATING AND COOLING SYSTEMS | HRCU-A-CB (Split System: Heat Pump with Remote Outdoor Unit-Air-Source) | 291VAN054**AA* |  |  | CVAVA4824XMA*+UI | 987MC60080C21*** | 51000 | 18.5 | 8.1 | 52500 | 45500 | 86.67% | 1.88 | 0 | 11 |  |  |  | No | R-454B | 4.25 | Residential & Commercial | Ducted CEE Tier 1
215588326 | Central HP <5.4 tons | BRYANT HEATING AND COOLING SYSTEMS | HRCU-A-CB (Split System: Heat Pump with Remote Outdoor Unit-Air-Source) | 291VAN054**AA* |  |  | CVAVA4924XMA*+UI | 987MC60080C21*** | 51500 | 19 | 8.1 | 53000 | 45500 | 85.85% | 1.88 | 0 | 11.5 |  |  |  | No | R-454B | 4.2917 | Residential & Commercial | Ducted CEE Tier 1
215588192 | Central HP <5.4 tons | BRYANT HEATING AND COOLING SYSTEMS | HRCU-A-CB (Split System: Heat Pump with Remote Outdoor Unit-Air-Source) | 291VAN054**AA* |  |  | FE5BN(B,X)C48L*+UI |  | 50000 | 20 | 11 | 52000 | 52000 | 100% | 1.96 | 0 | 12.5 |  |  |  | No | R-454B | 4.1667 | Residential & Commercial | Ducted CEE Tier 1
215588460 | Central HP <5.4 tons | BRYANT HEATING AND COOLING SYSTEMS | HRCU-A-CB (Split System: Heat Pump with Remote Outdoor Unit-Air-Source) | 291VAN054**AA* |  |  | CSAH*6012AM*+UI | 987TA60080C21*** | 49500 | 18.5 | 10.5 | 52500 | 53500 | 101.9% | 1.9 | 0 | 11 |  |  |  | No | R-454B | 4.125 | Residential & Commercial | Ducted CEE Tier 1
215588492 | Central HP <5.4 tons | BRYANT HEATING AND COOLING SYSTEMS | HRCU-A-CB (Split System: Heat Pump with Remote Outdoor Unit-Air-Source) | 291VAN054**AA* |  |  | CVAMA6024XMA*+UI | 987TA66100C21*** | 52000 | 19 | 8.1 | 53000 | 46500 | 87.74% | 1.84 | 0 | 11.5 |  |  |  | No | R-454B | 4.3333 | Residential & Commercial | Ducted CEE Tier 1
215295190 | Central HP <5.4 tons | AIRQUEST | HRCU-A-CB (Split System: Heat Pump with Remote Outdoor Unit-Air-Source) | DLCURAH36ABK | ADP |  | H,GE35936 | *96MSN1202422A* | 35200 | 16 | 8.1 | 36800 | 34600 | 94.02% | 1.88 | 0 | 10 |  |  |  | No | R-410A | 2.9333 | Residential & Commercial | Ducted CEE Tier 1
216010752 | Central HP <5.4 tons | FRASER-JOHNSTON | HRCU-A-CB (Split System: Heat Pump with Remote Outdoor Unit-Air-Source) | HH824E2S11 |  |  | CTM36B5ADS1 | TL9E060B12UH11 | 23000 | 18 | 9 | 23000 | 18900 | 82.17% | 2 | 0 | 12 |  |  |  | No | R-454B | 1.9167 | Residential & Commercial | Ducted CEE Tier 1
215588080 | Central HP <5.4 tons | BRYANT HEATING AND COOLING SYSTEMS | HRCU-A-CB (Split System: Heat Pump with Remote Outdoor Unit-Air-Source) | 291VAN054**AA* |  |  | CAA**4821AM*+UI | 935CB48060C17*** | 47000 | 17.5 | 10.5 | 51500 | 50500 | 98.06% | 2.04 | 0 | 11 |  |  |  | No | R-454B | 3.9167 | Residential & Commercial | Ducted CEE Tier 1
215588096 | Central HP <5.4 tons | BRYANT HEATING AND COOLING SYSTEMS | HRCU-A-CB (Split System: Heat Pump with Remote Outdoor Unit-Air-Source) | 291VAN054**AA* |  |  | CAA**6024AM*+UI | 88*TB60110C21*** | 49500 | 19.5 | 10.5 | 52500 | 53000 | 101% | 1.96 | 0 | 11.5 |  |  |  | No | R-454B | 4.125 | Residential & Commercial | Ducted CEE Tier 1
215588130 | Central HP <5.4 tons | BRYANT HEATING AND COOLING SYSTEMS | HRCU-A-CB (Split System: Heat Pump with Remote Outdoor Unit-Air-Source) | 291VAN054**AA* |  |  | CAA**6124AM*+UI | 987MC60060C21*** | 49000 | 18.5 | 11 | 53500 | 53500 | 100% | 1.9 | 0 | 10.5 |  |  |  | No | R-454B | 4.0833 | Residential & Commercial | Ducted CEE Tier 1
215588264 | Central HP <5.4 tons | BRYANT HEATING AND COOLING SYSTEMS | HRCU-A-CB (Split System: Heat Pump with Remote Outdoor Unit-Air-Source) | 291VAN054**AA* |  |  | CVAMA6024XMA*+UI | 986TD66100C21*** | 52000 | 19 | 8.1 | 53000 | 46500 | 87.74% | 1.84 | 0 | 11.5 |  |  |  | No | R-454B | 4.3333 | Residential & Commercial | Ducted CEE Tier 1
215425697 | Central HP <5.4 tons | YORK | HRCU-A-CB (Split System: Heat Pump with Remote Outdoor Unit-Air-Source) | HH824E2S11 | ADP |  | H,YE32*30+TXV | TM9E026A08MP12 | 22200 | 16 | 8.65 | 21200 | 17200 | 81.13% | 1.94 | 0 | 10.5 |  |  |  | No | R-454B | 1.85 | Residential & Commercial | Ducted CEE Tier 1
213360255 | Central HP <5.4 tons | LENNOX | HRCU-A-CB (Split System: Heat Pump with Remote Outdoor Unit-Air-Source) | SL25XPV-036-230A** | ADP |  | L*35/36U9 | EL297UH070XV36B* | 33800 | 21 | 8.8 | 33000 | 25800 | 78.18% | 1.82 | 0 | 13 |  |  |  | No | R-410A | 2.8167 | Residential & Commercial | Ducted CEE Tier 1
215295456 | Central HP <5.4 tons | AIRQUEST | HRCU-A-CB (Split System: Heat Pump with Remote Outdoor Unit-Air-Source) | DLCURAH36ABK | ADP |  | HG82936 | *96VTN0801716B* | 35600 | 16 | 8.1 | 36800 | 34600 | 94.02% | 1.98 | 0 | 10 |  |  |  | No | R-410A | 2.9667 | Residential & Commercial | Ducted CEE Tier 1
215294902 | Central HP <5.4 tons | AIRQUEST | HRCU-A-CB (Split System: Heat Pump with Remote Outdoor Unit-Air-Source) | DLCURAH36ABK | ADP |  | H,GE8J936 | *92MSN1202420A* | 35800 | 16 | 8.1 | 36800 | 34800 | 94.57% | 1.9 | 0 | 10 |  |  |  | No | R-410A | 2.9833 | Residential & Commercial | Ducted CEE Tier 1
216374486 | Central HP <5.4 tons | TRANE | HRCU-A-CB (Split System: Heat Pump with Remote Outdoor Unit-Air-Source) | 5HPL5036A1000AA |  |  | 5TEM6D04AV31+TDR |  | 34000 | 16 | 8.1 | 34000 | 27000 | 79.41% | 1.75 | 0 | 11.7 |  |  |  | No | R-454B | 2.8333 | Residential & Commercial | Ducted CEE Tier 1
207455425 | Central HP <5.4 tons | LENNOX | HRCU-A-CB (Split System: Heat Pump with Remote Outdoor Unit-Air-Source) | SL25XPV-048-230A** | ADP |  | LH40/61W9 | SL297UH080NV60C* | 44500 | 20 | 9.2 | 43500 | 37200 | 85.52% | 1.82 | 12.5 | 12 |  |  |  | No | R-410A | 3.7083 | Residential & Commercial | Ducted CEE Tier 1
215675605 | Central HP <5.4 tons | HEIL | HRCU-A-CB (Split System: Heat Pump with Remote Outdoor Unit-Air-Source) | H5H0V48*K*AAA* |  |  | EVM5X49M21A*+WALLCON | *97CMN0602120B* | 47500 | 18.5 | 9 | 50000 | 37200 | 74.4% | 1.98 | 0 | 10 |  |  |  | No | R-454B | 3.9583 | Residential & Commercial | Ducted CEE Tier 1
215675735 | Central HP <5.4 tons | HEIL | HRCU-A-CB (Split System: Heat Pump with Remote Outdoor Unit-Air-Source) | H5H0V48*K*AAA* |  |  | EVM5X60M21A*+WALLCON | *80CTL0902120B* | 48000 | 19 | 9.5 | 50000 | 36600 | 73.2% | 2.1 | 0 | 10.5 |  |  |  | No | R-454B | 4 | Residential & Commercial | Ducted CEE Tier 1
215676405 | Central HP <5.4 tons | HEIL | HRCU-A-CB (Split System: Heat Pump with Remote Outdoor Unit-Air-Source) | H5H0V48*K*AAA* |  |  | EVD5X60M21A*+WALLCON | *80CSU0601716A* | 48000 | 19 | 9 | 50000 | 36800 | 73.6% | 2 | 0 | 10 |  |  |  | No | R-454B | 4 | Residential & Commercial | Ducted CEE Tier 1
215294903 | Central HP <5.4 tons | AIRQUEST | HRCU-A-CB (Split System: Heat Pump with Remote Outdoor Unit-Air-Source) | DLCURAH36ABK | ADP |  | HE8J936 | *92MSN1202420A* | 35800 | 16 | 8.1 | 36800 | 34800 | 94.57% | 1.9 | 0 | 10 |  |  |  | No | R-410A | 2.9833 | Residential & Commercial | Ducted CEE Tier 1
215295437 | Central HP <5.4 tons | AIRQUEST | HRCU-A-CB (Split System: Heat Pump with Remote Outdoor Unit-Air-Source) | DLCURAH36ABK | ADP |  | H,GG37936 | *96VTN0801716B* | 35400 | 16 | 8.1 | 36200 | 34400 | 95.03% | 2 | 0 | 10 |  |  |  | No | R-410A | 2.95 | Residential & Commercial | Ducted CEE Tier 1
215295438 | Central HP <5.4 tons | AIRQUEST | HRCU-A-CB (Split System: Heat Pump with Remote Outdoor Unit-Air-Source) | DLCURAH36ABK | ADP |  | H,GG48936 | *96VTN0801716B* | 35600 | 16 | 8.1 | 36800 | 34600 | 94.02% | 1.98 | 0 | 10 |  |  |  | No | R-410A | 2.9667 | Residential & Commercial | Ducted CEE Tier 1
215295451 | Central HP <5.4 tons | AIRQUEST | HRCU-A-CB (Split System: Heat Pump with Remote Outdoor Unit-Air-Source) | DLCURAH36ABK | ADP |  | H,GG80936 | *96VTN0801716B* | 35400 | 16 | 8.1 | 36200 | 34400 | 95.03% | 2 | 0 | 10 |  |  |  | No | R-410A | 2.95 | Residential & Commercial | Ducted CEE Tier 1
215295490 | Central HP <5.4 tons | AIRQUEST | HRCU-A-CB (Split System: Heat Pump with Remote Outdoor Unit-Air-Source) | DLCURAH36ABK | ADP |  | H,GG80936 | *96VTN0802120A* | 35600 | 16 | 8.1 | 36200 | 34200 | 94.48% | 2.02 | 0 | 10 |  |  |  | No | R-410A | 2.9667 | Residential & Commercial | Ducted CEE Tier 1
215295524 | Central HP <5.4 tons | AIRQUEST | HRCU-A-CB (Split System: Heat Pump with Remote Outdoor Unit-Air-Source) | DLCURAH36ABK | ADP |  | HG8J936 | *96VTN0802120B* | 35600 | 16 | 8.1 | 36800 | 34800 | 94.57% | 1.9 | 0 | 10 |  |  |  | No | R-410A | 2.9667 | Residential & Commercial | Ducted CEE Tier 1
215295565 | Central HP <5.4 tons | AIRQUEST | HRCU-A-CB (Split System: Heat Pump with Remote Outdoor Unit-Air-Source) | DLCURAH36ABK | ADP |  | H,GE8J936 | *96VTN1002120A* | 35800 | 15.2 | 8.1 | 37800 | 34800 | 92.06% | 1.9 | 0 | 10 |  |  |  | No | R-410A | 2.9833 | Residential & Commercial | Ducted CEE Tier 1
215295503 | Central HP <5.4 tons | AIRQUEST | HRCU-A-CB (Split System: Heat Pump with Remote Outdoor Unit-Air-Source) | DLCURAH36ABK | ADP |  | H,GG33936 | *96VTN0802120B* | 35400 | 16 | 8.1 | 36800 | 34800 | 94.57% | 1.9 | 0 | 10 |  |  |  | No | R-410A | 2.95 | Residential & Commercial | Ducted CEE Tier 1
215295505 | Central HP <5.4 tons | AIRQUEST | HRCU-A-CB (Split System: Heat Pump with Remote Outdoor Unit-Air-Source) | DLCURAH36ABK | ADP |  | H,GE33936 | *96VTN0802120B* | 35400 | 16 | 8.1 | 36800 | 34800 | 94.57% | 1.9 | 0 | 10 |  |  |  | No | R-410A | 2.95 | Residential & Commercial | Ducted CEE Tier 1
215295519 | Central HP <5.4 tons | AIRQUEST | HRCU-A-CB (Split System: Heat Pump with Remote Outdoor Unit-Air-Source) | DLCURAH36ABK | ADP |  | H,GG48936 | *96VTN0802120B* | 36200 | 16 | 8.5 | 36400 | 34400 | 94.51% | 2.04 | 0 | 10 |  |  |  | No | R-410A | 3.0167 | Residential & Commercial | Ducted CEE Tier 1
213780645 | Central HP <5.4 tons | CARRIER | HRCU-A-CB (Split System: Heat Pump with Remote Outdoor Unit-Air-Source) | 25VNA837A*031* |  |  | CAP**3617AL*+UI | 58TN*B070C14**12 | 31400 | 16.5 | 8.1 | 33400 | 24400 | 73.05% | 1.82 | 0 | 10.5 |  |  |  | No | R-410A | 2.6167 | Residential & Commercial | Ducted CEE Tier 1
213781095 | Central HP <5.4 tons | CARRIER | HRCU-A-CB (Split System: Heat Pump with Remote Outdoor Unit-Air-Source) | 25VNA837A*031* |  |  | CAP**4224AL*+UI | 58TN*B110C21**20 | 31800 | 17 | 8.1 | 32800 | 24200 | 73.78% | 1.88 | 0 | 11 |  |  |  | No | R-410A | 2.65 | Residential & Commercial | Ducted CEE Tier 1
213781195 | Central HP <5.4 tons | CARRIER | HRCU-A-CB (Split System: Heat Pump with Remote Outdoor Unit-Air-Source) | 25VNA837A*031* |  |  | CAP**4321AL*+UI | 58TN*B110C21**20 | 33000 | 17 | 8.5 | 32600 | 25000 | 76.69% | 1.98 | 0 | 11.5 |  |  |  | No | R-410A | 2.75 | Residential & Commercial | Ducted CEE Tier 1
215942546 | Central HP <5.4 tons | DAY & NIGHT | HRCU-A-CB (Split System: Heat Pump with Remote Outdoor Unit-Air-Source) | C5H3V36*K*AAA* |  |  | EVD5X61M21A*+WALLCON | *96CTN1002122B* | 36000 | 22 | 8.5 | 37400 | 28200 | 75.4% | 2.04 | 0 | 12.5 |  |  |  | No | R-454B | 3 | Residential & Commercial | Ducted CEE Tier 1
215942666 | Central HP <5.4 tons | DAY & NIGHT | HRCU-A-CB (Split System: Heat Pump with Remote Outdoor Unit-Air-Source) | C5H3V36*K*AAA* |  |  | EVD5X61M24A*+WALLCON | *97CTN0802120A* | 36000 | 22 | 8.5 | 37400 | 28200 | 75.4% | 2.04 | 0 | 12.5 |  |  |  | No | R-454B | 3 | Residential & Commercial | Ducted CEE Tier 1
213781215 | Central HP <5.4 tons | CARRIER | HRCU-A-CB (Split System: Heat Pump with Remote Outdoor Unit-Air-Source) | 25VNA837A*031* |  |  | CAP**4321AL*+UI | 59MN7C060C17**14 | 32600 | 16.5 | 8.1 | 33000 | 25400 | 76.97% | 1.94 | 0 | 11 |  |  |  | No | R-410A | 2.7167 | Residential & Commercial | Ducted CEE Tier 1
215588314 | Central HP <5.4 tons | BRYANT HEATING AND COOLING SYSTEMS | HRCU-A-CB (Split System: Heat Pump with Remote Outdoor Unit-Air-Source) | 291VAN054**AA* |  |  | CVAVA4924XMA*+UI | 88*TB60070C21*** | 51500 | 19 | 8.1 | 53000 | 47000 | 88.68% | 1.82 | 0 | 11.5 |  |  |  | No | R-454B | 4.2917 | Residential & Commercial | Ducted CEE Tier 1
215588364 | Central HP <5.4 tons | BRYANT HEATING AND COOLING SYSTEMS | HRCU-A-CB (Split System: Heat Pump with Remote Outdoor Unit-Air-Source) | 291VAN054**AA* |  |  | CVAVA6024XMA*+UI | 987MC60060C21*** | 51000 | 18.5 | 8.1 | 53500 | 46500 | 86.92% | 1.86 | 0 | 10.5 |  |  |  | No | R-454B | 4.25 | Residential & Commercial | Ducted CEE Tier 1
215295555 | Central HP <5.4 tons | AIRQUEST | HRCU-A-CB (Split System: Heat Pump with Remote Outdoor Unit-Air-Source) | DLCURAH36ABK | ADP |  | H,GE35936 | *96VTN1002120A* | 35800 | 15.2 | 8.1 | 37800 | 34800 | 92.06% | 1.9 | 0 | 10 |  |  |  | No | R-410A | 2.9833 | Residential & Commercial | Ducted CEE Tier 1
215295569 | Central HP <5.4 tons | AIRQUEST | HRCU-A-CB (Split System: Heat Pump with Remote Outdoor Unit-Air-Source) | DLCURAH36ABK | ADP |  | H,GG1K936 | *96VTN1002120A* | 36200 | 15.2 | 8.5 | 36800 | 34400 | 93.48% | 2.08 | 0 | 10 |  |  |  | No | R-410A | 3.0167 | Residential & Commercial | Ducted CEE Tier 1
215295571 | Central HP <5.4 tons | AIRQUEST | HRCU-A-CB (Split System: Heat Pump with Remote Outdoor Unit-Air-Source) | DLCURAH36ABK | ADP |  | H,GG80936 | *96VTN1002120A* | 36400 | 15.2 | 8.5 | 36800 | 34400 | 93.48% | 2.08 | 0 | 10 |  |  |  | No | R-410A | 3.0333 | Residential & Commercial | Ducted CEE Tier 1
215295603 | Central HP <5.4 tons | AIRQUEST | HRCU-A-CB (Split System: Heat Pump with Remote Outdoor Unit-Air-Source) | DLCURAH36ABK | ADP |  | H,GE7J936 | *96VTN1002120B* | 35200 | 16 | 8.1 | 36800 | 34800 | 94.57% | 1.82 | 0 | 10 |  |  |  | No | R-410A | 2.9333 | Residential & Commercial | Ducted CEE Tier 1
215295671 | Central HP <5.4 tons | AIRQUEST | HRCU-A-CB (Split System: Heat Pump with Remote Outdoor Unit-Air-Source) | DLCURAH36ABK | ADP |  | H,GE34936 | *96VTN1002122B* | 35400 | 16 | 8.1 | 36800 | 34600 | 94.02% | 1.88 | 0 | 10 |  |  |  | No | R-410A | 2.95 | Residential & Commercial | Ducted CEE Tier 1
215295574 | Central HP <5.4 tons | AIRQUEST | HRCU-A-CB (Split System: Heat Pump with Remote Outdoor Unit-Air-Source) | DLCURAH36ABK | ADP |  | H,GG81936 | *96VTN1002120A* | 36400 | 15.2 | 8.5 | 36800 | 34400 | 93.48% | 2.08 | 0 | 10 |  |  |  | No | R-410A | 3.0333 | Residential & Commercial | Ducted CEE Tier 1
215295590 | Central HP <5.4 tons | AIRQUEST | HRCU-A-CB (Split System: Heat Pump with Remote Outdoor Unit-Air-Source) | DLCURAH36ABK | ADP |  | H,GE34936 | *96VTN1002120B* | 35400 | 16 | 8.1 | 36800 | 34600 | 94.02% | 1.88 | 0 | 10 |  |  |  | No | R-410A | 2.95 | Residential & Commercial | Ducted CEE Tier 1
215295599 | Central HP <5.4 tons | AIRQUEST | HRCU-A-CB (Split System: Heat Pump with Remote Outdoor Unit-Air-Source) | DLCURAH36ABK | ADP |  | H,GG37936 | *96VTN1002120B* | 36000 | 16 | 8.5 | 36200 | 34400 | 95.03% | 2.04 | 0 | 10 |  |  |  | No | R-410A | 3 | Residential & Commercial | Ducted CEE Tier 1
215295624 | Central HP <5.4 tons | AIRQUEST | HRCU-A-CB (Split System: Heat Pump with Remote Outdoor Unit-Air-Source) | DLCURAH36ABK | ADP |  | HG32936 | *96VTN1002122A* | 35000 | 16 | 8.1 | 36800 | 34800 | 94.57% | 1.82 | 0 | 10 |  |  |  | No | R-410A | 2.9167 | Residential & Commercial | Ducted CEE Tier 1
215295164 | Central HP <5.4 tons | AIRQUEST | HRCU-A-CB (Split System: Heat Pump with Remote Outdoor Unit-Air-Source) | DLCURAH36ABK | ADP |  | H,GG1K936 | *96MSN1002122A* | 35600 | 16 | 8.5 | 36200 | 34200 | 94.48% | 2.06 | 0 | 10 |  |  |  | No | R-410A | 2.9667 | Residential & Commercial | Ducted CEE Tier 1
214651323 | Central HP <5.4 tons | FRASER-JOHNSTON | HRCU-A-CB (Split System: Heat Pump with Remote Outdoor Unit-Air-Source) | HH824E2S11 |  |  | CTU30B5XCS1+TXV | TM9E060B12MP12 | 23000 | 17 | 9.5 | 23000 | 18900 | 82.17% | 2 | 0 | 11.7 |  |  |  | No | R-454B | 1.9167 | Residential & Commercial | Ducted CEE Tier 1
214651570 | Central HP <5.4 tons | FRASER-JOHNSTON | HRCU-A-CB (Split System: Heat Pump with Remote Outdoor Unit-Air-Source) | HH824E2S11 |  |  | CTU30B5XCS1+TXV | TM8Y080B12MP11 | 23000 | 18 | 9.5 | 23000 | 18800 | 81.74% | 2 | 0 | 12 |  |  |  | No | R-454B | 1.9167 | Residential & Commercial | Ducted CEE Tier 1
215588090 | Central HP <5.4 tons | BRYANT HEATING AND COOLING SYSTEMS | HRCU-A-CB (Split System: Heat Pump with Remote Outdoor Unit-Air-Source) | 291VAN054**AA* |  |  | CAA**6024AM*+UI | 83*CA60100C21*** | 49000 | 19 | 10.5 | 52500 | 53500 | 101.9% | 1.96 | 0 | 11 |  |  |  | No | R-454B | 4.0833 | Residential & Commercial | Ducted CEE Tier 1
215588104 | Central HP <5.4 tons | BRYANT HEATING AND COOLING SYSTEMS | HRCU-A-CB (Split System: Heat Pump with Remote Outdoor Unit-Air-Source) | 291VAN054**AA* |  |  | CAA**6024AM*+UI | 987MC60080C21*** | 49000 | 19 | 10.5 | 52500 | 52500 | 100% | 2 | 0 | 11 |  |  |  | No | R-454B | 4.0833 | Residential & Commercial | Ducted CEE Tier 1
215588370 | Central HP <5.4 tons | BRYANT HEATING AND COOLING SYSTEMS | HRCU-A-CB (Split System: Heat Pump with Remote Outdoor Unit-Air-Source) | 291VAN054**AA* |  |  | CVAVA6024XMA*+UI | 987MC66120C24*** | 52000 | 19 | 8.1 | 53000 | 46500 | 87.74% | 1.84 | 0 | 11.5 |  |  |  | No | R-454B | 4.3333 | Residential & Commercial | Ducted CEE Tier 1
215588436 | Central HP <5.4 tons | BRYANT HEATING AND COOLING SYSTEMS | HRCU-A-CB (Split System: Heat Pump with Remote Outdoor Unit-Air-Source) | 291VAN054**AA* |  |  | CAA**6121AM*+UI | 83*CB36040C17*** | 50000 | 19 | 10 | 52000 | 51500 | 99.04% | 1.96 | 0 | 12 |  |  |  | No | R-454B | 4.1667 | Residential & Commercial | Ducted CEE Tier 1
213785161 | Central HP <5.4 tons | CARRIER | HRCU-A-CB (Split System: Heat Pump with Remote Outdoor Unit-Air-Source) | 25VNA424A*031* |  |  | CAP**4224AL*+UI | 59TN6C120C24**22 | 23400 | 20 | 10 | 26600 | 19700 | 74.06% | 2.46 | 0 | 13 |  |  |  | No | R-410A | 1.95 | Residential & Commercial | Ducted CEE Tier 1
213785211 | Central HP <5.4 tons | CARRIER | HRCU-A-CB (Split System: Heat Pump with Remote Outdoor Unit-Air-Source) | 25VNA424A*031* |  |  | CSPH*3012AL*+UI | 59TN6C100C21**22 | 23400 | 19 | 10 | 26800 | 19900 | 74.25% | 2.44 | 0 | 12.5 |  |  |  | No | R-410A | 1.95 | Residential & Commercial | Ducted CEE Tier 1
208552862 | Central HP <5.4 tons | RHEEM | HRCU-A-CB (Split System: Heat Pump with Remote Outdoor Unit-Air-Source) | RP18AZ60AJVC |  |  | RHMVZ6021SEACA |  | 53000 | 19 | 8.1 | 48500 | 45500 | 93.81% | 1.8 | 0 | 10 |  |  |  | No | R-410A | 4.4167 | Residential & Commercial | Ducted CEE Tier 1
215735530 | Central HP <5.4 tons | YORK | HRCU-A-CB (Split System: Heat Pump with Remote Outdoor Unit-Air-Source) | HH860E2S11 | ADP |  | H,YE35*48+TXV-BLEED | TM9Y100C16MP11 | 43000 | 16 | 8.3 | 42500 | 33400 | 78.59% | 1.96 | 0 | 10.5 |  |  |  | No | R-454B | 3.5833 | Residential & Commercial | Ducted CEE Tier 1
213785027 | Central HP <5.4 tons | CARRIER | HRCU-A-CB (Split System: Heat Pump with Remote Outdoor Unit-Air-Source) | 25VNA424A*031* |  |  | CAP**2517AL*+UI | 58TN*B045C17**12 | 23600 | 19.5 | 10.5 | 26600 | 20000 | 75.19% | 2.48 | 0 | 12.5 |  |  |  | No | R-410A | 1.9667 | Residential & Commercial | Ducted CEE Tier 1
214651097 | Central HP <5.4 tons | FRASER-JOHNSTON | HRCU-A-CB (Split System: Heat Pump with Remote Outdoor Unit-Air-Source) | HH860E2S11 |  |  | CTU60D5XHS1+TXV | TMLE130D20MP11 | 54000 | 19 | 8.5 | 55000 | 38500 | 70% | 2 | 0 | 11.7 |  |  |  | No | R-454B | 4.5 | Residential & Commercial | Ducted CEE Tier 1
207573699 | Central HP <5.4 tons | DAY & NIGHT | HRCU-A-CB (Split System: Heat Pump with Remote Outdoor Unit-Air-Source) | CVH848GKA2* | ADP |  | FG36960 | *80CTL0902120A* | 44500 | 17 | 8.5 | 44500 | 34600 | 77.75% | 2 | 10.5 | 10 |  |  |  | No | R-410A | 3.7083 | Residential & Commercial | Ducted CEE Tier 1
215295491 | Central HP <5.4 tons | AIRQUEST | HRCU-A-CB (Split System: Heat Pump with Remote Outdoor Unit-Air-Source) | DLCURAH36ABK | ADP |  | HG80936 | *96VTN0802120A* | 35600 | 16 | 8.1 | 36200 | 34200 | 94.48% | 2.02 | 0 | 10 |  |  |  | No | R-410A | 2.9667 | Residential & Commercial | Ducted CEE Tier 1
209872685 | Central HP <5.4 tons | RHEEM | HRCU-A-CB (Split System: Heat Pump with Remote Outdoor Unit-Air-Source) | RP18AZ24AJVC |  |  | RCFZ2421HEAAM | R962V0403A17M4S | 22800 | 20 | 8.5 | 22800 | 26000 | 114% | 2.1 | 0 | 12.5 |  |  |  | No | R-410A | 1.9 | Residential & Commercial | Ducted CEE Tier 1
215654003 | Central HP <5.4 tons | YORK | HRCU-A-CB (Split System: Heat Pump with Remote Outdoor Unit-Air-Source) | HH824E2S11 | ADP |  | F,PE*E31(1,2)25+TXV-BLEED |  | 23800 | 19 | 9.25 | 22400 | 16600 | 74.11% | 2.04 | 0 | 11.7 |  |  |  | No | R-454B | 1.9833 | Residential & Commercial | Ducted CEE Tier 1
213360248 | Central HP <5.4 tons | LENNOX | HRCU-A-CB (Split System: Heat Pump with Remote Outdoor Unit-Air-Source) | SL25XPV-036-230A** | ADP |  | LH35/36F9 | EL297UH045XV36B* | 33400 | 21 | 8.8 | 33200 | 25800 | 77.71% | 1.82 | 0 | 12.5 |  |  |  | No | R-410A | 2.7833 | Residential & Commercial | Ducted CEE Tier 1
216013304 | Central HP <5.4 tons | FRASER-JOHNSTON | HRCU-A-CB (Split System: Heat Pump with Remote Outdoor Unit-Air-Source) | HH824E2S11 |  |  | CTM36B5ADS1+JMET12BS2N1 |  | 23000 | 18 | 9.5 | 23000 | 18000 | 78.26% | 2 | 0 | 12 |  |  |  | No | R-454B | 1.9167 | Residential & Commercial | Ducted CEE Tier 1
215588122 | Central HP <5.4 tons | BRYANT HEATING AND COOLING SYSTEMS | HRCU-A-CB (Split System: Heat Pump with Remote Outdoor Unit-Air-Source) | 291VAN054**AA* |  |  | CAA**6121AM*+UI | 987MC42080C17*** | 49000 | 18 | 9.5 | 52000 | 51000 | 98.08% | 1.98 | 0 | 11.5 |  |  |  | No | R-454B | 4.0833 | Residential & Commercial | Ducted CEE Tier 1
215588156 | Central HP <5.4 tons | BRYANT HEATING AND COOLING SYSTEMS | HRCU-A-CB (Split System: Heat Pump with Remote Outdoor Unit-Air-Source) | 291VAN054**AA* |  |  | CSAH*6012AM*+UI | 88*TB36045C17*** | 48000 | 17 | 9.5 | 52500 | 51500 | 98.1% | 1.9 | 0 | 11 |  |  |  | No | R-454B | 4 | Residential & Commercial | Ducted CEE Tier 1
215588190 | Central HP <5.4 tons | BRYANT HEATING AND COOLING SYSTEMS | HRCU-A-CB (Split System: Heat Pump with Remote Outdoor Unit-Air-Source) | 291VAN054**AA* |  |  | CSAH*6012AM*+UI | 986TD66120C24*** | 50000 | 18.5 | 10.5 | 52500 | 53000 | 101% | 1.94 | 0 | 11.5 |  |  |  | No | R-454B | 4.1667 | Residential & Commercial | Ducted CEE Tier 1
213296995 | Central HP <5.4 tons | FRASER-JOHNSTON | HRCU-A-CB (Split System: Heat Pump with Remote Outdoor Unit-Air-Source) | HMH72B341 |  |  | XAFB36DBCN1 | Z8ES080B12LMPS1 | 34000 | 18 | 8.1 | 33400 | 24000 | 71.86% | 2.08 | 0 | 10 |  |  |  | No | R-410A | 2.8333 | Residential & Commercial | Ducted CEE Tier 1
215588290 | Central HP <5.4 tons | BRYANT HEATING AND COOLING SYSTEMS | HRCU-A-CB (Split System: Heat Pump with Remote Outdoor Unit-Air-Source) | 291VAN054**AA* |  |  | CVAMA6124XMA*+UI | 986TD66120C24*** | 53000 | 19.5 | 8.1 | 53500 | 46500 | 86.92% | 1.84 | 0 | 12 |  |  |  | No | R-454B | 4.4167 | Residential & Commercial | Ducted CEE Tier 1
207573717 | Central HP <5.4 tons | DAY & NIGHT | HRCU-A-CB (Split System: Heat Pump with Remote Outdoor Unit-Air-Source) | CVH848GKA2* | ADP |  | FG35948 | *95CSU0802120A* | 44500 | 17 | 8.5 | 44500 | 31800 | 71.46% | 2.24 | 10.5 | 10 |  |  |  | No | R-410A | 3.7083 | Residential & Commercial | Ducted CEE Tier 1
209872733 | Central HP <5.4 tons | RHEEM | HRCU-A-CB (Split System: Heat Pump with Remote Outdoor Unit-Air-Source) | RP18AZ60AJVC |  |  | RCFZ6021SEAAM | R962V0705A21M4S | 52500 | 18 | 8.1 | 52500 | 50500 | 96.19% | 1.9 | 0 | 10 |  |  |  | No | R-410A | 4.375 | Residential & Commercial | Ducted CEE Tier 1
213785041 | Central HP <5.4 tons | CARRIER | HRCU-A-CB (Split System: Heat Pump with Remote Outdoor Unit-Air-Source) | 25VNA424A*031* |  |  | CAP**2517AL*+UI | 59TN6C060C17**14 | 24000 | 19.5 | 10.5 | 26600 | 19900 | 74.81% | 2.5 | 0 | 13 |  |  |  | No | R-410A | 2 | Residential & Commercial | Ducted CEE Tier 1
213785061 | Central HP <5.4 tons | CARRIER | HRCU-A-CB (Split System: Heat Pump with Remote Outdoor Unit-Air-Source) | 25VNA424A*031* |  |  | CAP**3017AL*+UI | 59TN6C040C14**10 | 22800 | 17.5 | 9.5 | 27000 | 20600 | 76.3% | 2.28 | 0 | 11.5 |  |  |  | No | R-410A | 1.9 | Residential & Commercial | Ducted CEE Tier 1
213785077 | Central HP <5.4 tons | CARRIER | HRCU-A-CB (Split System: Heat Pump with Remote Outdoor Unit-Air-Source) | 25VNA424A*031* |  |  | CAP**3617AL*+UI | 59MN7C080C17**14 | 23200 | 19.5 | 10 | 26800 | 20000 | 74.63% | 2.38 | 0 | 12.5 |  |  |  | No | R-410A | 1.9333 | Residential & Commercial | Ducted CEE Tier 1
213785125 | Central HP <5.4 tons | CARRIER | HRCU-A-CB (Split System: Heat Pump with Remote Outdoor Unit-Air-Source) | 25VNA424A*031* |  |  | CAP**3721AL*+UI | 59TN6C080C17**14 | 24000 | 20 | 10.5 | 26400 | 19800 | 75% | 2.52 | 0 | 13 |  |  |  | No | R-410A | 2 | Residential & Commercial | Ducted CEE Tier 1
215731681 | Central HP <5.4 tons | YORK | HRCU-A-CB (Split System: Heat Pump with Remote Outdoor Unit-Air-Source) | HH860E2S11 | ADP |  | H,YG86*48+TXV-BLEED | Y81E100C16SMPS1 | 44000 | 18 | 8.5 | 42000 | 32800 | 78.1% | 2 | 0 | 12 |  |  |  | No | R-454B | 3.6667 | Residential & Commercial | Ducted CEE Tier 1
213785376 | Central HP <5.4 tons | CARRIER | HRCU-A-CB (Split System: Heat Pump with Remote Outdoor Unit-Air-Source) | 25VNA436A*031* |  |  | CAP**3717AL*+UI | 58TN*B045C17**12 | 33000 | 18 | 9 | 37200 | 26400 | 70.97% | 1.98 | 0 | 11 |  |  |  | No | R-410A | 2.75 | Residential & Commercial | Ducted CEE Tier 1
213785442 | Central HP <5.4 tons | CARRIER | HRCU-A-CB (Split System: Heat Pump with Remote Outdoor Unit-Air-Source) | 25VNA436A*031* |  |  | CAP**4224AL*+UI | 58TN*B090C21**20 | 32600 | 19 | 9 | 37800 | 26600 | 70.37% | 1.98 | 0 | 11.7 |  |  |  | No | R-410A | 2.7167 | Residential & Commercial | Ducted CEE Tier 1
213785476 | Central HP <5.4 tons | CARRIER | HRCU-A-CB (Split System: Heat Pump with Remote Outdoor Unit-Air-Source) | 25VNA436A*031* |  |  | CAP**4321AL*+UI | 59TN6C080C17**14 | 33800 | 19 | 9 | 36600 | 25800 | 70.49% | 2.02 | 0 | 11.7 |  |  |  | No | R-410A | 2.8167 | Residential & Commercial | Ducted CEE Tier 1
215588408 | Central HP <5.4 tons | BRYANT HEATING AND COOLING SYSTEMS | HRCU-A-CB (Split System: Heat Pump with Remote Outdoor Unit-Air-Source) | 291VAN054**AA* |  |  | CVAVA6124XMA*+UI | 987MC60080C21*** | 52500 | 19.5 | 8.1 | 53500 | 45500 | 85.05% | 1.86 | 0 | 12 |  |  |  | No | R-454B | 4.375 | Residential & Commercial | Ducted CEE Tier 1
213785546 | Central HP <5.4 tons | CARRIER | HRCU-A-CB (Split System: Heat Pump with Remote Outdoor Unit-Air-Source) | 25VNA436A*031* |  |  | CAP**6121AL*+UI | 59MN7C080C17**14 | 34000 | 19.5 | 9 | 36000 | 25200 | 70% | 1.98 | 0 | 12 |  |  |  | No | R-410A | 2.8333 | Residential & Commercial | Ducted CEE Tier 1
215853408 | Central HP <5.4 tons | FRASER-JOHNSTON | HRCU-A-CB (Split System: Heat Pump with Remote Outdoor Unit-Air-Source) | HH836E2S11 |  |  | CTM36C5CDS1+JMC16C2SN1 |  | 34400 | 19 | 9 | 31600 | 25800 | 81.65% | 2 | 0 | 11.7 |  |  |  | No | R-454B | 2.8667 | Residential & Commercial | Ducted CEE Tier 1
215731819 | Central HP <5.4 tons | YORK | HRCU-A-CB (Split System: Heat Pump with Remote Outdoor Unit-Air-Source) | HH836E2S11 | ADP |  | H,YG48*36+TXV-BLEED | TM8V100C16MP12 | 33600 | 18 | 8.5 | 29600 | 25000 | 84.46% | 2 | 0 | 11 |  |  |  | No | R-454B | 2.8 | Residential & Commercial | Ducted CEE Tier 1
215588426 | Central HP <5.4 tons | BRYANT HEATING AND COOLING SYSTEMS | HRCU-A-CB (Split System: Heat Pump with Remote Outdoor Unit-Air-Source) | 291VAN054**AA* |  |  | CAA**6024AM*+UI | 83*CB60080C21*** | 49500 | 19.5 | 10.5 | 52000 | 52500 | 101% | 1.98 | 0 | 12 |  |  |  | No | R-454B | 4.125 | Residential & Commercial | Ducted CEE Tier 1
215588094 | Central HP <5.4 tons | BRYANT HEATING AND COOLING SYSTEMS | HRCU-A-CB (Split System: Heat Pump with Remote Outdoor Unit-Air-Source) | 291VAN054**AA* |  |  | CAA**6024AM*+UI | 88*TB60090C21*** | 49500 | 19.5 | 10.5 | 52000 | 53000 | 101.9% | 1.96 | 0 | 11.5 |  |  |  | No | R-454B | 4.125 | Residential & Commercial | Ducted CEE Tier 1
209872707 | Central HP <5.4 tons | RHEEM | HRCU-A-CB (Split System: Heat Pump with Remote Outdoor Unit-Air-Source) | RP18AZ36AJVC |  |  | RCFZ6021SEAAM | R98MV0855A21UPS | 34200 | 19 | 8.5 | 34200 | 43000 | 125.7% | 2.2 | 0 | 12.5 |  |  |  | No | R-410A | 2.85 | Residential & Commercial | Ducted CEE Tier 1
214584722 | Central HP <5.4 tons | LUXAIRE | HRCU-A-CB (Split System: Heat Pump with Remote Outdoor Unit-Air-Source) | HH824E2S11 |  |  | CTF30A5ADS1 | Z8ES040A12SMPS1 | 23000 | 18 | 9.5 | 23000 | 18900 | 82.17% | 2 | 0 | 12 |  |  |  | No | R-454B | 1.9167 | Residential & Commercial | Ducted CEE Tier 1
215295566 | Central HP <5.4 tons | AIRQUEST | HRCU-A-CB (Split System: Heat Pump with Remote Outdoor Unit-Air-Source) | DLCURAH36ABK | ADP |  | HE8J936 | *96VTN1002120A* | 35800 | 15.2 | 8.1 | 37800 | 34800 | 92.06% | 1.9 | 0 | 10 |  |  |  | No | R-410A | 2.9833 | Residential & Commercial | Ducted CEE Tier 1
215295631 | Central HP <5.4 tons | AIRQUEST | HRCU-A-CB (Split System: Heat Pump with Remote Outdoor Unit-Air-Source) | DLCURAH36ABK | ADP |  | H,GG34936 | *96VTN1002122A* | 35400 | 16 | 8.1 | 36800 | 34600 | 94.02% | 1.88 | 0 | 10 |  |  |  | No | R-410A | 2.95 | Residential & Commercial | Ducted CEE Tier 1
215295681 | Central HP <5.4 tons | AIRQUEST | HRCU-A-CB (Split System: Heat Pump with Remote Outdoor Unit-Air-Source) | DLCURAH36ABK | ADP |  | H,GG48936 | *96VTN1002122B* | 36000 | 17 | 8.1 | 36800 | 34400 | 93.48% | 2 | 0 | 10.5 |  |  |  | No | R-410A | 3 | Residential & Commercial | Ducted CEE Tier 1
215295208 | Central HP <5.4 tons | AIRQUEST | HRCU-A-CB (Split System: Heat Pump with Remote Outdoor Unit-Air-Source) | DLCURAH36ABK | ADP |  | H,GE1K936 | *96MSN1202422A* | 35200 | 16 | 8.1 | 36800 | 34600 | 94.02% | 1.88 | 0 | 10 |  |  |  | No | R-410A | 2.9333 | Residential & Commercial | Ducted CEE Tier 1
215295240 | Central HP <5.4 tons | AIRQUEST | HRCU-A-CB (Split System: Heat Pump with Remote Outdoor Unit-Air-Source) | DLCURAH36ABK | ADP |  | HG48936 | *96MSN1402422A* | 35600 | 16 | 8.5 | 36200 | 34200 | 94.48% | 2.02 | 0 | 10 |  |  |  | No | R-410A | 2.9667 | Residential & Commercial | Ducted CEE Tier 1
215295575 | Central HP <5.4 tons | AIRQUEST | HRCU-A-CB (Split System: Heat Pump with Remote Outdoor Unit-Air-Source) | DLCURAH36ABK | ADP |  | HG82936 | *96VTN1002120A* | 36400 | 15.2 | 8.5 | 36800 | 34400 | 93.48% | 2.08 | 0 | 10 |  |  |  | No | R-410A | 3.0333 | Residential & Commercial | Ducted CEE Tier 1
215295589 | Central HP <5.4 tons | AIRQUEST | HRCU-A-CB (Split System: Heat Pump with Remote Outdoor Unit-Air-Source) | DLCURAH36ABK | ADP |  | HG34936 | *96VTN1002120B* | 35400 | 16 | 8.1 | 36800 | 34600 | 94.02% | 1.88 | 0 | 10 |  |  |  | No | R-410A | 2.95 | Residential & Commercial | Ducted CEE Tier 1
215295600 | Central HP <5.4 tons | AIRQUEST | HRCU-A-CB (Split System: Heat Pump with Remote Outdoor Unit-Air-Source) | DLCURAH36ABK | ADP |  | H,GG48936 | *96VTN1002120B* | 36000 | 16 | 8.5 | 36200 | 34400 | 95.03% | 2.04 | 0 | 10 |  |  |  | No | R-410A | 3 | Residential & Commercial | Ducted CEE Tier 1
215295625 | Central HP <5.4 tons | AIRQUEST | HRCU-A-CB (Split System: Heat Pump with Remote Outdoor Unit-Air-Source) | DLCURAH36ABK | ADP |  | H,GE32936 | *96VTN1002122A* | 35000 | 16 | 8.1 | 36800 | 34800 | 94.57% | 1.82 | 0 | 10 |  |  |  | No | R-410A | 2.9167 | Residential & Commercial | Ducted CEE Tier 1
215295632 | Central HP <5.4 tons | AIRQUEST | HRCU-A-CB (Split System: Heat Pump with Remote Outdoor Unit-Air-Source) | DLCURAH36ABK | ADP |  | HG34936 | *96VTN1002122A* | 35400 | 16 | 8.1 | 36800 | 34600 | 94.02% | 1.88 | 0 | 10 |  |  |  | No | R-410A | 2.95 | Residential & Commercial | Ducted CEE Tier 1
215295639 | Central HP <5.4 tons | AIRQUEST | HRCU-A-CB (Split System: Heat Pump with Remote Outdoor Unit-Air-Source) | DLCURAH36ABK | ADP |  | H,GE36936 | *96VTN1002122A* | 35800 | 16 | 8.5 | 36200 | 34200 | 94.48% | 2.06 | 0 | 10 |  |  |  | No | R-410A | 2.9833 | Residential & Commercial | Ducted CEE Tier 1
215295650 | Central HP <5.4 tons | AIRQUEST | HRCU-A-CB (Split System: Heat Pump with Remote Outdoor Unit-Air-Source) | DLCURAH36ABK | ADP |  | H,GG1K936 | *96VTN1002122A* | 35400 | 16 | 8.1 | 36800 | 34600 | 94.02% | 1.88 | 0 | 10 |  |  |  | No | R-410A | 2.95 | Residential & Commercial | Ducted CEE Tier 1
207455241 | Central HP <5.4 tons | LENNOX | HRCU-A-CB (Split System: Heat Pump with Remote Outdoor Unit-Air-Source) | SL25XPV-036-230A** | ADP |  | L*35/36U9 | SLP99UH070XV36B* | 33800 | 21 | 8.8 | 33000 | 25800 | 78.18% | 1.82 | 13.5 | 13 |  |  |  | No | R-410A | 2.8167 | Residential & Commercial | Ducted CEE Tier 1
207455242 | Central HP <5.4 tons | LENNOX | HRCU-A-CB (Split System: Heat Pump with Remote Outdoor Unit-Air-Source) | SL25XPV-036-230A** | ADP |  | L*35/36S9 | SLP99UH070XV36B* | 33800 | 21 | 8.8 | 33000 | 25800 | 78.18% | 1.82 | 13.5 | 13 |  |  |  | No | R-410A | 2.8167 | Residential & Commercial | Ducted CEE Tier 1
207455257 | Central HP <5.4 tons | LENNOX | HRCU-A-CB (Split System: Heat Pump with Remote Outdoor Unit-Air-Source) | SL25XPV-036-230A** | ADP |  | L*35/36U9 | SLP99UH090XV48C* | 34000 | 22 | 8.5 | 32200 | 27000 | 83.85% | 1.82 | 14 | 13.5 |  |  |  | No | R-410A | 2.8333 | Residential & Commercial | Ducted CEE Tier 1
213772587 | Central HP <5.4 tons | HEIL | HRCU-A-CB (Split System: Heat Pump with Remote Outdoor Unit-Air-Source) | HVH825GKA2* |  |  | EHD4X48AAL+WALLCON | *96CTN1202422B* | 24200 | 16.5 | 8.1 | 21200 | 16600 | 78.3% | 2.02 | 0 | 11 |  |  |  | No | R-410A | 2.0167 | Residential & Commercial | Ducted CEE Tier 1
214573990 | Central HP <5.4 tons | HEIL | HRCU-A-CB (Split System: Heat Pump with Remote Outdoor Unit-Air-Source) | HVH837GKA2* |  |  | EA*4X48L24A*+WALLCON | *95CSU1002122B* | 32400 | 17.5 | 8.5 | 32200 | 24800 | 77.02% | 2 | 0 | 11.5 |  |  |  | No | R-410A | 2.7 | Residential & Commercial | Ducted CEE Tier 1
213305982 | Central HP <5.4 tons | TEMPSTAR | HRCU-A-CB (Split System: Heat Pump with Remote Outdoor Unit-Air-Source) | DLCURAH24ABK | ADP |  | CE3005C+TXV |  | 23600 | 17 | 9 | 25600 | 25200 | 98.44% | 2.14 | 0 | 10 |  |  |  | No | R-410A | 1.9667 | Residential & Commercial | Ducted CEE Tier 1
215931536 | Central HP <5.4 tons | HEIL | HRCU-A-CB (Split System: Heat Pump with Remote Outdoor Unit-Air-Source) | H5H3V60*K*AAA* |  |  | EA*5X60M24A*+WALLCON | *80CTL0702120B* | 55500 | 18 | 8.1 | 60500 | 46500 | 76.86% | 1.95 | 0 | 11 |  |  |  | No | R-454B | 4.625 | Residential & Commercial | Ducted CEE Tier 1
216453110 | Central HP <5.4 tons | AMERICAN STANDARD | HRCU-A-CB (Split System: Heat Pump with Remote Outdoor Unit-Air-Source) | 5A6V0X36A1 |  |  | 5PX*D010AS3 | S8V2D120M5PDB | 36200 | 21 | 10 | 32000 | 24600 | 76.88% | 2.2 | 0 | 13 |  |  |  | No | R-454B | 3.0167 | Residential & Commercial | Ducted CEE Tier 1
216453124 | Central HP <5.4 tons | AMERICAN STANDARD | HRCU-A-CB (Split System: Heat Pump with Remote Outdoor Unit-Air-Source) | 5A6V0X36A1 |  |  | 5TXCB004AS3 | S8V2B060M4PCB | 34000 | 19.2 | 9.7 | 31400 | 25000 | 79.62% | 2.1 | 0 | 12 |  |  |  | No | R-454B | 2.8333 | Residential & Commercial | Ducted CEE Tier 1
206765640 | Central HP <5.4 tons | COMFORTMAKER | HRCU-A-CB (Split System: Heat Pump with Remote Outdoor Unit-Air-Source) | CVH825GKA3* |  |  | EA*4X30L17A*+WALLCON | *80CTL0901716A* | 23600 | 17 | 8.1 | 21400 | 16600 | 77.57% | 1.92 | 11 | 11 |  |  |  | No | R-410A | 1.9667 | Residential & Commercial | Ducted CEE Tier 1
209872724 | Central HP <5.4 tons | RHEEM | HRCU-A-CB (Split System: Heat Pump with Remote Outdoor Unit-Air-Source) | RP18AZ48AJVC |  |  | RCFZ6021SEAAM | R98MV0855A21UPS | 44500 | 19 | 8.1 | 43500 | 45000 | 103.4% | 2 | 0 | 10 |  |  |  | No | R-410A | 3.7083 | Residential & Commercial | Ducted CEE Tier 1
215291893 | Central HP <5.4 tons | AIRQUEST | HRCU-A-CB (Split System: Heat Pump with Remote Outdoor Unit-Air-Source) | DLCURAH24ABK | ADP |  | HG8J936 | *92MSN0401712A* | 23400 | 16 | 8.5 | 24800 | 23600 | 95.16% | 1.96 | 0 | 10 |  |  |  | No | R-410A | 1.95 | Residential & Commercial | Ducted CEE Tier 1
215291908 | Central HP <5.4 tons | AIRQUEST | HRCU-A-CB (Split System: Heat Pump with Remote Outdoor Unit-Air-Source) | DLCURAH24ABK | ADP |  | H,GE24936 | *92MSN0601412A* | 23200 | 17 | 8.5 | 24800 | 23400 | 94.35% | 1.98 | 0 | 10 |  |  |  | No | R-410A | 1.9333 | Residential & Commercial | Ducted CEE Tier 1
215291911 | Central HP <5.4 tons | AIRQUEST | HRCU-A-CB (Split System: Heat Pump with Remote Outdoor Unit-Air-Source) | DLCURAH24ABK | ADP |  | HG31930 | *92MSN0601412A* | 22800 | 16 | 8.5 | 24800 | 23400 | 94.35% | 1.98 | 0 | 10 |  |  |  | No | R-410A | 1.9 | Residential & Commercial | Ducted CEE Tier 1
215291925 | Central HP <5.4 tons | AIRQUEST | HRCU-A-CB (Split System: Heat Pump with Remote Outdoor Unit-Air-Source) | DLCURAH24ABK | ADP |  | H,GE33936 | *92MSN0601412A* | 23600 | 17 | 8.5 | 24800 | 23400 | 94.35% | 1.98 | 0 | 10.5 |  |  |  | No | R-410A | 1.9667 | Residential & Commercial | Ducted CEE Tier 1
215291928 | Central HP <5.4 tons | AIRQUEST | HRCU-A-CB (Split System: Heat Pump with Remote Outdoor Unit-Air-Source) | DLCURAH24ABK | ADP |  | HG34936 | *92MSN0601412A* | 23800 | 17 | 8.5 | 24800 | 23400 | 94.35% | 1.98 | 0 | 10.5 |  |  |  | No | R-410A | 1.9833 | Residential & Commercial | Ducted CEE Tier 1
215291976 | Central HP <5.4 tons | AIRQUEST | HRCU-A-CB (Split System: Heat Pump with Remote Outdoor Unit-Air-Source) | DLCURAH24ABK | ADP |  | HG33936 | *92MSN0601714A* | 23400 | 17 | 8.5 | 25200 | 26000 | 103.2% | 2.24 | 0 | 10 |  |  |  | No | R-410A | 1.95 | Residential & Commercial | Ducted CEE Tier 1
215291978 | Central HP <5.4 tons | AIRQUEST | HRCU-A-CB (Split System: Heat Pump with Remote Outdoor Unit-Air-Source) | DLCURAH24ABK | ADP |  | HE33936 | *92MSN0601714A* | 23400 | 17 | 8.5 | 25200 | 26000 | 103.2% | 2.24 | 0 | 10 |  |  |  | No | R-410A | 1.95 | Residential & Commercial | Ducted CEE Tier 1
215292010 | Central HP <5.4 tons | AIRQUEST | HRCU-A-CB (Split System: Heat Pump with Remote Outdoor Unit-Air-Source) | DLCURAH24ABK | ADP |  | H,GE23936 | *92MSN0801716A* | 22600 | 17 | 8.5 | 24600 | 24200 | 98.37% | 2.04 | 0 | 10 |  |  |  | No | R-410A | 1.8833 | Residential & Commercial | Ducted CEE Tier 1
215292027 | Central HP <5.4 tons | AIRQUEST | HRCU-A-CB (Split System: Heat Pump with Remote Outdoor Unit-Air-Source) | DLCURAH24ABK | ADP |  | H,GG33936 | *92MSN0801716A* | 23200 | 17 | 9 | 25200 | 26400 | 104.8% | 2.3 | 0 | 10 |  |  |  | No | R-410A | 1.9333 | Residential & Commercial | Ducted CEE Tier 1
215292045 | Central HP <5.4 tons | AIRQUEST | HRCU-A-CB (Split System: Heat Pump with Remote Outdoor Unit-Air-Source) | DLCURAH24ABK | ADP |  | HG7J936 | *92MSN0801716A* | 23200 | 17 | 9 | 25200 | 26400 | 104.8% | 2.3 | 0 | 10 |  |  |  | No | R-410A | 1.9333 | Residential & Commercial | Ducted CEE Tier 1
215292111 | Central HP <5.4 tons | AIRQUEST | HRCU-A-CB (Split System: Heat Pump with Remote Outdoor Unit-Air-Source) | DLCURAH24ABK | ADP |  | H,GG81936 | *92MSN0802120A* | 23400 | 17 | 8.5 | 24600 | 24400 | 99.19% | 2.08 | 0 | 10.5 |  |  |  | No | R-410A | 1.95 | Residential & Commercial | Ducted CEE Tier 1
215731682 | Central HP <5.4 tons | YORK | HRCU-A-CB (Split System: Heat Pump with Remote Outdoor Unit-Air-Source) | HH860E2S11 | ADP |  | H,YG86*48+TXV | Y81E100C16SMPS1 | 44000 | 18 | 8.5 | 42000 | 32800 | 78.1% | 2 | 0 | 12 |  |  |  | No | R-454B | 3.6667 | Residential & Commercial | Ducted CEE Tier 1
215731748 | Central HP <5.4 tons | YORK | HRCU-A-CB (Split System: Heat Pump with Remote Outdoor Unit-Air-Source) | HH860E2S11 | ADP |  | H,YG55*60+TXV-BLEED | Y81E120C20SMPS1 | 52500 | 19 | 8.5 | 51500 | 38000 | 73.79% | 2 | 0 | 11.7 |  |  |  | No | R-454B | 4.375 | Residential & Commercial | Ducted CEE Tier 1
215731750 | Central HP <5.4 tons | YORK | HRCU-A-CB (Split System: Heat Pump with Remote Outdoor Unit-Air-Source) | HH860E2S11 | ADP |  | H,YG55*60+TXV | Y81E120C20SMPS1 | 52500 | 19 | 8.5 | 51500 | 38000 | 73.79% | 2 | 0 | 11.7 |  |  |  | No | R-454B | 4.375 | Residential & Commercial | Ducted CEE Tier 1
215425391 | Central HP <5.4 tons | YORK | HRCU-A-CB (Split System: Heat Pump with Remote Outdoor Unit-Air-Source) | HH860E2S11 | ADP |  | H,YE72*60+TXV | TM8V100C16MP12 | 43500 | 18 | 8.5 | 42000 | 32800 | 78.1% | 2 | 0 | 11.7 |  |  |  | No | R-454B | 3.625 | Residential & Commercial | Ducted CEE Tier 1
215425394 | Central HP <5.4 tons | YORK | HRCU-A-CB (Split System: Heat Pump with Remote Outdoor Unit-Air-Source) | HH860E2S11 | ADP |  | H,YE55*48+TXV | TM8V100C16MP12 | 43500 | 18 | 8.5 | 42000 | 32800 | 78.1% | 2 | 0 | 11.7 |  |  |  | No | R-454B | 3.625 | Residential & Commercial | Ducted CEE Tier 1
215425460 | Central HP <5.4 tons | YORK | HRCU-A-CB (Split System: Heat Pump with Remote Outdoor Unit-Air-Source) | HH860E2S11 | ADP |  | H,YE72*60+TXV | TM9E100C20MP12 | 53500 | 19 | 8.5 | 53000 | 39500 | 74.53% | 2 | 0 | 11 |  |  |  | No | R-454B | 4.4583 | Residential & Commercial | Ducted CEE Tier 1
215425474 | Central HP <5.4 tons | YORK | HRCU-A-CB (Split System: Heat Pump with Remote Outdoor Unit-Air-Source) | HH860E2S11 | ADP |  | H,YE86*48+TXV | TM9V080C16MP12 | 43500 | 18 | 8.5 | 42000 | 33000 | 78.57% | 2 | 0 | 11 |  |  |  | No | R-454B | 3.625 | Residential & Commercial | Ducted CEE Tier 1
215425494 | Central HP <5.4 tons | YORK | HRCU-A-CB (Split System: Heat Pump with Remote Outdoor Unit-Air-Source) | HH860E2S11 | ADP |  | H,YE72*60+TXV | TM9Y080C16MP11 | 44000 | 17 | 8.5 | 42500 | 33400 | 78.59% | 2 | 0 | 11 |  |  |  | No | R-454B | 3.6667 | Residential & Commercial | Ducted CEE Tier 1
215295716 | Central HP <5.4 tons | AIRQUEST | HRCU-A-CB (Split System: Heat Pump with Remote Outdoor Unit-Air-Source) | DLCURAH36ABK | ADP |  | H,GG35936 | *96VTN1202422A* | 35600 | 16 | 8.1 | 36800 | 34600 | 94.02% | 1.88 | 0 | 10 |  |  |  | No | R-410A | 2.9667 | Residential & Commercial | Ducted CEE Tier 1
215295759 | Central HP <5.4 tons | AIRQUEST | HRCU-A-CB (Split System: Heat Pump with Remote Outdoor Unit-Air-Source) | DLCURAH36ABK | ADP |  | H,GE36936 | *96VTN1202422B* | 35400 | 16 | 8.5 | 36200 | 34200 | 94.48% | 2.02 | 0 | 10 |  |  |  | No | R-410A | 2.95 | Residential & Commercial | Ducted CEE Tier 1
216440309 | Central HP <5.4 tons | AMERICAN STANDARD | HRCU-A-CB (Split System: Heat Pump with Remote Outdoor Unit-Air-Source) | 5A6V0X48A1 |  |  | 5PX*D010AS3 | L8V1C100U5VSB+LRP | 45500 | 20.4 | 10 | 47000 | 33600 | 71.49% | 2.1 | 0 | 12 |  |  |  | No | R-454B | 3.7917 | Residential & Commercial | Ducted CEE Tier 1
215294803 | Central HP <5.4 tons | AIRQUEST | HRCU-A-CB (Split System: Heat Pump with Remote Outdoor Unit-Air-Source) | DLCURAH36ABK | ADP |  | H,GE35936 | *92MSN1002120A* | 35400 | 16 | 8.1 | 36800 | 34600 | 94.02% | 1.88 | 0 | 10 |  |  |  | No | R-410A | 2.95 | Residential & Commercial | Ducted CEE Tier 1
215294901 | Central HP <5.4 tons | AIRQUEST | HRCU-A-CB (Split System: Heat Pump with Remote Outdoor Unit-Air-Source) | DLCURAH36ABK | ADP |  | HG8J936 | *92MSN1202420A* | 35800 | 16 | 8.1 | 36800 | 34800 | 94.57% | 1.9 | 0 | 10 |  |  |  | No | R-410A | 2.9833 | Residential & Commercial | Ducted CEE Tier 1
215292112 | Central HP <5.4 tons | AIRQUEST | HRCU-A-CB (Split System: Heat Pump with Remote Outdoor Unit-Air-Source) | DLCURAH24ABK | ADP |  | HG81936 | *92MSN0802120A* | 23400 | 17 | 8.5 | 24600 | 24400 | 99.19% | 2.08 | 0 | 10.5 |  |  |  | No | R-410A | 1.95 | Residential & Commercial | Ducted CEE Tier 1
215292126 | Central HP <5.4 tons | AIRQUEST | HRCU-A-CB (Split System: Heat Pump with Remote Outdoor Unit-Air-Source) | DLCURAH24ABK | ADP |  | HG32924 | *92MSN1002120A* | 23000 | 17 | 8.5 | 24800 | 23800 | 95.97% | 2.02 | 0 | 10 |  |  |  | No | R-410A | 1.9167 | Residential & Commercial | Ducted CEE Tier 1
215292159 | Central HP <5.4 tons | AIRQUEST | HRCU-A-CB (Split System: Heat Pump with Remote Outdoor Unit-Air-Source) | DLCURAH24ABK | ADP |  | H,GG1K936 | *92MSN1002120A* | 23600 | 17 | 8.5 | 24800 | 23800 | 95.97% | 2.02 | 0 | 10.5 |  |  |  | No | R-410A | 1.9667 | Residential & Commercial | Ducted CEE Tier 1
215292160 | Central HP <5.4 tons | AIRQUEST | HRCU-A-CB (Split System: Heat Pump with Remote Outdoor Unit-Air-Source) | DLCURAH24ABK | ADP |  | H,GE1K936 | *92MSN1002120A* | 23600 | 17 | 8.5 | 24800 | 23800 | 95.97% | 2.02 | 0 | 10.5 |  |  |  | No | R-410A | 1.9667 | Residential & Commercial | Ducted CEE Tier 1
215292178 | Central HP <5.4 tons | AIRQUEST | HRCU-A-CB (Split System: Heat Pump with Remote Outdoor Unit-Air-Source) | DLCURAH24ABK | ADP |  | HG32924 | *96MSN0261410A* | 23400 | 16 | 8.5 | 25400 | 25800 | 101.6% | 2.2 | 0 | 10 |  |  |  | No | R-410A | 1.95 | Residential & Commercial | Ducted CEE Tier 1
215292179 | Central HP <5.4 tons | AIRQUEST | HRCU-A-CB (Split System: Heat Pump with Remote Outdoor Unit-Air-Source) | DLCURAH24ABK | ADP |  | HG32936 | *96MSN0261410A* | 23400 | 16 | 8.5 | 25400 | 25800 | 101.6% | 2.2 | 0 | 10 |  |  |  | No | R-410A | 1.95 | Residential & Commercial | Ducted CEE Tier 1
215676755 | Central HP <5.4 tons | HEIL | HRCU-A-CB (Split System: Heat Pump with Remote Outdoor Unit-Air-Source) | H5H0V48*K*AAA* |  |  | EVD5X61M21A*+WALLCON | *80CTL1102120B* | 48500 | 19.5 | 9.5 | 50000 | 36600 | 73.2% | 2.12 | 0 | 10.5 |  |  |  | No | R-454B | 4.0417 | Residential & Commercial | Ducted CEE Tier 1
215676825 | Central HP <5.4 tons | HEIL | HRCU-A-CB (Split System: Heat Pump with Remote Outdoor Unit-Air-Source) | H5H0V48*K*AAA* |  |  | EVD5X61M21A*+WALLCON | *96CTN0801714B* | 48000 | 19 | 9 | 50000 | 36400 | 72.8% | 2.02 | 0 | 10 |  |  |  | No | R-454B | 4 | Residential & Commercial | Ducted CEE Tier 1
211206915 | Central HP <5.4 tons | LUXAIRE | HRCU-A-CB (Split System: Heat Pump with Remote Outdoor Unit-Air-Source) | HL20B4821 |  |  | XAMC48HE3N1+CC | TM9V100C20MP12 | 43500 | 19 | 9 | 44500 | 36400 | 81.8% | 2.14 | 0 | 11.7 |  |  |  | No | R-410A | 3.625 | Residential & Commercial | Ducted CEE Tier 1
211206949 | Central HP <5.4 tons | LUXAIRE | HRCU-A-CB (Split System: Heat Pump with Remote Outdoor Unit-Air-Source) | HL20B4821 |  |  | XAMC48HE3N1+CC | LP9C080C16MP13 | 43500 | 18 | 8.5 | 45500 | 36800 | 80.88% | 2.14 | 0 | 11 |  |  |  | No | R-410A | 3.625 | Residential & Commercial | Ducted CEE Tier 1
215449744 | Central HP <5.4 tons | Breeze33 | HRCU-A-CB (Split System: Heat Pump with Remote Outdoor Unit-Air-Source) | BZ33-INV18OUT2-454-G3-J |  |  | BZ33-AHU18-454-G3-J |  | 18000 | 19 | 10.1 | 18000 | 18600 | 103.3% | 2.12 | 0 | 12.5 |  |  |  | No | R-454B | 1.5 | Residential & Commercial | Ducted CEE Tier 1
215295084 | Central HP <5.4 tons | AIRQUEST | HRCU-A-CB (Split System: Heat Pump with Remote Outdoor Unit-Air-Source) | DLCURAH36ABK | ADP |  | HG81936 | *96MSN0802120A* | 36000 | 16 | 8.5 | 36400 | 34400 | 94.51% | 2.04 | 0 | 10 |  |  |  | No | R-410A | 3 | Residential & Commercial | Ducted CEE Tier 1
215295117 | Central HP <5.4 tons | AIRQUEST | HRCU-A-CB (Split System: Heat Pump with Remote Outdoor Unit-Air-Source) | DLCURAH36ABK | ADP |  | HE8J936 | *96MSN1002120A* | 35400 | 16 | 8.1 | 36800 | 34600 | 94.02% | 1.88 | 0 | 10 |  |  |  | No | R-410A | 2.95 | Residential & Commercial | Ducted CEE Tier 1
215295151 | Central HP <5.4 tons | AIRQUEST | HRCU-A-CB (Split System: Heat Pump with Remote Outdoor Unit-Air-Source) | DLCURAH36ABK | ADP |  | HE36936 | *96MSN1002122A* | 35600 | 16 | 8.5 | 36200 | 34200 | 94.48% | 2.06 | 0 | 10 |  |  |  | No | R-410A | 2.9667 | Residential & Commercial | Ducted CEE Tier 1
215295167 | Central HP <5.4 tons | AIRQUEST | HRCU-A-CB (Split System: Heat Pump with Remote Outdoor Unit-Air-Source) | DLCURAH36ABK | ADP |  | HG80936 | *96MSN1002122A* | 35800 | 16 | 8.5 | 36200 | 34200 | 94.48% | 2.06 | 0 | 10 |  |  |  | No | R-410A | 2.9833 | Residential & Commercial | Ducted CEE Tier 1
215292194 | Central HP <5.4 tons | AIRQUEST | HRCU-A-CB (Split System: Heat Pump with Remote Outdoor Unit-Air-Source) | DLCURAH24ABK | ADP |  | HE35936 | *96MSN0261410A* | 23400 | 16 | 8.5 | 24600 | 24600 | 100% | 2.08 | 0 | 10 |  |  |  | No | R-410A | 1.95 | Residential & Commercial | Ducted CEE Tier 1
215292261 | Central HP <5.4 tons | AIRQUEST | HRCU-A-CB (Split System: Heat Pump with Remote Outdoor Unit-Air-Source) | DLCURAH24ABK | ADP |  | HG9J936 | *96MSN0401410A* | 23600 | 16 | 8.5 | 24600 | 23600 | 95.93% | 1.98 | 0 | 10 |  |  |  | No | R-410A | 1.9667 | Residential & Commercial | Ducted CEE Tier 1
215292343 | Central HP <5.4 tons | AIRQUEST | HRCU-A-CB (Split System: Heat Pump with Remote Outdoor Unit-Air-Source) | DLCURAH24ABK | ADP |  | H,GG34936 | *96MSN0601412A* | 23600 | 16 | 8.5 | 24600 | 23400 | 95.12% | 1.98 | 0 | 10 |  |  |  | No | R-410A | 1.9667 | Residential & Commercial | Ducted CEE Tier 1
215292360 | Central HP <5.4 tons | AIRQUEST | HRCU-A-CB (Split System: Heat Pump with Remote Outdoor Unit-Air-Source) | DLCURAH24ABK | ADP |  | HE7J936 | *96MSN0601412A* | 23400 | 16 | 8.5 | 25400 | 26000 | 102.4% | 2.22 | 0 | 10 |  |  |  | No | R-410A | 1.95 | Residential & Commercial | Ducted CEE Tier 1
215292362 | Central HP <5.4 tons | AIRQUEST | HRCU-A-CB (Split System: Heat Pump with Remote Outdoor Unit-Air-Source) | DLCURAH24ABK | ADP |  | H,GE8J936 | *96MSN0601412A* | 23400 | 16 | 8.5 | 24600 | 23400 | 95.12% | 1.98 | 0 | 10 |  |  |  | No | R-410A | 1.95 | Residential & Commercial | Ducted CEE Tier 1
215292396 | Central HP <5.4 tons | AIRQUEST | HRCU-A-CB (Split System: Heat Pump with Remote Outdoor Unit-Air-Source) | DLCURAH24ABK | ADP |  | HG34936 | *96MSN0601716A* | 23400 | 17 | 9 | 24200 | 23200 | 95.87% | 1.96 | 0 | 10 |  |  |  | No | R-410A | 1.95 | Residential & Commercial | Ducted CEE Tier 1
215292413 | Central HP <5.4 tons | AIRQUEST | HRCU-A-CB (Split System: Heat Pump with Remote Outdoor Unit-Air-Source) | DLCURAH24ABK | ADP |  | HG8J936 | *96MSN0601716A* | 23400 | 17 | 9 | 24200 | 23200 | 95.87% | 1.96 | 0 | 10 |  |  |  | No | R-410A | 1.95 | Residential & Commercial | Ducted CEE Tier 1
215292443 | Central HP <5.4 tons | AIRQUEST | HRCU-A-CB (Split System: Heat Pump with Remote Outdoor Unit-Air-Source) | DLCURAH24ABK | ADP |  | H,GG33936 | *96MSN0801716A* | 23400 | 17 | 8.5 | 24800 | 23800 | 95.97% | 2.02 | 0 | 10 |  |  |  | No | R-410A | 1.95 | Residential & Commercial | Ducted CEE Tier 1
215295185 | Central HP <5.4 tons | AIRQUEST | HRCU-A-CB (Split System: Heat Pump with Remote Outdoor Unit-Air-Source) | DLCURAH36ABK | ADP |  | HG34936 | *96MSN1202422A* | 35200 | 16 | 8.1 | 36800 | 34600 | 94.02% | 1.88 | 0 | 10 |  |  |  | No | R-410A | 2.9333 | Residential & Commercial | Ducted CEE Tier 1
215295186 | Central HP <5.4 tons | AIRQUEST | HRCU-A-CB (Split System: Heat Pump with Remote Outdoor Unit-Air-Source) | DLCURAH36ABK | ADP |  | H,GE34936 | *96MSN1202422A* | 35200 | 16 | 8.1 | 36800 | 34600 | 94.02% | 1.88 | 0 | 10 |  |  |  | No | R-410A | 2.9333 | Residential & Commercial | Ducted CEE Tier 1
215295201 | Central HP <5.4 tons | AIRQUEST | HRCU-A-CB (Split System: Heat Pump with Remote Outdoor Unit-Air-Source) | DLCURAH36ABK | ADP |  | HG8J936 | *96MSN1202422A* | 35200 | 16 | 8.1 | 36800 | 34600 | 94.02% | 1.88 | 0 | 10 |  |  |  | No | R-410A | 2.9333 | Residential & Commercial | Ducted CEE Tier 1
215295236 | Central HP <5.4 tons | AIRQUEST | HRCU-A-CB (Split System: Heat Pump with Remote Outdoor Unit-Air-Source) | DLCURAH36ABK | ADP |  | H,GE36936 | *96MSN1402422A* | 35400 | 16 | 8.5 | 36200 | 34200 | 94.48% | 2.02 | 0 | 10 |  |  |  | No | R-410A | 2.95 | Residential & Commercial | Ducted CEE Tier 1
215295237 | Central HP <5.4 tons | AIRQUEST | HRCU-A-CB (Split System: Heat Pump with Remote Outdoor Unit-Air-Source) | DLCURAH36ABK | ADP |  | HE36936 | *96MSN1402422A* | 35400 | 16 | 8.5 | 36200 | 34200 | 94.48% | 2.02 | 0 | 10 |  |  |  | No | R-410A | 2.95 | Residential & Commercial | Ducted CEE Tier 1
215295254 | Central HP <5.4 tons | AIRQUEST | HRCU-A-CB (Split System: Heat Pump with Remote Outdoor Unit-Air-Source) | DLCURAH36ABK | ADP |  | H,GE80936 | *96MSN1402422A* | 35600 | 16 | 8.5 | 36200 | 34200 | 94.48% | 2.02 | 0 | 10 |  |  |  | No | R-410A | 2.9667 | Residential & Commercial | Ducted CEE Tier 1
215668668 | Central HP <5.4 tons | HEIL | HRCU-A-CB (Split System: Heat Pump with Remote Outdoor Unit-Air-Source) | H5H0V36*K*AAA* |  |  | EA*5X37M21A*+WALLCON | *80CTL0702120B* | 34400 | 18 | 9 | 35400 | 25200 | 71.19% | 1.88 | 0 | 10 |  |  |  | No | R-454B | 2.8667 | Residential & Commercial | Ducted CEE Tier 1
215292444 | Central HP <5.4 tons | AIRQUEST | HRCU-A-CB (Split System: Heat Pump with Remote Outdoor Unit-Air-Source) | DLCURAH24ABK | ADP |  | HG33936 | *96MSN0801716A* | 23400 | 17 | 8.5 | 24800 | 23800 | 95.97% | 2.02 | 0 | 10 |  |  |  | No | R-410A | 1.95 | Residential & Commercial | Ducted CEE Tier 1
215292445 | Central HP <5.4 tons | AIRQUEST | HRCU-A-CB (Split System: Heat Pump with Remote Outdoor Unit-Air-Source) | DLCURAH24ABK | ADP |  | H,GE33936 | *96MSN0801716A* | 23400 | 17 | 8.5 | 24800 | 23600 | 95.16% | 2 | 0 | 10 |  |  |  | No | R-410A | 1.95 | Residential & Commercial | Ducted CEE Tier 1
215292478 | Central HP <5.4 tons | AIRQUEST | HRCU-A-CB (Split System: Heat Pump with Remote Outdoor Unit-Air-Source) | DLCURAH24ABK | ADP |  | H,GE23936 | *96MSN0802120A* | 22600 | 16 | 8.5 | 24800 | 23800 | 95.97% | 2.02 | 0 | 10 |  |  |  | No | R-410A | 1.8833 | Residential & Commercial | Ducted CEE Tier 1
215292480 | Central HP <5.4 tons | AIRQUEST | HRCU-A-CB (Split System: Heat Pump with Remote Outdoor Unit-Air-Source) | DLCURAH24ABK | ADP |  | H,GE24936 | *96MSN0802120A* | 23000 | 17 | 8.5 | 24800 | 23800 | 95.97% | 2.02 | 0 | 10 |  |  |  | No | R-410A | 1.9167 | Residential & Commercial | Ducted CEE Tier 1
215292627 | Central HP <5.4 tons | AIRQUEST | HRCU-A-CB (Split System: Heat Pump with Remote Outdoor Unit-Air-Source) | DLCURAH24ABK | ADP |  | HG81936 | *96VTN0401410B* | 23400 | 16 | 8.5 | 24800 | 24400 | 98.39% | 2.06 | 0 | 10 |  |  |  | No | R-410A | 1.95 | Residential & Commercial | Ducted CEE Tier 1
207573557 | Central HP <5.4 tons | DAY & NIGHT | HRCU-A-CB (Split System: Heat Pump with Remote Outdoor Unit-Air-Source) | CVH837GKA2* | ADP |  | PL36H210P299 | *80CSU1002120A* | 32600 | 17 | 8.1 | 30400 | 27200 | 89.47% | 2.2 | 12.2 | 11.5 |  |  |  | No | R-410A | 2.7167 | Residential & Commercial | Ducted CEE Tier 1
215294601 | Central HP <5.4 tons | AIRQUEST | HRCU-A-CB (Split System: Heat Pump with Remote Outdoor Unit-Air-Source) | DLCURAH36ABK | ADP |  | H,GG36936 | *92MSN0601412A* | 35600 | 15.2 | 8.1 | 36800 | 34800 | 94.57% | 1.94 | 0 | 10 |  |  |  | No | R-410A | 2.9667 | Residential & Commercial | Ducted CEE Tier 1
215294602 | Central HP <5.4 tons | AIRQUEST | HRCU-A-CB (Split System: Heat Pump with Remote Outdoor Unit-Air-Source) | DLCURAH36ABK | ADP |  | H,GE36936 | *92MSN0601412A* | 35600 | 15.2 | 8.1 | 36800 | 34800 | 94.57% | 1.94 | 0 | 10 |  |  |  | No | R-410A | 2.9667 | Residential & Commercial | Ducted CEE Tier 1
215294649 | Central HP <5.4 tons | AIRQUEST | HRCU-A-CB (Split System: Heat Pump with Remote Outdoor Unit-Air-Source) | DLCURAH36ABK | ADP |  | HG48936 | *92MSN0601714A* | 35600 | 16 | 8.5 | 36200 | 34400 | 95.03% | 2.02 | 0 | 10 |  |  |  | No | R-410A | 2.9667 | Residential & Commercial | Ducted CEE Tier 1
215294699 | Central HP <5.4 tons | AIRQUEST | HRCU-A-CB (Split System: Heat Pump with Remote Outdoor Unit-Air-Source) | DLCURAH36ABK | ADP |  | HE8J936 | *92MSN0801716A* | 35400 | 16 | 8.1 | 36800 | 34600 | 94.02% | 1.88 | 0 | 10 |  |  |  | No | R-410A | 2.95 | Residential & Commercial | Ducted CEE Tier 1
215292730 | Central HP <5.4 tons | AIRQUEST | HRCU-A-CB (Split System: Heat Pump with Remote Outdoor Unit-Air-Source) | DLCURAH24ABK | ADP |  | H,GE24936 | *96VTN0601412A* | 23200 | 16 | 8.5 | 24800 | 25200 | 101.6% | 2.14 | 0 | 10 |  |  |  | No | R-410A | 1.9333 | Residential & Commercial | Ducted CEE Tier 1
215292763 | Central HP <5.4 tons | AIRQUEST | HRCU-A-CB (Split System: Heat Pump with Remote Outdoor Unit-Air-Source) | DLCURAH24ABK | ADP |  | HE7J936 | *96VTN0601412A* | 23200 | 16 | 8.5 | 24800 | 24200 | 97.58% | 2.04 | 0 | 10 |  |  |  | No | R-410A | 1.9333 | Residential & Commercial | Ducted CEE Tier 1
215292814 | Central HP <5.4 tons | AIRQUEST | HRCU-A-CB (Split System: Heat Pump with Remote Outdoor Unit-Air-Source) | DLCURAH24ABK | ADP |  | HG8J936 | *96VTN0601412B* | 23400 | 17 | 8.5 | 24600 | 23600 | 95.93% | 2 | 0 | 10 |  |  |  | No | R-410A | 1.95 | Residential & Commercial | Ducted CEE Tier 1
215292830 | Central HP <5.4 tons | AIRQUEST | HRCU-A-CB (Split System: Heat Pump with Remote Outdoor Unit-Air-Source) | DLCURAH24ABK | ADP |  | H,GG31924 | *96VTN0601714A* | 23400 | 16 | 8.5 | 25200 | 24000 | 95.24% | 2.02 | 0 | 10 |  |  |  | No | R-410A | 1.95 | Residential & Commercial | Ducted CEE Tier 1
215425661 | Central HP <5.4 tons | YORK | HRCU-A-CB (Split System: Heat Pump with Remote Outdoor Unit-Air-Source) | HH824E2S11 | ADP |  | H,YE32*24+TXV | TM8E060A12MP11 | 22200 | 17 | 8.65 | 21200 | 17500 | 82.55% | 1.94 | 0 | 11 |  |  |  | No | R-454B | 1.85 | Residential & Commercial | Ducted CEE Tier 1
215425677 | Central HP <5.4 tons | YORK | HRCU-A-CB (Split System: Heat Pump with Remote Outdoor Unit-Air-Source) | HH824E2S11 | ADP |  | H,YE33*30+TXV | TM8E100B12MP11 | 22600 | 17 | 8.8 | 21400 | 17700 | 82.71% | 1.96 | 0 | 11.7 |  |  |  | No | R-454B | 1.8833 | Residential & Commercial | Ducted CEE Tier 1
215425693 | Central HP <5.4 tons | YORK | HRCU-A-CB (Split System: Heat Pump with Remote Outdoor Unit-Air-Source) | HH824E2S11 | ADP |  | H,YE24*24+TXV | TM9E026A08MP12 | 22000 | 16 | 8.55 | 21200 | 17200 | 81.13% | 1.92 | 0 | 10.5 |  |  |  | No | R-454B | 1.8333 | Residential & Commercial | Ducted CEE Tier 1
215438159 | Central HP <5.4 tons | YORK | HRCU-A-CB (Split System: Heat Pump with Remote Outdoor Unit-Air-Source) | HH824E2S11 | ADP |  | AX241B*C+TXV |  | 23600 | 19 | 9.25 | 22400 | 16600 | 74.11% | 2.04 | 0 | 11.7 |  |  |  | No | R-454B | 1.9667 | Residential & Commercial | Ducted CEE Tier 1
213360249 | Central HP <5.4 tons | LENNOX | HRCU-A-CB (Split System: Heat Pump with Remote Outdoor Unit-Air-Source) | SL25XPV-036-230A** | ADP |  | L*35/36U9 | EL297UH045XV36B* | 33600 | 21 | 8.8 | 33200 | 25800 | 77.71% | 1.82 | 0 | 13 |  |  |  | No | R-410A | 2.8 | Residential & Commercial | Ducted CEE Tier 1
215294853 | Central HP <5.4 tons | AIRQUEST | HRCU-A-CB (Split System: Heat Pump with Remote Outdoor Unit-Air-Source) | DLCURAH36ABK | ADP |  | HG48936 | *92MSN1002122A* | 36000 | 16 | 8.1 | 36800 | 34600 | 94.02% | 2 | 0 | 10.5 |  |  |  | No | R-410A | 3 | Residential & Commercial | Ducted CEE Tier 1
211010191 | Central HP <5.4 tons | LUXAIRE | HRCU-A-CB (Split System: Heat Pump with Remote Outdoor Unit-Air-Source) | HL20B6021 |  |  | JHVVD60HE4C2N1+CC |  | 52500 | 19 | 8.5 | 54500 | 42000 | 77.06% | 2.24 | 0 | 12 |  |  |  | No | R-410A | 4.375 | Residential & Commercial | Ducted CEE Tier 1
215294900 | Central HP <5.4 tons | AIRQUEST | HRCU-A-CB (Split System: Heat Pump with Remote Outdoor Unit-Air-Source) | DLCURAH36ABK | ADP |  | HE7J936 | *92MSN1202420A* | 35600 | 16 | 8.1 | 36800 | 34800 | 94.57% | 1.9 | 0 | 10 |  |  |  | No | R-410A | 2.9667 | Residential & Commercial | Ducted CEE Tier 1
207573624 | Central HP <5.4 tons | DAY & NIGHT | HRCU-A-CB (Split System: Heat Pump with Remote Outdoor Unit-Air-Source) | CVH837GKA2* | ADP |  | PL36H210P299 | *96CTN0802120A* | 32600 | 17 | 8.5 | 30200 | 29400 | 97.35% | 2 | 12 | 11.5 |  |  |  | No | R-410A | 2.7167 | Residential & Commercial | Ducted CEE Tier 1
215294800 | Central HP <5.4 tons | AIRQUEST | HRCU-A-CB (Split System: Heat Pump with Remote Outdoor Unit-Air-Source) | DLCURAH36ABK | ADP |  | HE34936 | *92MSN1002120A* | 35400 | 16 | 8.1 | 36800 | 34600 | 94.02% | 1.88 | 0 | 10 |  |  |  | No | R-410A | 2.95 | Residential & Commercial | Ducted CEE Tier 1
215294819 | Central HP <5.4 tons | AIRQUEST | HRCU-A-CB (Split System: Heat Pump with Remote Outdoor Unit-Air-Source) | DLCURAH36ABK | ADP |  | H,GE9J936 | *92MSN1002120A* | 35400 | 16 | 8.1 | 36800 | 34600 | 94.02% | 1.88 | 0 | 10 |  |  |  | No | R-410A | 2.95 | Residential & Commercial | Ducted CEE Tier 1
215292864 | Central HP <5.4 tons | AIRQUEST | HRCU-A-CB (Split System: Heat Pump with Remote Outdoor Unit-Air-Source) | DLCURAH24ABK | ADP |  | H,GE8J936 | *96VTN0601714A* | 24000 | 16 | 8.5 | 24400 | 22400 | 91.8% | 1.88 | 0 | 10 |  |  |  | No | R-410A | 2 | Residential & Commercial | Ducted CEE Tier 1
215292894 | Central HP <5.4 tons | AIRQUEST | HRCU-A-CB (Split System: Heat Pump with Remote Outdoor Unit-Air-Source) | DLCURAH24ABK | ADP |  | HE33936 | *96VTN0601716B* | 23800 | 16 | 9 | 24400 | 22800 | 93.44% | 1.92 | 0 | 10.5 |  |  |  | No | R-410A | 1.9833 | Residential & Commercial | Ducted CEE Tier 1
215292911 | Central HP <5.4 tons | AIRQUEST | HRCU-A-CB (Split System: Heat Pump with Remote Outdoor Unit-Air-Source) | DLCURAH24ABK | ADP |  | H,GE7J936 | *96VTN0601716B* | 23600 | 16 | 9 | 24400 | 22800 | 93.44% | 1.92 | 0 | 10 |  |  |  | No | R-410A | 1.9667 | Residential & Commercial | Ducted CEE Tier 1
215292914 | Central HP <5.4 tons | AIRQUEST | HRCU-A-CB (Split System: Heat Pump with Remote Outdoor Unit-Air-Source) | DLCURAH24ABK | ADP |  | H,GE8J936 | *96VTN0601716B* | 24000 | 16 | 9 | 24400 | 22800 | 93.44% | 1.92 | 0 | 10.5 |  |  |  | No | R-410A | 2 | Residential & Commercial | Ducted CEE Tier 1
215292931 | Central HP <5.4 tons | AIRQUEST | HRCU-A-CB (Split System: Heat Pump with Remote Outdoor Unit-Air-Source) | DLCURAH24ABK | ADP |  | H,GE31924 | *96VTN0801716A* | 23600 | 16 | 8.5 | 25200 | 23600 | 93.65% | 1.98 | 0 | 10 |  |  |  | No | R-410A | 1.9667 | Residential & Commercial | Ducted CEE Tier 1
215292964 | Central HP <5.4 tons | AIRQUEST | HRCU-A-CB (Split System: Heat Pump with Remote Outdoor Unit-Air-Source) | DLCURAH24ABK | ADP |  | HE8J936 | *96VTN0801716A* | 24200 | 16 | 8.1 | 24600 | 22600 | 91.87% | 1.9 | 0 | 10.5 |  |  |  | No | R-410A | 2.0167 | Residential & Commercial | Ducted CEE Tier 1
215293013 | Central HP <5.4 tons | AIRQUEST | HRCU-A-CB (Split System: Heat Pump with Remote Outdoor Unit-Air-Source) | DLCURAH24ABK | ADP |  | H,GE8J936 | *96VTN0801716B* | 23400 | 17 | 8.5 | 24600 | 23600 | 95.93% | 2 | 0 | 10 |  |  |  | No | R-410A | 1.95 | Residential & Commercial | Ducted CEE Tier 1
215294836 | Central HP <5.4 tons | AIRQUEST | HRCU-A-CB (Split System: Heat Pump with Remote Outdoor Unit-Air-Source) | DLCURAH36ABK | ADP |  | H,GG33936 | *92MSN1002122A* | 35200 | 16 | 8.1 | 36800 | 34600 | 94.02% | 1.9 | 0 | 10 |  |  |  | No | R-410A | 2.9333 | Residential & Commercial | Ducted CEE Tier 1
215294850 | Central HP <5.4 tons | AIRQUEST | HRCU-A-CB (Split System: Heat Pump with Remote Outdoor Unit-Air-Source) | DLCURAH36ABK | ADP |  | HE36936 | *92MSN1002122A* | 35800 | 16 | 8.5 | 36200 | 34200 | 94.48% | 2.04 | 0 | 10 |  |  |  | No | R-410A | 2.9833 | Residential & Commercial | Ducted CEE Tier 1
215294852 | Central HP <5.4 tons | AIRQUEST | HRCU-A-CB (Split System: Heat Pump with Remote Outdoor Unit-Air-Source) | DLCURAH36ABK | ADP |  | H,GG48936 | *92MSN1002122A* | 36000 | 16 | 8.1 | 36800 | 34600 | 94.02% | 2 | 0 | 10.5 |  |  |  | No | R-410A | 3 | Residential & Commercial | Ducted CEE Tier 1
215294870 | Central HP <5.4 tons | AIRQUEST | HRCU-A-CB (Split System: Heat Pump with Remote Outdoor Unit-Air-Source) | DLCURAH36ABK | ADP |  | HG81936 | *92MSN1002122A* | 36000 | 16 | 8.1 | 36800 | 34600 | 94.02% | 2 | 0 | 10.5 |  |  |  | No | R-410A | 3 | Residential & Commercial | Ducted CEE Tier 1
215294884 | Central HP <5.4 tons | AIRQUEST | HRCU-A-CB (Split System: Heat Pump with Remote Outdoor Unit-Air-Source) | DLCURAH36ABK | ADP |  | H,GG34936 | *92MSN1202420A* | 35800 | 16 | 8.1 | 36800 | 34800 | 94.57% | 1.9 | 0 | 10 |  |  |  | No | R-410A | 2.9833 | Residential & Commercial | Ducted CEE Tier 1
215293029 | Central HP <5.4 tons | AIRQUEST | HRCU-A-CB (Split System: Heat Pump with Remote Outdoor Unit-Air-Source) | DLCURAH24ABK | ADP |  | H,GG31930 | *96VTN0802120A* | 22600 | 16 | 8.1 | 24200 | 23400 | 96.69% | 1.98 | 0 | 10 |  |  |  | No | R-410A | 1.8833 | Residential & Commercial | Ducted CEE Tier 1
215293030 | Central HP <5.4 tons | AIRQUEST | HRCU-A-CB (Split System: Heat Pump with Remote Outdoor Unit-Air-Source) | DLCURAH24ABK | ADP |  | H,GE31924 | *96VTN0802120A* | 22600 | 16 | 8.1 | 24200 | 23400 | 96.69% | 1.98 | 0 | 10 |  |  |  | No | R-410A | 1.8833 | Residential & Commercial | Ducted CEE Tier 1
215293046 | Central HP <5.4 tons | AIRQUEST | HRCU-A-CB (Split System: Heat Pump with Remote Outdoor Unit-Air-Source) | DLCURAH24ABK | ADP |  | HG34936 | *96VTN0802120A* | 23600 | 17 | 8.1 | 24200 | 23400 | 96.69% | 1.98 | 0 | 10.5 |  |  |  | No | R-410A | 1.9667 | Residential & Commercial | Ducted CEE Tier 1
215293048 | Central HP <5.4 tons | AIRQUEST | HRCU-A-CB (Split System: Heat Pump with Remote Outdoor Unit-Air-Source) | DLCURAH24ABK | ADP |  | HE34936 | *96VTN0802120A* | 23600 | 17 | 8.1 | 24200 | 23400 | 96.69% | 1.98 | 0 | 10.5 |  |  |  | No | R-410A | 1.9667 | Residential & Commercial | Ducted CEE Tier 1
215293079 | Central HP <5.4 tons | AIRQUEST | HRCU-A-CB (Split System: Heat Pump with Remote Outdoor Unit-Air-Source) | DLCURAH24ABK | ADP |  | H,GE31930 | *96VTN0802120B* | 22800 | 16 | 8.5 | 24800 | 23600 | 95.16% | 1.98 | 0 | 10 |  |  |  | No | R-410A | 1.9 | Residential & Commercial | Ducted CEE Tier 1
215293146 | Central HP <5.4 tons | AIRQUEST | HRCU-A-CB (Split System: Heat Pump with Remote Outdoor Unit-Air-Source) | DLCURAH24ABK | ADP |  | H,GE34936 | *96VTN1002120A* | 24000 | 17 | 8.5 | 24400 | 22400 | 91.8% | 1.9 | 0 | 10 |  |  |  | No | R-410A | 2 | Residential & Commercial | Ducted CEE Tier 1
215293147 | Central HP <5.4 tons | AIRQUEST | HRCU-A-CB (Split System: Heat Pump with Remote Outdoor Unit-Air-Source) | DLCURAH24ABK | ADP |  | HE34936 | *96VTN1002120A* | 24000 | 17 | 8.5 | 24400 | 22400 | 91.8% | 1.9 | 0 | 10 |  |  |  | No | R-410A | 2 | Residential & Commercial | Ducted CEE Tier 1
215293164 | Central HP <5.4 tons | AIRQUEST | HRCU-A-CB (Split System: Heat Pump with Remote Outdoor Unit-Air-Source) | DLCURAH24ABK | ADP |  | H,GE9J936 | *96VTN1002120A* | 24000 | 17 | 8.5 | 24400 | 22400 | 91.8% | 1.9 | 0 | 10 |  |  |  | No | R-410A | 2 | Residential & Commercial | Ducted CEE Tier 1
209872708 | Central HP <5.4 tons | RHEEM | HRCU-A-CB (Split System: Heat Pump with Remote Outdoor Unit-Air-Source) | RP18AZ36AJVC |  |  | RCFZ6021SEAAM | R98MV1005A21UPS | 34200 | 19 | 8.5 | 34200 | 43500 | 127.2% | 2.2 | 0 | 12.5 |  |  |  | No | R-410A | 2.85 | Residential & Commercial | Ducted CEE Tier 1
215295051 | Central HP <5.4 tons | AIRQUEST | HRCU-A-CB (Split System: Heat Pump with Remote Outdoor Unit-Air-Source) | DLCURAH36ABK | ADP |  | H,GG33936 | *96MSN0802120A* | 35400 | 16 | 8.1 | 36800 | 34800 | 94.57% | 1.9 | 0 | 10 |  |  |  | No | R-410A | 2.95 | Residential & Commercial | Ducted CEE Tier 1
215295067 | Central HP <5.4 tons | AIRQUEST | HRCU-A-CB (Split System: Heat Pump with Remote Outdoor Unit-Air-Source) | DLCURAH36ABK | ADP |  | H,GG48936 | *96MSN0802120A* | 36000 | 16 | 8.5 | 36400 | 34400 | 94.51% | 2.04 | 0 | 10 |  |  |  | No | R-410A | 3 | Residential & Commercial | Ducted CEE Tier 1
215295085 | Central HP <5.4 tons | AIRQUEST | HRCU-A-CB (Split System: Heat Pump with Remote Outdoor Unit-Air-Source) | DLCURAH36ABK | ADP |  | HG82936 | *96MSN0802120A* | 36000 | 16 | 8.5 | 36400 | 34400 | 94.51% | 2.04 | 0 | 10 |  |  |  | No | R-410A | 3 | Residential & Commercial | Ducted CEE Tier 1
215295102 | Central HP <5.4 tons | AIRQUEST | HRCU-A-CB (Split System: Heat Pump with Remote Outdoor Unit-Air-Source) | DLCURAH36ABK | ADP |  | H,GG35936 | *96MSN1002120A* | 35400 | 16 | 8.1 | 36800 | 34600 | 94.02% | 1.88 | 0 | 10 |  |  |  | No | R-410A | 2.95 | Residential & Commercial | Ducted CEE Tier 1
215295169 | Central HP <5.4 tons | AIRQUEST | HRCU-A-CB (Split System: Heat Pump with Remote Outdoor Unit-Air-Source) | DLCURAH36ABK | ADP |  | H,GG81936 | *96MSN1002122A* | 35800 | 16 | 8.5 | 36200 | 34200 | 94.48% | 2.06 | 0 | 10 |  |  |  | No | R-410A | 2.9833 | Residential & Commercial | Ducted CEE Tier 1
215588222 | Central HP <5.4 tons | BRYANT HEATING AND COOLING SYSTEMS | HRCU-A-CB (Split System: Heat Pump with Remote Outdoor Unit-Air-Source) | 291VAN054**AA* |  |  | CVAMA4921XMA*+UI | 987MC60080C21*** | 52000 | 19 | 8.1 | 53500 | 45500 | 85.05% | 1.88 | 0 | 11.5 |  |  |  | No | R-454B | 4.3333 | Residential & Commercial | Ducted CEE Tier 1
215588354 | Central HP <5.4 tons | BRYANT HEATING AND COOLING SYSTEMS | HRCU-A-CB (Split System: Heat Pump with Remote Outdoor Unit-Air-Source) | 291VAN054**AA* |  |  | CVAVA6024XMA*+UI | 88*TB60070C21*** | 51500 | 19 | 8.1 | 53000 | 47000 | 88.68% | 1.82 | 0 | 11.5 |  |  |  | No | R-454B | 4.2917 | Residential & Commercial | Ducted CEE Tier 1
215588374 | Central HP <5.4 tons | BRYANT HEATING AND COOLING SYSTEMS | HRCU-A-CB (Split System: Heat Pump with Remote Outdoor Unit-Air-Source) | 291VAN054**AA* |  |  | CVAVA6024XMA*+UI | 986TD66120C24*** | 52000 | 19 | 8.1 | 52500 | 46500 | 88.57% | 1.86 | 0 | 12 |  |  |  | No | R-454B | 4.3333 | Residential & Commercial | Ducted CEE Tier 1
215588406 | Central HP <5.4 tons | BRYANT HEATING AND COOLING SYSTEMS | HRCU-A-CB (Split System: Heat Pump with Remote Outdoor Unit-Air-Source) | 291VAN054**AA* |  |  | CVAVA6124XMA*+UI | 987MC60060C21*** | 51500 | 18.5 | 8.1 | 54500 | 46500 | 85.32% | 1.86 | 0 | 11 |  |  |  | No | R-454B | 4.2917 | Residential & Commercial | Ducted CEE Tier 1
215295453 | Central HP <5.4 tons | AIRQUEST | HRCU-A-CB (Split System: Heat Pump with Remote Outdoor Unit-Air-Source) | DLCURAH36ABK | ADP |  | H,GE80936 | *96VTN0801716B* | 35400 | 16 | 8.1 | 36200 | 34400 | 95.03% | 2 | 0 | 10 |  |  |  | No | R-410A | 2.95 | Residential & Commercial | Ducted CEE Tier 1
215295520 | Central HP <5.4 tons | AIRQUEST | HRCU-A-CB (Split System: Heat Pump with Remote Outdoor Unit-Air-Source) | DLCURAH36ABK | ADP |  | HG48936 | *96VTN0802120B* | 36200 | 16 | 8.5 | 36400 | 34400 | 94.51% | 2.04 | 0 | 10 |  |  |  | No | R-410A | 3.0167 | Residential & Commercial | Ducted CEE Tier 1
215295570 | Central HP <5.4 tons | AIRQUEST | HRCU-A-CB (Split System: Heat Pump with Remote Outdoor Unit-Air-Source) | DLCURAH36ABK | ADP |  | H,GE1K936 | *96VTN1002120A* | 36200 | 15.2 | 8.5 | 36800 | 34400 | 93.48% | 2.08 | 0 | 10 |  |  |  | No | R-410A | 3.0167 | Residential & Commercial | Ducted CEE Tier 1
215295572 | Central HP <5.4 tons | AIRQUEST | HRCU-A-CB (Split System: Heat Pump with Remote Outdoor Unit-Air-Source) | DLCURAH36ABK | ADP |  | HG80936 | *96VTN1002120A* | 36400 | 15.2 | 8.5 | 36800 | 34400 | 93.48% | 2.08 | 0 | 10 |  |  |  | No | R-410A | 3.0333 | Residential & Commercial | Ducted CEE Tier 1
215588438 | Central HP <5.4 tons | BRYANT HEATING AND COOLING SYSTEMS | HRCU-A-CB (Split System: Heat Pump with Remote Outdoor Unit-Air-Source) | 291VAN054**AA* |  |  | CAA**6121AM*+UI | 83*CB48060C17*** | 49500 | 19 | 10 | 52000 | 51500 | 99.04% | 2 | 0 | 12 |  |  |  | No | R-454B | 4.125 | Residential & Commercial | Ducted CEE Tier 1
215588506 | Central HP <5.4 tons | BRYANT HEATING AND COOLING SYSTEMS | HRCU-A-CB (Split System: Heat Pump with Remote Outdoor Unit-Air-Source) | 291VAN054**AA* |  |  | CVAMA6124XMA*+UI | 987TA66120C24*** | 53000 | 19.5 | 8.1 | 53500 | 46500 | 86.92% | 1.84 | 0 | 12 |  |  |  | No | R-454B | 4.4167 | Residential & Commercial | Ducted CEE Tier 1
215588524 | Central HP <5.4 tons | BRYANT HEATING AND COOLING SYSTEMS | HRCU-A-CB (Split System: Heat Pump with Remote Outdoor Unit-Air-Source) | 291VAN054**AA* |  |  | CVAVA4924XMA*+UI | 987TA66120C24*** | 52000 | 19 | 8.1 | 52500 | 46500 | 88.57% | 1.86 | 0 | 12 |  |  |  | No | R-454B | 4.3333 | Residential & Commercial | Ducted CEE Tier 1
215588106 | Central HP <5.4 tons | BRYANT HEATING AND COOLING SYSTEMS | HRCU-A-CB (Split System: Heat Pump with Remote Outdoor Unit-Air-Source) | 291VAN054**AA* |  |  | CAA**6024AM*+UI | 987MC66100C21*** | 49000 | 19 | 10.5 | 52500 | 53500 | 101.9% | 1.96 | 0 | 11 |  |  |  | No | R-454B | 4.0833 | Residential & Commercial | Ducted CEE Tier 1
216439989 | Central HP <5.4 tons | AMERICAN STANDARD | HRCU-A-CB (Split System: Heat Pump with Remote Outdoor Unit-Air-Source) | 5A6V0X24A1 |  |  | 5TXCB003AS3 | S9V2B060U4VSB+LRP | 20400 | 18.8 | 9.4 | 23800 | 17600 | 73.95% | 2.1 | 0 | 11.7 |  |  |  | No | R-454B | 1.7 | Residential & Commercial | Ducted CEE Tier 1
215295602 | Central HP <5.4 tons | AIRQUEST | HRCU-A-CB (Split System: Heat Pump with Remote Outdoor Unit-Air-Source) | DLCURAH36ABK | ADP |  | HG7J936 | *96VTN1002120B* | 35200 | 16 | 8.1 | 36800 | 34800 | 94.57% | 1.82 | 0 | 10 |  |  |  | No | R-410A | 2.9333 | Residential & Commercial | Ducted CEE Tier 1
215295452 | Central HP <5.4 tons | AIRQUEST | HRCU-A-CB (Split System: Heat Pump with Remote Outdoor Unit-Air-Source) | DLCURAH36ABK | ADP |  | HG80936 | *96VTN0801716B* | 35400 | 16 | 8.1 | 36200 | 34400 | 95.03% | 2 | 0 | 10 |  |  |  | No | R-410A | 2.95 | Residential & Commercial | Ducted CEE Tier 1
215295455 | Central HP <5.4 tons | AIRQUEST | HRCU-A-CB (Split System: Heat Pump with Remote Outdoor Unit-Air-Source) | DLCURAH36ABK | ADP |  | HG81936 | *96VTN0801716B* | 35400 | 16 | 8.1 | 36800 | 34600 | 94.02% | 1.98 | 0 | 10 |  |  |  | No | R-410A | 2.95 | Residential & Commercial | Ducted CEE Tier 1
215295635 | Central HP <5.4 tons | AIRQUEST | HRCU-A-CB (Split System: Heat Pump with Remote Outdoor Unit-Air-Source) | DLCURAH36ABK | ADP |  | H,GG35936 | *96VTN1002122A* | 35400 | 16 | 8.1 | 36800 | 34600 | 94.02% | 1.88 | 0 | 10 |  |  |  | No | R-410A | 2.95 | Residential & Commercial | Ducted CEE Tier 1
215588138 | Central HP <5.4 tons | BRYANT HEATING AND COOLING SYSTEMS | HRCU-A-CB (Split System: Heat Pump with Remote Outdoor Unit-Air-Source) | 291VAN054**AA* |  |  | CSAH*4812AM*+UI | 88*TB48070C17*** | 48000 | 17.5 | 11.5 | 52000 | 51000 | 98.08% | 1.92 | 0 | 11 |  |  |  | No | R-454B | 4 | Residential & Commercial | Ducted CEE Tier 1
216439572 | Central HP <5.4 tons | TRANE | HRCU-A-CB (Split System: Heat Pump with Remote Outdoor Unit-Air-Source) | 5TWV0X60A1 |  |  | 5TEMCD07AV51+TDR |  | 54000 | 19 | 8.7 | 53000 | 38500 | 72.64% | 2.01 | 0 | 10.5 |  |  |  | No | R-454B | 4.5 | Residential & Commercial | Ducted CEE Tier 1
215374885 | Central HP <5.4 tons | Durastar | HRCU-A-CB (Split System: Heat Pump with Remote Outdoor Unit-Air-Source) | DRU1H24S2A |  |  | DRUM1824S2A |  | 23000 | 18.3 | 10 | 24000 | 21600 | 90% | 1.87 | 0 | 11.7 |  |  |  | No | R-454B | 1.9167 | Residential & Commercial | Ducted CEE Tier 1
215425510 | Central HP <5.4 tons | YORK | HRCU-A-CB (Split System: Heat Pump with Remote Outdoor Unit-Air-Source) | HH860E2S11 | ADP |  | H,YE49*48+TXV | TM9Y100C16MP11 | 44000 | 17 | 8.5 | 42500 | 33400 | 78.59% | 2 | 0 | 11 |  |  |  | No | R-454B | 3.6667 | Residential & Commercial | Ducted CEE Tier 1
215425544 | Central HP <5.4 tons | YORK | HRCU-A-CB (Split System: Heat Pump with Remote Outdoor Unit-Air-Source) | HH860E2S11 | ADP |  | H,YE86*48+TXV | Y81E100C16SMPS1 | 44000 | 18 | 8.5 | 42000 | 32800 | 78.1% | 2 | 0 | 12 |  |  |  | No | R-454B | 3.6667 | Residential & Commercial | Ducted CEE Tier 1
215425558 | Central HP <5.4 tons | YORK | HRCU-A-CB (Split System: Heat Pump with Remote Outdoor Unit-Air-Source) | HH860E2S11 | ADP |  | H,YE84*48+TXV | Y81E120C16SMPS1 | 44000 | 18 | 8.5 | 41500 | 32600 | 78.55% | 2 | 0 | 12 |  |  |  | No | R-454B | 3.6667 | Residential & Commercial | Ducted CEE Tier 1
215425561 | Central HP <5.4 tons | YORK | HRCU-A-CB (Split System: Heat Pump with Remote Outdoor Unit-Air-Source) | HH860E2S11 | ADP |  | H,YE3K*48+TXV | Y81E120C20SMPS1 | 45000 | 18 | 8.5 | 43500 | 33600 | 77.24% | 2 | 0 | 11.7 |  |  |  | No | R-454B | 3.75 | Residential & Commercial | Ducted CEE Tier 1
215425575 | Central HP <5.4 tons | YORK | HRCU-A-CB (Split System: Heat Pump with Remote Outdoor Unit-Air-Source) | HH860E2S11 | ADP |  | H,YE84*48+TXV | Y91E080C16SMPS1 | 45000 | 18 | 8.5 | 45000 | 33400 | 74.22% | 2 | 0 | 11.7 |  |  |  | No | R-454B | 3.75 | Residential & Commercial | Ducted CEE Tier 1
215425577 | Central HP <5.4 tons | YORK | HRCU-A-CB (Split System: Heat Pump with Remote Outdoor Unit-Air-Source) | HH860E2S11 | ADP |  | H,YE37*48+TXV | Y91E080C20SMPS1 | 44500 | 17 | 8.5 | 44500 | 33000 | 74.16% | 2 | 0 | 12 |  |  |  | No | R-454B | 3.7083 | Residential & Commercial | Ducted CEE Tier 1
215425627 | Central HP <5.4 tons | YORK | HRCU-A-CB (Split System: Heat Pump with Remote Outdoor Unit-Air-Source) | HH860E2S11 | ADP |  | H,YE37*48+TXV | YP9C100C16MP13 | 43500 | 17 | 8.5 | 42000 | 32800 | 78.1% | 2 | 0 | 11.7 |  |  |  | No | R-454B | 3.625 | Residential & Commercial | Ducted CEE Tier 1
213785265 | Central HP <5.4 tons | CARRIER | HRCU-A-CB (Split System: Heat Pump with Remote Outdoor Unit-Air-Source) | 25VNA424A*031* |  |  | CSPH*4212AL*+UI | 59TN6C040C14**10 | 23400 | 17 | 10 | 26800 | 20200 | 75.37% | 2.4 | 0 | 11.7 |  |  |  | No | R-410A | 1.95 | Residential & Commercial | Ducted CEE Tier 1
215295636 | Central HP <5.4 tons | AIRQUEST | HRCU-A-CB (Split System: Heat Pump with Remote Outdoor Unit-Air-Source) | DLCURAH36ABK | ADP |  | H,GE35936 | *96VTN1002122A* | 35400 | 16 | 8.1 | 36800 | 34600 | 94.02% | 1.88 | 0 | 10 |  |  |  | No | R-410A | 2.95 | Residential & Commercial | Ducted CEE Tier 1
215295504 | Central HP <5.4 tons | AIRQUEST | HRCU-A-CB (Split System: Heat Pump with Remote Outdoor Unit-Air-Source) | DLCURAH36ABK | ADP |  | HG33936 | *96VTN0802120B* | 35400 | 16 | 8.1 | 36800 | 34800 | 94.57% | 1.9 | 0 | 10 |  |  |  | No | R-410A | 2.95 | Residential & Commercial | Ducted CEE Tier 1
215295568 | Central HP <5.4 tons | AIRQUEST | HRCU-A-CB (Split System: Heat Pump with Remote Outdoor Unit-Air-Source) | DLCURAH36ABK | ADP |  | H,GE9J936 | *96VTN1002120A* | 35800 | 15.2 | 8.1 | 37800 | 34800 | 92.06% | 1.9 | 0 | 10 |  |  |  | No | R-410A | 2.9833 | Residential & Commercial | Ducted CEE Tier 1
215295585 | Central HP <5.4 tons | AIRQUEST | HRCU-A-CB (Split System: Heat Pump with Remote Outdoor Unit-Air-Source) | DLCURAH36ABK | ADP |  | HG33936 | *96VTN1002120B* | 35200 | 16 | 8.1 | 36800 | 34600 | 94.02% | 1.88 | 0 | 10 |  |  |  | No | R-410A | 2.9333 | Residential & Commercial | Ducted CEE Tier 1
215295587 | Central HP <5.4 tons | AIRQUEST | HRCU-A-CB (Split System: Heat Pump with Remote Outdoor Unit-Air-Source) | DLCURAH36ABK | ADP |  | HE33936 | *96VTN1002120B* | 35200 | 16 | 8.1 | 36800 | 34600 | 94.02% | 1.88 | 0 | 10 |  |  |  | No | R-410A | 2.9333 | Residential & Commercial | Ducted CEE Tier 1
215295588 | Central HP <5.4 tons | AIRQUEST | HRCU-A-CB (Split System: Heat Pump with Remote Outdoor Unit-Air-Source) | DLCURAH36ABK | ADP |  | H,GG34936 | *96VTN1002120B* | 35400 | 16 | 8.1 | 36800 | 34600 | 94.02% | 1.88 | 0 | 10 |  |  |  | No | R-410A | 2.95 | Residential & Commercial | Ducted CEE Tier 1
215295654 | Central HP <5.4 tons | AIRQUEST | HRCU-A-CB (Split System: Heat Pump with Remote Outdoor Unit-Air-Source) | DLCURAH36ABK | ADP |  | H,GE80936 | *96VTN1002122A* | 36000 | 16 | 8.5 | 36200 | 34200 | 94.48% | 2.06 | 0 | 10 |  |  |  | No | R-410A | 3 | Residential & Commercial | Ducted CEE Tier 1
215588170 | Central HP <5.4 tons | BRYANT HEATING AND COOLING SYSTEMS | HRCU-A-CB (Split System: Heat Pump with Remote Outdoor Unit-Air-Source) | 291VAN054**AA* |  |  | CSAH*6012AM*+UI | 935CB48060C17*** | 48500 | 17.5 | 9.5 | 51500 | 51000 | 99.03% | 1.96 | 0 | 11.5 |  |  |  | No | R-454B | 4.0417 | Residential & Commercial | Ducted CEE Tier 1
215588188 | Central HP <5.4 tons | BRYANT HEATING AND COOLING SYSTEMS | HRCU-A-CB (Split System: Heat Pump with Remote Outdoor Unit-Air-Source) | 291VAN054**AA* |  |  | CSAH*6012AM*+UI | 986TD66100C21*** | 49500 | 18.5 | 10.5 | 52500 | 53500 | 101.9% | 1.92 | 0 | 11 |  |  |  | No | R-454B | 4.125 | Residential & Commercial | Ducted CEE Tier 1
215588556 | Central HP <5.4 tons | BRYANT HEATING AND COOLING SYSTEMS | HRCU-A-CB (Split System: Heat Pump with Remote Outdoor Unit-Air-Source) | 291VAN054**AA* |  |  | CVAVA6124XMA*+UI | 987TA60080C21*** | 52500 | 19.5 | 8.1 | 53500 | 46500 | 86.92% | 1.82 | 0 | 12 |  |  |  | No | R-454B | 4.375 | Residential & Commercial | Ducted CEE Tier 1
215295669 | Central HP <5.4 tons | AIRQUEST | HRCU-A-CB (Split System: Heat Pump with Remote Outdoor Unit-Air-Source) | DLCURAH36ABK | ADP |  | H,GG34936 | *96VTN1002122B* | 35400 | 16 | 8.1 | 36800 | 34600 | 94.02% | 1.88 | 0 | 10 |  |  |  | No | R-410A | 2.95 | Residential & Commercial | Ducted CEE Tier 1
215295670 | Central HP <5.4 tons | AIRQUEST | HRCU-A-CB (Split System: Heat Pump with Remote Outdoor Unit-Air-Source) | DLCURAH36ABK | ADP |  | HG34936 | *96VTN1002122B* | 35400 | 16 | 8.1 | 36800 | 34600 | 94.02% | 1.88 | 0 | 10 |  |  |  | No | R-410A | 2.95 | Residential & Commercial | Ducted CEE Tier 1
215295686 | Central HP <5.4 tons | AIRQUEST | HRCU-A-CB (Split System: Heat Pump with Remote Outdoor Unit-Air-Source) | DLCURAH36ABK | ADP |  | HG8J936 | *96VTN1002122B* | 35400 | 16 | 8.1 | 36800 | 34600 | 94.02% | 1.88 | 0 | 10 |  |  |  | No | R-410A | 2.95 | Residential & Commercial | Ducted CEE Tier 1
215295720 | Central HP <5.4 tons | AIRQUEST | HRCU-A-CB (Split System: Heat Pump with Remote Outdoor Unit-Air-Source) | DLCURAH36ABK | ADP |  | H,GE36936 | *96VTN1202422A* | 35800 | 16 | 8.5 | 36800 | 34200 | 92.93% | 2.06 | 0 | 10 |  |  |  | No | R-410A | 2.9833 | Residential & Commercial | Ducted CEE Tier 1
215295653 | Central HP <5.4 tons | AIRQUEST | HRCU-A-CB (Split System: Heat Pump with Remote Outdoor Unit-Air-Source) | DLCURAH36ABK | ADP |  | HG80936 | *96VTN1002122A* | 36000 | 16 | 8.5 | 36200 | 34200 | 94.48% | 2.06 | 0 | 10 |  |  |  | No | R-410A | 3 | Residential & Commercial | Ducted CEE Tier 1
215295672 | Central HP <5.4 tons | AIRQUEST | HRCU-A-CB (Split System: Heat Pump with Remote Outdoor Unit-Air-Source) | DLCURAH36ABK | ADP |  | HE34936 | *96VTN1002122B* | 35400 | 16 | 8.1 | 36800 | 34600 | 94.02% | 1.88 | 0 | 10 |  |  |  | No | R-410A | 2.95 | Residential & Commercial | Ducted CEE Tier 1
211206878 | Central HP <5.4 tons | LUXAIRE | HRCU-A-CB (Split System: Heat Pump with Remote Outdoor Unit-Air-Source) | HL20B3621 |  |  | XAMC36DE2N1+CC | LP9C080C16MP13 | 33000 | 18 | 8.5 | 34200 | 29200 | 85.38% | 1.96 | 0 | 12 |  |  |  | No | R-410A | 2.75 | Residential & Commercial | Ducted CEE Tier 1
215935226 | Central HP <5.4 tons | HEIL | HRCU-A-CB (Split System: Heat Pump with Remote Outdoor Unit-Air-Source) | H5H3V36*K*AAA* |  |  | EVM5X60M21A*+WALLCON | *80CTL1102120B* | 35600 | 22 | 8.5 | 38000 | 28400 | 74.74% | 2.02 | 0 | 12.5 |  |  |  | No | R-454B | 2.9667 | Residential & Commercial | Ducted CEE Tier 1
214608240 | Central HP <5.4 tons | TRANE | HRCU-A-CB (Split System: Heat Pump with Remote Outdoor Unit-Air-Source) | E4HL5030A1000A |  |  | E4AH5E36A1J30A |  | 28000 | 15.2 | 8.5 | 28000 | 21000 | 75% | 1.81 | 0 | 11 |  |  |  | No | R-410A | 2.3333 | Residential & Commercial | Ducted CEE Tier 1
215935346 | Central HP <5.4 tons | HEIL | HRCU-A-CB (Split System: Heat Pump with Remote Outdoor Unit-Air-Source) | H5H3V36*K*AAA* |  |  | EVM5X60M24A*+WALLCON | *80CTL0902120B* | 35600 | 22 | 8.5 | 38000 | 28400 | 74.74% | 2.04 | 0 | 12.5 |  |  |  | No | R-454B | 2.9667 | Residential & Commercial | Ducted CEE Tier 1
215935386 | Central HP <5.4 tons | HEIL | HRCU-A-CB (Split System: Heat Pump with Remote Outdoor Unit-Air-Source) | H5H3V36*K*AAA* |  |  | EVM5X60M24A*+WALLCON | *95CSU1002122B* | 35600 | 22 | 8.5 | 38000 | 28400 | 74.74% | 2.06 | 0 | 12.5 |  |  |  | No | R-454B | 2.9667 | Residential & Commercial | Ducted CEE Tier 1
214569581 | Central HP <5.4 tons | BRYANT HEATING AND COOLING SYSTEMS | HRCU-A-CB (Split System: Heat Pump with Remote Outdoor Unit-Air-Source) | 284ANV036*0**B* |  |  | CAP**4824AL*+UI | 987MC60080C21*** | 33800 | 19.5 | 9.5 | 36400 | 25800 | 70.88% | 2.04 | 0 | 12 |  |  |  | No | R-410A | 2.8167 | Residential & Commercial | Ducted CEE Tier 1
214569597 | Central HP <5.4 tons | BRYANT HEATING AND COOLING SYSTEMS | HRCU-A-CB (Split System: Heat Pump with Remote Outdoor Unit-Air-Source) | 284ANV036*0**B* |  |  | CAP**6121AL*+UI | 88*TB60070C21*** | 34800 | 19.5 | 9 | 35800 | 25200 | 70.39% | 2.02 | 0 | 12 |  |  |  | No | R-410A | 2.9 | Residential & Commercial | Ducted CEE Tier 1
214569615 | Central HP <5.4 tons | BRYANT HEATING AND COOLING SYSTEMS | HRCU-A-CB (Split System: Heat Pump with Remote Outdoor Unit-Air-Source) | 284ANV036*0**B* |  |  | CAP**6124AL*+UI | 987MC60060C21*** | 34600 | 19 | 9 | 36000 | 25200 | 70% | 2 | 0 | 12 |  |  |  | No | R-410A | 2.8833 | Residential & Commercial | Ducted CEE Tier 1
215682056 | Central HP <5.4 tons | AIRQUEST | HRCU-A-CB (Split System: Heat Pump with Remote Outdoor Unit-Air-Source) | H5H0V48*K*AAA* |  |  | EVM5X61M24A*+WALLCON | *80CSU1002120B* | 48500 | 19 | 9 | 50000 | 36600 | 73.2% | 2.12 | 0 | 10 |  |  |  | No | R-454B | 4.0417 | Residential & Commercial | Ducted CEE Tier 1
215682506 | Central HP <5.4 tons | AIRQUEST | HRCU-A-CB (Split System: Heat Pump with Remote Outdoor Unit-Air-Source) | H5H0V48*K*AAA* |  |  | EVD5X61M21A*+WALLCON | *97CTN1002122A* | 48500 | 19.5 | 9.5 | 50000 | 36800 | 73.6% | 2.12 | 0 | 10.5 |  |  |  | No | R-454B | 4.0417 | Residential & Commercial | Ducted CEE Tier 1
213770257 | Central HP <5.4 tons | CARRIER | HRCU-A-CB (Split System: Heat Pump with Remote Outdoor Unit-Air-Source) | 25VNA813A*030* |  |  | CAP**1917AL*+UI | 59TN6C040C14**10 | 13000 | 15.5 | 8.1 | 11800 | 8800 | 74.58% | 1.98 | 0 | 12 |  |  |  | No | R-410A | 1.0833 | Residential & Commercial | Ducted CEE Tier 1
215678376 | Central HP <5.4 tons | AIRQUEST | HRCU-A-CB (Split System: Heat Pump with Remote Outdoor Unit-Air-Source) | H5H0V24*K*AAA* |  |  | EA*5X37M17A*+WALLCON | *97CTN0801716A* | 23800 | 17 | 9 | 23400 | 16500 | 70.51% | 2 | 0 | 10 |  |  |  | No | R-454B | 1.9833 | Residential & Commercial | Ducted CEE Tier 1
215588306 | Central HP <5.4 tons | BRYANT HEATING AND COOLING SYSTEMS | HRCU-A-CB (Split System: Heat Pump with Remote Outdoor Unit-Air-Source) | 291VAN054**AA* |  |  | CVAVA4824XMA*+UI | 987MC60060C21*** | 50000 | 18 | 8.1 | 53000 | 46000 | 86.79% | 1.88 | 0 | 10.5 |  |  |  | No | R-454B | 4.1667 | Residential & Commercial | Ducted CEE Tier 1
215588100 | Central HP <5.4 tons | BRYANT HEATING AND COOLING SYSTEMS | HRCU-A-CB (Split System: Heat Pump with Remote Outdoor Unit-Air-Source) | 291VAN054**AA* |  |  | CAA**6024AM*+UI | 935CB66100C21*** | 49500 | 19 | 10.5 | 52000 | 53000 | 101.9% | 1.98 | 0 | 11.5 |  |  |  | No | R-454B | 4.125 | Residential & Commercial | Ducted CEE Tier 1
215588102 | Central HP <5.4 tons | BRYANT HEATING AND COOLING SYSTEMS | HRCU-A-CB (Split System: Heat Pump with Remote Outdoor Unit-Air-Source) | 291VAN054**AA* |  |  | CAA**6024AM*+UI | 987MC60060C21*** | 48000 | 18 | 10.5 | 53500 | 53500 | 100% | 1.92 | 0 | 10 |  |  |  | No | R-454B | 4 | Residential & Commercial | Ducted CEE Tier 1
215588134 | Central HP <5.4 tons | BRYANT HEATING AND COOLING SYSTEMS | HRCU-A-CB (Split System: Heat Pump with Remote Outdoor Unit-Air-Source) | 291VAN054**AA* |  |  | CSAH*4812AM*+UI | 88*TB36045C17*** | 47000 | 17 | 11.5 | 52000 | 51500 | 99.04% | 1.9 | 0 | 10.5 |  |  |  | No | R-454B | 3.9167 | Residential & Commercial | Ducted CEE Tier 1
215588136 | Central HP <5.4 tons | BRYANT HEATING AND COOLING SYSTEMS | HRCU-A-CB (Split System: Heat Pump with Remote Outdoor Unit-Air-Source) | 291VAN054**AA* |  |  | CSAH*4812AM*+UI | 88*TB36070C14*** | 47000 | 17.5 | 8.5 | 50500 | 50000 | 99.01% | 1.92 | 0 | 11.5 |  |  |  | No | R-454B | 3.9167 | Residential & Commercial | Ducted CEE Tier 1
215588168 | Central HP <5.4 tons | BRYANT HEATING AND COOLING SYSTEMS | HRCU-A-CB (Split System: Heat Pump with Remote Outdoor Unit-Air-Source) | 291VAN054**AA* |  |  | CSAH*6012AM*+UI | 88*TB66135C24*** | 50000 | 18.5 | 10 | 52000 | 53000 | 101.9% | 1.84 | 0 | 11.5 |  |  |  | No | R-454B | 4.1667 | Residential & Commercial | Ducted CEE Tier 1
215667630 | Central HP <5.4 tons | HEIL | HRCU-A-CB (Split System: Heat Pump with Remote Outdoor Unit-Air-Source) | H5H0V24*K*AAA* |  |  | EA*5X36M17A*+WALLCON | *80CTL0701716B* | 23200 | 17 | 9 | 23600 | 16600 | 70.34% | 1.98 | 0 | 10 |  |  |  | No | R-454B | 1.9333 | Residential & Commercial | Ducted CEE Tier 1
215667663 | Central HP <5.4 tons | HEIL | HRCU-A-CB (Split System: Heat Pump with Remote Outdoor Unit-Air-Source) | H5H0V24*K*AAA* |  |  | EA*5X36M17A*+WALLCON | *97CMN0601714B* | 23000 | 17 | 9 | 23800 | 16700 | 70.17% | 1.98 | 0 | 10 |  |  |  | No | R-454B | 1.9167 | Residential & Commercial | Ducted CEE Tier 1
215667716 | Central HP <5.4 tons | HEIL | HRCU-A-CB (Split System: Heat Pump with Remote Outdoor Unit-Air-Source) | H5H0V24*K*AAA* |  |  | EA*5X36M17A*+WALLCON | *96CTN0801714B* | 23200 | 17 | 9 | 23600 | 16600 | 70.34% | 1.98 | 0 | 10 |  |  |  | No | R-454B | 1.9333 | Residential & Commercial | Ducted CEE Tier 1
215667780 | Central HP <5.4 tons | HEIL | HRCU-A-CB (Split System: Heat Pump with Remote Outdoor Unit-Air-Source) | H5H0V24*K*AAA* |  |  | EA*5X37M17A*+WALLCON | *97CMN0801714B* | 23800 | 17 | 9 | 23400 | 16500 | 70.51% | 2 | 0 | 10.5 |  |  |  | No | R-454B | 1.9833 | Residential & Commercial | Ducted CEE Tier 1
215588250 | Central HP <5.4 tons | BRYANT HEATING AND COOLING SYSTEMS | HRCU-A-CB (Split System: Heat Pump with Remote Outdoor Unit-Air-Source) | 291VAN054**AA* |  |  | CVAMA6024XMA*+UI | 88*TB66135C24*** | 52000 | 19.5 | 8.1 | 52500 | 46000 | 87.62% | 1.84 | 0 | 12 |  |  |  | No | R-454B | 4.3333 | Residential & Commercial | Ducted CEE Tier 1
215588270 | Central HP <5.4 tons | BRYANT HEATING AND COOLING SYSTEMS | HRCU-A-CB (Split System: Heat Pump with Remote Outdoor Unit-Air-Source) | 291VAN054**AA* |  |  | CVAMA6124XMA*+UI | 88*TB60090C21*** | 53000 | 20 | 8.1 | 53000 | 46000 | 86.79% | 1.84 | 0 | 12.5 |  |  |  | No | R-454B | 4.4167 | Residential & Commercial | Ducted CEE Tier 1
215588286 | Central HP <5.4 tons | BRYANT HEATING AND COOLING SYSTEMS | HRCU-A-CB (Split System: Heat Pump with Remote Outdoor Unit-Air-Source) | 291VAN054**AA* |  |  | CVAMA6124XMA*+UI | 987MC66120C24*** | 52500 | 19.5 | 8.1 | 53500 | 46500 | 86.92% | 1.84 | 0 | 12 |  |  |  | No | R-454B | 4.375 | Residential & Commercial | Ducted CEE Tier 1
215588148 | Central HP <5.4 tons | BRYANT HEATING AND COOLING SYSTEMS | HRCU-A-CB (Split System: Heat Pump with Remote Outdoor Unit-Air-Source) | 291VAN054**AA* |  |  | CSAH*4812AM*+UI | 987MC60080C21*** | 48500 | 18 | 10.5 | 52500 | 52000 | 99.05% | 1.94 | 0 | 10.5 |  |  |  | No | R-454B | 4.0417 | Residential & Commercial | Ducted CEE Tier 1
215588180 | Central HP <5.4 tons | BRYANT HEATING AND COOLING SYSTEMS | HRCU-A-CB (Split System: Heat Pump with Remote Outdoor Unit-Air-Source) | 291VAN054**AA* |  |  | CSAH*6012AM*+UI | 987MC60080C21*** | 49500 | 18.5 | 10.5 | 52500 | 52500 | 100% | 1.94 | 0 | 11 |  |  |  | No | R-454B | 4.125 | Residential & Commercial | Ducted CEE Tier 1
215588248 | Central HP <5.4 tons | BRYANT HEATING AND COOLING SYSTEMS | HRCU-A-CB (Split System: Heat Pump with Remote Outdoor Unit-Air-Source) | 291VAN054**AA* |  |  | CVAMA6024XMA*+UI | 88*TB60110C21*** | 52000 | 19.5 | 8.1 | 52500 | 46500 | 88.57% | 1.84 | 0 | 12 |  |  |  | No | R-454B | 4.3333 | Residential & Commercial | Ducted CEE Tier 1
215588366 | Central HP <5.4 tons | BRYANT HEATING AND COOLING SYSTEMS | HRCU-A-CB (Split System: Heat Pump with Remote Outdoor Unit-Air-Source) | 291VAN054**AA* |  |  | CVAVA6024XMA*+UI | 987MC60080C21*** | 51500 | 19 | 8.1 | 53000 | 45500 | 85.85% | 1.88 | 0 | 11.5 |  |  |  | No | R-454B | 4.2917 | Residential & Commercial | Ducted CEE Tier 1
215932156 | Central HP <5.4 tons | HEIL | HRCU-A-CB (Split System: Heat Pump with Remote Outdoor Unit-Air-Source) | H5H3V36*K*AAA* |  |  | EA*5X37M17A*+WALLCON | *96CTN0601714B* | 33200 | 19 | 9.5 | 34400 | 26400 | 76.74% | 2.06 | 0 | 10.5 |  |  |  | No | R-454B | 2.7667 | Residential & Commercial | Ducted CEE Tier 1
215933646 | Central HP <5.4 tons | HEIL | HRCU-A-CB (Split System: Heat Pump with Remote Outdoor Unit-Air-Source) | H5H3V36*K*AAA* |  |  | ESH5X48M12A*+WALLCON | *97CMN0602120B* | 33600 | 19 | 9 | 35200 | 27000 | 76.7% | 1.92 | 0 | 11 |  |  |  | No | R-454B | 2.8 | Residential & Commercial | Ducted CEE Tier 1
215933666 | Central HP <5.4 tons | HEIL | HRCU-A-CB (Split System: Heat Pump with Remote Outdoor Unit-Air-Source) | H5H3V36*K*AAA* |  |  | ESH5X48M12A*+WALLCON | *97CMN0802120B* | 33800 | 19.5 | 9 | 34800 | 26600 | 76.44% | 1.94 | 0 | 11.5 |  |  |  | No | R-454B | 2.8167 | Residential & Commercial | Ducted CEE Tier 1
215293165 | Central HP <5.4 tons | AIRQUEST | HRCU-A-CB (Split System: Heat Pump with Remote Outdoor Unit-Air-Source) | DLCURAH24ABK | ADP |  | H,GG1K936 | *96VTN1002120A* | 24000 | 17 | 8.5 | 24400 | 22400 | 91.8% | 1.9 | 0 | 10 |  |  |  | No | R-410A | 2 | Residential & Commercial | Ducted CEE Tier 1
215293195 | Central HP <5.4 tons | AIRQUEST | HRCU-A-CB (Split System: Heat Pump with Remote Outdoor Unit-Air-Source) | DLCURAH24ABK | ADP |  | HE34936 | *96VTN1002120B* | 23600 | 17 | 8.5 | 24600 | 24200 | 98.37% | 2.04 | 0 | 10.5 |  |  |  | No | R-410A | 1.9667 | Residential & Commercial | Ducted CEE Tier 1
215293196 | Central HP <5.4 tons | AIRQUEST | HRCU-A-CB (Split System: Heat Pump with Remote Outdoor Unit-Air-Source) | DLCURAH24ABK | ADP |  | H,GG35936 | *96VTN1002120B* | 23600 | 17 | 8.5 | 24600 | 24200 | 98.37% | 2.04 | 0 | 10.5 |  |  |  | No | R-410A | 1.9667 | Residential & Commercial | Ducted CEE Tier 1
215293213 | Central HP <5.4 tons | AIRQUEST | HRCU-A-CB (Split System: Heat Pump with Remote Outdoor Unit-Air-Source) | DLCURAH24ABK | ADP |  | H,GG9J936 | *96VTN1002120B* | 23600 | 17 | 8.5 | 24600 | 24200 | 98.37% | 2.04 | 0 | 10.5 |  |  |  | No | R-410A | 1.9667 | Residential & Commercial | Ducted CEE Tier 1
215293249 | Central HP <5.4 tons | AIRQUEST | HRCU-A-CB (Split System: Heat Pump with Remote Outdoor Unit-Air-Source) | DLCURAH24ABK | ADP |  | HE35936 | *96VTN1002122A* | 23600 | 17 | 8.1 | 24200 | 23400 | 96.69% | 1.98 | 0 | 10.5 |  |  |  | No | R-410A | 1.9667 | Residential & Commercial | Ducted CEE Tier 1
215293312 | Central HP <5.4 tons | AIRQUEST | HRCU-A-CB (Split System: Heat Pump with Remote Outdoor Unit-Air-Source) | DLCURAH24ABK | ADP |  | H,GG9J936 | *96VTN1002122B* | 23800 | 17 | 8.5 | 24800 | 23400 | 94.35% | 1.98 | 0 | 10.5 |  |  |  | No | R-410A | 1.9833 | Residential & Commercial | Ducted CEE Tier 1
214573721 | Central HP <5.4 tons | AIRQUEST | HRCU-A-CB (Split System: Heat Pump with Remote Outdoor Unit-Air-Source) | HVH837GKA2* |  |  | EA*4X37L21A*+WALLCON | *96CTN0802120B* | 33000 | 17.5 | 8.5 | 32600 | 25000 | 76.69% | 2 | 0 | 11.5 |  |  |  | No | R-410A | 2.75 | Residential & Commercial | Ducted CEE Tier 1
213785646 | Central HP <5.4 tons | CARRIER | HRCU-A-CB (Split System: Heat Pump with Remote Outdoor Unit-Air-Source) | 25VNA436A*031* |  |  | CSPH*3612AL*+UI | 58TN*B135C24**22 | 33200 | 18 | 8.5 | 37000 | 26200 | 70.81% | 2.02 | 0 | 11.7 |  |  |  | No | R-410A | 2.7667 | Residential & Commercial | Ducted CEE Tier 1
213785662 | Central HP <5.4 tons | CARRIER | HRCU-A-CB (Split System: Heat Pump with Remote Outdoor Unit-Air-Source) | 25VNA436A*031* |  |  | CSPH*3612AL*+UI | 59TN6C100C21**22 | 33200 | 18 | 8.5 | 37000 | 26200 | 70.81% | 2.02 | 0 | 11.7 |  |  |  | No | R-410A | 2.7667 | Residential & Commercial | Ducted CEE Tier 1
212505528 | Central HP <5.4 tons | BRYANT HEATING AND COOLING SYSTEMS | HRCU-A-CB (Split System: Heat Pump with Remote Outdoor Unit-Air-Source) | 288BNV025*0**C* | ADP |  | H,PG48936 | 88*TA36070C14*** | 24200 | 17 | 8.1 | 19600 | 17800 | 90.82% | 2.22 | 0 | 11 |  |  |  | No | R-410A | 2.0167 | Residential & Commercial | Ducted CEE Tier 1
215935250 | Central HP <5.4 tons | DAY & NIGHT | HRCU-A-CB (Split System: Heat Pump with Remote Outdoor Unit-Air-Source) | C5H3V36*K*AAA* |  |  | EVM5X60M21A*+WALLCON | *95CSU0802120B* | 35600 | 21.5 | 8.5 | 38000 | 28600 | 75.26% | 2.04 | 0 | 12 |  |  |  | No | R-454B | 2.9667 | Residential & Commercial | Ducted CEE Tier 1
215935280 | Central HP <5.4 tons | DAY & NIGHT | HRCU-A-CB (Split System: Heat Pump with Remote Outdoor Unit-Air-Source) | C5H3V36*K*AAA* |  |  | EVM5X60M21A*+WALLCON | *97CMN0801714B* | 35400 | 21.5 | 8.5 | 38500 | 29000 | 75.32% | 2.02 | 0 | 12 |  |  |  | No | R-454B | 2.95 | Residential & Commercial | Ducted CEE Tier 1
215935300 | Central HP <5.4 tons | DAY & NIGHT | HRCU-A-CB (Split System: Heat Pump with Remote Outdoor Unit-Air-Source) | C5H3V36*K*AAA* |  |  | EVM5X60M21A*+WALLCON | *97CMN1002122B* | 35600 | 22 | 8.5 | 38000 | 28600 | 75.26% | 2.02 | 0 | 12.5 |  |  |  | No | R-454B | 2.9667 | Residential & Commercial | Ducted CEE Tier 1
215935350 | Central HP <5.4 tons | DAY & NIGHT | HRCU-A-CB (Split System: Heat Pump with Remote Outdoor Unit-Air-Source) | C5H3V36*K*AAA* |  |  | EVM5X60M24A*+WALLCON | *80CTL0902120B* | 35600 | 22 | 8.5 | 38000 | 28400 | 74.74% | 2.04 | 0 | 12.5 |  |  |  | No | R-454B | 2.9667 | Residential & Commercial | Ducted CEE Tier 1
213781265 | Central HP <5.4 tons | CARRIER | HRCU-A-CB (Split System: Heat Pump with Remote Outdoor Unit-Air-Source) | 25VNA837A*031* |  |  | CAP**4321AL*+UI | 59TN6C100C21**22 | 33000 | 17 | 8.5 | 32600 | 25000 | 76.69% | 1.98 | 0 | 11.5 |  |  |  | No | R-410A | 2.75 | Residential & Commercial | Ducted CEE Tier 1
213781435 | Central HP <5.4 tons | CARRIER | HRCU-A-CB (Split System: Heat Pump with Remote Outdoor Unit-Air-Source) | 25VNA837A*031* |  |  | CAP**4824AL*+UI | 59MN7C120C24**22 | 32200 | 17 | 8.1 | 32600 | 24800 | 76.07% | 1.98 | 0 | 11 |  |  |  | No | R-410A | 2.6833 | Residential & Commercial | Ducted CEE Tier 1
211902843 | Central HP <5.4 tons | CARRIER | HRCU-A-CB (Split System: Heat Pump with Remote Outdoor Unit-Air-Source) | 38MURAQ24AB3* | ADP |  | CDP29A15P+TXV | 59SC2D060E17**14 | 23800 | 16 | 8.5 | 25200 | 23800 | 94.44% | 1.96 | 0 | 10 |  |  |  | No | R-410A | 1.9833 | Residential & Commercial | Ducted CEE Tier 1
214570461 | Central HP <5.4 tons | AIRQUEST | HRCU-A-CB (Split System: Heat Pump with Remote Outdoor Unit-Air-Source) | HVH825GKA3* |  |  | EA*4X37L21A*+WALLCON | *97CMN0602120B* | 24400 | 16.5 | 8.5 | 21200 | 16700 | 78.77% | 2.02 | 0 | 11 |  |  |  | No | R-410A | 2.0333 | Residential & Commercial | Ducted CEE Tier 1
214571131 | Central HP <5.4 tons | AIRQUEST | HRCU-A-CB (Split System: Heat Pump with Remote Outdoor Unit-Air-Source) | HVH825GKA3* |  |  | EN(A,D)4X36L21**+WALLCON | *97CMN0802120B* | 23400 | 16.5 | 8.1 | 21600 | 16700 | 77.31% | 1.92 | 0 | 11 |  |  |  | No | R-410A | 1.95 | Residential & Commercial | Ducted CEE Tier 1
214573271 | Central HP <5.4 tons | AIRQUEST | HRCU-A-CB (Split System: Heat Pump with Remote Outdoor Unit-Air-Source) | HVH837GKA** |  |  | EHD4X60AAL+WALLCON | *95CSU1002122B* | 33000 | 18 | 8.5 | 32000 | 24800 | 77.5% | 2.02 | 0 | 11.5 |  |  |  | No | R-410A | 2.75 | Residential & Commercial | Ducted CEE Tier 1
213772637 | Central HP <5.4 tons | HEIL | HRCU-A-CB (Split System: Heat Pump with Remote Outdoor Unit-Air-Source) | HVH825GKA3* |  |  | EA*4X24L17A*+WALLCON | *80CTL0701716B* | 23200 | 16.5 | 8.1 | 22000 | 16800 | 76.36% | 1.88 | 0 | 10.5 |  |  |  | No | R-410A | 1.9333 | Residential & Commercial | Ducted CEE Tier 1
213773157 | Central HP <5.4 tons | HEIL | HRCU-A-CB (Split System: Heat Pump with Remote Outdoor Unit-Air-Source) | HVH825GKA3* |  |  | EA*4X37L17A*+WALLCON | *80CTL0451712B* | 24000 | 16 | 8.1 | 21600 | 16800 | 77.78% | 1.98 | 0 | 10.5 |  |  |  | No | R-410A | 2 | Residential & Commercial | Ducted CEE Tier 1
213773257 | Central HP <5.4 tons | HEIL | HRCU-A-CB (Split System: Heat Pump with Remote Outdoor Unit-Air-Source) | HVH825GKA3* |  |  | EA*4X37L21A*+WALLCON | *80CTL0451712B* | 24200 | 16.5 | 8.1 | 21200 | 16700 | 78.77% | 2 | 0 | 10.5 |  |  |  | No | R-410A | 2.0167 | Residential & Commercial | Ducted CEE Tier 1
213773507 | Central HP <5.4 tons | HEIL | HRCU-A-CB (Split System: Heat Pump with Remote Outdoor Unit-Air-Source) | HVH825GKA3* |  |  | EA*4X42L24A*+WALLCON | *80CTL1102120B* | 23800 | 16.5 | 8.1 | 21400 | 16600 | 77.57% | 1.96 | 0 | 11 |  |  |  | No | R-410A | 1.9833 | Residential & Commercial | Ducted CEE Tier 1
213773607 | Central HP <5.4 tons | HEIL | HRCU-A-CB (Split System: Heat Pump with Remote Outdoor Unit-Air-Source) | HVH825GKA3* |  |  | EA*4X43L21A*+WALLCON | *80CTL1102120B* | 24400 | 17 | 8.1 | 21200 | 16600 | 78.3% | 2.02 | 0 | 11 |  |  |  | No | R-410A | 2.0333 | Residential & Commercial | Ducted CEE Tier 1
213779057 | Central HP <5.4 tons | HEIL | HRCU-A-CB (Split System: Heat Pump with Remote Outdoor Unit-Air-Source) | HVH837GKA** |  |  | EA*4X42L21A*+WALLCON | *80CTL0451712B* | 31600 | 16.5 | 8.1 | 33400 | 24800 | 74.25% | 1.84 | 0 | 10.5 |  |  |  | No | R-410A | 2.6333 | Residential & Commercial | Ducted CEE Tier 1
214570441 | Central HP <5.4 tons | AIRQUEST | HRCU-A-CB (Split System: Heat Pump with Remote Outdoor Unit-Air-Source) | HVH825GKA3* |  |  | EA*4X37L21A*+WALLCON | *95CSU0802120B* | 24400 | 16.5 | 8.5 | 21200 | 16600 | 78.3% | 2.02 | 0 | 11 |  |  |  | No | R-410A | 2.0333 | Residential & Commercial | Ducted CEE Tier 1
215295685 | Central HP <5.4 tons | AIRQUEST | HRCU-A-CB (Split System: Heat Pump with Remote Outdoor Unit-Air-Source) | DLCURAH36ABK | ADP |  | HE7J936 | *96VTN1002122B* | 35000 | 16 | 8.1 | 36800 | 34800 | 94.57% | 1.82 | 0 | 10 |  |  |  | No | R-410A | 2.9167 | Residential & Commercial | Ducted CEE Tier 1
215295688 | Central HP <5.4 tons | AIRQUEST | HRCU-A-CB (Split System: Heat Pump with Remote Outdoor Unit-Air-Source) | DLCURAH36ABK | ADP |  | HE8J936 | *96VTN1002122B* | 35400 | 16 | 8.1 | 36800 | 34600 | 94.02% | 1.88 | 0 | 10 |  |  |  | No | R-410A | 2.95 | Residential & Commercial | Ducted CEE Tier 1
215295721 | Central HP <5.4 tons | AIRQUEST | HRCU-A-CB (Split System: Heat Pump with Remote Outdoor Unit-Air-Source) | DLCURAH36ABK | ADP |  | HE36936 | *96VTN1202422A* | 35800 | 16 | 8.5 | 36800 | 34200 | 92.93% | 2.06 | 0 | 10 |  |  |  | No | R-410A | 2.9833 | Residential & Commercial | Ducted CEE Tier 1
215295110 | Central HP <5.4 tons | AIRQUEST | HRCU-A-CB (Split System: Heat Pump with Remote Outdoor Unit-Air-Source) | DLCURAH36ABK | ADP |  | H,GG48936 | *96MSN1002120A* | 36000 | 16 | 8.5 | 36200 | 34200 | 94.48% | 2.04 | 0 | 10 |  |  |  | No | R-410A | 3 | Residential & Commercial | Ducted CEE Tier 1
215295145 | Central HP <5.4 tons | AIRQUEST | HRCU-A-CB (Split System: Heat Pump with Remote Outdoor Unit-Air-Source) | DLCURAH36ABK | ADP |  | H,GG35936 | *96MSN1002122A* | 35400 | 16 | 8.5 | 36800 | 34600 | 94.02% | 1.88 | 0 | 10 |  |  |  | No | R-410A | 2.95 | Residential & Commercial | Ducted CEE Tier 1
215295159 | Central HP <5.4 tons | AIRQUEST | HRCU-A-CB (Split System: Heat Pump with Remote Outdoor Unit-Air-Source) | DLCURAH36ABK | ADP |  | H,GE8J936 | *96MSN1002122A* | 35400 | 16 | 8.5 | 36800 | 34600 | 94.02% | 1.88 | 0 | 10 |  |  |  | No | R-410A | 2.95 | Residential & Commercial | Ducted CEE Tier 1
213785336 | Central HP <5.4 tons | CARRIER | HRCU-A-CB (Split System: Heat Pump with Remote Outdoor Unit-Air-Source) | 25VNA436A*031* |  |  | CAP**3617AL*+UI | 58TN*B070C14**12 | 32000 | 18.5 | 8.5 | 38500 | 27000 | 70.13% | 1.92 | 0 | 11 |  |  |  | No | R-410A | 2.6667 | Residential & Commercial | Ducted CEE Tier 1
213785354 | Central HP <5.4 tons | CARRIER | HRCU-A-CB (Split System: Heat Pump with Remote Outdoor Unit-Air-Source) | 25VNA436A*031* |  |  | CAP**3621AL*+UI | 58TN*B070C17**16 | 32200 | 18.5 | 8.5 | 38500 | 27000 | 70.13% | 1.94 | 0 | 11 |  |  |  | No | R-410A | 2.6833 | Residential & Commercial | Ducted CEE Tier 1
213785470 | Central HP <5.4 tons | CARRIER | HRCU-A-CB (Split System: Heat Pump with Remote Outdoor Unit-Air-Source) | 25VNA436A*031* |  |  | CAP**4321AL*+UI | 59MN7C080C17**14 | 33600 | 19 | 9 | 36600 | 25800 | 70.49% | 2.02 | 0 | 11.7 |  |  |  | No | R-410A | 2.8 | Residential & Commercial | Ducted CEE Tier 1
215669036 | Central HP <5.4 tons | HEIL | HRCU-A-CB (Split System: Heat Pump with Remote Outdoor Unit-Air-Source) | H5H0V36*K*AAA* |  |  | EA*5X43M21A*+WALLCON | *95CSU1002122B* | 34600 | 18 | 9 | 35200 | 25000 | 71.02% | 1.9 | 0 | 10 |  |  |  | No | R-454B | 2.8833 | Residential & Commercial | Ducted CEE Tier 1
215669154 | Central HP <5.4 tons | HEIL | HRCU-A-CB (Split System: Heat Pump with Remote Outdoor Unit-Air-Source) | H5H0V36*K*AAA* |  |  | EA*5X48M21A*+WALLCON | *80CTL0901716B* | 33800 | 18 | 9 | 35000 | 25000 | 71.43% | 1.88 | 0 | 10 |  |  |  | No | R-454B | 2.8167 | Residential & Commercial | Ducted CEE Tier 1
215295161 | Central HP <5.4 tons | AIRQUEST | HRCU-A-CB (Split System: Heat Pump with Remote Outdoor Unit-Air-Source) | DLCURAH36ABK | ADP |  | H,GG9J936 | *96MSN1002122A* | 35400 | 16 | 8.5 | 36800 | 34600 | 94.02% | 1.88 | 0 | 10 |  |  |  | No | R-410A | 2.95 | Residential & Commercial | Ducted CEE Tier 1
215295192 | Central HP <5.4 tons | AIRQUEST | HRCU-A-CB (Split System: Heat Pump with Remote Outdoor Unit-Air-Source) | DLCURAH36ABK | ADP |  | H,GG36936 | *96MSN1202422A* | 35400 | 16 | 8.5 | 36200 | 34200 | 94.48% | 2.02 | 0 | 10 |  |  |  | No | R-410A | 2.95 | Residential & Commercial | Ducted CEE Tier 1
215295630 | Central HP <5.4 tons | AIRQUEST | HRCU-A-CB (Split System: Heat Pump with Remote Outdoor Unit-Air-Source) | DLCURAH36ABK | ADP |  | HE33936 | *96VTN1002122A* | 35200 | 16 | 8.1 | 36800 | 34600 | 94.02% | 1.88 | 0 | 10 |  |  |  | No | R-410A | 2.9333 | Residential & Commercial | Ducted CEE Tier 1
214397385 | Central HP <5.4 tons | CHAMPION HEATING AND COOLING | HRCU-A-CB (Split System: Heat Pump with Remote Outdoor Unit-Air-Source) | HH836E2S11 |  |  | CTF48C5CFS1 | TM9E080C16MP12 | 33400 | 19 | 9 | 31400 | 25400 | 80.89% | 2 | 0 | 11 |  |  |  | No | R-454B | 2.7833 | Residential & Commercial | Ducted CEE Tier 1
209872721 | Central HP <5.4 tons | RHEEM | HRCU-A-CB (Split System: Heat Pump with Remote Outdoor Unit-Air-Source) | RP18AZ48AJVC |  |  | RCFZ6021SEAAM | R962V1005A21M4S | 44500 | 19 | 8.5 | 43500 | 45000 | 103.4% | 2 | 0 | 10.9 |  |  |  | No | R-410A | 3.7083 | Residential & Commercial | Ducted CEE Tier 1
214574070 | Central HP <5.4 tons | HEIL | HRCU-A-CB (Split System: Heat Pump with Remote Outdoor Unit-Air-Source) | HVH837GKA2* |  |  | EA*4X60L24A*+WALLCON | *97CMN0802120B* | 32800 | 17.5 | 8.5 | 31600 | 24800 | 78.48% | 2 | 0 | 11.5 |  |  |  | No | R-410A | 2.7333 | Residential & Commercial | Ducted CEE Tier 1
214574090 | Central HP <5.4 tons | HEIL | HRCU-A-CB (Split System: Heat Pump with Remote Outdoor Unit-Air-Source) | HVH837GKA2* |  |  | EA*4X61L21A*+WALLCON | *80CTL0702120B* | 33200 | 17.5 | 8.5 | 32000 | 25000 | 78.12% | 2 | 0 | 11.5 |  |  |  | No | R-410A | 2.7667 | Residential & Commercial | Ducted CEE Tier 1
213088482 | Central HP <5.4 tons | TEMPSTAR | HRCU-A-CB (Split System: Heat Pump with Remote Outdoor Unit-Air-Source) | DLCURAH24ABK | ADP |  | V,R36H175P149+AEFE4B* |  | 24200 | 18 | 8.9 | 25000 | 22600 | 90.4% | 1.9 | 0 | 10.5 |  |  |  | No | R-410A | 2.0167 | Residential & Commercial | Ducted CEE Tier 1
213063359 | Central HP <5.4 tons | ACIQ | HRCU-A-CB (Split System: Heat Pump with Remote Outdoor Unit-Air-Source) | HVH837GKA2* |  |  | EHD4X42AAL+WALLCON | *97CMN0602120A* | 32400 | 16.5 | 8.1 | 33400 | 25200 | 75.45% | 1.94 | 11.5 | 10.5 |  |  |  | No | R-410A | 2.7 | Residential & Commercial | Ducted CEE Tier 1
213063363 | Central HP <5.4 tons | ACIQ | HRCU-A-CB (Split System: Heat Pump with Remote Outdoor Unit-Air-Source) | HVH837GKA2* |  |  | EHD4X48AAL+WALLCON | *96CTN1202422A* | 32600 | 17 | 8.1 | 33000 | 24800 | 75.15% | 1.98 | 11 | 11 |  |  |  | No | R-410A | 2.7167 | Residential & Commercial | Ducted CEE Tier 1
213770718 | Central HP <5.4 tons | AIRQUEST | HRCU-A-CB (Split System: Heat Pump with Remote Outdoor Unit-Air-Source) | HVH825GKA2* |  |  | EA*4X30L17A*+WALLCON | *80CTL0701412B* | 23600 | 16.5 | 8.1 | 21600 | 16700 | 77.31% | 1.92 | 0 | 10.5 |  |  |  | No | R-410A | 1.9667 | Residential & Commercial | Ducted CEE Tier 1
213770898 | Central HP <5.4 tons | AIRQUEST | HRCU-A-CB (Split System: Heat Pump with Remote Outdoor Unit-Air-Source) | HVH825GKA2* |  |  | EA*4X36L17A*+WALLCON | *96CTN0801714B* | 23600 | 16.5 | 8.1 | 21600 | 16700 | 77.31% | 1.94 | 0 | 10.5 |  |  |  | No | R-410A | 1.9667 | Residential & Commercial | Ducted CEE Tier 1
213770968 | Central HP <5.4 tons | AIRQUEST | HRCU-A-CB (Split System: Heat Pump with Remote Outdoor Unit-Air-Source) | HVH825GKA2* |  |  | EA*4X36L21A*+WALLCON | *97CMN0601714B* | 23400 | 16 | 8.1 | 21600 | 16700 | 77.31% | 1.92 | 0 | 10.5 |  |  |  | No | R-410A | 1.95 | Residential & Commercial | Ducted CEE Tier 1
213771068 | Central HP <5.4 tons | AIRQUEST | HRCU-A-CB (Split System: Heat Pump with Remote Outdoor Unit-Air-Source) | HVH825GKA2* |  |  | EA*4X37L17A*+WALLCON | *95CSU0601716B* | 24200 | 16.5 | 8.1 | 21400 | 16700 | 78.04% | 2 | 0 | 10.5 |  |  |  | No | R-410A | 2.0167 | Residential & Commercial | Ducted CEE Tier 1
215588398 | Central HP <5.4 tons | BRYANT HEATING AND COOLING SYSTEMS | HRCU-A-CB (Split System: Heat Pump with Remote Outdoor Unit-Air-Source) | 291VAN054**AA* |  |  | CVAVA6124XMA*+UI | 88*TB60110C21*** | 53000 | 20 | 8.1 | 53000 | 46000 | 86.79% | 1.84 | 0 | 12.5 |  |  |  | No | R-454B | 4.4167 | Residential & Commercial | Ducted CEE Tier 1
215588416 | Central HP <5.4 tons | BRYANT HEATING AND COOLING SYSTEMS | HRCU-A-CB (Split System: Heat Pump with Remote Outdoor Unit-Air-Source) | 291VAN054**AA* |  |  | CVAVA6124XMA*+UI | 986TD66120C24*** | 53000 | 19.5 | 8.1 | 53500 | 46500 | 86.92% | 1.84 | 0 | 12 |  |  |  | No | R-454B | 4.4167 | Residential & Commercial | Ducted CEE Tier 1
215588430 | Central HP <5.4 tons | BRYANT HEATING AND COOLING SYSTEMS | HRCU-A-CB (Split System: Heat Pump with Remote Outdoor Unit-Air-Source) | 291VAN054**AA* |  |  | CAA**6024AM*+UI | 987TA60080C21*** | 49000 | 19 | 10.5 | 52500 | 53500 | 101.9% | 1.94 | 0 | 11 |  |  |  | No | R-454B | 4.0833 | Residential & Commercial | Ducted CEE Tier 1
213360224 | Central HP <5.4 tons | LENNOX | HRCU-A-CB (Split System: Heat Pump with Remote Outdoor Unit-Air-Source) | SL25XPV-024-230A** | ADP |  | L*23/37Z9 | EL297UH070XV36B* | 22800 | 23 | 9.5 | 19600 | 19600 | 100% | 1.96 | 0 | 14.5 |  |  |  | No | R-410A | 1.9 | Residential & Commercial | Ducted CEE Tier 1
215295647 | Central HP <5.4 tons | AIRQUEST | HRCU-A-CB (Split System: Heat Pump with Remote Outdoor Unit-Air-Source) | DLCURAH36ABK | ADP |  | HE8J936 | *96VTN1002122A* | 35400 | 16 | 8.1 | 36800 | 34600 | 94.02% | 1.88 | 0 | 10 |  |  |  | No | R-410A | 2.95 | Residential & Commercial | Ducted CEE Tier 1
215295661 | Central HP <5.4 tons | AIRQUEST | HRCU-A-CB (Split System: Heat Pump with Remote Outdoor Unit-Air-Source) | DLCURAH36ABK | ADP |  | H,GG32936 | *96VTN1002122B* | 34800 | 16 | 8.1 | 36800 | 34800 | 94.57% | 1.82 | 0 | 10 |  |  |  | No | R-410A | 2.9 | Residential & Commercial | Ducted CEE Tier 1
215295664 | Central HP <5.4 tons | AIRQUEST | HRCU-A-CB (Split System: Heat Pump with Remote Outdoor Unit-Air-Source) | DLCURAH36ABK | ADP |  | HE32936 | *96VTN1002122B* | 34800 | 16 | 8.1 | 36800 | 34800 | 94.57% | 1.82 | 0 | 10 |  |  |  | No | R-410A | 2.9 | Residential & Commercial | Ducted CEE Tier 1
215295696 | Central HP <5.4 tons | AIRQUEST | HRCU-A-CB (Split System: Heat Pump with Remote Outdoor Unit-Air-Source) | DLCURAH36ABK | ADP |  | H,GE80936 | *96VTN1002122B* | 35600 | 17 | 8.1 | 36800 | 34400 | 93.48% | 2 | 0 | 10 |  |  |  | No | R-410A | 2.9667 | Residential & Commercial | Ducted CEE Tier 1
215295727 | Central HP <5.4 tons | AIRQUEST | HRCU-A-CB (Split System: Heat Pump with Remote Outdoor Unit-Air-Source) | DLCURAH36ABK | ADP |  | H,GE8J936 | *96VTN1202422A* | 35600 | 16 | 8.1 | 36800 | 34600 | 94.02% | 1.88 | 0 | 10 |  |  |  | No | R-410A | 2.9667 | Residential & Commercial | Ducted CEE Tier 1
215295763 | Central HP <5.4 tons | AIRQUEST | HRCU-A-CB (Split System: Heat Pump with Remote Outdoor Unit-Air-Source) | DLCURAH36ABK | ADP |  | HG48936 | *96VTN1202422B* | 35600 | 16 | 8.5 | 36200 | 34200 | 94.48% | 2.02 | 0 | 10 |  |  |  | No | R-410A | 2.9667 | Residential & Commercial | Ducted CEE Tier 1
215941600 | Central HP <5.4 tons | DAY & NIGHT | HRCU-A-CB (Split System: Heat Pump with Remote Outdoor Unit-Air-Source) | C5H3V48*K*AAA* |  |  | EVD5X48M24A*+WALLCON | *97CTN0802120A* | 44500 | 20 | 8.1 | 52000 | 38000 | 73.08% | 1.9 | 0 | 11 |  |  |  | No | R-454B | 3.7083 | Residential & Commercial | Ducted CEE Tier 1
215941650 | Central HP <5.4 tons | DAY & NIGHT | HRCU-A-CB (Split System: Heat Pump with Remote Outdoor Unit-Air-Source) | C5H3V48*K*AAA* |  |  | EVD5X49M24A*+WALLCON | *97CTN1002122A* | 45500 | 20.5 | 8.1 | 52500 | 38000 | 72.38% | 1.9 | 0 | 11.5 |  |  |  | No | R-454B | 3.7917 | Residential & Commercial | Ducted CEE Tier 1
213782135 | Central HP <5.4 tons | CARRIER | HRCU-A-CB (Split System: Heat Pump with Remote Outdoor Unit-Air-Source) | 25VNA837A*031* |  |  | CSPH*4812AL*+UI | 59MN7C080C17**14 | 32400 | 16.5 | 8.1 | 33000 | 25000 | 75.76% | 1.94 | 0 | 11 |  |  |  | No | R-410A | 2.7 | Residential & Commercial | Ducted CEE Tier 1
213782235 | Central HP <5.4 tons | CARRIER | HRCU-A-CB (Split System: Heat Pump with Remote Outdoor Unit-Air-Source) | 25VNA837A*031* |  |  | CSPH*6012AL*+UI | 58TN*B090C17**16 | 33000 | 16.5 | 8.1 | 32200 | 24800 | 77.02% | 1.98 | 0 | 11 |  |  |  | No | R-410A | 2.75 | Residential & Commercial | Ducted CEE Tier 1
215942416 | Central HP <5.4 tons | DAY & NIGHT | HRCU-A-CB (Split System: Heat Pump with Remote Outdoor Unit-Air-Source) | C5H3V36*K*AAA* |  |  | EVM5X60M21A*+WALLCON | *96CTN0601714B* | 35200 | 21 | 8.5 | 37400 | 28000 | 74.87% | 2.06 | 0 | 11.7 |  |  |  | No | R-454B | 2.9333 | Residential & Commercial | Ducted CEE Tier 1
214571161 | Central HP <5.4 tons | AIRQUEST | HRCU-A-CB (Split System: Heat Pump with Remote Outdoor Unit-Air-Source) | HVH825GKA3* |  |  | EN(A,D,W)4X42L21**+WALLCON | *95CSU0802120B* | 23800 | 16.5 | 8.1 | 21400 | 16700 | 78.04% | 1.96 | 0 | 11 |  |  |  | No | R-410A | 1.9833 | Residential & Commercial | Ducted CEE Tier 1
214572481 | Central HP <5.4 tons | AIRQUEST | HRCU-A-CB (Split System: Heat Pump with Remote Outdoor Unit-Air-Source) | HVH837GKA** |  |  | EA*4X36L21A*+WALLCON | *95CSU0802120B* | 31400 | 17 | 8.1 | 33000 | 24200 | 73.33% | 1.86 | 0 | 11 |  |  |  | No | R-410A | 2.6167 | Residential & Commercial | Ducted CEE Tier 1
214572631 | Central HP <5.4 tons | AIRQUEST | HRCU-A-CB (Split System: Heat Pump with Remote Outdoor Unit-Air-Source) | HVH837GKA** |  |  | EA*4X42L21A*+WALLCON | *97CMN0802120B* | 31800 | 17 | 8.5 | 32800 | 24400 | 74.39% | 1.9 | 0 | 11 |  |  |  | No | R-410A | 2.65 | Residential & Commercial | Ducted CEE Tier 1
214573530 | Central HP <5.4 tons | HEIL | HRCU-A-CB (Split System: Heat Pump with Remote Outdoor Unit-Air-Source) | HVH837GKA** |  |  | EN(A,D)4X48L24**+WALLCON | *97CMN0802120B* | 32400 | 17.5 | 8.5 | 32800 | 24800 | 75.61% | 1.96 | 0 | 11.5 |  |  |  | No | R-410A | 2.7 | Residential & Commercial | Ducted CEE Tier 1
214573430 | Central HP <5.4 tons | HEIL | HRCU-A-CB (Split System: Heat Pump with Remote Outdoor Unit-Air-Source) | HVH837GKA** |  |  | EN(A,D,W)4X48L21**+WALLCON | *80CTL0702120B* | 32400 | 18.5 | 8.1 | 32800 | 24800 | 75.61% | 1.96 | 0 | 11.5 |  |  |  | No | R-410A | 2.7 | Residential & Commercial | Ducted CEE Tier 1
214570631 | Central HP <5.4 tons | AIRQUEST | HRCU-A-CB (Split System: Heat Pump with Remote Outdoor Unit-Air-Source) | HVH825GKA3* |  |  | EA*4X43L21A*+WALLCON | *95CSU1002122B* | 24400 | 17 | 8.5 | 21200 | 16600 | 78.3% | 2.04 | 0 | 11 |  |  |  | No | R-410A | 2.0333 | Residential & Commercial | Ducted CEE Tier 1
211206989 | Central HP <5.4 tons | LUXAIRE | HRCU-A-CB (Split System: Heat Pump with Remote Outdoor Unit-Air-Source) | HL20B4821 |  |  | XAMC48HE3N1+CC | TMLV100C16MP12 | 43500 | 19 | 9 | 44500 | 36200 | 81.35% | 2.14 | 0 | 12 |  |  |  | No | R-410A | 3.625 | Residential & Commercial | Ducted CEE Tier 1
214569573 | Central HP <5.4 tons | BRYANT HEATING AND COOLING SYSTEMS | HRCU-A-CB (Split System: Heat Pump with Remote Outdoor Unit-Air-Source) | 284ANV036*0**B* |  |  | CAP**4824AL*+UI | 88*TB60070C21*** | 33800 | 19.5 | 9.5 | 36400 | 25800 | 70.88% | 2.04 | 0 | 12 |  |  |  | No | R-410A | 2.8167 | Residential & Commercial | Ducted CEE Tier 1
214569637 | Central HP <5.4 tons | BRYANT HEATING AND COOLING SYSTEMS | HRCU-A-CB (Split System: Heat Pump with Remote Outdoor Unit-Air-Source) | 284ANV036*0**B* |  |  | CSPH*4212AL*+UI | 935CB66100C21*** | 34000 | 18.5 | 9 | 36600 | 26000 | 71.04% | 2.04 | 0 | 12 |  |  |  | No | R-410A | 2.8333 | Residential & Commercial | Ducted CEE Tier 1
214569705 | Central HP <5.4 tons | BRYANT HEATING AND COOLING SYSTEMS | HRCU-A-CB (Split System: Heat Pump with Remote Outdoor Unit-Air-Source) | 284ANV036*0**B* |  |  | CNPV*6024AL*+UI | 987MC60080C21*** | 34200 | 20 | 9 | 36200 | 25600 | 70.72% | 2.02 | 0 | 12.5 |  |  |  | No | R-410A | 2.85 | Residential & Commercial | Ducted CEE Tier 1
210717749 | Central HP <5.4 tons | CARRIER | HRCU-A-CB (Split System: Heat Pump with Remote Outdoor Unit-Air-Source) | 25VNA448A*031* | ADP |  | H,PG48960 | 59TN6B120C24**22 | 44500 | 21 | 9.5 | 44000 | 35800 | 81.36% | 2.36 | 0 | 12 |  |  |  | No | R-410A | 3.7083 | Residential & Commercial | Ducted CEE Tier 1
215588496 | Central HP <5.4 tons | BRYANT HEATING AND COOLING SYSTEMS | HRCU-A-CB (Split System: Heat Pump with Remote Outdoor Unit-Air-Source) | 291VAN054**AA* |  |  | CVAMA6124XMA*+UI | 986TD60080C21*** | 52500 | 19.5 | 8.1 | 53500 | 46500 | 86.92% | 1.82 | 0 | 12 |  |  |  | No | R-454B | 4.375 | Residential & Commercial | Ducted CEE Tier 1
213062711 | Central HP <5.4 tons | ACIQ | HRCU-A-CB (Split System: Heat Pump with Remote Outdoor Unit-Air-Source) | HVH825GKA2* |  |  | EA*4X37L21A*+WALLCON | *97CMN0801714A* | 24400 | 16.5 | 8.1 | 21200 | 16700 | 78.77% | 2.02 | 11 | 11 |  |  |  | No | R-410A | 2.0333 | Residential & Commercial | Ducted CEE Tier 1
213062758 | Central HP <5.4 tons | ACIQ | HRCU-A-CB (Split System: Heat Pump with Remote Outdoor Unit-Air-Source) | HVH825GKA2* |  |  | EA*4X37L21A*+WALLCON | *95CSU0601716A* | 24400 | 16.5 | 8.1 | 21400 | 16700 | 78.04% | 2.02 | 11.5 | 10.5 |  |  |  | No | R-410A | 2.0333 | Residential & Commercial | Ducted CEE Tier 1
215588082 | Central HP <5.4 tons | BRYANT HEATING AND COOLING SYSTEMS | HRCU-A-CB (Split System: Heat Pump with Remote Outdoor Unit-Air-Source) | 291VAN054**AA* |  |  | CAA**4821AM*+UI | 987MC42080C17*** | 47000 | 17.5 | 10.5 | 51500 | 51000 | 99.03% | 2.04 | 0 | 11 |  |  |  | No | R-454B | 3.9167 | Residential & Commercial | Ducted CEE Tier 1
215588146 | Central HP <5.4 tons | BRYANT HEATING AND COOLING SYSTEMS | HRCU-A-CB (Split System: Heat Pump with Remote Outdoor Unit-Air-Source) | 291VAN054**AA* |  |  | CSAH*4812AM*+UI | 987MC42080C17*** | 47500 | 17 | 12.5 | 51500 | 51000 | 99.03% | 1.98 | 0 | 11 |  |  |  | No | R-454B | 3.9583 | Residential & Commercial | Ducted CEE Tier 1
215588182 | Central HP <5.4 tons | BRYANT HEATING AND COOLING SYSTEMS | HRCU-A-CB (Split System: Heat Pump with Remote Outdoor Unit-Air-Source) | 291VAN054**AA* |  |  | CSAH*6012AM*+UI | 987MC66100C21*** | 49500 | 18.5 | 10.5 | 52500 | 53500 | 101.9% | 1.92 | 0 | 11 |  |  |  | No | R-454B | 4.125 | Residential & Commercial | Ducted CEE Tier 1
215588232 | Central HP <5.4 tons | BRYANT HEATING AND COOLING SYSTEMS | HRCU-A-CB (Split System: Heat Pump with Remote Outdoor Unit-Air-Source) | 291VAN054**AA* |  |  | CVAMA6021XMA*+UI | 987MC60060C21*** | 51000 | 18.5 | 8.1 | 54000 | 46500 | 86.11% | 1.86 | 0 | 10.5 |  |  |  | No | R-454B | 4.25 | Residential & Commercial | Ducted CEE Tier 1
215295777 | Central HP <5.4 tons | AIRQUEST | HRCU-A-CB (Split System: Heat Pump with Remote Outdoor Unit-Air-Source) | DLCURAH36ABK | ADP |  | H,GE80936 | *96VTN1202422B* | 35600 | 16 | 8.5 | 36200 | 34200 | 94.48% | 2.02 | 0 | 10 |  |  |  | No | R-410A | 2.9667 | Residential & Commercial | Ducted CEE Tier 1
215746029 | Central HP <5.4 tons | Custom Comfort | HRCU-A-CB (Split System: Heat Pump with Remote Outdoor Unit-Air-Source) | CCOXHB24V36HP |  |  | CCOXHBAH24V36 |  | 36000 | 17.3 | 10.3 | 37000 | 39000 | 105.4% | 1.9 | 0 | 11.7 |  |  |  | No | R-454B | 3 | Residential & Commercial | Ducted CEE Tier 1
215853482 | Central HP <5.4 tons | FRASER-JOHNSTON | HRCU-A-CB (Split System: Heat Pump with Remote Outdoor Unit-Air-Source) | HH860E2S11 |  |  | CTM60D5CJS1 | TM9V120D20MP12 | 53500 | 19 | 9 | 55500 | 40000 | 72.07% | 2 | 0 | 11 |  |  |  | No | R-454B | 4.4583 | Residential & Commercial | Ducted CEE Tier 1
210589356 | Central HP <5.4 tons | RHEEM | HRCU-A-CB (Split System: Heat Pump with Remote Outdoor Unit-Air-Source) | RP18AZ60AJVC |  |  | RCFZ6021SEAAM | R802VA100521M | 53000 | 19 | 8.1 | 52500 | 50000 | 95.24% | 1.9 | 0 | 10 |  |  |  | No | R-410A | 4.4167 | Residential & Commercial | Ducted CEE Tier 1
214397432 | Central HP <5.4 tons | CHAMPION HEATING AND COOLING | HRCU-A-CB (Split System: Heat Pump with Remote Outdoor Unit-Air-Source) | HH860E2S11 |  |  | CTF60D5CGS1+JMVT20DC2N1 |  | 45500 | 19 | 9.5 | 45000 | 33800 | 75.11% | 2 | 0 | 12 |  |  |  | No | R-454B | 3.7917 | Residential & Commercial | Ducted CEE Tier 1
207573701 | Central HP <5.4 tons | DAY & NIGHT | HRCU-A-CB (Split System: Heat Pump with Remote Outdoor Unit-Air-Source) | CVH848GKA2* | ADP |  | FG84948 | *80CTL0902120A* | 45500 | 17 | 8.5 | 43500 | 34400 | 79.08% | 2 | 10.5 | 10 |  |  |  | No | R-410A | 3.7917 | Residential & Commercial | Ducted CEE Tier 1
207573716 | Central HP <5.4 tons | DAY & NIGHT | HRCU-A-CB (Split System: Heat Pump with Remote Outdoor Unit-Air-Source) | CVH848GKA2* | ADP |  | PL60H210P299 | *95CSU0802120A* | 44500 | 17 | 8.5 | 44500 | 31800 | 71.46% | 2.24 | 10.5 | 10 |  |  |  | No | R-410A | 3.7083 | Residential & Commercial | Ducted CEE Tier 1
207573751 | Central HP <5.4 tons | DAY & NIGHT | HRCU-A-CB (Split System: Heat Pump with Remote Outdoor Unit-Air-Source) | CVH848GKA2* | ADP |  | FG84960 | *96CTN1202422A* | 45500 | 17 | 8.1 | 44500 | 31400 | 70.56% | 2.24 | 10.5 | 10.5 |  |  |  | No | R-410A | 3.7917 | Residential & Commercial | Ducted CEE Tier 1
215870962 | Central HP <5.4 tons | YORK | HRCU-A-CB (Split System: Heat Pump with Remote Outdoor Unit-Air-Source) | HH860E2S11 | ADP |  | CH604**C+TXV | Y91E080C20SMPS1 | 44500 | 18 | 8.5 | 44500 | 33000 | 74.16% | 2 | 0 | 12 |  |  |  | No | R-454B | 3.7083 | Residential & Commercial | Ducted CEE Tier 1
215588246 | Central HP <5.4 tons | BRYANT HEATING AND COOLING SYSTEMS | HRCU-A-CB (Split System: Heat Pump with Remote Outdoor Unit-Air-Source) | 291VAN054**AA* |  |  | CVAMA6024XMA*+UI | 88*TB60090C21*** | 52000 | 19.5 | 8.1 | 52500 | 46000 | 87.62% | 1.84 | 0 | 12 |  |  |  | No | R-454B | 4.3333 | Residential & Commercial | Ducted CEE Tier 1
215588316 | Central HP <5.4 tons | BRYANT HEATING AND COOLING SYSTEMS | HRCU-A-CB (Split System: Heat Pump with Remote Outdoor Unit-Air-Source) | 291VAN054**AA* |  |  | CVAVA4924XMA*+UI | 88*TB60090C21*** | 52000 | 19.5 | 8.1 | 52500 | 46000 | 87.62% | 1.84 | 0 | 12 |  |  |  | No | R-454B | 4.3333 | Residential & Commercial | Ducted CEE Tier 1
215588396 | Central HP <5.4 tons | BRYANT HEATING AND COOLING SYSTEMS | HRCU-A-CB (Split System: Heat Pump with Remote Outdoor Unit-Air-Source) | 291VAN054**AA* |  |  | CVAVA6124XMA*+UI | 88*TB60090C21*** | 53000 | 20 | 8.1 | 53000 | 46000 | 86.79% | 1.84 | 0 | 12.5 |  |  |  | No | R-454B | 4.4167 | Residential & Commercial | Ducted CEE Tier 1
215588432 | Central HP <5.4 tons | BRYANT HEATING AND COOLING SYSTEMS | HRCU-A-CB (Split System: Heat Pump with Remote Outdoor Unit-Air-Source) | 291VAN054**AA* |  |  | CAA**6024AM*+UI | 987TA66100C21*** | 49000 | 19 | 10.5 | 52500 | 53500 | 101.9% | 1.96 | 0 | 11 |  |  |  | No | R-454B | 4.0833 | Residential & Commercial | Ducted CEE Tier 1
215588140 | Central HP <5.4 tons | BRYANT HEATING AND COOLING SYSTEMS | HRCU-A-CB (Split System: Heat Pump with Remote Outdoor Unit-Air-Source) | 291VAN054**AA* |  |  | CSAH*4812AM*+UI | 935CB48060C17*** | 47500 | 17 | 12.5 | 51500 | 50500 | 98.06% | 1.94 | 0 | 11 |  |  |  | No | R-454B | 3.9583 | Residential & Commercial | Ducted CEE Tier 1
215588388 | Central HP <5.4 tons | BRYANT HEATING AND COOLING SYSTEMS | HRCU-A-CB (Split System: Heat Pump with Remote Outdoor Unit-Air-Source) | 291VAN054**AA* |  |  | CVAVA6121XMA*+UI | 987MC60080C21*** | 52500 | 19.5 | 8.1 | 54000 | 45500 | 84.26% | 1.86 | 0 | 11.7 |  |  |  | No | R-454B | 4.375 | Residential & Commercial | Ducted CEE Tier 1
215588440 | Central HP <5.4 tons | BRYANT HEATING AND COOLING SYSTEMS | HRCU-A-CB (Split System: Heat Pump with Remote Outdoor Unit-Air-Source) | 291VAN054**AA* |  |  | CAA**6121AM*+UI | 987TA42080C17*** | 49000 | 18.5 | 10 | 52500 | 51500 | 98.1% | 2.02 | 0 | 11.5 |  |  |  | No | R-454B | 4.0833 | Residential & Commercial | Ducted CEE Tier 1
215588128 | Central HP <5.4 tons | BRYANT HEATING AND COOLING SYSTEMS | HRCU-A-CB (Split System: Heat Pump with Remote Outdoor Unit-Air-Source) | 291VAN054**AA* |  |  | CAA**6124AM*+UI | 935CB60080C21*** | 50000 | 19 | 10.5 | 53000 | 52500 | 99.06% | 1.94 | 0 | 11 |  |  |  | No | R-454B | 4.1667 | Residential & Commercial | Ducted CEE Tier 1
215588142 | Central HP <5.4 tons | BRYANT HEATING AND COOLING SYSTEMS | HRCU-A-CB (Split System: Heat Pump with Remote Outdoor Unit-Air-Source) | 291VAN054**AA* |  |  | CSAH*4812AM*+UI | 935CB60080C21*** | 48500 | 17.5 | 10.5 | 52500 | 52000 | 99.05% | 1.92 | 0 | 10.5 |  |  |  | No | R-454B | 4.0417 | Residential & Commercial | Ducted CEE Tier 1
215588144 | Central HP <5.4 tons | BRYANT HEATING AND COOLING SYSTEMS | HRCU-A-CB (Split System: Heat Pump with Remote Outdoor Unit-Air-Source) | 291VAN054**AA* |  |  | CSAH*4812AM*+UI | 987MC60060C21*** | 47500 | 17 | 8.5 | 53500 | 53000 | 99.07% | 1.9 | 0 | 10 |  |  |  | No | R-454B | 3.9583 | Residential & Commercial | Ducted CEE Tier 1
215588344 | Central HP <5.4 tons | BRYANT HEATING AND COOLING SYSTEMS | HRCU-A-CB (Split System: Heat Pump with Remote Outdoor Unit-Air-Source) | 291VAN054**AA* |  |  | CVAVA6021XMA*+UI | 987MC60060C21*** | 51000 | 18.5 | 8.1 | 54000 | 46500 | 86.11% | 1.86 | 0 | 10.5 |  |  |  | No | R-454B | 4.25 | Residential & Commercial | Ducted CEE Tier 1
215940250 | Central HP <5.4 tons | DAY & NIGHT | HRCU-A-CB (Split System: Heat Pump with Remote Outdoor Unit-Air-Source) | C5H3V36*K*AAA* |  |  | ESH5X60M12A*+WALLCON | *97CTN1202422A* | 34200 | 19.5 | 9 | 34200 | 26000 | 76.02% | 1.94 | 0 | 11.7 |  |  |  | No | R-454B | 2.85 | Residential & Commercial | Ducted CEE Tier 1
215940650 | Central HP <5.4 tons | DAY & NIGHT | HRCU-A-CB (Split System: Heat Pump with Remote Outdoor Unit-Air-Source) | C5H3V36*K*AAA* |  |  | EVD5X42M21A*+WALLCON | *97CTN0601716A* | 34000 | 20 | 8.5 | 39500 | 28800 | 72.91% | 2.02 | 0 | 11 |  |  |  | No | R-454B | 2.8333 | Residential & Commercial | Ducted CEE Tier 1
215939690 | Central HP <5.4 tons | DAY & NIGHT | HRCU-A-CB (Split System: Heat Pump with Remote Outdoor Unit-Air-Source) | C5H3V36*K*AAA* |  |  | EA*5X42M21A*+WALLCON | *97CTN0801716A* | 32400 | 19.5 | 9.5 | 35200 | 27200 | 77.27% | 2 | 0 | 11 |  |  |  | No | R-454B | 2.7 | Residential & Commercial | Ducted CEE Tier 1
213063394 | Central HP <5.4 tons | ACIQ | HRCU-A-CB (Split System: Heat Pump with Remote Outdoor Unit-Air-Source) | HVH837GKA2* |  |  | EHD4X42AAL+WALLCON | *80CSU1002120A* | 32400 | 16 | 8.1 | 33200 | 24800 | 74.7% | 1.94 | 11.5 | 11 |  |  |  | No | R-410A | 2.7 | Residential & Commercial | Ducted CEE Tier 1
213063395 | Central HP <5.4 tons | ACIQ | HRCU-A-CB (Split System: Heat Pump with Remote Outdoor Unit-Air-Source) | HVH837GKA2* |  |  | EHD4X48AAL+WALLCON | *80CSU0401712A* | 32600 | 16.5 | 8.1 | 33000 | 24800 | 75.15% | 1.96 | 11.5 | 11 |  |  |  | No | R-410A | 2.7167 | Residential & Commercial | Ducted CEE Tier 1
215869160 | Central HP <5.4 tons | TRANE | HRCU-A-CB (Split System: Heat Pump with Remote Outdoor Unit-Air-Source) | 5TWV8X60A1 |  |  | 5TXCD010AS3 | S9V2C100U5VSB+LRP | 54500 | 18.1 | 8.5 | 55500 | 39500 | 71.17% | 2 | 0 | 10 |  |  |  | No | R-454B | 4.5417 | Residential & Commercial | Ducted CEE Tier 1
215291876 | Central HP <5.4 tons | AIRQUEST | HRCU-A-CB (Split System: Heat Pump with Remote Outdoor Unit-Air-Source) | DLCURAH24ABK | ADP |  | HG34936 | *92MSN0401712A* | 23600 | 16 | 8.5 | 24800 | 23600 | 95.16% | 1.96 | 0 | 10 |  |  |  | No | R-410A | 1.9667 | Residential & Commercial | Ducted CEE Tier 1
215291926 | Central HP <5.4 tons | AIRQUEST | HRCU-A-CB (Split System: Heat Pump with Remote Outdoor Unit-Air-Source) | DLCURAH24ABK | ADP |  | HE33936 | *92MSN0601412A* | 23600 | 17 | 8.5 | 24800 | 23400 | 94.35% | 1.98 | 0 | 10.5 |  |  |  | No | R-410A | 1.9667 | Residential & Commercial | Ducted CEE Tier 1
215940090 | Central HP <5.4 tons | DAY & NIGHT | HRCU-A-CB (Split System: Heat Pump with Remote Outdoor Unit-Air-Source) | C5H3V36*K*AAA* |  |  | ESH5X42M12A*+WALLCON | *97CTN1202422A* | 33600 | 19 | 9 | 34600 | 26600 | 76.88% | 1.94 | 0 | 11.5 |  |  |  | No | R-454B | 2.8 | Residential & Commercial | Ducted CEE Tier 1
215940140 | Central HP <5.4 tons | DAY & NIGHT | HRCU-A-CB (Split System: Heat Pump with Remote Outdoor Unit-Air-Source) | C5H3V36*K*AAA* |  |  | ESH5X48M12A*+WALLCON | *97CTN0801716A* | 33400 | 19 | 9 | 35200 | 27000 | 76.7% | 1.92 | 0 | 11 |  |  |  | No | R-454B | 2.7833 | Residential & Commercial | Ducted CEE Tier 1
215940190 | Central HP <5.4 tons | DAY & NIGHT | HRCU-A-CB (Split System: Heat Pump with Remote Outdoor Unit-Air-Source) | C5H3V36*K*AAA* |  |  | ESH5X60M12A*+WALLCON | *80CSU0401712B* | 34200 | 19.5 | 9 | 34200 | 26000 | 76.02% | 1.94 | 0 | 11.7 |  |  |  | No | R-454B | 2.85 | Residential & Commercial | Ducted CEE Tier 1
215940340 | Central HP <5.4 tons | DAY & NIGHT | HRCU-A-CB (Split System: Heat Pump with Remote Outdoor Unit-Air-Source) | C5H3V36*K*AAA* |  |  | EVM5X49M21A*+WALLCON | *80CSU0401712B* | 35600 | 22 | 8.5 | 38000 | 28600 | 75.26% | 2.04 | 0 | 12.5 |  |  |  | No | R-454B | 2.9667 | Residential & Commercial | Ducted CEE Tier 1
215940590 | Central HP <5.4 tons | DAY & NIGHT | HRCU-A-CB (Split System: Heat Pump with Remote Outdoor Unit-Air-Source) | C5H3V36*K*AAA* |  |  | EVD5X38M17A*+WALLCON | *80CSU0601716B* | 35600 | 22 | 8.5 | 38000 | 28600 | 75.26% | 2.02 | 0 | 12 |  |  |  | No | R-454B | 2.9667 | Residential & Commercial | Ducted CEE Tier 1
215940640 | Central HP <5.4 tons | DAY & NIGHT | HRCU-A-CB (Split System: Heat Pump with Remote Outdoor Unit-Air-Source) | C5H3V36*K*AAA* |  |  | EVD5X42M21A*+WALLCON | *80CSU0601716B* | 34400 | 21 | 8.5 | 38500 | 28000 | 72.73% | 2.04 | 0 | 12 |  |  |  | No | R-454B | 2.8667 | Residential & Commercial | Ducted CEE Tier 1
213063060 | Central HP <5.4 tons | ACIQ | HRCU-A-CB (Split System: Heat Pump with Remote Outdoor Unit-Air-Source) | HVH825GKA3* |  |  | EA*4X36L17A*+WALLCON | *80CSU0401712A* | 23600 | 16.5 | 8.1 | 21400 | 16600 | 77.57% | 1.94 | 11 | 10.5 |  |  |  | No | R-410A | 1.9667 | Residential & Commercial | Ducted CEE Tier 1
213063092 | Central HP <5.4 tons | ACIQ | HRCU-A-CB (Split System: Heat Pump with Remote Outdoor Unit-Air-Source) | HVH825GKA3* |  |  | EA*4X36L21A*+WALLCON | *95CSU0601716A* | 23600 | 16.5 | 8.1 | 21600 | 16700 | 77.31% | 1.92 | 11 | 10.5 |  |  |  | No | R-410A | 1.9667 | Residential & Commercial | Ducted CEE Tier 1
214570641 | Central HP <5.4 tons | AIRQUEST | HRCU-A-CB (Split System: Heat Pump with Remote Outdoor Unit-Air-Source) | HVH825GKA3* |  |  | EA*4X43L21A*+WALLCON | *97CMN0602120B* | 24400 | 16.5 | 8.5 | 21200 | 16700 | 78.77% | 2.02 | 0 | 11 |  |  |  | No | R-410A | 2.0333 | Residential & Commercial | Ducted CEE Tier 1
214570691 | Central HP <5.4 tons | AIRQUEST | HRCU-A-CB (Split System: Heat Pump with Remote Outdoor Unit-Air-Source) | HVH825GKA3* |  |  | EA*4X48L21A*+WALLCON | *95CSU1002122B* | 24000 | 17 | 8.5 | 21000 | 16500 | 78.57% | 2.02 | 0 | 11 |  |  |  | No | R-410A | 2 | Residential & Commercial | Ducted CEE Tier 1
214570741 | Central HP <5.4 tons | AIRQUEST | HRCU-A-CB (Split System: Heat Pump with Remote Outdoor Unit-Air-Source) | HVH825GKA3* |  |  | EA*4X48L24A*+WALLCON | *95CSU0802120B* | 24000 | 16.5 | 8.5 | 21000 | 16600 | 79.05% | 2.02 | 0 | 11 |  |  |  | No | R-410A | 2 | Residential & Commercial | Ducted CEE Tier 1
216453084 | Central HP <5.4 tons | AMERICAN STANDARD | HRCU-A-CB (Split System: Heat Pump with Remote Outdoor Unit-Air-Source) | 5A6V0X24A1 |  |  | 5PX*BD06AS3 | S8V2B080M4PDB | 22000 | 21.4 | 10 | 23400 | 18100 | 77.35% | 2.2 | 0 | 11.7 |  |  |  | No | R-454B | 1.8333 | Residential & Commercial | Ducted CEE Tier 1
215291977 | Central HP <5.4 tons | AIRQUEST | HRCU-A-CB (Split System: Heat Pump with Remote Outdoor Unit-Air-Source) | DLCURAH24ABK | ADP |  | H,GE33936 | *92MSN0601714A* | 23400 | 17 | 8.5 | 25200 | 26000 | 103.2% | 2.24 | 0 | 10 |  |  |  | No | R-410A | 1.95 | Residential & Commercial | Ducted CEE Tier 1
215291993 | Central HP <5.4 tons | AIRQUEST | HRCU-A-CB (Split System: Heat Pump with Remote Outdoor Unit-Air-Source) | DLCURAH24ABK | ADP |  | HG7J936 | *92MSN0601714A* | 23400 | 17 | 8.5 | 25200 | 26000 | 103.2% | 2.24 | 0 | 10 |  |  |  | No | R-410A | 1.95 | Residential & Commercial | Ducted CEE Tier 1
215291994 | Central HP <5.4 tons | AIRQUEST | HRCU-A-CB (Split System: Heat Pump with Remote Outdoor Unit-Air-Source) | DLCURAH24ABK | ADP |  | H,GE7J924 | *92MSN0601714A* | 23400 | 17 | 8.5 | 25200 | 26000 | 103.2% | 2.24 | 0 | 10 |  |  |  | No | R-410A | 1.95 | Residential & Commercial | Ducted CEE Tier 1
215291995 | Central HP <5.4 tons | AIRQUEST | HRCU-A-CB (Split System: Heat Pump with Remote Outdoor Unit-Air-Source) | DLCURAH24ABK | ADP |  | H,GE7J936 | *92MSN0601714A* | 23400 | 17 | 8.5 | 25200 | 26000 | 103.2% | 2.24 | 0 | 10 |  |  |  | No | R-410A | 1.95 | Residential & Commercial | Ducted CEE Tier 1
215292025 | Central HP <5.4 tons | AIRQUEST | HRCU-A-CB (Split System: Heat Pump with Remote Outdoor Unit-Air-Source) | DLCURAH24ABK | ADP |  | H,GE32936 | *92MSN0801716A* | 23200 | 17 | 9 | 25200 | 26400 | 104.8% | 2.3 | 0 | 10 |  |  |  | No | R-410A | 1.9333 | Residential & Commercial | Ducted CEE Tier 1
215292044 | Central HP <5.4 tons | AIRQUEST | HRCU-A-CB (Split System: Heat Pump with Remote Outdoor Unit-Air-Source) | DLCURAH24ABK | ADP |  | HG7J924 | *92MSN0801716A* | 23200 | 17 | 9 | 25200 | 26400 | 104.8% | 2.3 | 0 | 10 |  |  |  | No | R-410A | 1.9333 | Residential & Commercial | Ducted CEE Tier 1
215292110 | Central HP <5.4 tons | AIRQUEST | HRCU-A-CB (Split System: Heat Pump with Remote Outdoor Unit-Air-Source) | DLCURAH24ABK | ADP |  | HG80936 | *92MSN0802120A* | 23400 | 17 | 8.5 | 24600 | 24400 | 99.19% | 2.08 | 0 | 10.5 |  |  |  | No | R-410A | 1.95 | Residential & Commercial | Ducted CEE Tier 1
215292195 | Central HP <5.4 tons | AIRQUEST | HRCU-A-CB (Split System: Heat Pump with Remote Outdoor Unit-Air-Source) | DLCURAH24ABK | ADP |  | H,GG36936 | *96MSN0261410A* | 23400 | 16 | 8.5 | 25400 | 25800 | 101.6% | 2.2 | 0 | 10 |  |  |  | No | R-410A | 1.95 | Residential & Commercial | Ducted CEE Tier 1
215292196 | Central HP <5.4 tons | AIRQUEST | HRCU-A-CB (Split System: Heat Pump with Remote Outdoor Unit-Air-Source) | DLCURAH24ABK | ADP |  | H,GG37936 | *96MSN0261410A* | 23800 | 16 | 8.5 | 23600 | 21800 | 92.37% | 1.84 | 0 | 10 |  |  |  | No | R-410A | 1.9833 | Residential & Commercial | Ducted CEE Tier 1
215292210 | Central HP <5.4 tons | AIRQUEST | HRCU-A-CB (Split System: Heat Pump with Remote Outdoor Unit-Air-Source) | DLCURAH24ABK | ADP |  | H,GE9J936 | *96MSN0261410A* | 23400 | 16 | 8.5 | 24600 | 24000 | 97.56% | 2.02 | 0 | 10 |  |  |  | No | R-410A | 1.95 | Residential & Commercial | Ducted CEE Tier 1
215292211 | Central HP <5.4 tons | AIRQUEST | HRCU-A-CB (Split System: Heat Pump with Remote Outdoor Unit-Air-Source) | DLCURAH24ABK | ADP |  | H,GG1K936 | *96MSN0261410A* | 23400 | 16 | 8.5 | 25400 | 25800 | 101.6% | 2.2 | 0 | 10 |  |  |  | No | R-410A | 1.95 | Residential & Commercial | Ducted CEE Tier 1
215292245 | Central HP <5.4 tons | AIRQUEST | HRCU-A-CB (Split System: Heat Pump with Remote Outdoor Unit-Air-Source) | DLCURAH24ABK | ADP |  | H,GE35936 | *96MSN0401410A* | 23600 | 16 | 8.5 | 24600 | 23600 | 95.93% | 1.98 | 0 | 10 |  |  |  | No | R-410A | 1.9667 | Residential & Commercial | Ducted CEE Tier 1
214651444 | Central HP <5.4 tons | LUXAIRE | HRCU-A-CB (Split System: Heat Pump with Remote Outdoor Unit-Air-Source) | HH824E2S11 |  |  | CTU36B5XDS1+TXV | TMLE100B12MP11 | 23000 | 18 | 9.5 | 23000 | 18900 | 82.17% | 2 | 0 | 12 |  |  |  | No | R-454B | 1.9167 | Residential & Commercial | Ducted CEE Tier 1
214651567 | Central HP <5.4 tons | LUXAIRE | HRCU-A-CB (Split System: Heat Pump with Remote Outdoor Unit-Air-Source) | HH824E2S11 |  |  | CTU30B5XCS1+TXV | TM8Y080B12MP11 | 23000 | 18 | 9.5 | 23000 | 18800 | 81.74% | 2 | 0 | 12 |  |  |  | No | R-454B | 1.9167 | Residential & Commercial | Ducted CEE Tier 1
215588076 | Central HP <5.4 tons | BRYANT HEATING AND COOLING SYSTEMS | HRCU-A-CB (Split System: Heat Pump with Remote Outdoor Unit-Air-Source) | 291VAN054**AA* |  |  | CAA**4821AM*+UI | 88*TB48070C17*** | 47000 | 18 | 10.5 | 51500 | 51000 | 99.03% | 2 | 0 | 11 |  |  |  | No | R-454B | 3.9167 | Residential & Commercial | Ducted CEE Tier 1
215588158 | Central HP <5.4 tons | BRYANT HEATING AND COOLING SYSTEMS | HRCU-A-CB (Split System: Heat Pump with Remote Outdoor Unit-Air-Source) | 291VAN054**AA* |  |  | CSAH*6012AM*+UI | 88*TB36070C14*** | 48000 | 17.5 | 9 | 50500 | 50000 | 99.01% | 1.96 | 0 | 11.7 |  |  |  | No | R-454B | 4 | Residential & Commercial | Ducted CEE Tier 1
215292246 | Central HP <5.4 tons | AIRQUEST | HRCU-A-CB (Split System: Heat Pump with Remote Outdoor Unit-Air-Source) | DLCURAH24ABK | ADP |  | HE35936 | *96MSN0401410A* | 23600 | 16 | 8.5 | 24600 | 23600 | 95.93% | 1.98 | 0 | 10 |  |  |  | No | R-410A | 1.9667 | Residential & Commercial | Ducted CEE Tier 1
215292259 | Central HP <5.4 tons | AIRQUEST | HRCU-A-CB (Split System: Heat Pump with Remote Outdoor Unit-Air-Source) | DLCURAH24ABK | ADP |  | HE8J936 | *96MSN0401410A* | 23400 | 16 | 8.5 | 24600 | 23600 | 95.93% | 1.98 | 0 | 10 |  |  |  | No | R-410A | 1.95 | Residential & Commercial | Ducted CEE Tier 1
215292344 | Central HP <5.4 tons | AIRQUEST | HRCU-A-CB (Split System: Heat Pump with Remote Outdoor Unit-Air-Source) | DLCURAH24ABK | ADP |  | HG34936 | *96MSN0601412A* | 23600 | 16 | 8.5 | 24600 | 23400 | 95.12% | 1.98 | 0 | 10 |  |  |  | No | R-410A | 1.9667 | Residential & Commercial | Ducted CEE Tier 1
210589388 | Central HP <5.4 tons | RHEEM | HRCU-A-CB (Split System: Heat Pump with Remote Outdoor Unit-Air-Source) | RP18AZ36AJVC |  |  | RCFZ6021SEAAM | R802VA075421M | 34200 | 20 | 8.5 | 34200 | 43000 | 125.7% | 2.2 | 0 | 12.5 |  |  |  | No | R-410A | 2.85 | Residential & Commercial | Ducted CEE Tier 1
210589390 | Central HP <5.4 tons | RHEEM | HRCU-A-CB (Split System: Heat Pump with Remote Outdoor Unit-Air-Source) | RP18AZ36AJVC |  |  | RCFZ6021SEAAM | R802VA100521M | 34200 | 20 | 8.5 | 34200 | 43000 | 125.7% | 2.2 | 0 | 12.5 |  |  |  | No | R-410A | 2.85 | Residential & Commercial | Ducted CEE Tier 1
215292597 | Central HP <5.4 tons | AIRQUEST | HRCU-A-CB (Split System: Heat Pump with Remote Outdoor Unit-Air-Source) | DLCURAH24ABK | ADP |  | HE33936 | *96VTN0401410B* | 23200 | 16 | 8.5 | 24800 | 24400 | 98.39% | 2.06 | 0 | 10 |  |  |  | No | R-410A | 1.9333 | Residential & Commercial | Ducted CEE Tier 1
215940600 | Central HP <5.4 tons | DAY & NIGHT | HRCU-A-CB (Split System: Heat Pump with Remote Outdoor Unit-Air-Source) | C5H3V36*K*AAA* |  |  | EVD5X38M17A*+WALLCON | *97CTN0601716A* | 35200 | 20.5 | 8.5 | 39000 | 29400 | 75.38% | 2 | 0 | 11.5 |  |  |  | No | R-454B | 2.9333 | Residential & Commercial | Ducted CEE Tier 1
215939760 | Central HP <5.4 tons | DAY & NIGHT | HRCU-A-CB (Split System: Heat Pump with Remote Outdoor Unit-Air-Source) | C5H3V36*K*AAA* |  |  | EA*5X48M21A*+WALLCON | *97CTN0801716A* | 33200 | 19.5 | 9.5 | 35000 | 26800 | 76.57% | 2.02 | 0 | 11 |  |  |  | No | R-454B | 2.7667 | Residential & Commercial | Ducted CEE Tier 1
215940160 | Central HP <5.4 tons | DAY & NIGHT | HRCU-A-CB (Split System: Heat Pump with Remote Outdoor Unit-Air-Source) | C5H3V36*K*AAA* |  |  | ESH5X48M12A*+WALLCON | *97CTN1002122A* | 33800 | 19.5 | 9 | 34600 | 26400 | 76.3% | 1.92 | 0 | 11.7 |  |  |  | No | R-454B | 2.8167 | Residential & Commercial | Ducted CEE Tier 1
215941110 | Central HP <5.4 tons | DAY & NIGHT | HRCU-A-CB (Split System: Heat Pump with Remote Outdoor Unit-Air-Source) | C5H3V48*K*AAA* |  |  | EA*5X61M24A*+WALLCON | *97CTN0802120A* | 45500 | 21 | 9.5 | 48500 | 37000 | 76.29% | 2 | 0 | 11 |  |  |  | No | R-454B | 3.7917 | Residential & Commercial | Ducted CEE Tier 1
215941160 | Central HP <5.4 tons | DAY & NIGHT | HRCU-A-CB (Split System: Heat Pump with Remote Outdoor Unit-Air-Source) | C5H3V48*K*AAA* |  |  | ESH5X48M12A*+WALLCON | *80CSU0601716B* | 44000 | 20 | 9 | 48500 | 36600 | 75.46% | 1.8 | 0 | 11 |  |  |  | No | R-454B | 3.6667 | Residential & Commercial | Ducted CEE Tier 1
215938390 | Central HP <5.4 tons | DAY & NIGHT | HRCU-A-CB (Split System: Heat Pump with Remote Outdoor Unit-Air-Source) | C5H3V48*K*AAA* |  |  | EVD5X60M24A*+WALLCON | *96CTN1002122B* | 45500 | 20.5 | 8.1 | 52500 | 38000 | 72.38% | 1.9 | 0 | 11.5 |  |  |  | No | R-454B | 3.7917 | Residential & Commercial | Ducted CEE Tier 1
215941080 | Central HP <5.4 tons | DAY & NIGHT | HRCU-A-CB (Split System: Heat Pump with Remote Outdoor Unit-Air-Source) | C5H3V48*K*AAA* |  |  | EA*5X61M21A*+WALLCON | *97CTN0802120A* | 45000 | 21 | 9.5 | 48500 | 37000 | 76.29% | 2 | 0 | 11 |  |  |  | No | R-454B | 3.75 | Residential & Commercial | Ducted CEE Tier 1
215941130 | Central HP <5.4 tons | DAY & NIGHT | HRCU-A-CB (Split System: Heat Pump with Remote Outdoor Unit-Air-Source) | C5H3V48*K*AAA* |  |  | EA*5X61M24A*+WALLCON | *97CTN1202422A* | 45500 | 21.5 | 9.5 | 48500 | 36600 | 75.46% | 2 | 0 | 11.5 |  |  |  | No | R-454B | 3.7917 | Residential & Commercial | Ducted CEE Tier 1
215292646 | Central HP <5.4 tons | AIRQUEST | HRCU-A-CB (Split System: Heat Pump with Remote Outdoor Unit-Air-Source) | DLCURAH24ABK | ADP |  | HG33936 | *96VTN0401712A* | 23000 | 16 | 8.5 | 24200 | 23800 | 98.35% | 2 | 0 | 10 |  |  |  | No | R-410A | 1.9167 | Residential & Commercial | Ducted CEE Tier 1
215292697 | Central HP <5.4 tons | AIRQUEST | HRCU-A-CB (Split System: Heat Pump with Remote Outdoor Unit-Air-Source) | DLCURAH24ABK | ADP |  | H,GG34936 | *96VTN0401712B* | 23200 | 16 | 8.5 | 24600 | 23800 | 96.75% | 2 | 0 | 10 |  |  |  | No | R-410A | 1.9333 | Residential & Commercial | Ducted CEE Tier 1
215869149 | Central HP <5.4 tons | AMERICAN STANDARD | HRCU-A-CB (Split System: Heat Pump with Remote Outdoor Unit-Air-Source) | 5A6V8X60A1 |  |  | 5TXCC009AS3 | S9V2C080U5VSB+LRP | 54000 | 18.1 | 8.5 | 55500 | 40000 | 72.07% | 2 | 0 | 10 |  |  |  | No | R-454B | 4.5 | Residential & Commercial | Ducted CEE Tier 1
215587918 | Central HP <5.4 tons | BRYANT HEATING AND COOLING SYSTEMS | HRCU-A-CB (Split System: Heat Pump with Remote Outdoor Unit-Air-Source) | 291VAN054**AA* |  |  | FE5BNBD60L*+UI |  | 51500 | 21 | 10.5 | 51000 | 52000 | 102% | 2.1 | 0 | 13 |  |  |  | No | R-454B | 4.2917 | Residential & Commercial | Ducted CEE Tier 1
215588116 | Central HP <5.4 tons | BRYANT HEATING AND COOLING SYSTEMS | HRCU-A-CB (Split System: Heat Pump with Remote Outdoor Unit-Air-Source) | 291VAN054**AA* |  |  | CAA**6121AM*+UI | 88*TB48070C17*** | 49000 | 18.5 | 10 | 52000 | 52000 | 100% | 2 | 0 | 11.5 |  |  |  | No | R-454B | 4.0833 | Residential & Commercial | Ducted CEE Tier 1
215588152 | Central HP <5.4 tons | BRYANT HEATING AND COOLING SYSTEMS | HRCU-A-CB (Split System: Heat Pump with Remote Outdoor Unit-Air-Source) | 291VAN054**AA* |  |  | CSAH*6012AM*+UI | 83*CA60080C21*** | 50000 | 18.5 | 10 | 52000 | 53000 | 101.9% | 1.84 | 0 | 11.5 |  |  |  | No | R-454B | 4.1667 | Residential & Commercial | Ducted CEE Tier 1
215588418 | Central HP <5.4 tons | BRYANT HEATING AND COOLING SYSTEMS | HRCU-A-CB (Split System: Heat Pump with Remote Outdoor Unit-Air-Source) | 291VAN054**AA* |  |  | CAA**4821AM*+UI | 83*CB36040C17*** | 48000 | 18.5 | 10.5 | 51500 | 51000 | 99.03% | 2 | 0 | 11.5 |  |  |  | No | R-454B | 4 | Residential & Commercial | Ducted CEE Tier 1
204456783 | Central HP <5.4 tons | COMFORTMAKER | HRCU-A-CB (Split System: Heat Pump with Remote Outdoor Unit-Air-Source) | CVH825GKA2* |  |  | EA*4X36L21A*+WALLCON | *96CTN1002122A* | 23600 | 16.5 | 8.1 | 21400 | 16600 | 77.57% | 1.94 | 11 | 11 |  |  |  | No | R-410A | 1.9667 | Residential & Commercial | Ducted CEE Tier 1
215588452 | Central HP <5.4 tons | BRYANT HEATING AND COOLING SYSTEMS | HRCU-A-CB (Split System: Heat Pump with Remote Outdoor Unit-Air-Source) | 291VAN054**AA* |  |  | CSAH*6012AM*+UI | 83*CB48060C17*** | 49500 | 18.5 | 10 | 51500 | 50500 | 98.06% | 2 | 0 | 11.5 |  |  |  | No | R-454B | 4.125 | Residential & Commercial | Ducted CEE Tier 1
215588328 | Central HP <5.4 tons | BRYANT HEATING AND COOLING SYSTEMS | HRCU-A-CB (Split System: Heat Pump with Remote Outdoor Unit-Air-Source) | 291VAN054**AA* |  |  | CVAVA4924XMA*+UI | 987MC66100C21*** | 52000 | 19 | 8.1 | 52500 | 46500 | 88.57% | 1.84 | 0 | 11.5 |  |  |  | No | R-454B | 4.3333 | Residential & Commercial | Ducted CEE Tier 1
215588358 | Central HP <5.4 tons | BRYANT HEATING AND COOLING SYSTEMS | HRCU-A-CB (Split System: Heat Pump with Remote Outdoor Unit-Air-Source) | 291VAN054**AA* |  |  | CVAVA6024XMA*+UI | 88*TB60110C21*** | 52000 | 19.5 | 8.1 | 52500 | 46500 | 88.57% | 1.84 | 0 | 12 |  |  |  | No | R-454B | 4.3333 | Residential & Commercial | Ducted CEE Tier 1
215292744 | Central HP <5.4 tons | AIRQUEST | HRCU-A-CB (Split System: Heat Pump with Remote Outdoor Unit-Air-Source) | DLCURAH24ABK | ADP |  | H,GG33936 | *96VTN0601412A* | 23200 | 16 | 8.5 | 24800 | 25200 | 101.6% | 2.14 | 0 | 10 |  |  |  | No | R-410A | 1.9333 | Residential & Commercial | Ducted CEE Tier 1
215292747 | Central HP <5.4 tons | AIRQUEST | HRCU-A-CB (Split System: Heat Pump with Remote Outdoor Unit-Air-Source) | DLCURAH24ABK | ADP |  | HE33936 | *96VTN0601412A* | 23200 | 16 | 8.5 | 24800 | 25200 | 101.6% | 2.14 | 0 | 10 |  |  |  | No | R-410A | 1.9333 | Residential & Commercial | Ducted CEE Tier 1
215292796 | Central HP <5.4 tons | AIRQUEST | HRCU-A-CB (Split System: Heat Pump with Remote Outdoor Unit-Air-Source) | DLCURAH24ABK | ADP |  | H,GG34936 | *96VTN0601412B* | 23400 | 17 | 8.5 | 24600 | 23600 | 95.93% | 2 | 0 | 10 |  |  |  | No | R-410A | 1.95 | Residential & Commercial | Ducted CEE Tier 1
215292861 | Central HP <5.4 tons | AIRQUEST | HRCU-A-CB (Split System: Heat Pump with Remote Outdoor Unit-Air-Source) | DLCURAH24ABK | ADP |  | H,GE7J936 | *96VTN0601714A* | 23600 | 16 | 8.5 | 25200 | 24000 | 95.24% | 2.02 | 0 | 10 |  |  |  | No | R-410A | 1.9667 | Residential & Commercial | Ducted CEE Tier 1
215292862 | Central HP <5.4 tons | AIRQUEST | HRCU-A-CB (Split System: Heat Pump with Remote Outdoor Unit-Air-Source) | DLCURAH24ABK | ADP |  | HE7J936 | *96VTN0601714A* | 23600 | 16 | 8.5 | 25200 | 24000 | 95.24% | 2.02 | 0 | 10 |  |  |  | No | R-410A | 1.9667 | Residential & Commercial | Ducted CEE Tier 1
215292863 | Central HP <5.4 tons | AIRQUEST | HRCU-A-CB (Split System: Heat Pump with Remote Outdoor Unit-Air-Source) | DLCURAH24ABK | ADP |  | HG8J936 | *96VTN0601714A* | 24000 | 16 | 8.5 | 24400 | 22400 | 91.8% | 1.88 | 0 | 10 |  |  |  | No | R-410A | 2 | Residential & Commercial | Ducted CEE Tier 1
215295780 | Central HP <5.4 tons | AIRQUEST | HRCU-A-CB (Split System: Heat Pump with Remote Outdoor Unit-Air-Source) | DLCURAH36ABK | ADP |  | HG82936 | *96VTN1202422B* | 35600 | 16 | 8.5 | 36200 | 34200 | 94.48% | 2.02 | 0 | 10 |  |  |  | No | R-410A | 2.9667 | Residential & Commercial | Ducted CEE Tier 1
215295733 | Central HP <5.4 tons | AIRQUEST | HRCU-A-CB (Split System: Heat Pump with Remote Outdoor Unit-Air-Source) | DLCURAH36ABK | ADP |  | H,GG80936 | *96VTN1202422A* | 36000 | 16 | 8.5 | 36800 | 34200 | 92.93% | 2.06 | 0 | 10 |  |  |  | No | R-410A | 3 | Residential & Commercial | Ducted CEE Tier 1
215295735 | Central HP <5.4 tons | AIRQUEST | HRCU-A-CB (Split System: Heat Pump with Remote Outdoor Unit-Air-Source) | DLCURAH36ABK | ADP |  | H,GE80936 | *96VTN1202422A* | 36000 | 16 | 8.5 | 36800 | 34200 | 92.93% | 2.06 | 0 | 10 |  |  |  | No | R-410A | 3 | Residential & Commercial | Ducted CEE Tier 1
215295758 | Central HP <5.4 tons | AIRQUEST | HRCU-A-CB (Split System: Heat Pump with Remote Outdoor Unit-Air-Source) | DLCURAH36ABK | ADP |  | H,GG36936 | *96VTN1202422B* | 35400 | 16 | 8.5 | 36200 | 34200 | 94.48% | 2.02 | 0 | 10 |  |  |  | No | R-410A | 2.95 | Residential & Commercial | Ducted CEE Tier 1
215389816 | Central HP <5.4 tons | AIRQUEST | HRCU-A-CB (Split System: Heat Pump with Remote Outdoor Unit-Air-Source) | DLCURAH36ABK |  |  | END4X42L17** | *96VTN0601716B* | 35400 | 15.5 | 8.5 | 38500 | 35000 | 90.91% | 1.94 | 0 | 10 |  |  |  | No | R-410A | 2.95 | Residential & Commercial | Ducted CEE Tier 1
215292880 | Central HP <5.4 tons | AIRQUEST | HRCU-A-CB (Split System: Heat Pump with Remote Outdoor Unit-Air-Source) | DLCURAH24ABK | ADP |  | H,GE31924 | *96VTN0601716B* | 23000 | 16 | 9 | 24400 | 22800 | 93.44% | 1.92 | 0 | 10 |  |  |  | No | R-410A | 1.9167 | Residential & Commercial | Ducted CEE Tier 1
215292881 | Central HP <5.4 tons | AIRQUEST | HRCU-A-CB (Split System: Heat Pump with Remote Outdoor Unit-Air-Source) | DLCURAH24ABK | ADP |  | H,GE31930 | *96VTN0601716B* | 23000 | 16 | 9 | 24400 | 22800 | 93.44% | 1.92 | 0 | 10 |  |  |  | No | R-410A | 1.9167 | Residential & Commercial | Ducted CEE Tier 1
215292895 | Central HP <5.4 tons | AIRQUEST | HRCU-A-CB (Split System: Heat Pump with Remote Outdoor Unit-Air-Source) | DLCURAH24ABK | ADP |  | H,GG34936 | *96VTN0601716B* | 24000 | 16 | 9 | 24400 | 22800 | 93.44% | 1.92 | 0 | 10.5 |  |  |  | No | R-410A | 2 | Residential & Commercial | Ducted CEE Tier 1
215292896 | Central HP <5.4 tons | AIRQUEST | HRCU-A-CB (Split System: Heat Pump with Remote Outdoor Unit-Air-Source) | DLCURAH24ABK | ADP |  | HG34936 | *96VTN0601716B* | 24000 | 16 | 9 | 24400 | 22800 | 93.44% | 1.92 | 0 | 10.5 |  |  |  | No | R-410A | 2 | Residential & Commercial | Ducted CEE Tier 1
215292930 | Central HP <5.4 tons | AIRQUEST | HRCU-A-CB (Split System: Heat Pump with Remote Outdoor Unit-Air-Source) | DLCURAH24ABK | ADP |  | H,GG31930 | *96VTN0801716A* | 23600 | 16 | 8.5 | 25200 | 23600 | 93.65% | 1.98 | 0 | 10 |  |  |  | No | R-410A | 1.9667 | Residential & Commercial | Ducted CEE Tier 1
215292948 | Central HP <5.4 tons | AIRQUEST | HRCU-A-CB (Split System: Heat Pump with Remote Outdoor Unit-Air-Source) | DLCURAH24ABK | ADP |  | H,GE34936 | *96VTN0801716A* | 24200 | 16 | 8.1 | 24600 | 22600 | 91.87% | 1.9 | 0 | 10.5 |  |  |  | No | R-410A | 2.0167 | Residential & Commercial | Ducted CEE Tier 1
215292996 | Central HP <5.4 tons | AIRQUEST | HRCU-A-CB (Split System: Heat Pump with Remote Outdoor Unit-Air-Source) | DLCURAH24ABK | ADP |  | H,GE34936 | *96VTN0801716B* | 23400 | 17 | 8.5 | 24600 | 23600 | 95.93% | 2 | 0 | 10 |  |  |  | No | R-410A | 1.95 | Residential & Commercial | Ducted CEE Tier 1
215293028 | Central HP <5.4 tons | AIRQUEST | HRCU-A-CB (Split System: Heat Pump with Remote Outdoor Unit-Air-Source) | DLCURAH24ABK | ADP |  | H,GG31924 | *96VTN0802120A* | 22600 | 16 | 8.1 | 24200 | 23400 | 96.69% | 1.98 | 0 | 10 |  |  |  | No | R-410A | 1.8833 | Residential & Commercial | Ducted CEE Tier 1
211257761 | Central HP <5.4 tons | CARRIER | HRCU-A-CB (Split System: Heat Pump with Remote Outdoor Unit-Air-Source) | 38MURAQ18AB3* |  |  | CAP**1917AL* | OVMAAB042112 | 18600 | 15.5 | 8.5 | 18700 | 17500 | 93.58% | 2.12 | 0 | 10.5 |  |  |  | No | R-410A | 1.55 | Residential & Commercial | Ducted CEE Tier 1
211257796 | Central HP <5.4 tons | CARRIER | HRCU-A-CB (Split System: Heat Pump with Remote Outdoor Unit-Air-Source) | 38MURAQ18AB3* |  |  | CAP**2417AL* | 58SU*A040E17**12 | 18400 | 16.5 | 9 | 19200 | 18700 | 97.4% | 2.26 | 0 | 11 |  |  |  | No | R-410A | 1.5333 | Residential & Commercial | Ducted CEE Tier 1
211257845 | Central HP <5.4 tons | CARRIER | HRCU-A-CB (Split System: Heat Pump with Remote Outdoor Unit-Air-Source) | 38MURAQ18AB3* |  |  | CAP**2517AL* | 58SP*A045V17**16 | 18100 | 16 | 8.5 | 18000 | 17500 | 97.22% | 2.12 | 0 | 10.5 |  |  |  | No | R-410A | 1.5083 | Residential & Commercial | Ducted CEE Tier 1
215940310 | Central HP <5.4 tons | DAY & NIGHT | HRCU-A-CB (Split System: Heat Pump with Remote Outdoor Unit-Air-Source) | C5H3V36*K*AAA* |  |  | EVM5X44M21A*+WALLCON | *97CTN0802120A* | 35600 | 21.5 | 8.5 | 38000 | 28600 | 75.26% | 2.04 | 0 | 12 |  |  |  | No | R-454B | 2.9667 | Residential & Commercial | Ducted CEE Tier 1
215939790 | Central HP <5.4 tons | DAY & NIGHT | HRCU-A-CB (Split System: Heat Pump with Remote Outdoor Unit-Air-Source) | C5H3V36*K*AAA* |  |  | EA*5X60M24A*+WALLCON | *96CTN0802120B* | 34000 | 20 | 9.5 | 34200 | 26000 | 76.02% | 2.06 | 0 | 11.7 |  |  |  | No | R-454B | 2.8333 | Residential & Commercial | Ducted CEE Tier 1
215939990 | Central HP <5.4 tons | DAY & NIGHT | HRCU-A-CB (Split System: Heat Pump with Remote Outdoor Unit-Air-Source) | C5H3V36*K*AAA* |  |  | ESH5X36M12A*+WALLCON | *97CTN0802120A* | 33200 | 19 | 9 | 35000 | 26800 | 76.57% | 1.92 | 0 | 11 |  |  |  | No | R-454B | 2.7667 | Residential & Commercial | Ducted CEE Tier 1
215940460 | Central HP <5.4 tons | DAY & NIGHT | HRCU-A-CB (Split System: Heat Pump with Remote Outdoor Unit-Air-Source) | C5H3V36*K*AAA* |  |  | EVM5X60M21A*+WALLCON | *97CTN1002122A* | 35600 | 22 | 8.5 | 38000 | 28600 | 75.26% | 2.02 | 0 | 12.5 |  |  |  | No | R-454B | 2.9667 | Residential & Commercial | Ducted CEE Tier 1
214238943 | Central HP <5.4 tons | CARRIER | HRCU-A-CB (Split System: Heat Pump with Remote Outdoor Unit-Air-Source) | 25VNA837A*031* |  |  | CNPV*3621AL*+UI | 59TN6C100C21**22 | 31400 | 16.5 | 8.1 | 33000 | 24000 | 72.73% | 1.82 | 0 | 11 |  |  |  | No | R-410A | 2.6167 | Residential & Commercial | Ducted CEE Tier 1
215588484 | Central HP <5.4 tons | BRYANT HEATING AND COOLING SYSTEMS | HRCU-A-CB (Split System: Heat Pump with Remote Outdoor Unit-Air-Source) | 291VAN054**AA* |  |  | CVAMA6024XMA*+UI | 986TD60080C21*** | 51500 | 19 | 8.1 | 53000 | 47000 | 88.68% | 1.84 | 0 | 11.5 |  |  |  | No | R-454B | 4.2917 | Residential & Commercial | Ducted CEE Tier 1
215588448 | Central HP <5.4 tons | BRYANT HEATING AND COOLING SYSTEMS | HRCU-A-CB (Split System: Heat Pump with Remote Outdoor Unit-Air-Source) | 291VAN054**AA* |  |  | CSAH*6012AM*+UI | 986TD60080C21*** | 49500 | 18.5 | 10.5 | 52500 | 53500 | 101.9% | 1.9 | 0 | 11 |  |  |  | No | R-454B | 4.125 | Residential & Commercial | Ducted CEE Tier 1
214571091 | Central HP <5.4 tons | AIRQUEST | HRCU-A-CB (Split System: Heat Pump with Remote Outdoor Unit-Air-Source) | HVH825GKA3* |  |  | EN(A,D)4X36L21**+WALLCON | *80CTL0702120B* | 23400 | 16.5 | 8.1 | 21600 | 16700 | 77.31% | 1.92 | 0 | 11 |  |  |  | No | R-410A | 1.95 | Residential & Commercial | Ducted CEE Tier 1
213356093 | Central HP <5.4 tons | CARRIER | HRCU-A-CB (Split System: Heat Pump with Remote Outdoor Unit-Air-Source) | 38MURAQ24AB3* | ADP |  | A36VCA+TXV+CBPE3A* |  | 24000 | 18 | 8.85 | 25000 | 22600 | 90.4% | 1.9 | 0 | 10.5 |  |  |  | No | R-410A | 2 | Residential & Commercial | Ducted CEE Tier 1
214570671 | Central HP <5.4 tons | AIRQUEST | HRCU-A-CB (Split System: Heat Pump with Remote Outdoor Unit-Air-Source) | HVH825GKA3* |  |  | EA*4X48L21A*+WALLCON | *80CTL0702120B* | 24000 | 16.5 | 8.5 | 21000 | 16600 | 79.05% | 2.02 | 0 | 11 |  |  |  | No | R-410A | 2 | Residential & Commercial | Ducted CEE Tier 1
214572661 | Central HP <5.4 tons | AIRQUEST | HRCU-A-CB (Split System: Heat Pump with Remote Outdoor Unit-Air-Source) | HVH837GKA** |  |  | EA*4X42L24A*+WALLCON | *95CSU0802120B* | 31800 | 17 | 8.5 | 33000 | 24400 | 73.94% | 1.9 | 0 | 11 |  |  |  | No | R-410A | 2.65 | Residential & Commercial | Ducted CEE Tier 1
213779407 | Central HP <5.4 tons | HEIL | HRCU-A-CB (Split System: Heat Pump with Remote Outdoor Unit-Air-Source) | HVH837GKA** |  |  | EA*4X48L21A*+WALLCON | *80CTL1102120B* | 32400 | 17 | 8.1 | 32400 | 24800 | 76.54% | 1.98 | 0 | 11 |  |  |  | No | R-410A | 2.7 | Residential & Commercial | Ducted CEE Tier 1
213780107 | Central HP <5.4 tons | HEIL | HRCU-A-CB (Split System: Heat Pump with Remote Outdoor Unit-Air-Source) | HVH837GKA** |  |  | EHD4X42AAL+WALLCON | *96CTN0801714B* | 32400 | 16 | 8.1 | 33000 | 24800 | 75.15% | 1.92 | 0 | 11 |  |  |  | No | R-410A | 2.7 | Residential & Commercial | Ducted CEE Tier 1
213780277 | Central HP <5.4 tons | HEIL | HRCU-A-CB (Split System: Heat Pump with Remote Outdoor Unit-Air-Source) | HVH837GKA** |  |  | EHD4X48AAL+WALLCON | *96CTN1002122B* | 32600 | 16.5 | 8.1 | 33000 | 24800 | 75.15% | 1.96 | 0 | 11 |  |  |  | No | R-410A | 2.7167 | Residential & Commercial | Ducted CEE Tier 1
215293062 | Central HP <5.4 tons | AIRQUEST | HRCU-A-CB (Split System: Heat Pump with Remote Outdoor Unit-Air-Source) | DLCURAH24ABK | ADP |  | H,GE8J936 | *96VTN0802120A* | 23400 | 17 | 8.1 | 24200 | 23400 | 96.69% | 1.98 | 0 | 10.5 |  |  |  | No | R-410A | 1.95 | Residential & Commercial | Ducted CEE Tier 1
215293064 | Central HP <5.4 tons | AIRQUEST | HRCU-A-CB (Split System: Heat Pump with Remote Outdoor Unit-Air-Source) | DLCURAH24ABK | ADP |  | H,GG9J936 | *96VTN0802120A* | 23600 | 17 | 8.1 | 24200 | 23400 | 96.69% | 1.98 | 0 | 10.5 |  |  |  | No | R-410A | 1.9667 | Residential & Commercial | Ducted CEE Tier 1
215293065 | Central HP <5.4 tons | AIRQUEST | HRCU-A-CB (Split System: Heat Pump with Remote Outdoor Unit-Air-Source) | DLCURAH24ABK | ADP |  | H,GE9J936 | *96VTN0802120A* | 23600 | 17 | 8.1 | 24200 | 23400 | 96.69% | 1.98 | 0 | 10.5 |  |  |  | No | R-410A | 1.9667 | Residential & Commercial | Ducted CEE Tier 1
215293081 | Central HP <5.4 tons | AIRQUEST | HRCU-A-CB (Split System: Heat Pump with Remote Outdoor Unit-Air-Source) | DLCURAH24ABK | ADP |  | HE31930 | *96VTN0802120B* | 22800 | 16 | 8.5 | 24800 | 23600 | 95.16% | 1.98 | 0 | 10 |  |  |  | No | R-410A | 1.9 | Residential & Commercial | Ducted CEE Tier 1
215293095 | Central HP <5.4 tons | AIRQUEST | HRCU-A-CB (Split System: Heat Pump with Remote Outdoor Unit-Air-Source) | DLCURAH24ABK | ADP |  | H,GE34936 | *96VTN0802120B* | 23800 | 17 | 8.5 | 24800 | 23600 | 95.16% | 1.98 | 0 | 10.5 |  |  |  | No | R-410A | 1.9833 | Residential & Commercial | Ducted CEE Tier 1
215293112 | Central HP <5.4 tons | AIRQUEST | HRCU-A-CB (Split System: Heat Pump with Remote Outdoor Unit-Air-Source) | DLCURAH24ABK | ADP |  | H,GE8J936 | *96VTN0802120B* | 23600 | 17 | 8.5 | 24800 | 23600 | 95.16% | 1.98 | 0 | 10.5 |  |  |  | No | R-410A | 1.9667 | Residential & Commercial | Ducted CEE Tier 1
215293131 | Central HP <5.4 tons | AIRQUEST | HRCU-A-CB (Split System: Heat Pump with Remote Outdoor Unit-Air-Source) | DLCURAH24ABK | ADP |  | HE31924 | *96VTN1002120A* | 22800 | 16 | 8.1 | 24400 | 23000 | 94.26% | 1.94 | 0 | 10 |  |  |  | No | R-410A | 1.9 | Residential & Commercial | Ducted CEE Tier 1
215293162 | Central HP <5.4 tons | AIRQUEST | HRCU-A-CB (Split System: Heat Pump with Remote Outdoor Unit-Air-Source) | DLCURAH24ABK | ADP |  | HE8J936 | *96VTN1002120A* | 23800 | 17 | 8.5 | 24400 | 22400 | 91.8% | 1.9 | 0 | 10 |  |  |  | No | R-410A | 1.9833 | Residential & Commercial | Ducted CEE Tier 1
215294616 | Central HP <5.4 tons | AIRQUEST | HRCU-A-CB (Split System: Heat Pump with Remote Outdoor Unit-Air-Source) | DLCURAH36ABK | ADP |  | H,GG1K936 | *92MSN0601412A* | 35400 | 15.2 | 8.1 | 36800 | 34800 | 94.57% | 1.94 | 0 | 10 |  |  |  | No | R-410A | 2.95 | Residential & Commercial | Ducted CEE Tier 1
215294617 | Central HP <5.4 tons | AIRQUEST | HRCU-A-CB (Split System: Heat Pump with Remote Outdoor Unit-Air-Source) | DLCURAH36ABK | ADP |  | H,GE1K936 | *92MSN0601412A* | 35400 | 15.2 | 8.1 | 36800 | 34800 | 94.57% | 1.94 | 0 | 10 |  |  |  | No | R-410A | 2.95 | Residential & Commercial | Ducted CEE Tier 1
215294619 | Central HP <5.4 tons | AIRQUEST | HRCU-A-CB (Split System: Heat Pump with Remote Outdoor Unit-Air-Source) | DLCURAH36ABK | ADP |  | HG80936 | *92MSN0601412A* | 36000 | 15.2 | 8.5 | 36800 | 34800 | 94.57% | 2 | 0 | 10 |  |  |  | No | R-410A | 3 | Residential & Commercial | Ducted CEE Tier 1
215294666 | Central HP <5.4 tons | AIRQUEST | HRCU-A-CB (Split System: Heat Pump with Remote Outdoor Unit-Air-Source) | DLCURAH36ABK | ADP |  | HG82936 | *92MSN0601714A* | 35600 | 16 | 8.5 | 36200 | 34400 | 95.03% | 2.02 | 0 | 10 |  |  |  | No | R-410A | 2.9667 | Residential & Commercial | Ducted CEE Tier 1
215294685 | Central HP <5.4 tons | AIRQUEST | HRCU-A-CB (Split System: Heat Pump with Remote Outdoor Unit-Air-Source) | DLCURAH36ABK | ADP |  | H,GE35936 | *92MSN0801716A* | 35400 | 16 | 8.1 | 36800 | 34600 | 94.02% | 1.88 | 0 | 10 |  |  |  | No | R-410A | 2.95 | Residential & Commercial | Ducted CEE Tier 1
215588160 | Central HP <5.4 tons | BRYANT HEATING AND COOLING SYSTEMS | HRCU-A-CB (Split System: Heat Pump with Remote Outdoor Unit-Air-Source) | 291VAN054**AA* |  |  | CSAH*6012AM*+UI | 88*TB48070C17*** | 48500 | 18 | 9.5 | 52000 | 51000 | 98.08% | 1.9 | 0 | 11.5 |  |  |  | No | R-454B | 4.0417 | Residential & Commercial | Ducted CEE Tier 1
215588244 | Central HP <5.4 tons | BRYANT HEATING AND COOLING SYSTEMS | HRCU-A-CB (Split System: Heat Pump with Remote Outdoor Unit-Air-Source) | 291VAN054**AA* |  |  | CVAMA6024XMA*+UI | 88*TB60070C21*** | 51500 | 19 | 8.1 | 53000 | 47000 | 88.68% | 1.82 | 0 | 11.5 |  |  |  | No | R-454B | 4.2917 | Residential & Commercial | Ducted CEE Tier 1
215588428 | Central HP <5.4 tons | BRYANT HEATING AND COOLING SYSTEMS | HRCU-A-CB (Split System: Heat Pump with Remote Outdoor Unit-Air-Source) | 291VAN054**AA* |  |  | CAA**6024AM*+UI | 83*CB60100C21*** | 49500 | 19 | 10.5 | 52500 | 53000 | 101% | 1.96 | 0 | 11.5 |  |  |  | No | R-454B | 4.125 | Residential & Commercial | Ducted CEE Tier 1
215588462 | Central HP <5.4 tons | BRYANT HEATING AND COOLING SYSTEMS | HRCU-A-CB (Split System: Heat Pump with Remote Outdoor Unit-Air-Source) | 291VAN054**AA* |  |  | CSAH*6012AM*+UI | 987TA66100C21*** | 49500 | 18.5 | 10.5 | 52500 | 53500 | 101.9% | 1.9 | 0 | 11 |  |  |  | No | R-454B | 4.125 | Residential & Commercial | Ducted CEE Tier 1
215588088 | Central HP <5.4 tons | BRYANT HEATING AND COOLING SYSTEMS | HRCU-A-CB (Split System: Heat Pump with Remote Outdoor Unit-Air-Source) | 291VAN054**AA* |  |  | CAA**6024AM*+UI | 83*CA60080C21*** | 49500 | 19.5 | 10.5 | 52000 | 53000 | 101.9% | 1.98 | 0 | 11.5 |  |  |  | No | R-454B | 4.125 | Residential & Commercial | Ducted CEE Tier 1
215588154 | Central HP <5.4 tons | BRYANT HEATING AND COOLING SYSTEMS | HRCU-A-CB (Split System: Heat Pump with Remote Outdoor Unit-Air-Source) | 291VAN054**AA* |  |  | CSAH*6012AM*+UI | 83*CA60100C21*** | 49500 | 18.5 | 10.5 | 52500 | 53500 | 101.9% | 1.9 | 0 | 11 |  |  |  | No | R-454B | 4.125 | Residential & Commercial | Ducted CEE Tier 1
215293230 | Central HP <5.4 tons | AIRQUEST | HRCU-A-CB (Split System: Heat Pump with Remote Outdoor Unit-Air-Source) | DLCURAH24ABK | ADP |  | HE31924 | *96VTN1002122A* | 22600 | 16 | 8.1 | 24200 | 23400 | 96.69% | 1.98 | 0 | 10 |  |  |  | No | R-410A | 1.8833 | Residential & Commercial | Ducted CEE Tier 1
215293246 | Central HP <5.4 tons | AIRQUEST | HRCU-A-CB (Split System: Heat Pump with Remote Outdoor Unit-Air-Source) | DLCURAH24ABK | ADP |  | HE34936 | *96VTN1002122A* | 23600 | 17 | 8.1 | 24200 | 23400 | 96.69% | 1.98 | 0 | 10.5 |  |  |  | No | R-410A | 1.9667 | Residential & Commercial | Ducted CEE Tier 1
215293248 | Central HP <5.4 tons | AIRQUEST | HRCU-A-CB (Split System: Heat Pump with Remote Outdoor Unit-Air-Source) | DLCURAH24ABK | ADP |  | H,GE35936 | *96VTN1002122A* | 23600 | 17 | 8.1 | 24200 | 23400 | 96.69% | 1.98 | 0 | 10.5 |  |  |  | No | R-410A | 1.9667 | Residential & Commercial | Ducted CEE Tier 1
215293262 | Central HP <5.4 tons | AIRQUEST | HRCU-A-CB (Split System: Heat Pump with Remote Outdoor Unit-Air-Source) | DLCURAH24ABK | ADP |  | H,GG9J936 | *96VTN1002122A* | 23600 | 17 | 8.1 | 24200 | 23400 | 96.69% | 1.98 | 0 | 10.5 |  |  |  | No | R-410A | 1.9667 | Residential & Commercial | Ducted CEE Tier 1
215293264 | Central HP <5.4 tons | AIRQUEST | HRCU-A-CB (Split System: Heat Pump with Remote Outdoor Unit-Air-Source) | DLCURAH24ABK | ADP |  | H,GG1K936 | *96VTN1002122A* | 23600 | 17 | 8.1 | 24200 | 23400 | 96.69% | 1.98 | 0 | 10.5 |  |  |  | No | R-410A | 1.9667 | Residential & Commercial | Ducted CEE Tier 1
215293298 | Central HP <5.4 tons | AIRQUEST | HRCU-A-CB (Split System: Heat Pump with Remote Outdoor Unit-Air-Source) | DLCURAH24ABK | ADP |  | HE35936 | *96VTN1002122B* | 23800 | 17 | 8.5 | 24800 | 23400 | 94.35% | 1.98 | 0 | 10.5 |  |  |  | No | R-410A | 1.9833 | Residential & Commercial | Ducted CEE Tier 1
215294701 | Central HP <5.4 tons | AIRQUEST | HRCU-A-CB (Split System: Heat Pump with Remote Outdoor Unit-Air-Source) | DLCURAH36ABK | ADP |  | H,GG9J936 | *92MSN0801716A* | 35400 | 16 | 8.1 | 36800 | 34600 | 94.02% | 1.88 | 0 | 10 |  |  |  | No | R-410A | 2.95 | Residential & Commercial | Ducted CEE Tier 1
215294716 | Central HP <5.4 tons | AIRQUEST | HRCU-A-CB (Split System: Heat Pump with Remote Outdoor Unit-Air-Source) | DLCURAH36ABK | ADP |  | HG81936 | *92MSN0801716A* | 35800 | 16 | 8.5 | 36200 | 34200 | 94.48% | 2.02 | 0 | 10 |  |  |  | No | R-410A | 2.9833 | Residential & Commercial | Ducted CEE Tier 1
215294783 | Central HP <5.4 tons | AIRQUEST | HRCU-A-CB (Split System: Heat Pump with Remote Outdoor Unit-Air-Source) | DLCURAH36ABK | ADP |  | HG81936 | *92MSN0802120A* | 35800 | 16 | 8.5 | 36200 | 34200 | 94.48% | 2.02 | 0 | 10 |  |  |  | No | R-410A | 2.9833 | Residential & Commercial | Ducted CEE Tier 1
215294816 | Central HP <5.4 tons | AIRQUEST | HRCU-A-CB (Split System: Heat Pump with Remote Outdoor Unit-Air-Source) | DLCURAH36ABK | ADP |  | HE8J936 | *92MSN1002120A* | 35400 | 16 | 8.1 | 36800 | 34600 | 94.02% | 1.88 | 0 | 10 |  |  |  | No | R-410A | 2.95 | Residential & Commercial | Ducted CEE Tier 1
215294818 | Central HP <5.4 tons | AIRQUEST | HRCU-A-CB (Split System: Heat Pump with Remote Outdoor Unit-Air-Source) | DLCURAH36ABK | ADP |  | HG9J936 | *92MSN1002120A* | 35400 | 16 | 8.1 | 36800 | 34600 | 94.02% | 1.88 | 0 | 10 |  |  |  | No | R-410A | 2.95 | Residential & Commercial | Ducted CEE Tier 1
215669604 | Central HP <5.4 tons | HEIL | HRCU-A-CB (Split System: Heat Pump with Remote Outdoor Unit-Air-Source) | H5H0V36*K*AAA* |  |  | EA*5X61M21A*+WALLCON | *96CTN1002122B* | 34800 | 18.5 | 9 | 34400 | 24800 | 72.09% | 1.92 | 0 | 10.5 |  |  |  | No | R-454B | 2.9 | Residential & Commercial | Ducted CEE Tier 1
215669654 | Central HP <5.4 tons | HEIL | HRCU-A-CB (Split System: Heat Pump with Remote Outdoor Unit-Air-Source) | H5H0V36*K*AAA* |  |  | EA*5X61M24A*+WALLCON | *80CTL1352422B* | 35000 | 18.5 | 9 | 34400 | 24600 | 71.51% | 1.92 | 0 | 10.5 |  |  |  | No | R-454B | 2.9167 | Residential & Commercial | Ducted CEE Tier 1
212498429 | Central HP <5.4 tons | CARRIER | HRCU-A-CB (Split System: Heat Pump with Remote Outdoor Unit-Air-Source) | 38MURAQ18AB3* | ADP |  | CP2403A+TXV+TD |  | 17400 | 15.2 | 8.7 | 17000 | 19400 | 114.1% | 2.32 | 0 | 10.5 |  |  |  | No | R-410A | 1.45 | Residential & Commercial | Ducted CEE Tier 1
215295052 | Central HP <5.4 tons | AIRQUEST | HRCU-A-CB (Split System: Heat Pump with Remote Outdoor Unit-Air-Source) | DLCURAH36ABK | ADP |  | HG33936 | *96MSN0802120A* | 35400 | 16 | 8.1 | 36800 | 34800 | 94.57% | 1.9 | 0 | 10 |  |  |  | No | R-410A | 2.95 | Residential & Commercial | Ducted CEE Tier 1
215295118 | Central HP <5.4 tons | AIRQUEST | HRCU-A-CB (Split System: Heat Pump with Remote Outdoor Unit-Air-Source) | DLCURAH36ABK | ADP |  | H,GG9J936 | *96MSN1002120A* | 35400 | 16 | 8.1 | 36800 | 34600 | 94.02% | 1.88 | 0 | 10 |  |  |  | No | R-410A | 2.95 | Residential & Commercial | Ducted CEE Tier 1
215870979 | Central HP <5.4 tons | YORK | HRCU-A-CB (Split System: Heat Pump with Remote Outdoor Unit-Air-Source) | HH860E2S11 | ADP |  | CV606**C+TXV | Y91E100C20SMPS1 | 45500 | 18 | 8.5 | 45000 | 33600 | 74.67% | 2 | 0 | 11.7 |  |  |  | No | R-454B | 3.7917 | Residential & Commercial | Ducted CEE Tier 1
210589357 | Central HP <5.4 tons | RHEEM | HRCU-A-CB (Split System: Heat Pump with Remote Outdoor Unit-Air-Source) | RP18AZ60AJVC |  |  | RCFZ6021SEAAM | R802VA100521Z | 53000 | 19 | 8.1 | 53000 | 50000 | 94.34% | 1.9 | 0 | 10 |  |  |  | No | R-410A | 4.4167 | Residential & Commercial | Ducted CEE Tier 1
214651094 | Central HP <5.4 tons | LUXAIRE | HRCU-A-CB (Split System: Heat Pump with Remote Outdoor Unit-Air-Source) | HH860E2S11 |  |  | CTU60D5XHS1+TXV | TMLE130D20MP11 | 54000 | 19 | 8.5 | 55000 | 38500 | 70% | 2 | 0 | 11.7 |  |  |  | No | R-454B | 4.5 | Residential & Commercial | Ducted CEE Tier 1
213785039 | Central HP <5.4 tons | CARRIER | HRCU-A-CB (Split System: Heat Pump with Remote Outdoor Unit-Air-Source) | 25VNA424A*031* |  |  | CAP**2517AL*+UI | 59TN6C040C14**10 | 23600 | 18 | 10 | 26800 | 20400 | 76.12% | 2.4 | 0 | 12 |  |  |  | No | R-410A | 1.9667 | Residential & Commercial | Ducted CEE Tier 1
213785055 | Central HP <5.4 tons | CARRIER | HRCU-A-CB (Split System: Heat Pump with Remote Outdoor Unit-Air-Source) | 25VNA424A*031* |  |  | CAP**3017AL*+UI | 58TN*B090C17**16 | 23200 | 20 | 10 | 26600 | 19900 | 74.81% | 2.36 | 0 | 12.5 |  |  |  | No | R-410A | 1.9333 | Residential & Commercial | Ducted CEE Tier 1
213785073 | Central HP <5.4 tons | CARRIER | HRCU-A-CB (Split System: Heat Pump with Remote Outdoor Unit-Air-Source) | 25VNA424A*031* |  |  | CAP**3617AL*+UI | 58TN*B090C17**16 | 23000 | 20 | 10 | 26600 | 19900 | 74.81% | 2.4 | 0 | 12.5 |  |  |  | No | R-410A | 1.9167 | Residential & Commercial | Ducted CEE Tier 1
215731472 | Central HP <5.4 tons | YORK | HRCU-A-CB (Split System: Heat Pump with Remote Outdoor Unit-Air-Source) | HH860E2S11 | ADP |  | H,YG3K*48+TXV | TM8V120C20MP12 | 44500 | 18 | 8.5 | 43000 | 33400 | 77.67% | 2 | 0 | 11 |  |  |  | No | R-454B | 3.7083 | Residential & Commercial | Ducted CEE Tier 1
213781177 | Central HP <5.4 tons | HEIL | HRCU-A-CB (Split System: Heat Pump with Remote Outdoor Unit-Air-Source) | HVH837GKA2* |  |  | EA*4X43L21A*+WALLCON | *80CTL0901716B* | 33000 | 17 | 8.5 | 32800 | 25000 | 76.22% | 1.98 | 0 | 11 |  |  |  | No | R-410A | 2.75 | Residential & Commercial | Ducted CEE Tier 1
213781277 | Central HP <5.4 tons | HEIL | HRCU-A-CB (Split System: Heat Pump with Remote Outdoor Unit-Air-Source) | HVH837GKA2* |  |  | EA*4X48L21A*+WALLCON | *80CTL0451712B* | 32000 | 16.5 | 8.1 | 32800 | 25200 | 76.83% | 1.92 | 0 | 10.5 |  |  |  | No | R-410A | 2.6667 | Residential & Commercial | Ducted CEE Tier 1
213781327 | Central HP <5.4 tons | HEIL | HRCU-A-CB (Split System: Heat Pump with Remote Outdoor Unit-Air-Source) | HVH837GKA2* |  |  | EA*4X48L21A*+WALLCON | *95CSU0601716B* | 32200 | 17 | 8.1 | 32600 | 25000 | 76.69% | 1.94 | 0 | 11 |  |  |  | No | R-410A | 2.6833 | Residential & Commercial | Ducted CEE Tier 1
213781377 | Central HP <5.4 tons | HEIL | HRCU-A-CB (Split System: Heat Pump with Remote Outdoor Unit-Air-Source) | HVH837GKA2* |  |  | EA*4X48L21A*+WALLCON | *96CTN0801714B* | 32200 | 17 | 8.1 | 32800 | 25000 | 76.22% | 1.96 | 0 | 11 |  |  |  | No | R-410A | 2.6833 | Residential & Commercial | Ducted CEE Tier 1
213781427 | Central HP <5.4 tons | HEIL | HRCU-A-CB (Split System: Heat Pump with Remote Outdoor Unit-Air-Source) | HVH837GKA2* |  |  | EA*4X48L24A*+WALLCON | *97CMN1002122B* | 32400 | 17 | 8.5 | 32200 | 24800 | 77.02% | 1.98 | 0 | 11 |  |  |  | No | R-410A | 2.7 | Residential & Commercial | Ducted CEE Tier 1
213781477 | Central HP <5.4 tons | HEIL | HRCU-A-CB (Split System: Heat Pump with Remote Outdoor Unit-Air-Source) | HVH837GKA2* |  |  | EA*4X60L24A*+WALLCON | *80CTL1102120B* | 32800 | 17.5 | 8.1 | 31800 | 24600 | 77.36% | 1.98 | 0 | 11.5 |  |  |  | No | R-410A | 2.7333 | Residential & Commercial | Ducted CEE Tier 1
213781547 | Central HP <5.4 tons | HEIL | HRCU-A-CB (Split System: Heat Pump with Remote Outdoor Unit-Air-Source) | HVH837GKA2* |  |  | EA*4X61L21A*+WALLCON | *80CTL0701716B* | 32800 | 17 | 8.1 | 32200 | 25000 | 77.64% | 1.96 | 0 | 11 |  |  |  | No | R-410A | 2.7333 | Residential & Commercial | Ducted CEE Tier 1
215297505 | Central HP <5.4 tons | YORK | HRCU-A-CB (Split System: Heat Pump with Remote Outdoor Unit-Air-Source) | HMH72B341 | ADP |  | V,Y36H210P177 | Y81E080C16SMPS1 | 34000 | 18 | 8.5 | 31800 | 23800 | 74.84% | 2.14 | 0 | 10 |  |  |  | No | R-410A | 2.8333 | Residential & Commercial | Ducted CEE Tier 1
215295154 | Central HP <5.4 tons | AIRQUEST | HRCU-A-CB (Split System: Heat Pump with Remote Outdoor Unit-Air-Source) | DLCURAH36ABK | ADP |  | HG48936 | *96MSN1002122A* | 35800 | 16 | 8.5 | 36200 | 34200 | 94.48% | 2.06 | 0 | 10 |  |  |  | No | R-410A | 2.9833 | Residential & Commercial | Ducted CEE Tier 1
215295171 | Central HP <5.4 tons | AIRQUEST | HRCU-A-CB (Split System: Heat Pump with Remote Outdoor Unit-Air-Source) | DLCURAH36ABK | ADP |  | HG82936 | *96MSN1002122A* | 35800 | 16 | 8.5 | 36200 | 34200 | 94.48% | 2.06 | 0 | 10 |  |  |  | No | R-410A | 2.9833 | Residential & Commercial | Ducted CEE Tier 1
215295184 | Central HP <5.4 tons | AIRQUEST | HRCU-A-CB (Split System: Heat Pump with Remote Outdoor Unit-Air-Source) | DLCURAH36ABK | ADP |  | H,GG34936 | *96MSN1202422A* | 35200 | 16 | 8.1 | 36800 | 34600 | 94.02% | 1.88 | 0 | 10 |  |  |  | No | R-410A | 2.9333 | Residential & Commercial | Ducted CEE Tier 1
215295187 | Central HP <5.4 tons | AIRQUEST | HRCU-A-CB (Split System: Heat Pump with Remote Outdoor Unit-Air-Source) | DLCURAH36ABK | ADP |  | HE34936 | *96MSN1202422A* | 35200 | 16 | 8.1 | 36800 | 34600 | 94.02% | 1.88 | 0 | 10 |  |  |  | No | R-410A | 2.9333 | Residential & Commercial | Ducted CEE Tier 1
215295202 | Central HP <5.4 tons | AIRQUEST | HRCU-A-CB (Split System: Heat Pump with Remote Outdoor Unit-Air-Source) | DLCURAH36ABK | ADP |  | H,GE8J936 | *96MSN1202422A* | 35200 | 16 | 8.1 | 36800 | 34600 | 94.02% | 1.88 | 0 | 10 |  |  |  | No | R-410A | 2.9333 | Residential & Commercial | Ducted CEE Tier 1
215731474 | Central HP <5.4 tons | YORK | HRCU-A-CB (Split System: Heat Pump with Remote Outdoor Unit-Air-Source) | HH860E2S11 | ADP |  | H,YG3K*60+TXV | TM8V120C20MP12 | 44500 | 18 | 8.5 | 43000 | 33400 | 77.67% | 2 | 0 | 11 |  |  |  | No | R-454B | 3.7083 | Residential & Commercial | Ducted CEE Tier 1
215731491 | Central HP <5.4 tons | YORK | HRCU-A-CB (Split System: Heat Pump with Remote Outdoor Unit-Air-Source) | HH860E2S11 | ADP |  | H,YG3K*60+TXV-BLEED | TM9V120D20MP12 | 52500 | 18 | 8.45 | 52500 | 39000 | 74.29% | 1.98 | 0 | 10.5 |  |  |  | No | R-454B | 4.375 | Residential & Commercial | Ducted CEE Tier 1
215731506 | Central HP <5.4 tons | YORK | HRCU-A-CB (Split System: Heat Pump with Remote Outdoor Unit-Air-Source) | HH860E2S11 | ADP |  | H,YG72*60+TXV | TM9Y080C16MP11 | 44000 | 17 | 8.5 | 42500 | 33400 | 78.59% | 2 | 0 | 11 |  |  |  | No | R-454B | 3.6667 | Residential & Commercial | Ducted CEE Tier 1
215731538 | Central HP <5.4 tons | YORK | HRCU-A-CB (Split System: Heat Pump with Remote Outdoor Unit-Air-Source) | HH860E2S11 | ADP |  | H,YG72*60+TXV-BLEED | TM9Y100C16MP11 | 44000 | 17 | 8.5 | 42500 | 33400 | 78.59% | 2 | 0 | 11 |  |  |  | No | R-454B | 3.6667 | Residential & Commercial | Ducted CEE Tier 1
215731591 | Central HP <5.4 tons | YORK | HRCU-A-CB (Split System: Heat Pump with Remote Outdoor Unit-Air-Source) | HH860E2S11 | ADP |  | H,YG3K*60+TXV-BLEED | TM9Y120D20MP11 | 52500 | 18 | 8.45 | 52500 | 39000 | 74.29% | 1.98 | 0 | 10.5 |  |  |  | No | R-454B | 4.375 | Residential & Commercial | Ducted CEE Tier 1
215731592 | Central HP <5.4 tons | YORK | HRCU-A-CB (Split System: Heat Pump with Remote Outdoor Unit-Air-Source) | HH860E2S11 | ADP |  | H,YG3K*60+TXV | TM9Y120D20MP11 | 52500 | 18 | 8.45 | 52500 | 39000 | 74.29% | 1.98 | 0 | 10.5 |  |  |  | No | R-454B | 4.375 | Residential & Commercial | Ducted CEE Tier 1
215731624 | Central HP <5.4 tons | YORK | HRCU-A-CB (Split System: Heat Pump with Remote Outdoor Unit-Air-Source) | HH860E2S11 | ADP |  | H,YG51*60+TXV | Y81E080C16SMPS1 | 44500 | 18 | 8.5 | 42500 | 33000 | 77.65% | 2 | 0 | 12 |  |  |  | No | R-454B | 3.7083 | Residential & Commercial | Ducted CEE Tier 1
215731657 | Central HP <5.4 tons | YORK | HRCU-A-CB (Split System: Heat Pump with Remote Outdoor Unit-Air-Source) | HH860E2S11 | ADP |  | H,YG3K*48+TXV-BLEED | Y81E100C16SMPS1 | 44000 | 17 | 8.5 | 42000 | 32800 | 78.1% | 2 | 0 | 12 |  |  |  | No | R-454B | 3.6667 | Residential & Commercial | Ducted CEE Tier 1
215588288 | Central HP <5.4 tons | BRYANT HEATING AND COOLING SYSTEMS | HRCU-A-CB (Split System: Heat Pump with Remote Outdoor Unit-Air-Source) | 291VAN054**AA* |  |  | CVAMA6124XMA*+UI | 986TD66100C21*** | 52500 | 19.5 | 8.1 | 53500 | 46500 | 86.92% | 1.84 | 0 | 12 |  |  |  | No | R-454B | 4.375 | Residential & Commercial | Ducted CEE Tier 1
215588368 | Central HP <5.4 tons | BRYANT HEATING AND COOLING SYSTEMS | HRCU-A-CB (Split System: Heat Pump with Remote Outdoor Unit-Air-Source) | 291VAN054**AA* |  |  | CVAVA6024XMA*+UI | 987MC66100C21*** | 52000 | 19 | 8.1 | 52500 | 46500 | 88.57% | 1.84 | 0 | 11.5 |  |  |  | No | R-454B | 4.3333 | Residential & Commercial | Ducted CEE Tier 1
209872688 | Central HP <5.4 tons | RHEEM | HRCU-A-CB (Split System: Heat Pump with Remote Outdoor Unit-Air-Source) | RP18AZ24AJVC |  |  | RCFZ2421HEAAM | R97MV0603A17DHS | 22800 | 20 | 8.5 | 22800 | 26000 | 114% | 2.1 | 0 | 12.5 |  |  |  | No | R-410A | 1.9 | Residential & Commercial | Ducted CEE Tier 1
209872706 | Central HP <5.4 tons | RHEEM | HRCU-A-CB (Split System: Heat Pump with Remote Outdoor Unit-Air-Source) | RP18AZ36AJVC |  |  | RCFZ6021SEAAM | R98MV0703A17UPS | 34200 | 19 | 8.5 | 34200 | 43500 | 127.2% | 2.2 | 0 | 12.5 |  |  |  | No | R-410A | 2.85 | Residential & Commercial | Ducted CEE Tier 1
215588504 | Central HP <5.4 tons | BRYANT HEATING AND COOLING SYSTEMS | HRCU-A-CB (Split System: Heat Pump with Remote Outdoor Unit-Air-Source) | 291VAN054**AA* |  |  | CVAMA6124XMA*+UI | 987TA66100C21*** | 52500 | 19.5 | 8.1 | 53500 | 46500 | 86.92% | 1.84 | 0 | 12 |  |  |  | No | R-454B | 4.375 | Residential & Commercial | Ducted CEE Tier 1
213785338 | Central HP <5.4 tons | CARRIER | HRCU-A-CB (Split System: Heat Pump with Remote Outdoor Unit-Air-Source) | 25VNA436A*031* |  |  | CAP**3617AL*+UI | 58TN*B070C17**16 | 32000 | 18.5 | 8.5 | 38500 | 27000 | 70.13% | 1.94 | 0 | 11 |  |  |  | No | R-410A | 2.6667 | Residential & Commercial | Ducted CEE Tier 1
213785424 | Central HP <5.4 tons | CARRIER | HRCU-A-CB (Split System: Heat Pump with Remote Outdoor Unit-Air-Source) | 25VNA436A*031* |  |  | CAP**4221AL*+UI | 58TN*B090C21**20 | 32600 | 19 | 9 | 37800 | 26600 | 70.37% | 1.98 | 0 | 11.7 |  |  |  | No | R-410A | 2.7167 | Residential & Commercial | Ducted CEE Tier 1
213785522 | Central HP <5.4 tons | CARRIER | HRCU-A-CB (Split System: Heat Pump with Remote Outdoor Unit-Air-Source) | 25VNA436A*031* |  |  | CAP**6024AL*+UI | 58TN*B135C24**22 | 33800 | 19.5 | 9 | 35800 | 25200 | 70.39% | 2 | 0 | 12 |  |  |  | No | R-410A | 2.8167 | Residential & Commercial | Ducted CEE Tier 1
213785524 | Central HP <5.4 tons | CARRIER | HRCU-A-CB (Split System: Heat Pump with Remote Outdoor Unit-Air-Source) | 25VNA436A*031* |  |  | CAP**6024AL*+UI | 59MN7C100C21**22 | 33800 | 19.5 | 9 | 35800 | 25200 | 70.39% | 2 | 0 | 12 |  |  |  | No | R-410A | 2.8167 | Residential & Commercial | Ducted CEE Tier 1
213785542 | Central HP <5.4 tons | CARRIER | HRCU-A-CB (Split System: Heat Pump with Remote Outdoor Unit-Air-Source) | 25VNA436A*031* |  |  | CAP**6121AL*+UI | 59CU5B060C17**16 | 34000 | 19.5 | 9 | 36000 | 25200 | 70% | 2 | 0 | 12 |  |  |  | No | R-410A | 2.8333 | Residential & Commercial | Ducted CEE Tier 1
215295435 | Central HP <5.4 tons | AIRQUEST | HRCU-A-CB (Split System: Heat Pump with Remote Outdoor Unit-Air-Source) | DLCURAH36ABK | ADP |  | H,GE36936 | *96VTN0801716B* | 35200 | 16 | 8.1 | 36200 | 34400 | 95.03% | 2 | 0 | 10 |  |  |  | No | R-410A | 2.9333 | Residential & Commercial | Ducted CEE Tier 1
215295436 | Central HP <5.4 tons | AIRQUEST | HRCU-A-CB (Split System: Heat Pump with Remote Outdoor Unit-Air-Source) | DLCURAH36ABK | ADP |  | HE36936 | *96VTN0801716B* | 35200 | 16 | 8.1 | 36200 | 34400 | 95.03% | 2 | 0 | 10 |  |  |  | No | R-410A | 2.9333 | Residential & Commercial | Ducted CEE Tier 1
215295454 | Central HP <5.4 tons | AIRQUEST | HRCU-A-CB (Split System: Heat Pump with Remote Outdoor Unit-Air-Source) | DLCURAH36ABK | ADP |  | H,GG81936 | *96VTN0801716B* | 35400 | 16 | 8.1 | 36800 | 34600 | 94.02% | 1.98 | 0 | 10 |  |  |  | No | R-410A | 2.95 | Residential & Commercial | Ducted CEE Tier 1
215295518 | Central HP <5.4 tons | AIRQUEST | HRCU-A-CB (Split System: Heat Pump with Remote Outdoor Unit-Air-Source) | DLCURAH36ABK | ADP |  | H,GG37936 | *96VTN0802120B* | 36200 | 16 | 8.5 | 36400 | 34400 | 94.51% | 2.04 | 0 | 10 |  |  |  | No | R-410A | 3.0167 | Residential & Commercial | Ducted CEE Tier 1
215295537 | Central HP <5.4 tons | AIRQUEST | HRCU-A-CB (Split System: Heat Pump with Remote Outdoor Unit-Air-Source) | DLCURAH36ABK | ADP |  | HG82936 | *96VTN0802120B* | 36200 | 16 | 8.5 | 36400 | 34400 | 94.51% | 2.04 | 0 | 10 |  |  |  | No | R-410A | 3.0167 | Residential & Commercial | Ducted CEE Tier 1
215941250 | Central HP <5.4 tons | DAY & NIGHT | HRCU-A-CB (Split System: Heat Pump with Remote Outdoor Unit-Air-Source) | C5H3V48*K*AAA* |  |  | ESH5X60M12A*+WALLCON | *97CTN1002122A* | 45000 | 20.5 | 9 | 48500 | 36600 | 75.46% | 1.82 | 0 | 11 |  |  |  | No | R-454B | 3.75 | Residential & Commercial | Ducted CEE Tier 1
215588494 | Central HP <5.4 tons | BRYANT HEATING AND COOLING SYSTEMS | HRCU-A-CB (Split System: Heat Pump with Remote Outdoor Unit-Air-Source) | 291VAN054**AA* |  |  | CVAMA6024XMA*+UI | 987TA66120C24*** | 52000 | 19 | 8.1 | 52500 | 46500 | 88.57% | 1.86 | 0 | 12 |  |  |  | No | R-454B | 4.3333 | Residential & Commercial | Ducted CEE Tier 1
215588542 | Central HP <5.4 tons | BRYANT HEATING AND COOLING SYSTEMS | HRCU-A-CB (Split System: Heat Pump with Remote Outdoor Unit-Air-Source) | 291VAN054**AA* |  |  | CVAVA6024XMA*+UI | 987TA66120C24*** | 52000 | 19 | 8.1 | 52500 | 46500 | 88.57% | 1.86 | 0 | 12 |  |  |  | No | R-454B | 4.3333 | Residential & Commercial | Ducted CEE Tier 1
215588372 | Central HP <5.4 tons | BRYANT HEATING AND COOLING SYSTEMS | HRCU-A-CB (Split System: Heat Pump with Remote Outdoor Unit-Air-Source) | 291VAN054**AA* |  |  | CVAVA6024XMA*+UI | 986TD66100C21*** | 52000 | 19 | 8.1 | 52500 | 46500 | 88.57% | 1.84 | 0 | 11.5 |  |  |  | No | R-454B | 4.3333 | Residential & Commercial | Ducted CEE Tier 1
208552857 | Central HP <5.4 tons | RHEEM | HRCU-A-CB (Split System: Heat Pump with Remote Outdoor Unit-Air-Source) | RP18AZ36AJVC |  |  | RHMVZ6021SEACA |  | 34200 | 20 | 8.5 | 32000 | 40500 | 126.6% | 2.1 | 0 | 12.5 |  |  |  | No | R-410A | 2.85 | Residential & Commercial | Ducted CEE Tier 1
215588424 | Central HP <5.4 tons | BRYANT HEATING AND COOLING SYSTEMS | HRCU-A-CB (Split System: Heat Pump with Remote Outdoor Unit-Air-Source) | 291VAN054**AA* |  |  | CAA**6024AM*+UI | 986TD60080C21*** | 49000 | 19 | 10.5 | 52500 | 53500 | 101.9% | 1.94 | 0 | 11 |  |  |  | No | R-454B | 4.0833 | Residential & Commercial | Ducted CEE Tier 1
215588456 | Central HP <5.4 tons | BRYANT HEATING AND COOLING SYSTEMS | HRCU-A-CB (Split System: Heat Pump with Remote Outdoor Unit-Air-Source) | 291VAN054**AA* |  |  | CSAH*6012AM*+UI | 83*CB60100C21*** | 50000 | 18.5 | 10 | 52500 | 53000 | 101% | 1.84 | 0 | 11.5 |  |  |  | No | R-454B | 4.1667 | Residential & Commercial | Ducted CEE Tier 1
215295554 | Central HP <5.4 tons | AIRQUEST | HRCU-A-CB (Split System: Heat Pump with Remote Outdoor Unit-Air-Source) | DLCURAH36ABK | ADP |  | H,GG35936 | *96VTN1002120A* | 35800 | 15.2 | 8.1 | 37800 | 34800 | 92.06% | 1.9 | 0 | 10 |  |  |  | No | R-410A | 2.9833 | Residential & Commercial | Ducted CEE Tier 1
215295586 | Central HP <5.4 tons | AIRQUEST | HRCU-A-CB (Split System: Heat Pump with Remote Outdoor Unit-Air-Source) | DLCURAH36ABK | ADP |  | H,GE33936 | *96VTN1002120B* | 35200 | 16 | 8.1 | 36800 | 34600 | 94.02% | 1.88 | 0 | 10 |  |  |  | No | R-410A | 2.9333 | Residential & Commercial | Ducted CEE Tier 1
215295605 | Central HP <5.4 tons | AIRQUEST | HRCU-A-CB (Split System: Heat Pump with Remote Outdoor Unit-Air-Source) | DLCURAH36ABK | ADP |  | HG8J936 | *96VTN1002120B* | 35400 | 16 | 8.1 | 36800 | 34600 | 94.02% | 1.88 | 0 | 10 |  |  |  | No | R-410A | 2.95 | Residential & Commercial | Ducted CEE Tier 1
215295638 | Central HP <5.4 tons | AIRQUEST | HRCU-A-CB (Split System: Heat Pump with Remote Outdoor Unit-Air-Source) | DLCURAH36ABK | ADP |  | H,GG36936 | *96VTN1002122A* | 35800 | 16 | 8.5 | 36200 | 34200 | 94.48% | 2.06 | 0 | 10 |  |  |  | No | R-410A | 2.9833 | Residential & Commercial | Ducted CEE Tier 1
215295652 | Central HP <5.4 tons | AIRQUEST | HRCU-A-CB (Split System: Heat Pump with Remote Outdoor Unit-Air-Source) | DLCURAH36ABK | ADP |  | H,GG80936 | *96VTN1002122A* | 36000 | 16 | 8.5 | 36200 | 34200 | 94.48% | 2.06 | 0 | 10 |  |  |  | No | R-410A | 3 | Residential & Commercial | Ducted CEE Tier 1
215295655 | Central HP <5.4 tons | AIRQUEST | HRCU-A-CB (Split System: Heat Pump with Remote Outdoor Unit-Air-Source) | DLCURAH36ABK | ADP |  | H,GG81936 | *96VTN1002122A* | 36000 | 16 | 8.1 | 36800 | 34400 | 93.48% | 2.02 | 0 | 10.5 |  |  |  | No | R-410A | 3 | Residential & Commercial | Ducted CEE Tier 1
215295687 | Central HP <5.4 tons | AIRQUEST | HRCU-A-CB (Split System: Heat Pump with Remote Outdoor Unit-Air-Source) | DLCURAH36ABK | ADP |  | H,GE8J936 | *96VTN1002122B* | 35400 | 16 | 8.1 | 36800 | 34600 | 94.02% | 1.88 | 0 | 10 |  |  |  | No | R-410A | 2.95 | Residential & Commercial | Ducted CEE Tier 1
215731658 | Central HP <5.4 tons | YORK | HRCU-A-CB (Split System: Heat Pump with Remote Outdoor Unit-Air-Source) | HH860E2S11 | ADP |  | H,YG3K*60+TXV-BLEED | Y81E100C16SMPS1 | 44000 | 17 | 8.5 | 42000 | 32800 | 78.1% | 2 | 0 | 12 |  |  |  | No | R-454B | 3.6667 | Residential & Commercial | Ducted CEE Tier 1
215731673 | Central HP <5.4 tons | YORK | HRCU-A-CB (Split System: Heat Pump with Remote Outdoor Unit-Air-Source) | HH860E2S11 | ADP |  | H,YG51*48+TXV | Y81E100C16SMPS1 | 44000 | 18 | 8.5 | 42000 | 32800 | 78.1% | 2 | 0 | 12 |  |  |  | No | R-454B | 3.6667 | Residential & Commercial | Ducted CEE Tier 1
215731692 | Central HP <5.4 tons | YORK | HRCU-A-CB (Split System: Heat Pump with Remote Outdoor Unit-Air-Source) | HH860E2S11 | ADP |  | H,YG3K*60+TXV-BLEED | Y81E100C20SMPS1 | 44500 | 18 | 8.5 | 42500 | 33000 | 77.65% | 2 | 0 | 12 |  |  |  | No | R-454B | 3.7083 | Residential & Commercial | Ducted CEE Tier 1
214397170 | Central HP <5.4 tons | CHAMPION HEATING AND COOLING | HRCU-A-CB (Split System: Heat Pump with Remote Outdoor Unit-Air-Source) | HH860E2S11 |  |  | CTF60D5CHS1+JMC20D2SN1 |  | 53000 | 19 | 8.5 | 53000 | 38000 | 71.7% | 2 | 0 | 12 |  |  |  | No | R-454B | 4.4167 | Residential & Commercial | Ducted CEE Tier 1
213785219 | Central HP <5.4 tons | CARRIER | HRCU-A-CB (Split System: Heat Pump with Remote Outdoor Unit-Air-Source) | 25VNA424A*031* |  |  | CSPH*3612AL*+UI | 58TN*B070C17**16 | 23400 | 19 | 9 | 26600 | 19800 | 74.44% | 2.48 | 0 | 12.5 |  |  |  | No | R-410A | 1.95 | Residential & Commercial | Ducted CEE Tier 1
213785253 | Central HP <5.4 tons | CARRIER | HRCU-A-CB (Split System: Heat Pump with Remote Outdoor Unit-Air-Source) | 25VNA424A*031* |  |  | CSPH*4212AL*+UI | 58TN*B090C21**20 | 23800 | 19 | 10 | 26400 | 19700 | 74.62% | 2.52 | 0 | 13 |  |  |  | No | R-410A | 1.9833 | Residential & Commercial | Ducted CEE Tier 1
214651634 | Central HP <5.4 tons | LUXAIRE | HRCU-A-CB (Split System: Heat Pump with Remote Outdoor Unit-Air-Source) | HH824E2S11 |  |  | CTU30B5XCS1+TXV | Z8ES080B12SMPS1 | 23000 | 18 | 9.5 | 23000 | 19100 | 83.04% | 2 | 0 | 12 |  |  |  | No | R-454B | 1.9167 | Residential & Commercial | Ducted CEE Tier 1
215588450 | Central HP <5.4 tons | BRYANT HEATING AND COOLING SYSTEMS | HRCU-A-CB (Split System: Heat Pump with Remote Outdoor Unit-Air-Source) | 291VAN054**AA* |  |  | CSAH*6012AM*+UI | 83*CB36040C17*** | 49500 | 18.5 | 10 | 52000 | 51000 | 98.08% | 1.98 | 0 | 11.5 |  |  |  | No | R-454B | 4.125 | Residential & Commercial | Ducted CEE Tier 1
215588520 | Central HP <5.4 tons | BRYANT HEATING AND COOLING SYSTEMS | HRCU-A-CB (Split System: Heat Pump with Remote Outdoor Unit-Air-Source) | 291VAN054**AA* |  |  | CVAVA4924XMA*+UI | 987TA60080C21*** | 51500 | 19 | 8.1 | 53000 | 46500 | 87.74% | 1.84 | 0 | 11.5 |  |  |  | No | R-454B | 4.2917 | Residential & Commercial | Ducted CEE Tier 1
215588538 | Central HP <5.4 tons | BRYANT HEATING AND COOLING SYSTEMS | HRCU-A-CB (Split System: Heat Pump with Remote Outdoor Unit-Air-Source) | 291VAN054**AA* |  |  | CVAVA6024XMA*+UI | 987TA60080C21*** | 51500 | 19 | 8.1 | 53000 | 46500 | 87.74% | 1.84 | 0 | 11.5 |  |  |  | No | R-454B | 4.2917 | Residential & Commercial | Ducted CEE Tier 1
215295689 | Central HP <5.4 tons | AIRQUEST | HRCU-A-CB (Split System: Heat Pump with Remote Outdoor Unit-Air-Source) | DLCURAH36ABK | ADP |  | H,GG9J936 | *96VTN1002122B* | 35400 | 16 | 8.1 | 36800 | 34600 | 94.02% | 1.88 | 0 | 10 |  |  |  | No | R-410A | 2.95 | Residential & Commercial | Ducted CEE Tier 1
216453162 | Central HP <5.4 tons | AMERICAN STANDARD | HRCU-A-CB (Split System: Heat Pump with Remote Outdoor Unit-Air-Source) | 5A6V0X48A1 |  |  | 5PX*D008AS3 | S8V2D120M5PDB | 45000 | 20.2 | 10 | 47500 | 34000 | 71.58% | 2.1 | 0 | 12 |  |  |  | No | R-454B | 3.75 | Residential & Commercial | Ducted CEE Tier 1
215389815 | Central HP <5.4 tons | HEIL | HRCU-A-CB (Split System: Heat Pump with Remote Outdoor Unit-Air-Source) | DLCURAH36ABK |  |  | END4X42L17** | *96VTN0601716B* | 35400 | 15.5 | 8.5 | 38500 | 35000 | 90.91% | 1.94 | 0 | 10 |  |  |  | No | R-410A | 2.95 | Residential & Commercial | Ducted CEE Tier 1
213785658 | Central HP <5.4 tons | CARRIER | HRCU-A-CB (Split System: Heat Pump with Remote Outdoor Unit-Air-Source) | 25VNA436A*031* |  |  | CSPH*3612AL*+UI | 59TN6C060C17**14 | 32800 | 18 | 8.5 | 37400 | 26400 | 70.59% | 1.98 | 0 | 11 |  |  |  | No | R-410A | 2.7333 | Residential & Commercial | Ducted CEE Tier 1
213785724 | Central HP <5.4 tons | CARRIER | HRCU-A-CB (Split System: Heat Pump with Remote Outdoor Unit-Air-Source) | 25VNA436A*031* |  |  | CSPH*4812AL*+UI | 59TN6C080C17**14 | 33400 | 18.5 | 8.5 | 36800 | 26000 | 70.65% | 2.02 | 0 | 11.5 |  |  |  | No | R-410A | 2.7833 | Residential & Commercial | Ducted CEE Tier 1
215853409 | Central HP <5.4 tons | FRASER-JOHNSTON | HRCU-A-CB (Split System: Heat Pump with Remote Outdoor Unit-Air-Source) | HH836E2S11 |  |  | CTM36C5CDS1+JMET12CS2N1 |  | 34000 | 19 | 9 | 31200 | 25600 | 82.05% | 2 | 0 | 11.7 |  |  |  | No | R-454B | 2.8333 | Residential & Commercial | Ducted CEE Tier 1
215853422 | Central HP <5.4 tons | FRASER-JOHNSTON | HRCU-A-CB (Split System: Heat Pump with Remote Outdoor Unit-Air-Source) | HH836E2S11 |  |  | CTF36C5CDS1 | Z9ES080C20SMPS1 | 34200 | 18 | 8.5 | 32000 | 26400 | 82.5% | 2 | 0 | 11 |  |  |  | No | R-454B | 2.85 | Residential & Commercial | Ducted CEE Tier 1
215853423 | Central HP <5.4 tons | FRASER-JOHNSTON | HRCU-A-CB (Split System: Heat Pump with Remote Outdoor Unit-Air-Source) | HH836E2S11 |  |  | CTM36C5CDS1 | Z9ES080C20SMPS1 | 34200 | 18 | 8.5 | 32200 | 26400 | 81.99% | 2 | 0 | 11 |  |  |  | No | R-454B | 2.85 | Residential & Commercial | Ducted CEE Tier 1
214397227 | Central HP <5.4 tons | CHAMPION HEATING AND COOLING | HRCU-A-CB (Split System: Heat Pump with Remote Outdoor Unit-Air-Source) | HH836E2S11 |  |  | CTM36C5CDS1 | TM8Y120C20MP11 | 33400 | 17 | 8.5 | 30800 | 25200 | 81.82% | 2 | 0 | 11.7 |  |  |  | No | R-454B | 2.7833 | Residential & Commercial | Ducted CEE Tier 1
213785342 | Central HP <5.4 tons | CARRIER | HRCU-A-CB (Split System: Heat Pump with Remote Outdoor Unit-Air-Source) | 25VNA436A*031* |  |  | CAP**3617AL*+UI | 59CU5B060C17**16 | 32000 | 18.5 | 8.5 | 38500 | 27000 | 70.13% | 1.92 | 0 | 11 |  |  |  | No | R-410A | 2.6667 | Residential & Commercial | Ducted CEE Tier 1
215939870 | Central HP <5.4 tons | DAY & NIGHT | HRCU-A-CB (Split System: Heat Pump with Remote Outdoor Unit-Air-Source) | C5H3V36*K*AAA* |  |  | EA*5X61M21A*+WALLCON | *97CTN0801716A* | 34200 | 20 | 9 | 34800 | 26600 | 76.44% | 1.92 | 0 | 11.5 |  |  |  | No | R-454B | 2.85 | Residential & Commercial | Ducted CEE Tier 1
215939920 | Central HP <5.4 tons | DAY & NIGHT | HRCU-A-CB (Split System: Heat Pump with Remote Outdoor Unit-Air-Source) | C5H3V36*K*AAA* |  |  | EA*5X61M24A*+WALLCON | *97CTN1002122A* | 34400 | 20.5 | 9.5 | 34200 | 26000 | 76.02% | 2.06 | 0 | 12 |  |  |  | No | R-454B | 2.8667 | Residential & Commercial | Ducted CEE Tier 1
215940170 | Central HP <5.4 tons | DAY & NIGHT | HRCU-A-CB (Split System: Heat Pump with Remote Outdoor Unit-Air-Source) | C5H3V36*K*AAA* |  |  | ESH5X48M12A*+WALLCON | *97CTN1202422A* | 33800 | 19.5 | 9 | 34600 | 26400 | 76.3% | 1.92 | 0 | 11.7 |  |  |  | No | R-454B | 2.8167 | Residential & Commercial | Ducted CEE Tier 1
215940270 | Central HP <5.4 tons | DAY & NIGHT | HRCU-A-CB (Split System: Heat Pump with Remote Outdoor Unit-Air-Source) | C5H3V36*K*AAA* |  |  | EVM5X44M21A*+WALLCON | *80CSU0401712B* | 35600 | 22 | 8.5 | 38000 | 28600 | 75.26% | 2.02 | 0 | 12.5 |  |  |  | No | R-454B | 2.9667 | Residential & Commercial | Ducted CEE Tier 1
215940370 | Central HP <5.4 tons | DAY & NIGHT | HRCU-A-CB (Split System: Heat Pump with Remote Outdoor Unit-Air-Source) | C5H3V36*K*AAA* |  |  | EVM5X49M21A*+WALLCON | *97CTN0801716A* | 35400 | 21 | 8.5 | 38500 | 29000 | 75.32% | 2.02 | 0 | 12 |  |  |  | No | R-454B | 2.95 | Residential & Commercial | Ducted CEE Tier 1
213781127 | Central HP <5.4 tons | HEIL | HRCU-A-CB (Split System: Heat Pump with Remote Outdoor Unit-Air-Source) | HVH837GKA2* |  |  | EA*4X42L24A*+WALLCON | *97CMN1202422B* | 31800 | 17 | 8.1 | 32800 | 24400 | 74.39% | 1.88 | 0 | 11 |  |  |  | No | R-410A | 2.65 | Residential & Commercial | Ducted CEE Tier 1
213782097 | Central HP <5.4 tons | HEIL | HRCU-A-CB (Split System: Heat Pump with Remote Outdoor Unit-Air-Source) | HVH837GKA2* |  |  | EHD4X48AAL+WALLCON | *80CTL1102120B* | 32600 | 16.5 | 8.1 | 32800 | 24800 | 75.61% | 1.96 | 0 | 11 |  |  |  | No | R-410A | 2.7167 | Residential & Commercial | Ducted CEE Tier 1
213782197 | Central HP <5.4 tons | HEIL | HRCU-A-CB (Split System: Heat Pump with Remote Outdoor Unit-Air-Source) | HVH837GKA2* |  |  | EHD4X48AAL+WALLCON | *96CTN1202422B* | 32600 | 16.5 | 8.1 | 33000 | 24800 | 75.15% | 1.96 | 0 | 11 |  |  |  | No | R-410A | 2.7167 | Residential & Commercial | Ducted CEE Tier 1
214573690 | Central HP <5.4 tons | HEIL | HRCU-A-CB (Split System: Heat Pump with Remote Outdoor Unit-Air-Source) | HVH837GKA2* |  |  | EA*4X37L21A*+WALLCON | *95CSU1002122B* | 33000 | 17.5 | 8.5 | 32600 | 25000 | 76.69% | 2 | 0 | 11.5 |  |  |  | No | R-410A | 2.75 | Residential & Commercial | Ducted CEE Tier 1
208552859 | Central HP <5.4 tons | RHEEM | HRCU-A-CB (Split System: Heat Pump with Remote Outdoor Unit-Air-Source) | RP18AZ48AJVC |  |  | RHMVZ6021SEACA |  | 45000 | 19 | 8.5 | 40000 | 42000 | 105% | 1.8 | 0 | 12 |  |  |  | No | R-410A | 3.75 | Residential & Commercial | Ducted CEE Tier 1
212603107 | Central HP <5.4 tons | DAY & NIGHT | HRCU-A-CB (Split System: Heat Pump with Remote Outdoor Unit-Air-Source) | DLCURAH24ABK | ADP |  | FG33936 | *80ES(N,L)0701716A* | 24800 | 16 | 8.1 | 25200 | 21800 | 86.51% | 1.82 | 0 | 10.5 |  |  |  | No | R-410A | 2.0667 | Residential & Commercial | Ducted CEE Tier 1
212603124 | Central HP <5.4 tons | DAY & NIGHT | HRCU-A-CB (Split System: Heat Pump with Remote Outdoor Unit-Air-Source) | DLCURAH24ABK | ADP |  | FG81936 | *80ES(N,L)0901714A* | 24800 | 17 | 8.5 | 24800 | 21600 | 87.1% | 1.84 | 0 | 10 |  |  |  | No | R-410A | 2.0667 | Residential & Commercial | Ducted CEE Tier 1
212603143 | Central HP <5.4 tons | DAY & NIGHT | HRCU-A-CB (Split System: Heat Pump with Remote Outdoor Unit-Air-Source) | DLCURAH24ABK | ADP |  | PL36H175P789 | *80VSL0451716A* | 23400 | 17 | 8.5 | 24000 | 23200 | 96.67% | 1.96 | 0 | 10 |  |  |  | No | R-410A | 1.95 | Residential & Commercial | Ducted CEE Tier 1
212603158 | Central HP <5.4 tons | DAY & NIGHT | HRCU-A-CB (Split System: Heat Pump with Remote Outdoor Unit-Air-Source) | DLCURAH24ABK | ADP |  | PL36H175P069 | *80VTL0701716A* | 24200 | 17 | 8.1 | 24600 | 22600 | 91.87% | 1.9 | 0 | 10.5 |  |  |  | No | R-410A | 2.0167 | Residential & Commercial | Ducted CEE Tier 1
209448122 | Central HP <5.4 tons | CARRIER | HRCU-A-CB (Split System: Heat Pump with Remote Outdoor Unit-Air-Source) | 25VNA448A*031* | ADP |  | H,PG3K960 | 59MN7B100C21**22 | 44000 | 21 | 9.5 | 44500 | 36000 | 80.9% | 2.28 | 12 | 12 |  |  |  | No | R-410A | 3.6667 | Residential & Commercial | Ducted CEE Tier 1
214569653 | Central HP <5.4 tons | BRYANT HEATING AND COOLING SYSTEMS | HRCU-A-CB (Split System: Heat Pump with Remote Outdoor Unit-Air-Source) | 284ANV036*0**B* |  |  | CSPH*4812AL*+UI | 987MC60080C21*** | 34000 | 18.5 | 9 | 36600 | 25800 | 70.49% | 2.04 | 0 | 12 |  |  |  | No | R-410A | 2.8333 | Residential & Commercial | Ducted CEE Tier 1
214569669 | Central HP <5.4 tons | BRYANT HEATING AND COOLING SYSTEMS | HRCU-A-CB (Split System: Heat Pump with Remote Outdoor Unit-Air-Source) | 284ANV036*0**B* |  |  | CNPV*4221AL*+UI | 935CB66100C21*** | 33200 | 19 | 9 | 37800 | 26600 | 70.37% | 2 | 0 | 12 |  |  |  | No | R-410A | 2.7667 | Residential & Commercial | Ducted CEE Tier 1
214569703 | Central HP <5.4 tons | BRYANT HEATING AND COOLING SYSTEMS | HRCU-A-CB (Split System: Heat Pump with Remote Outdoor Unit-Air-Source) | 284ANV036*0**B* |  |  | CNPV*6024AL*+UI | 987MC60060C21*** | 34000 | 19.5 | 9 | 36400 | 25600 | 70.33% | 2 | 0 | 12 |  |  |  | No | R-410A | 2.8333 | Residential & Commercial | Ducted CEE Tier 1
213738502 | Central HP <5.4 tons | DAY & NIGHT | HRCU-A-CB (Split System: Heat Pump with Remote Outdoor Unit-Air-Source) | DLCURAH36ABK | ADP |  | FG81936 | *80MSU0401712A* | 36000 | 16 | 8.5 | 36800 | 34600 | 94.02% | 2 | 0 | 10 |  |  |  | No | R-410A | 3 | Residential & Commercial | Ducted CEE Tier 1
213738553 | Central HP <5.4 tons | DAY & NIGHT | HRCU-A-CB (Split System: Heat Pump with Remote Outdoor Unit-Air-Source) | DLCURAH36ABK | ADP |  | FG81936 | *95MSU0401712A* | 35800 | 15.2 | 8.1 | 36800 | 34800 | 94.57% | 2 | 0 | 10 |  |  |  | No | R-410A | 2.9833 | Residential & Commercial | Ducted CEE Tier 1
215295726 | Central HP <5.4 tons | AIRQUEST | HRCU-A-CB (Split System: Heat Pump with Remote Outdoor Unit-Air-Source) | DLCURAH36ABK | ADP |  | HG8J936 | *96VTN1202422A* | 35600 | 16 | 8.1 | 36800 | 34600 | 94.02% | 1.88 | 0 | 10 |  |  |  | No | R-410A | 2.9667 | Residential & Commercial | Ducted CEE Tier 1
213738481 | Central HP <5.4 tons | DAY & NIGHT | HRCU-A-CB (Split System: Heat Pump with Remote Outdoor Unit-Air-Source) | DLCURAH36ABK | ADP |  | PL36H210P299 | *80MS(N,L)0901714A* | 36000 | 16 | 8.1 | 36800 | 34600 | 94.02% | 2 | 0 | 10.5 |  |  |  | No | R-410A | 3 | Residential & Commercial | Ducted CEE Tier 1
213738497 | Central HP <5.4 tons | DAY & NIGHT | HRCU-A-CB (Split System: Heat Pump with Remote Outdoor Unit-Air-Source) | DLCURAH36ABK | ADP |  | V,G36H175P159 | *80MSU0401712A* | 35200 | 16 | 8.1 | 36800 | 34600 | 94.02% | 1.88 | 0 | 10 |  |  |  | No | R-410A | 2.9333 | Residential & Commercial | Ducted CEE Tier 1
216581397 | Central HP <5.4 tons | BRYANT HEATING AND COOLING SYSTEMS | HRCU-A-CB (Split System: Heat Pump with Remote Outdoor Unit-Air-Source) | 284ANV036*0**B* |  |  | CAP**3617AL*+UI | 987TA42060C17*** | 32000 | 18 | 9 | 35800 | 26800 | 74.86% | 1.75 | 0 | 10.5 |  |  |  | No | R-410A | 2.6667 | Residential & Commercial | Ducted CEE Tier 1
216581433 | Central HP <5.4 tons | BRYANT HEATING AND COOLING SYSTEMS | HRCU-A-CB (Split System: Heat Pump with Remote Outdoor Unit-Air-Source) | 284ANV036*0**B* |  |  | CAP**6124AL*+UI | 987TA66100C21*** | 34400 | 19.5 | 9 | 34200 | 24800 | 72.51% | 1.9 | 0 | 12 |  |  |  | No | R-410A | 2.8667 | Residential & Commercial | Ducted CEE Tier 1
215588540 | Central HP <5.4 tons | BRYANT HEATING AND COOLING SYSTEMS | HRCU-A-CB (Split System: Heat Pump with Remote Outdoor Unit-Air-Source) | 291VAN054**AA* |  |  | CVAVA6024XMA*+UI | 987TA66100C21*** | 52000 | 19 | 8.1 | 52500 | 46500 | 88.57% | 1.84 | 0 | 11.5 |  |  |  | No | R-454B | 4.3333 | Residential & Commercial | Ducted CEE Tier 1
215588442 | Central HP <5.4 tons | BRYANT HEATING AND COOLING SYSTEMS | HRCU-A-CB (Split System: Heat Pump with Remote Outdoor Unit-Air-Source) | 291VAN054**AA* |  |  | CSAH*4812AM*+UI | 83*CB36040C17*** | 48500 | 18 | 11.5 | 51500 | 51000 | 99.03% | 1.98 | 0 | 11.5 |  |  |  | No | R-454B | 4.0417 | Residential & Commercial | Ducted CEE Tier 1
215588410 | Central HP <5.4 tons | BRYANT HEATING AND COOLING SYSTEMS | HRCU-A-CB (Split System: Heat Pump with Remote Outdoor Unit-Air-Source) | 291VAN054**AA* |  |  | CVAVA6124XMA*+UI | 987MC66100C21*** | 53000 | 19.5 | 8.1 | 53500 | 46500 | 86.92% | 1.84 | 0 | 12 |  |  |  | No | R-454B | 4.4167 | Residential & Commercial | Ducted CEE Tier 1
213738517 | Central HP <5.4 tons | DAY & NIGHT | HRCU-A-CB (Split System: Heat Pump with Remote Outdoor Unit-Air-Source) | DLCURAH36ABK | ADP |  | PL36H175P789 | *80VTL0451412B* | 35400 | 16 | 8.1 | 36800 | 34600 | 94.02% | 1.94 | 0 | 10 |  |  |  | No | R-410A | 2.95 | Residential & Commercial | Ducted CEE Tier 1
213738458 | Central HP <5.4 tons | DAY & NIGHT | HRCU-A-CB (Split System: Heat Pump with Remote Outdoor Unit-Air-Source) | DLCURAH36ABK | ADP |  | FG82936 | *80MS(N,L)0451412A* | 36000 | 15.2 | 8.5 | 36800 | 34800 | 94.57% | 2 | 0 | 10 |  |  |  | No | R-410A | 3 | Residential & Commercial | Ducted CEE Tier 1
213738467 | Central HP <5.4 tons | DAY & NIGHT | HRCU-A-CB (Split System: Heat Pump with Remote Outdoor Unit-Air-Source) | DLCURAH36ABK | ADP |  | FG82936 | *80MS(N,L)0701412A* | 35400 | 16 | 8.1 | 36800 | 34600 | 94.02% | 1.94 | 0 | 10 |  |  |  | No | R-410A | 2.95 | Residential & Commercial | Ducted CEE Tier 1
213738499 | Central HP <5.4 tons | DAY & NIGHT | HRCU-A-CB (Split System: Heat Pump with Remote Outdoor Unit-Air-Source) | DLCURAH36ABK | ADP |  | FG35936 | *80MSU0401712A* | 35200 | 16 | 8.1 | 36800 | 34600 | 94.02% | 1.88 | 0 | 10 |  |  |  | No | R-410A | 2.9333 | Residential & Commercial | Ducted CEE Tier 1
212988976 | Central HP <5.4 tons | AIRQUEST | HRCU-A-CB (Split System: Heat Pump with Remote Outdoor Unit-Air-Source) | DLCURAH36ABK |  |  | EA*4X48L21A* | *95MSU0601716A* | 35400 | 16 | 8.1 | 37800 | 34600 | 91.53% | 2 | 0 | 10 |  |  |  | No | R-410A | 2.95 | Residential & Commercial | Ducted CEE Tier 1
216440245 | Central HP <5.4 tons | AMERICAN STANDARD | HRCU-A-CB (Split System: Heat Pump with Remote Outdoor Unit-Air-Source) | 5A6V0X48A1 |  |  | 5PX*C007AS3+P0V0C000M50SD+LRP |  | 44000 | 20 | 9.7 | 46500 | 33200 | 71.4% | 2.1 | 0 | 12 |  |  |  | No | R-454B | 3.6667 | Residential & Commercial | Ducted CEE Tier 1
215731426 | Central HP <5.4 tons | YORK | HRCU-A-CB (Split System: Heat Pump with Remote Outdoor Unit-Air-Source) | HH860E2S11 | ADP |  | H,YG88*48+TXV-BLEED | TM8V100C16MP12 | 43500 | 18 | 8.5 | 42000 | 32800 | 78.1% | 2 | 0 | 11.7 |  |  |  | No | R-454B | 3.625 | Residential & Commercial | Ducted CEE Tier 1
215731451 | Central HP <5.4 tons | YORK | HRCU-A-CB (Split System: Heat Pump with Remote Outdoor Unit-Air-Source) | HH860E2S11 | ADP |  | H,YG55*60+TXV | TM8V100C20MP12 | 53000 | 19 | 8.5 | 52000 | 38500 | 74.04% | 2 | 0 | 11 |  |  |  | No | R-454B | 4.4167 | Residential & Commercial | Ducted CEE Tier 1
215731494 | Central HP <5.4 tons | YORK | HRCU-A-CB (Split System: Heat Pump with Remote Outdoor Unit-Air-Source) | HH860E2S11 | ADP |  | H,YG54*60+TXV | TM9V120D20MP12 | 53000 | 19 | 8.5 | 52000 | 38500 | 74.04% | 2 | 0 | 11 |  |  |  | No | R-454B | 4.4167 | Residential & Commercial | Ducted CEE Tier 1
207573773 | Central HP <5.4 tons | DAY & NIGHT | HRCU-A-CB (Split System: Heat Pump with Remote Outdoor Unit-Air-Source) | CVH848GKA2* | ADP |  | FG35948 | *97CMN1002122A* | 44500 | 17 | 8.5 | 44500 | 34600 | 77.75% | 2 | 10.5 | 10 |  |  |  | No | R-410A | 3.7083 | Residential & Commercial | Ducted CEE Tier 1
214397437 | Central HP <5.4 tons | CHAMPION HEATING AND COOLING | HRCU-A-CB (Split System: Heat Pump with Remote Outdoor Unit-Air-Source) | HH860E2S11 |  |  | CTM60C5CGS1 | TM8E080C16MP11 | 44500 | 18 | 9 | 45500 | 34200 | 75.16% | 2 | 0 | 11 |  |  |  | No | R-454B | 3.7083 | Residential & Commercial | Ducted CEE Tier 1
213785045 | Central HP <5.4 tons | CARRIER | HRCU-A-CB (Split System: Heat Pump with Remote Outdoor Unit-Air-Source) | 25VNA424A*031* |  |  | CAP**3014AL*+UI | 58TN*B070C14**12 | 23200 | 19.5 | 10 | 26600 | 20000 | 75.19% | 2.36 | 0 | 12.5 |  |  |  | No | R-410A | 1.9333 | Residential & Commercial | Ducted CEE Tier 1
213785127 | Central HP <5.4 tons | CARRIER | HRCU-A-CB (Split System: Heat Pump with Remote Outdoor Unit-Air-Source) | 25VNA424A*031* |  |  | CAP**3721AL*+UI | 59TN6C100C21**22 | 24200 | 20 | 10.5 | 26400 | 19700 | 74.62% | 2.54 | 0 | 13 |  |  |  | No | R-410A | 2.0167 | Residential & Commercial | Ducted CEE Tier 1
213785392 | Central HP <5.4 tons | CARRIER | HRCU-A-CB (Split System: Heat Pump with Remote Outdoor Unit-Air-Source) | 25VNA436A*031* |  |  | CAP**3717AL*+UI | 59TN6C080C17**14 | 33200 | 18.5 | 9 | 37000 | 26200 | 70.81% | 2 | 0 | 11.5 |  |  |  | No | R-410A | 2.7667 | Residential & Commercial | Ducted CEE Tier 1
213785412 | Central HP <5.4 tons | CARRIER | HRCU-A-CB (Split System: Heat Pump with Remote Outdoor Unit-Air-Source) | 25VNA436A*031* |  |  | CAP**3721AL*+UI | 59TN6C060C17**14 | 33600 | 19 | 9 | 36800 | 25800 | 70.11% | 2.02 | 0 | 11.7 |  |  |  | No | R-410A | 2.8 | Residential & Commercial | Ducted CEE Tier 1
214397356 | Central HP <5.4 tons | CHAMPION HEATING AND COOLING | HRCU-A-CB (Split System: Heat Pump with Remote Outdoor Unit-Air-Source) | HH836E2S11 |  |  | CTM48C5CFS1 | TMLE120C20MP11 | 34600 | 17 | 8.5 | 32600 | 25600 | 78.53% | 2 | 0 | 11 |  |  |  | No | R-454B | 2.8833 | Residential & Commercial | Ducted CEE Tier 1
214397252 | Central HP <5.4 tons | CHAMPION HEATING AND COOLING | HRCU-A-CB (Split System: Heat Pump with Remote Outdoor Unit-Air-Source) | HH836E2S11 |  |  | CTF36C5CDS1+JME16C2SN1 |  | 34600 | 19 | 9 | 31600 | 26000 | 82.28% | 2 | 0 | 12 |  |  |  | No | R-454B | 2.8833 | Residential & Commercial | Ducted CEE Tier 1
214397272 | Central HP <5.4 tons | CHAMPION HEATING AND COOLING | HRCU-A-CB (Split System: Heat Pump with Remote Outdoor Unit-Air-Source) | HH836E2S11 |  |  | CTF36C5CDS1 | TM9V080C16MP12 | 33800 | 18 | 8.5 | 31800 | 26000 | 81.76% | 2 | 0 | 11 |  |  |  | No | R-454B | 2.8167 | Residential & Commercial | Ducted CEE Tier 1
214397331 | Central HP <5.4 tons | CHAMPION HEATING AND COOLING | HRCU-A-CB (Split System: Heat Pump with Remote Outdoor Unit-Air-Source) | HH836E2S11 |  |  | CTM48C5CFS1+JMVT17CC2N1 |  | 34000 | 19 | 9 | 31600 | 25000 | 79.11% | 2 | 0 | 11.7 |  |  |  | No | R-454B | 2.8333 | Residential & Commercial | Ducted CEE Tier 1
215588412 | Central HP <5.4 tons | BRYANT HEATING AND COOLING SYSTEMS | HRCU-A-CB (Split System: Heat Pump with Remote Outdoor Unit-Air-Source) | 291VAN054**AA* |  |  | CVAVA6124XMA*+UI | 987MC66120C24*** | 52500 | 19.5 | 8.1 | 53500 | 46500 | 86.92% | 1.82 | 0 | 12 |  |  |  | No | R-454B | 4.375 | Residential & Commercial | Ducted CEE Tier 1
209872689 | Central HP <5.4 tons | RHEEM | HRCU-A-CB (Split System: Heat Pump with Remote Outdoor Unit-Air-Source) | RP18AZ24AJVC |  |  | RCFZ2421HEAAM | R97MV0703A17DHS | 22800 | 20 | 8.5 | 22800 | 26000 | 114% | 2.1 | 0 | 12.5 |  |  |  | No | R-410A | 1.9 | Residential & Commercial | Ducted CEE Tier 1
209872705 | Central HP <5.4 tons | RHEEM | HRCU-A-CB (Split System: Heat Pump with Remote Outdoor Unit-Air-Source) | RP18AZ36AJVC |  |  | RCFZ6021SEAAM | R98MV0603A17UPS | 34200 | 19 | 8.5 | 34200 | 43500 | 127.2% | 2.2 | 0 | 12.5 |  |  |  | No | R-410A | 2.85 | Residential & Commercial | Ducted CEE Tier 1
215588560 | Central HP <5.4 tons | BRYANT HEATING AND COOLING SYSTEMS | HRCU-A-CB (Split System: Heat Pump with Remote Outdoor Unit-Air-Source) | 291VAN054**AA* |  |  | CVAVA6124XMA*+UI | 987TA66120C24*** | 53000 | 19.5 | 8.1 | 53500 | 46500 | 86.92% | 1.84 | 0 | 12 |  |  |  | No | R-454B | 4.4167 | Residential & Commercial | Ducted CEE Tier 1
215588150 | Central HP <5.4 tons | BRYANT HEATING AND COOLING SYSTEMS | HRCU-A-CB (Split System: Heat Pump with Remote Outdoor Unit-Air-Source) | 291VAN054**AA* |  |  | CSAH*4812AM*+UI | 986TD42080C17*** | 47000 | 17.5 | 8.5 | 50500 | 50000 | 99.01% | 1.96 | 0 | 11.5 |  |  |  | No | R-454B | 3.9167 | Residential & Commercial | Ducted CEE Tier 1
213785402 | Central HP <5.4 tons | CARRIER | HRCU-A-CB (Split System: Heat Pump with Remote Outdoor Unit-Air-Source) | 25VNA436A*031* |  |  | CAP**3721AL*+UI | 58TN*B110C21**20 | 33800 | 19.5 | 9 | 36400 | 25600 | 70.33% | 2.04 | 0 | 12 |  |  |  | No | R-410A | 2.8167 | Residential & Commercial | Ducted CEE Tier 1
213770179 | Central HP <5.4 tons | YORK | HRCU-A-CB (Split System: Heat Pump with Remote Outdoor Unit-Air-Source) | HMH72B341 | ADP |  | AD-33(P,U)*****9 | Y81E080B12SMPS1 | 33200 | 18 | 8.5 | 31400 | 23000 | 73.25% | 2.04 | 0 | 10 |  |  |  | No | R-410A | 2.7667 | Residential & Commercial | Ducted CEE Tier 1
211392827 | Central HP <5.4 tons | COLEMAN | HRCU-A-CB (Split System: Heat Pump with Remote Outdoor Unit-Air-Source) | HMH72B341 |  |  | XAFB36DXXN1+TXV | TM8E040A12MP11 | 34000 | 18 | 8.1 | 33600 | 23800 | 70.83% | 2.06 | 0 | 10 |  |  |  | No | R-410A | 2.8333 | Residential & Commercial | Ducted CEE Tier 1
211392938 | Central HP <5.4 tons | COLEMAN | HRCU-A-CB (Split System: Heat Pump with Remote Outdoor Unit-Air-Source) | HMH72B341 |  |  | XAUB30CXXN1+TXV | TM8E040A12MP11 | 32800 | 18 | 8.1 | 33400 | 23400 | 70.06% | 2.04 | 0 | 10 |  |  |  | No | R-410A | 2.7333 | Residential & Commercial | Ducted CEE Tier 1
213785486 | Central HP <5.4 tons | CARRIER | HRCU-A-CB (Split System: Heat Pump with Remote Outdoor Unit-Air-Source) | 25VNA436A*031* |  |  | CAP**4821AL*+UI | 58TN*B090C21**20 | 33200 | 19.5 | 9 | 36400 | 25800 | 70.88% | 2.04 | 0 | 12 |  |  |  | No | R-410A | 2.7667 | Residential & Commercial | Ducted CEE Tier 1
215940420 | Central HP <5.4 tons | DAY & NIGHT | HRCU-A-CB (Split System: Heat Pump with Remote Outdoor Unit-Air-Source) | C5H3V36*K*AAA* |  |  | EVM5X60M21A*+WALLCON | *80CSU0601716B* | 35600 | 22 | 8.5 | 38000 | 28600 | 75.26% | 2.02 | 0 | 12.5 |  |  |  | No | R-454B | 2.9667 | Residential & Commercial | Ducted CEE Tier 1
215940520 | Central HP <5.4 tons | DAY & NIGHT | HRCU-A-CB (Split System: Heat Pump with Remote Outdoor Unit-Air-Source) | C5H3V36*K*AAA* |  |  | EVD5X36M21A*+WALLCON | *80CSU0401712B* | 34600 | 21 | 8.5 | 38500 | 28000 | 72.73% | 2.06 | 0 | 12 |  |  |  | No | R-454B | 2.8833 | Residential & Commercial | Ducted CEE Tier 1
215940720 | Central HP <5.4 tons | DAY & NIGHT | HRCU-A-CB (Split System: Heat Pump with Remote Outdoor Unit-Air-Source) | C5H3V36*K*AAA* |  |  | EVD5X42M24A*+WALLCON | *97CTN1202422A* | 35600 | 22 | 8.5 | 38000 | 28400 | 74.74% | 2.04 | 0 | 12.5 |  |  |  | No | R-454B | 2.9667 | Residential & Commercial | Ducted CEE Tier 1
213785502 | Central HP <5.4 tons | CARRIER | HRCU-A-CB (Split System: Heat Pump with Remote Outdoor Unit-Air-Source) | 25VNA436A*031* |  |  | CAP**4821AL*+UI | 59TN6C100C21**22 | 33200 | 19.5 | 9 | 36400 | 25800 | 70.88% | 2.02 | 0 | 12 |  |  |  | No | R-410A | 2.7667 | Residential & Commercial | Ducted CEE Tier 1
214396421 | Central HP <5.4 tons | CHAMPION HEATING AND COOLING | HRCU-A-CB (Split System: Heat Pump with Remote Outdoor Unit-Air-Source) | HH836E2S11 |  |  | CTM36C5CDS1 | TMLE080C16MP11 | 33800 | 18 | 8.5 | 31400 | 25600 | 81.53% | 2 | 0 | 11 |  |  |  | No | R-454B | 2.8167 | Residential & Commercial | Ducted CEE Tier 1
213785404 | Central HP <5.4 tons | CARRIER | HRCU-A-CB (Split System: Heat Pump with Remote Outdoor Unit-Air-Source) | 25VNA436A*031* |  |  | CAP**3721AL*+UI | 59CU5B060C17**16 | 33600 | 19 | 9 | 36600 | 25800 | 70.49% | 2.02 | 0 | 11.7 |  |  |  | No | R-410A | 2.8 | Residential & Commercial | Ducted CEE Tier 1
213780077 | Central HP <5.4 tons | HEIL | HRCU-A-CB (Split System: Heat Pump with Remote Outdoor Unit-Air-Source) | HVH837GKA** |  |  | EHD4X42AAL+WALLCON | *97CMN1002122B* | 32600 | 16.5 | 8.1 | 33000 | 24600 | 74.55% | 1.94 | 0 | 11 |  |  |  | No | R-410A | 2.7167 | Residential & Commercial | Ducted CEE Tier 1
214395007 | Central HP <5.4 tons | BRYANT HEATING AND COOLING SYSTEMS | HRCU-A-CB (Split System: Heat Pump with Remote Outdoor Unit-Air-Source) | 38MURAQ24AB3* |  |  | CNPV*2417AL* | 916SA48060M17*** | 23400 | 16 | 9 | 26600 | 24200 | 90.98% | 2 | 0 | 10 |  |  |  | No | R-410A | 1.95 | Residential & Commercial | Ducted CEE Tier 1
214570481 | Central HP <5.4 tons | AIRQUEST | HRCU-A-CB (Split System: Heat Pump with Remote Outdoor Unit-Air-Source) | HVH825GKA3* |  |  | EA*4X37L21A*+WALLCON | *96CTN0802120B* | 24400 | 17 | 8.5 | 21200 | 16600 | 78.3% | 2.04 | 0 | 11 |  |  |  | No | R-410A | 2.0333 | Residential & Commercial | Ducted CEE Tier 1
214570701 | Central HP <5.4 tons | AIRQUEST | HRCU-A-CB (Split System: Heat Pump with Remote Outdoor Unit-Air-Source) | HVH825GKA3* |  |  | EA*4X48L21A*+WALLCON | *97CMN0602120B* | 24000 | 16.5 | 8.5 | 21000 | 16600 | 79.05% | 2 | 0 | 10.5 |  |  |  | No | R-410A | 2 | Residential & Commercial | Ducted CEE Tier 1
216581399 | Central HP <5.4 tons | BRYANT HEATING AND COOLING SYSTEMS | HRCU-A-CB (Split System: Heat Pump with Remote Outdoor Unit-Air-Source) | 284ANV036*0**B* |  |  | CAP**3617AL*+UI | 987TA42080C17*** | 32000 | 18 | 9 | 35600 | 26800 | 75.28% | 1.75 | 0 | 10.5 |  |  |  | No | R-410A | 2.6667 | Residential & Commercial | Ducted CEE Tier 1
216581413 | Central HP <5.4 tons | BRYANT HEATING AND COOLING SYSTEMS | HRCU-A-CB (Split System: Heat Pump with Remote Outdoor Unit-Air-Source) | 284ANV036*0**B* |  |  | CAP**4821AL*+UI | 987TA60080C21*** | 33400 | 19 | 9.5 | 34600 | 25600 | 73.99% | 1.8 | 0 | 11.5 |  |  |  | No | R-410A | 2.7833 | Residential & Commercial | Ducted CEE Tier 1
216581431 | Central HP <5.4 tons | BRYANT HEATING AND COOLING SYSTEMS | HRCU-A-CB (Split System: Heat Pump with Remote Outdoor Unit-Air-Source) | 284ANV036*0**B* |  |  | CAP**6124AL*+UI | 987TA60080C21*** | 34400 | 19.5 | 9 | 34400 | 25000 | 72.67% | 1.85 | 0 | 12 |  |  |  | No | R-410A | 2.8667 | Residential & Commercial | Ducted CEE Tier 1
212407318 | Central HP <5.4 tons | BRYANT HEATING AND COOLING SYSTEMS | HRCU-A-CB (Split System: Heat Pump with Remote Outdoor Unit-Air-Source) | 284ANV036*0**B* | ADP |  | C36A***L159 | 88*TA36070C14*** | 33400 | 19 | 9 | 33800 | 25800 | 76.33% | 2 | 0 | 12 |  |  |  | No | R-410A | 2.7833 | Residential & Commercial | Ducted CEE Tier 1
215933075 | Central HP <5.4 tons | BRYANT HEATING AND COOLING SYSTEMS | HRCU-A-CB (Split System: Heat Pump with Remote Outdoor Unit-Air-Source) | 293VAN036**AA* |  |  | CSAH*3612AM*+UI | 88*TB48070C17*** | 33200 | 18.5 | 9 | 35200 | 27000 | 76.7% | 1.92 | 0 | 11 |  |  |  | No | R-454B | 2.7667 | Residential & Commercial | Ducted CEE Tier 1
215933175 | Central HP <5.4 tons | BRYANT HEATING AND COOLING SYSTEMS | HRCU-A-CB (Split System: Heat Pump with Remote Outdoor Unit-Air-Source) | 293VAN036**AA* |  |  | CSAH*3612AM*+UI | 987MC60060C21*** | 33000 | 18.5 | 9 | 35400 | 27200 | 76.84% | 1.92 | 0 | 11 |  |  |  | No | R-454B | 2.75 | Residential & Commercial | Ducted CEE Tier 1
215933225 | Central HP <5.4 tons | BRYANT HEATING AND COOLING SYSTEMS | HRCU-A-CB (Split System: Heat Pump with Remote Outdoor Unit-Air-Source) | 293VAN036**AA* |  |  | CSAH*3612AM*+UI | 986TD30040C14*** | 31800 | 17 | 9 | 34000 | 26200 | 77.06% | 1.94 | 0 | 10.5 |  |  |  | No | R-454B | 2.65 | Residential & Commercial | Ducted CEE Tier 1
215933325 | Central HP <5.4 tons | BRYANT HEATING AND COOLING SYSTEMS | HRCU-A-CB (Split System: Heat Pump with Remote Outdoor Unit-Air-Source) | 293VAN036**AA* |  |  | CSAH*4212AM*+UI | 88*TB60070C21*** | 33600 | 19 | 9 | 34800 | 26600 | 76.44% | 1.92 | 0 | 11 |  |  |  | No | R-454B | 2.8 | Residential & Commercial | Ducted CEE Tier 1
213077610 | Central HP <5.4 tons | CARRIER | HRCU-A-CB (Split System: Heat Pump with Remote Outdoor Unit-Air-Source) | 38MURAQ36AB3* |  |  | CAP**4221AL* | 59TP6C100V21**20 | 35400 | 16 | 8.1 | 38500 | 35000 | 90.91% | 1.88 | 0 | 10 |  |  |  | No | R-410A | 2.95 | Residential & Commercial | Ducted CEE Tier 1
213785468 | Central HP <5.4 tons | CARRIER | HRCU-A-CB (Split System: Heat Pump with Remote Outdoor Unit-Air-Source) | 25VNA436A*031* |  |  | CAP**4321AL*+UI | 59MN7C060C17**14 | 33600 | 18.5 | 9 | 36800 | 26000 | 70.65% | 2.02 | 0 | 11.5 |  |  |  | No | R-410A | 2.8 | Residential & Commercial | Ducted CEE Tier 1
213785504 | Central HP <5.4 tons | CARRIER | HRCU-A-CB (Split System: Heat Pump with Remote Outdoor Unit-Air-Source) | 25VNA436A*031* |  |  | CAP**4824AL*+UI | 58TN*B090C21**20 | 33200 | 19.5 | 9 | 36400 | 25800 | 70.88% | 2.04 | 0 | 12 |  |  |  | No | R-410A | 2.7667 | Residential & Commercial | Ducted CEE Tier 1
213785518 | Central HP <5.4 tons | CARRIER | HRCU-A-CB (Split System: Heat Pump with Remote Outdoor Unit-Air-Source) | 25VNA436A*031* |  |  | CAP**6024AL*+UI | 58TN*B090C21**20 | 33800 | 19.5 | 9 | 35800 | 25200 | 70.39% | 2 | 0 | 12 |  |  |  | No | R-410A | 2.8167 | Residential & Commercial | Ducted CEE Tier 1
213164371 | Central HP <5.4 tons | YORK | HRCU-A-CB (Split System: Heat Pump with Remote Outdoor Unit-Air-Source) | HMH72B341 | ADP |  | CH360B9+AEF48BXP* |  | 32800 | 18 | 8.35 | 31400 | 22800 | 72.61% | 1.94 | 0 | 10 |  |  |  | No | R-410A | 2.7333 | Residential & Commercial | Ducted CEE Tier 1
211388556 | Central HP <5.4 tons | COLEMAN | HRCU-A-CB (Split System: Heat Pump with Remote Outdoor Unit-Air-Source) | HMH72B341 |  |  | XAHC36DBCN1 | TM9E100C20MP12 | 34000 | 15.5 | 8.1 | 33200 | 23600 | 71.08% | 2.06 | 0 | 10 |  |  |  | No | R-410A | 2.8333 | Residential & Commercial | Ducted CEE Tier 1
213785758 | Central HP <5.4 tons | CARRIER | HRCU-A-CB (Split System: Heat Pump with Remote Outdoor Unit-Air-Source) | 25VNA436A*031* |  |  | CSPH*6012AL*+UI | 59TN6C100C21**22 | 34000 | 19 | 8.5 | 36000 | 25200 | 70% | 2.02 | 0 | 12 |  |  |  | No | R-410A | 2.8333 | Residential & Commercial | Ducted CEE Tier 1
215731766 | Central HP <5.4 tons | YORK | HRCU-A-CB (Split System: Heat Pump with Remote Outdoor Unit-Air-Source) | HH860E2S11 | ADP |  | H,YG37*60+TXV | Y81E130D20SMPS1 | 53000 | 18 | 8.35 | 52500 | 39000 | 74.29% | 1.98 | 0 | 11 |  |  |  | No | R-454B | 4.4167 | Residential & Commercial | Ducted CEE Tier 1
214396773 | Central HP <5.4 tons | CHAMPION HEATING AND COOLING | HRCU-A-CB (Split System: Heat Pump with Remote Outdoor Unit-Air-Source) | HH860E2S11 |  |  | CTF60D5CJS1 | TM8E130D20MP11 | 53500 | 18 | 9 | 55500 | 40000 | 72.07% | 2 | 0 | 11 |  |  |  | No | R-454B | 4.4583 | Residential & Commercial | Ducted CEE Tier 1
213785015 | Central HP <5.4 tons | CARRIER | HRCU-A-CB (Split System: Heat Pump with Remote Outdoor Unit-Air-Source) | 25VNA424A*031* |  |  | CAP**2417AL*+UI | 58TN*B090C17**16 | 23000 | 19.5 | 10 | 27000 | 20200 | 74.81% | 2.3 | 0 | 12.5 |  |  |  | No | R-410A | 1.9167 | Residential & Commercial | Ducted CEE Tier 1
213785063 | Central HP <5.4 tons | CARRIER | HRCU-A-CB (Split System: Heat Pump with Remote Outdoor Unit-Air-Source) | 25VNA424A*031* |  |  | CAP**3017AL*+UI | 59TN6C060C17**14 | 23000 | 19.5 | 10 | 26800 | 20000 | 74.63% | 2.34 | 0 | 12.5 |  |  |  | No | R-410A | 1.9167 | Residential & Commercial | Ducted CEE Tier 1
213785065 | Central HP <5.4 tons | CARRIER | HRCU-A-CB (Split System: Heat Pump with Remote Outdoor Unit-Air-Source) | 25VNA424A*031* |  |  | CAP**3017AL*+UI | 59TN6C080C17**14 | 23200 | 20 | 10 | 26800 | 20000 | 74.63% | 2.36 | 0 | 12.5 |  |  |  | No | R-410A | 1.9333 | Residential & Commercial | Ducted CEE Tier 1
213785079 | Central HP <5.4 tons | CARRIER | HRCU-A-CB (Split System: Heat Pump with Remote Outdoor Unit-Air-Source) | 25VNA424A*031* |  |  | CAP**3617AL*+UI | 59TN6C040C14**10 | 22800 | 18 | 10 | 27000 | 20400 | 75.56% | 2.3 | 0 | 11.5 |  |  |  | No | R-410A | 1.9 | Residential & Commercial | Ducted CEE Tier 1
213785113 | Central HP <5.4 tons | CARRIER | HRCU-A-CB (Split System: Heat Pump with Remote Outdoor Unit-Air-Source) | 25VNA424A*031* |  |  | CAP**3721AL*+UI | 58TN*B090C21**20 | 24200 | 20 | 10.5 | 26400 | 19700 | 74.62% | 2.54 | 0 | 13 |  |  |  | No | R-410A | 2.0167 | Residential & Commercial | Ducted CEE Tier 1
213249271 | Central HP <5.4 tons | AIRQUEST | HRCU-A-CB (Split System: Heat Pump with Remote Outdoor Unit-Air-Source) | DLCURAH24ABK |  |  | FEVA0024**+NAVA43601CK |  | 24200 | 17 | 9 | 25800 | 22200 | 86.05% | 1.84 | 0 | 10 |  |  |  | No | R-410A | 2.0167 | Residential & Commercial | Ducted CEE Tier 1
214573650 | Central HP <5.4 tons | HEIL | HRCU-A-CB (Split System: Heat Pump with Remote Outdoor Unit-Air-Source) | HVH837GKA2* |  |  | EA*4X36L21A*+WALLCON | *97CMN0802120B* | 31600 | 17 | 8.1 | 33000 | 24200 | 73.33% | 1.86 | 0 | 11 |  |  |  | No | R-410A | 2.6333 | Residential & Commercial | Ducted CEE Tier 1
210589346 | Central HP <5.4 tons | RHEEM | HRCU-A-CB (Split System: Heat Pump with Remote Outdoor Unit-Air-Source) | RP18AZ48AJVC |  |  | RCFZ6021SEAAM | R802VA100521M | 44500 | 19 | 8.5 | 43000 | 45000 | 104.7% | 2 | 0 | 11.7 |  |  |  | No | R-410A | 3.7083 | Residential & Commercial | Ducted CEE Tier 1
215588384 | Central HP <5.4 tons | BRYANT HEATING AND COOLING SYSTEMS | HRCU-A-CB (Split System: Heat Pump with Remote Outdoor Unit-Air-Source) | 291VAN054**AA* |  |  | CVAVA6121XMA*+UI | 987MC60060C21*** | 51500 | 18.5 | 8.1 | 55000 | 46500 | 84.55% | 1.86 | 0 | 11 |  |  |  | No | R-454B | 4.2917 | Residential & Commercial | Ducted CEE Tier 1
215588420 | Central HP <5.4 tons | BRYANT HEATING AND COOLING SYSTEMS | HRCU-A-CB (Split System: Heat Pump with Remote Outdoor Unit-Air-Source) | 291VAN054**AA* |  |  | CAA**4821AM*+UI | 83*CB48060C17*** | 47500 | 18.5 | 10.5 | 51500 | 50500 | 98.06% | 2 | 0 | 11.5 |  |  |  | No | R-454B | 3.9583 | Residential & Commercial | Ducted CEE Tier 1
215588434 | Central HP <5.4 tons | BRYANT HEATING AND COOLING SYSTEMS | HRCU-A-CB (Split System: Heat Pump with Remote Outdoor Unit-Air-Source) | 291VAN054**AA* |  |  | CAA**6024AM*+UI | 987TA66120C24*** | 49500 | 19 | 10.5 | 52500 | 53500 | 101.9% | 1.96 | 0 | 11.5 |  |  |  | No | R-454B | 4.125 | Residential & Commercial | Ducted CEE Tier 1
209872691 | Central HP <5.4 tons | RHEEM | HRCU-A-CB (Split System: Heat Pump with Remote Outdoor Unit-Air-Source) | RP18AZ24AJVC |  |  | RCFZ2421HEAAM | R98MV0703A17UPS | 22800 | 20 | 8.5 | 22800 | 26000 | 114% | 2.1 | 0 | 12.5 |  |  |  | No | R-410A | 1.9 | Residential & Commercial | Ducted CEE Tier 1
210589389 | Central HP <5.4 tons | RHEEM | HRCU-A-CB (Split System: Heat Pump with Remote Outdoor Unit-Air-Source) | RP18AZ36AJVC |  |  | RCFZ6021SEAAM | R802VA075421Z | 34200 | 19 | 8.5 | 34200 | 43000 | 125.7% | 2.2 | 0 | 12.5 |  |  |  | No | R-410A | 2.85 | Residential & Commercial | Ducted CEE Tier 1
214396691 | Central HP <5.4 tons | CHAMPION HEATING AND COOLING | HRCU-A-CB (Split System: Heat Pump with Remote Outdoor Unit-Air-Source) | HH824E2S11 |  |  | CTF30A5ADS1 | TM8Y060A12MP11 | 23000 | 18 | 9 | 23000 | 18200 | 79.13% | 2 | 0 | 12 |  |  |  | No | R-454B | 1.9167 | Residential & Commercial | Ducted CEE Tier 1
215870930 | Central HP <5.4 tons | YORK | HRCU-A-CB (Split System: Heat Pump with Remote Outdoor Unit-Air-Source) | HH824E2S11 | ADP |  | CX360B*35+TXV | Y91E060B12SMPS1 | 23000 | 17 | 9 | 21400 | 18200 | 85.05% | 2 | 0 | 11.7 |  |  |  | No | R-454B | 1.9167 | Residential & Commercial | Ducted CEE Tier 1
215731825 | Central HP <5.4 tons | YORK | HRCU-A-CB (Split System: Heat Pump with Remote Outdoor Unit-Air-Source) | HH836E2S11 | ADP |  | H,YG48*36+TXV-BLEED | TM9Y100C16MP11 | 32800 | 19 | 8.5 | 29400 | 23800 | 80.95% | 2 | 0 | 11 |  |  |  | No | R-454B | 2.7333 | Residential & Commercial | Ducted CEE Tier 1
215731826 | Central HP <5.4 tons | YORK | HRCU-A-CB (Split System: Heat Pump with Remote Outdoor Unit-Air-Source) | HH836E2S11 | ADP |  | H,YG48*36+TXV-BLEED | TM9Y100C20MP11 | 33800 | 17 | 8.5 | 30800 | 25600 | 83.12% | 2 | 0 | 10 |  |  |  | No | R-454B | 2.8167 | Residential & Commercial | Ducted CEE Tier 1
216020665 | Central HP <5.4 tons | YORK | HRCU-A-CB (Split System: Heat Pump with Remote Outdoor Unit-Air-Source) | HH836E2S11 | ADP |  | V,Y36H175P38*+TXV-BLEED | Y91E080B12SMPS1 | 33600 | 18 | 8.5 | 29800 | 25200 | 84.56% | 2 | 0 | 11 |  |  |  | No | R-454B | 2.8 | Residential & Commercial | Ducted CEE Tier 1
213297730 | Central HP <5.4 tons | FRASER-JOHNSTON | HRCU-A-CB (Split System: Heat Pump with Remote Outdoor Unit-Air-Source) | HMH72B341 |  |  | XAFC36DBCN1 | Z8ET120C20LMPS1 | 35200 | 18.5 | 8.5 | 34000 | 23800 | 70% | 2.1 | 0 | 10 |  |  |  | No | R-410A | 2.9333 | Residential & Commercial | Ducted CEE Tier 1
213785398 | Central HP <5.4 tons | CARRIER | HRCU-A-CB (Split System: Heat Pump with Remote Outdoor Unit-Air-Source) | 25VNA436A*031* |  |  | CAP**3721AL*+UI | 58TN*B090C17**16 | 33800 | 19 | 9 | 36400 | 25800 | 70.88% | 2.04 | 0 | 12 |  |  |  | No | R-410A | 2.8167 | Residential & Commercial | Ducted CEE Tier 1
213785466 | Central HP <5.4 tons | CARRIER | HRCU-A-CB (Split System: Heat Pump with Remote Outdoor Unit-Air-Source) | 25VNA436A*031* |  |  | CAP**4321AL*+UI | 59CU5B060C17**16 | 33800 | 19 | 9 | 36600 | 25800 | 70.49% | 2.02 | 0 | 11.7 |  |  |  | No | R-410A | 2.8167 | Residential & Commercial | Ducted CEE Tier 1
215932565 | Central HP <5.4 tons | BRYANT HEATING AND COOLING SYSTEMS | HRCU-A-CB (Split System: Heat Pump with Remote Outdoor Unit-Air-Source) | 293VAN036**AA* |  |  | CAA**6024AM*+UI | 88*TB66135C24*** | 34000 | 20.5 | 9.5 | 34000 | 25800 | 75.88% | 2.06 | 0 | 12 |  |  |  | No | R-454B | 2.8333 | Residential & Commercial | Ducted CEE Tier 1
214571101 | Central HP <5.4 tons | AIRQUEST | HRCU-A-CB (Split System: Heat Pump with Remote Outdoor Unit-Air-Source) | HVH825GKA3* |  |  | EN(A,D)4X36L21**+WALLCON | *95CSU0802120B* | 23400 | 16.5 | 8.1 | 21600 | 16700 | 77.31% | 1.92 | 0 | 11 |  |  |  | No | R-410A | 1.95 | Residential & Commercial | Ducted CEE Tier 1
214572800 | Central HP <5.4 tons | HEIL | HRCU-A-CB (Split System: Heat Pump with Remote Outdoor Unit-Air-Source) | HVH837GKA** |  |  | EA*4X48L21A*+WALLCON | *97CMN0602120B* | 32200 | 17 | 8.5 | 32600 | 25200 | 77.3% | 1.96 | 0 | 11 |  |  |  | No | R-410A | 2.6833 | Residential & Commercial | Ducted CEE Tier 1
214573470 | Central HP <5.4 tons | HEIL | HRCU-A-CB (Split System: Heat Pump with Remote Outdoor Unit-Air-Source) | HVH837GKA** |  |  | EN(A,D,W)4X48L21**+WALLCON | *97CMN0802120B* | 32400 | 17.5 | 8.5 | 32800 | 24800 | 75.61% | 1.96 | 0 | 11.5 |  |  |  | No | R-410A | 2.7 | Residential & Commercial | Ducted CEE Tier 1
214571171 | Central HP <5.4 tons | AIRQUEST | HRCU-A-CB (Split System: Heat Pump with Remote Outdoor Unit-Air-Source) | HVH825GKA3* |  |  | EN(A,D,W)4X42L21**+WALLCON | *95CSU1002122B* | 23800 | 16.5 | 8.1 | 21400 | 16600 | 77.57% | 1.96 | 0 | 11 |  |  |  | No | R-410A | 1.9833 | Residential & Commercial | Ducted CEE Tier 1
214572561 | Central HP <5.4 tons | AIRQUEST | HRCU-A-CB (Split System: Heat Pump with Remote Outdoor Unit-Air-Source) | HVH837GKA** |  |  | EA*4X37L21A*+WALLCON | *97CMN0602120B* | 32800 | 17 | 8.5 | 33000 | 25400 | 76.97% | 1.98 | 0 | 11 |  |  |  | No | R-410A | 2.7333 | Residential & Commercial | Ducted CEE Tier 1
214229024 | Central HP <5.4 tons | BRYANT HEATING AND COOLING SYSTEMS | HRCU-A-CB (Split System: Heat Pump with Remote Outdoor Unit-Air-Source) | 38MURAQ18AB3* |  |  | CNPV*3017AL* | 83*SB48060M17*** | 17800 | 16.5 | 8.1 | 18300 | 18500 | 101.1% | 2.22 | 0 | 11 |  |  |  | No | R-410A | 1.4833 | Residential & Commercial | Ducted CEE Tier 1
216010755 | Central HP <5.4 tons | ARMSTRONG AIR | HRCU-A-CB (Split System: Heat Pump with Remote Outdoor Unit-Air-Source) | A7SCP18V24P-**A |  |  | 7AH1AV24PX-** |  | 24000 | 18 | 10 | 24000 | 23000 | 95.83% | 1.8 | 0 | 11.7 |  |  |  | No | R-454B | 2 | Residential & Commercial | Ducted CEE Tier 1
215669638 | Central HP <5.4 tons | DAY & NIGHT | HRCU-A-CB (Split System: Heat Pump with Remote Outdoor Unit-Air-Source) | C5H0V36*K*AAA* |  |  | EA*5X61M24A*+WALLCON | *80CTL0902120B* | 35000 | 18.5 | 9 | 34400 | 24600 | 71.51% | 1.92 | 0 | 10.5 |  |  |  | No | R-454B | 2.9167 | Residential & Commercial | Ducted CEE Tier 1
213785197 | Central HP <5.4 tons | CARRIER | HRCU-A-CB (Split System: Heat Pump with Remote Outdoor Unit-Air-Source) | 25VNA424A*031* |  |  | CSPH*3012AL*+UI | 58TN*B135C24**22 | 23400 | 18.5 | 10 | 26800 | 19900 | 74.25% | 2.44 | 0 | 12.5 |  |  |  | No | R-410A | 1.95 | Residential & Commercial | Ducted CEE Tier 1
207573713 | Central HP <5.4 tons | DAY & NIGHT | HRCU-A-CB (Split System: Heat Pump with Remote Outdoor Unit-Air-Source) | CVH848GKA2* | ADP |  | FG84960 | *80CTL1352422A* | 45500 | 17 | 8.1 | 44000 | 31400 | 71.36% | 2.26 | 10 | 10.5 |  |  |  | No | R-410A | 3.7917 | Residential & Commercial | Ducted CEE Tier 1
207573731 | Central HP <5.4 tons | DAY & NIGHT | HRCU-A-CB (Split System: Heat Pump with Remote Outdoor Unit-Air-Source) | CVH848GKA2* | ADP |  | FG84960 | *95CSU1002122A* | 45500 | 17 | 8.1 | 44000 | 31400 | 71.36% | 2.24 | 10.5 | 10.5 |  |  |  | No | R-410A | 3.7917 | Residential & Commercial | Ducted CEE Tier 1
207574124 | Central HP <5.4 tons | DAY & NIGHT | HRCU-A-CB (Split System: Heat Pump with Remote Outdoor Unit-Air-Source) | CVH848GKA2* | ADP |  | V,G60H245P189 | *80CTL1352422A* | 45500 | 17 | 8.1 | 44000 | 31400 | 71.36% | 2.26 | 10 | 10.5 |  |  |  | No | R-410A | 3.7917 | Residential & Commercial | Ducted CEE Tier 1
214397202 | Central HP <5.4 tons | CHAMPION HEATING AND COOLING | HRCU-A-CB (Split System: Heat Pump with Remote Outdoor Unit-Air-Source) | HH860E2S11 |  |  | JHE60D5CH2SS1 |  | 54000 | 19 | 9 | 53500 | 38500 | 71.96% | 2 | 0 | 12 |  |  |  | No | R-454B | 4.5 | Residential & Commercial | Ducted CEE Tier 1
214776426 | Central HP <5.4 tons | YORK | HRCU-A-CB (Split System: Heat Pump with Remote Outdoor Unit-Air-Source) | HH860E2S11 | ADP |  | CV609**A+TXV | TL8E080C16UH11 | 44500 | 18 | 8.5 | 43500 | 33800 | 77.7% | 2 | 0 | 11 |  |  |  | No | R-454B | 3.7083 | Residential & Commercial | Ducted CEE Tier 1
214776487 | Central HP <5.4 tons | YORK | HRCU-A-CB (Split System: Heat Pump with Remote Outdoor Unit-Air-Source) | HH860E2S11 | ADP |  | CV602D*A+TXV | TM9E080C16MP12 | 44500 | 18 | 8.5 | 43500 | 34000 | 78.16% | 2 | 0 | 11 |  |  |  | No | R-454B | 3.7083 | Residential & Commercial | Ducted CEE Tier 1
214776492 | Central HP <5.4 tons | YORK | HRCU-A-CB (Split System: Heat Pump with Remote Outdoor Unit-Air-Source) | HH860E2S11 | ADP |  | CV600**C+TXV | TM9E080C20MP12 | 52000 | 18 | 8.3 | 53000 | 39500 | 74.53% | 1.96 | 0 | 10.5 |  |  |  | No | R-454B | 4.3333 | Residential & Commercial | Ducted CEE Tier 1
215889435 | Central HP <5.4 tons | YORK | HRCU-A-CB (Split System: Heat Pump with Remote Outdoor Unit-Air-Source) | HH836E2S11 | ADP |  | FE*TT3*37+TXV |  | 33400 | 19 | 9 | 29400 | 24800 | 84.35% | 2 | 0 | 11.7 |  |  |  | No | R-454B | 2.7833 | Residential & Commercial | Ducted CEE Tier 1
214397247 | Central HP <5.4 tons | CHAMPION HEATING AND COOLING | HRCU-A-CB (Split System: Heat Pump with Remote Outdoor Unit-Air-Source) | HH836E2S11 |  |  | CTF36B5CDS1 | TMLE100B12MP11 | 33200 | 18 | 8.5 | 31200 | 25200 | 80.77% | 2 | 0 | 11 |  |  |  | No | R-454B | 2.7667 | Residential & Commercial | Ducted CEE Tier 1
214776392 | Central HP <5.4 tons | YORK | HRCU-A-CB (Split System: Heat Pump with Remote Outdoor Unit-Air-Source) | HH836E2S11 | ADP |  | CX361B*35+TXV | TM9V060B12MP12 | 32600 | 17 | 8.5 | 29000 | 24800 | 85.52% | 2 | 0 | 11 |  |  |  | No | R-454B | 2.7167 | Residential & Commercial | Ducted CEE Tier 1
214397222 | Central HP <5.4 tons | CHAMPION HEATING AND COOLING | HRCU-A-CB (Split System: Heat Pump with Remote Outdoor Unit-Air-Source) | HH836E2S11 |  |  | CTM48C5CFS1 | TL9E080C16UH11 | 33400 | 18 | 9 | 31600 | 25400 | 80.38% | 2 | 0 | 11 |  |  |  | No | R-454B | 2.7833 | Residential & Commercial | Ducted CEE Tier 1
213785698 | Central HP <5.4 tons | CARRIER | HRCU-A-CB (Split System: Heat Pump with Remote Outdoor Unit-Air-Source) | 25VNA436A*031* |  |  | CSPH*4812AL*+UI | 58TN*B045C17**12 | 33200 | 18 | 8.5 | 37000 | 26200 | 70.81% | 2 | 0 | 11 |  |  |  | No | R-410A | 2.7667 | Residential & Commercial | Ducted CEE Tier 1
214776303 | Central HP <5.4 tons | YORK | HRCU-A-CB (Split System: Heat Pump with Remote Outdoor Unit-Air-Source) | HH824E2S11 | ADP |  | CV240**C+TXV | TL8E060A12UH11 | 21800 | 17 | 8.5 | 21200 | 17500 | 82.55% | 1.9 | 0 | 11 |  |  |  | No | R-454B | 1.8167 | Residential & Commercial | Ducted CEE Tier 1
214776315 | Central HP <5.4 tons | YORK | HRCU-A-CB (Split System: Heat Pump with Remote Outdoor Unit-Air-Source) | HH824E2S11 | ADP |  | CH240A*C+TXV | TM9E026A08MP12 | 22400 | 16 | 8.7 | 21200 | 17200 | 81.13% | 1.94 | 0 | 10.5 |  |  |  | No | R-454B | 1.8667 | Residential & Commercial | Ducted CEE Tier 1
214776331 | Central HP <5.4 tons | YORK | HRCU-A-CB (Split System: Heat Pump with Remote Outdoor Unit-Air-Source) | HH824E2S11 | ADP |  | CX360A*35+TXV | TM9E060A10MP12 | 22200 | 16 | 8.65 | 21200 | 17700 | 83.49% | 1.94 | 0 | 10.5 |  |  |  | No | R-454B | 1.85 | Residential & Commercial | Ducted CEE Tier 1
214776346 | Central HP <5.4 tons | YORK | HRCU-A-CB (Split System: Heat Pump with Remote Outdoor Unit-Air-Source) | HH824E2S11 | ADP |  | CV363**C+TXV | TM9V040A10MP12 | 22400 | 16 | 8.8 | 21400 | 17100 | 79.91% | 1.96 | 0 | 10.5 |  |  |  | No | R-454B | 1.8667 | Residential & Commercial | Ducted CEE Tier 1
215932445 | Central HP <5.4 tons | BRYANT HEATING AND COOLING SYSTEMS | HRCU-A-CB (Split System: Heat Pump with Remote Outdoor Unit-Air-Source) | 293VAN036**AA* |  |  | CAA**4821AM*+UI | 88*TB60110C21*** | 33400 | 20.5 | 9.5 | 34400 | 26200 | 76.16% | 2.04 | 0 | 11.7 |  |  |  | No | R-454B | 2.7833 | Residential & Commercial | Ducted CEE Tier 1
215932745 | Central HP <5.4 tons | BRYANT HEATING AND COOLING SYSTEMS | HRCU-A-CB (Split System: Heat Pump with Remote Outdoor Unit-Air-Source) | 293VAN036**AA* |  |  | CAA**6121AM*+UI | 935CB48060C17*** | 34200 | 20 | 9 | 34800 | 26600 | 76.44% | 1.92 | 0 | 11.5 |  |  |  | No | R-454B | 2.85 | Residential & Commercial | Ducted CEE Tier 1
216581411 | Central HP <5.4 tons | BRYANT HEATING AND COOLING SYSTEMS | HRCU-A-CB (Split System: Heat Pump with Remote Outdoor Unit-Air-Source) | 284ANV036*0**B* |  |  | CAP**4821AL*+UI | 987TA42080C17*** | 33200 | 19 | 9 | 35000 | 25800 | 73.71% | 1.85 | 0 | 11 |  |  |  | No | R-410A | 2.7667 | Residential & Commercial | Ducted CEE Tier 1
216581427 | Central HP <5.4 tons | BRYANT HEATING AND COOLING SYSTEMS | HRCU-A-CB (Split System: Heat Pump with Remote Outdoor Unit-Air-Source) | 284ANV036*0**B* |  |  | CAP**6121AL*+UI | 987TA60080C21*** | 34400 | 19.5 | 9 | 34400 | 25000 | 72.67% | 1.8 | 0 | 11.7 |  |  |  | No | R-410A | 2.8667 | Residential & Commercial | Ducted CEE Tier 1
207683191 | Central HP <5.4 tons | LENNOX | HRCU-A-CB (Split System: Heat Pump with Remote Outdoor Unit-Air-Source) | SL25XPV-048-230A** | ADP |  | LP42/62W9 | SL280UH080NV60C* | 46000 | 20 | 9.4 | 41500 | 35800 | 86.27% | 1.9 | 12.5 | 12.5 |  |  |  | No | R-410A | 3.8333 | Residential & Commercial | Ducted CEE Tier 1
215940660 | Central HP <5.4 tons | DAY & NIGHT | HRCU-A-CB (Split System: Heat Pump with Remote Outdoor Unit-Air-Source) | C5H3V36*K*AAA* |  |  | EVD5X42M21A*+WALLCON | *97CTN0801716A* | 34200 | 20.5 | 8.5 | 39000 | 28600 | 73.33% | 2.04 | 0 | 11.5 |  |  |  | No | R-454B | 2.85 | Residential & Commercial | Ducted CEE Tier 1
215940760 | Central HP <5.4 tons | DAY & NIGHT | HRCU-A-CB (Split System: Heat Pump with Remote Outdoor Unit-Air-Source) | C5H3V36*K*AAA* |  |  | EVD5X48M24A*+WALLCON | *97CTN1202422A* | 35000 | 21.5 | 8.5 | 38000 | 28200 | 74.21% | 2.02 | 0 | 12 |  |  |  | No | R-454B | 2.9167 | Residential & Commercial | Ducted CEE Tier 1
215942446 | Central HP <5.4 tons | DAY & NIGHT | HRCU-A-CB (Split System: Heat Pump with Remote Outdoor Unit-Air-Source) | C5H3V36*K*AAA* |  |  | EVM5X61M24A*+WALLCON | *97CMN0802120B* | 36000 | 22 | 8.5 | 37400 | 28200 | 75.4% | 2.04 | 0 | 12.5 |  |  |  | No | R-454B | 3 | Residential & Commercial | Ducted CEE Tier 1
215942496 | Central HP <5.4 tons | DAY & NIGHT | HRCU-A-CB (Split System: Heat Pump with Remote Outdoor Unit-Air-Source) | C5H3V36*K*AAA* |  |  | EVD5X61M21A*+WALLCON | *80CTL0901716B* | 35800 | 22 | 8.5 | 37400 | 28400 | 75.94% | 2.02 | 0 | 12.5 |  |  |  | No | R-454B | 2.9833 | Residential & Commercial | Ducted CEE Tier 1
213782215 | Central HP <5.4 tons | CARRIER | HRCU-A-CB (Split System: Heat Pump with Remote Outdoor Unit-Air-Source) | 25VNA837A*031* |  |  | CSPH*6012AL*+UI | 58TN*B070C14**12 | 32800 | 16.5 | 8.1 | 32400 | 25600 | 79.01% | 2 | 0 | 11 |  |  |  | No | R-410A | 2.7333 | Residential & Commercial | Ducted CEE Tier 1
216440226 | Central HP <5.4 tons | TRANE | HRCU-A-CB (Split System: Heat Pump with Remote Outdoor Unit-Air-Source) | 5TWV0X36A1 |  |  | 5TXCC009AS3 | S9V2C100U5PSC+LRP | 34800 | 20 | 9.4 | 32400 | 23800 | 73.46% | 2.1 | 0 | 12.7 |  |  |  | No | R-454B | 2.9 | Residential & Commercial | Ducted CEE Tier 1
216453128 | Central HP <5.4 tons | AMERICAN STANDARD | HRCU-A-CB (Split System: Heat Pump with Remote Outdoor Unit-Air-Source) | 5A6V0X36A1 |  |  | 5TXCB006AS3 | S8V2B080M4PCB | 35400 | 20 | 9.7 | 32600 | 25200 | 77.3% | 2.1 | 0 | 12.5 |  |  |  | No | R-454B | 2.95 | Residential & Commercial | Ducted CEE Tier 1
209872723 | Central HP <5.4 tons | RHEEM | HRCU-A-CB (Split System: Heat Pump with Remote Outdoor Unit-Air-Source) | RP18AZ48AJVC |  |  | RCFZ6021SEAAM | R97MV1005A21DHS | 44500 | 19 | 8.1 | 43500 | 45000 | 103.4% | 2 | 0 | 10 |  |  |  | No | R-410A | 3.7083 | Residential & Commercial | Ducted CEE Tier 1
212603159 | Central HP <5.4 tons | DAY & NIGHT | HRCU-A-CB (Split System: Heat Pump with Remote Outdoor Unit-Air-Source) | DLCURAH24ABK | ADP |  | PL36H210P299 | *80VTL0701716A* | 24800 | 17 | 8.5 | 23800 | 20400 | 85.71% | 1.76 | 0 | 10.5 |  |  |  | No | R-410A | 2.0667 | Residential & Commercial | Ducted CEE Tier 1
212603209 | Central HP <5.4 tons | DAY & NIGHT | HRCU-A-CB (Split System: Heat Pump with Remote Outdoor Unit-Air-Source) | DLCURAH24ABK | ADP |  | PL36H175P069 | *96VSN0801716A* | 24200 | 16 | 8.1 | 24600 | 22600 | 91.87% | 1.9 | 0 | 10.5 |  |  |  | No | R-410A | 2.0167 | Residential & Commercial | Ducted CEE Tier 1
212971360 | Central HP <5.4 tons | CARRIER | HRCU-A-CB (Split System: Heat Pump with Remote Outdoor Unit-Air-Source) | 38MURAQ18AB3* |  |  | CNPV*1814AL* | 58TP*B070V14**12 | 17400 | 16 | 8.5 | 18500 | 19700 | 106.5% | 2.38 | 0 | 10.5 |  |  |  | No | R-410A | 1.45 | Residential & Commercial | Ducted CEE Tier 1
214588223 | Central HP <5.4 tons | BRYANT HEATING AND COOLING SYSTEMS | HRCU-A-CB (Split System: Heat Pump with Remote Outdoor Unit-Air-Source) | 38MURAQ18AB3* | ADP |  | C36A***L159 | 926TC36040V17*** | 17300 | 16 | 8.5 | 16400 | 18400 | 112.2% | 2.24 | 0 | 10.5 |  |  |  | No | R-410A | 1.4417 | Residential & Commercial | Ducted CEE Tier 1
207455326 | Central HP <5.4 tons | LENNOX | HRCU-A-CB (Split System: Heat Pump with Remote Outdoor Unit-Air-Source) | SL25XPV-024-230A** | ADP |  | L*23/37Z9 | SLP99UH070XV36B* | 22800 | 22 | 10.1 | 19600 | 19600 | 100% | 1.96 | 14 | 14.5 |  |  |  | No | R-410A | 1.9 | Residential & Commercial | Ducted CEE Tier 1
212969736 | Central HP <5.4 tons | CARRIER | HRCU-A-CB (Split System: Heat Pump with Remote Outdoor Unit-Air-Source) | 38MURAQ24AB3* |  |  | CAP**2417AL* | 58SP*B045V14**12 | 23200 | 17 | 8.5 | 26800 | 27000 | 100.7% | 2.3 | 0 | 10 |  |  |  | No | R-410A | 1.9333 | Residential & Commercial | Ducted CEE Tier 1
214572781 | Central HP <5.4 tons | AIRQUEST | HRCU-A-CB (Split System: Heat Pump with Remote Outdoor Unit-Air-Source) | HVH837GKA** |  |  | EA*4X48L21A*+WALLCON | *95CSU0802120B* | 32200 | 17.5 | 8.5 | 32400 | 25000 | 77.16% | 1.98 | 0 | 11 |  |  |  | No | R-410A | 2.6833 | Residential & Commercial | Ducted CEE Tier 1
214573181 | Central HP <5.4 tons | AIRQUEST | HRCU-A-CB (Split System: Heat Pump with Remote Outdoor Unit-Air-Source) | HVH837GKA** |  |  | EHD4X42AAL+WALLCON | *96CTN0802120B* | 32600 | 17.5 | 8.5 | 32800 | 24800 | 75.61% | 1.96 | 0 | 11 |  |  |  | No | R-410A | 2.7167 | Residential & Commercial | Ducted CEE Tier 1
214573301 | Central HP <5.4 tons | AIRQUEST | HRCU-A-CB (Split System: Heat Pump with Remote Outdoor Unit-Air-Source) | HVH837GKA** |  |  | EHD4X60AAL+WALLCON | *96CTN0802120B* | 33000 | 18 | 8.5 | 32000 | 24800 | 77.5% | 2.02 | 0 | 11.5 |  |  |  | No | R-410A | 2.75 | Residential & Commercial | Ducted CEE Tier 1
213773797 | Central HP <5.4 tons | HEIL | HRCU-A-CB (Split System: Heat Pump with Remote Outdoor Unit-Air-Source) | HVH825GKA3* |  |  | EA*4X48L21A*+WALLCON | *96CTN1002122B* | 24000 | 16.5 | 8.1 | 21000 | 16500 | 78.57% | 2.02 | 0 | 11 |  |  |  | No | R-410A | 2 | Residential & Commercial | Ducted CEE Tier 1
215449746 | Central HP <5.4 tons | Breeze33 | HRCU-A-CB (Split System: Heat Pump with Remote Outdoor Unit-Air-Source) | BZ33-INV30OUT2-454-G3-J |  |  | BZ33-AHU30-454-G3-J |  | 30000 | 17.2 | 10.8 | 33000 | 33200 | 100.6% | 1.97 | 0 | 12 |  |  |  | No | R-454B | 2.5 | Residential & Commercial | Ducted CEE Tier 1
215941210 | Central HP <5.4 tons | DAY & NIGHT | HRCU-A-CB (Split System: Heat Pump with Remote Outdoor Unit-Air-Source) | C5H3V48*K*AAA* |  |  | ESH5X60M12A*+WALLCON | *96CTN0802120B* | 45000 | 20 | 9 | 48500 | 36600 | 75.46% | 1.82 | 0 | 11 |  |  |  | No | R-454B | 3.75 | Residential & Commercial | Ducted CEE Tier 1
215941660 | Central HP <5.4 tons | DAY & NIGHT | HRCU-A-CB (Split System: Heat Pump with Remote Outdoor Unit-Air-Source) | C5H3V48*K*AAA* |  |  | EVD5X49M24A*+WALLCON | *97CTN1202422A* | 45500 | 20.5 | 8.1 | 52500 | 38000 | 72.38% | 1.95 | 0 | 11.5 |  |  |  | No | R-454B | 3.7917 | Residential & Commercial | Ducted CEE Tier 1
214066906 | Central HP <5.4 tons | RHEEM | HRCU-A-CB (Split System: Heat Pump with Remote Outdoor Unit-Air-Source) | RD17AZ36AJ3N |  |  | RCFZ3621MTANM | R951V0603A17M4S | 34200 | 18 | 8.1 | 34200 | 29800 | 87.13% | 1.9 | 0 | 10 |  |  |  | No | R-410A | 2.85 | Residential & Commercial | Ducted CEE Tier 1
215932585 | Central HP <5.4 tons | BRYANT HEATING AND COOLING SYSTEMS | HRCU-A-CB (Split System: Heat Pump with Remote Outdoor Unit-Air-Source) | 293VAN036**AA* |  |  | CAA**6024AM*+UI | 935CB66100C21*** | 34000 | 20.5 | 9.5 | 34000 | 25800 | 75.88% | 2.04 | 0 | 12 |  |  |  | No | R-454B | 2.8333 | Residential & Commercial | Ducted CEE Tier 1
215933355 | Central HP <5.4 tons | BRYANT HEATING AND COOLING SYSTEMS | HRCU-A-CB (Split System: Heat Pump with Remote Outdoor Unit-Air-Source) | 293VAN036**AA* |  |  | CSAH*4212AM*+UI | 88*TB66135C24*** | 33600 | 19.5 | 9 | 34600 | 26400 | 76.3% | 1.92 | 0 | 11.7 |  |  |  | No | R-454B | 2.8 | Residential & Commercial | Ducted CEE Tier 1
215933605 | Central HP <5.4 tons | BRYANT HEATING AND COOLING SYSTEMS | HRCU-A-CB (Split System: Heat Pump with Remote Outdoor Unit-Air-Source) | 293VAN036**AA* |  |  | CSAH*4812AM*+UI | 935CB48060C17*** | 33600 | 19 | 9 | 35200 | 27000 | 76.7% | 1.92 | 0 | 11 |  |  |  | No | R-454B | 2.8 | Residential & Commercial | Ducted CEE Tier 1
215933545 | Central HP <5.4 tons | BRYANT HEATING AND COOLING SYSTEMS | HRCU-A-CB (Split System: Heat Pump with Remote Outdoor Unit-Air-Source) | 293VAN036**AA* |  |  | CSAH*4812AM*+UI | 88*TB36070C14*** | 33600 | 19 | 9 | 35200 | 27000 | 76.7% | 1.9 | 0 | 11 |  |  |  | No | R-454B | 2.8 | Residential & Commercial | Ducted CEE Tier 1
215933575 | Central HP <5.4 tons | BRYANT HEATING AND COOLING SYSTEMS | HRCU-A-CB (Split System: Heat Pump with Remote Outdoor Unit-Air-Source) | 293VAN036**AA* |  |  | CSAH*4812AM*+UI | 88*TB48090C17*** | 33600 | 19.5 | 9 | 34800 | 26600 | 76.44% | 1.94 | 0 | 11.5 |  |  |  | No | R-454B | 2.8 | Residential & Commercial | Ducted CEE Tier 1
215933595 | Central HP <5.4 tons | BRYANT HEATING AND COOLING SYSTEMS | HRCU-A-CB (Split System: Heat Pump with Remote Outdoor Unit-Air-Source) | 293VAN036**AA* |  |  | CSAH*4812AM*+UI | 88*TB66135C24*** | 33800 | 19.5 | 9 | 34600 | 26400 | 76.3% | 1.94 | 0 | 11.7 |  |  |  | No | R-454B | 2.8167 | Residential & Commercial | Ducted CEE Tier 1
215933845 | Central HP <5.4 tons | BRYANT HEATING AND COOLING SYSTEMS | HRCU-A-CB (Split System: Heat Pump with Remote Outdoor Unit-Air-Source) | 293VAN036**AA* |  |  | CSAH*6012AM*+UI | 935CB66100C21*** | 34200 | 19.5 | 9 | 34200 | 25800 | 75.44% | 1.96 | 0 | 11.7 |  |  |  | No | R-454B | 2.85 | Residential & Commercial | Ducted CEE Tier 1
215588120 | Central HP <5.4 tons | BRYANT HEATING AND COOLING SYSTEMS | HRCU-A-CB (Split System: Heat Pump with Remote Outdoor Unit-Air-Source) | 291VAN054**AA* |  |  | CAA**6121AM*+UI | 987MC60060C21*** | 49000 | 18.5 | 10.5 | 54000 | 53500 | 99.07% | 1.88 | 0 | 10 |  |  |  | No | R-454B | 4.0833 | Residential & Commercial | Ducted CEE Tier 1
214609154 | Central HP <5.4 tons | CHAMPION HEATING AND COOLING | HRCU-A-CB (Split System: Heat Pump with Remote Outdoor Unit-Air-Source) | HH824E2S11 |  |  | CTF30B5ACS1 | Z9ES080B12SMPS1 | 23000 | 17 | 9.5 | 23000 | 18400 | 80% | 2 | 0 | 12 |  |  |  | No | R-454B | 1.9167 | Residential & Commercial | Ducted CEE Tier 1
214650359 | Central HP <5.4 tons | COLEMAN | HRCU-A-CB (Split System: Heat Pump with Remote Outdoor Unit-Air-Source) | HH824E2S11 |  |  | CTU36B5XDS1+TXV | TM9Y060B12MP11 | 23000 | 18 | 9.5 | 23000 | 18400 | 80% | 2 | 0 | 12 |  |  |  | No | R-454B | 1.9167 | Residential & Commercial | Ducted CEE Tier 1
214650996 | Central HP <5.4 tons | COLEMAN | HRCU-A-CB (Split System: Heat Pump with Remote Outdoor Unit-Air-Source) | HH824E2S11 |  |  | CTU36B5XDS1+TXV | TM9V080B12MP12 | 23000 | 18 | 9.5 | 23000 | 18400 | 80% | 2 | 0 | 12 |  |  |  | No | R-454B | 1.9167 | Residential & Commercial | Ducted CEE Tier 1
214649808 | Central HP <5.4 tons | COLEMAN | HRCU-A-CB (Split System: Heat Pump with Remote Outdoor Unit-Air-Source) | HH824E2S11 |  |  | CTU30B5XCS1+TXV | TM8E080B12MP11 | 23000 | 17 | 9.5 | 23000 | 18400 | 80% | 2 | 0 | 12 |  |  |  | No | R-454B | 1.9167 | Residential & Commercial | Ducted CEE Tier 1
213780395 | Central HP <5.4 tons | CARRIER | HRCU-A-CB (Split System: Heat Pump with Remote Outdoor Unit-Air-Source) | 25VNA837A*030* |  |  | CSPH*6012AL*+UI | 59MN7C100C21**22 | 33000 | 16.5 | 8.1 | 32200 | 24800 | 77.02% | 2 | 0 | 11.5 |  |  |  | No | R-410A | 2.75 | Residential & Commercial | Ducted CEE Tier 1
214066606 | Central HP <5.4 tons | RHEEM | HRCU-A-CB (Split System: Heat Pump with Remote Outdoor Unit-Air-Source) | RD17AZ36AJ3N |  |  | RCFZ3621MTANM | R802VA100521Z | 34200 | 18 | 8.1 | 34200 | 29400 | 85.96% | 2 | 0 | 10 |  |  |  | No | R-410A | 2.85 | Residential & Commercial | Ducted CEE Tier 1
214066515 | Central HP <5.4 tons | RHEEM | HRCU-A-CB (Split System: Heat Pump with Remote Outdoor Unit-Air-Source) | RD17AZ36AJ3N |  |  | RCFZ3621MTANM | R802V0754A17UHN | 34200 | 18 | 8.1 | 34200 | 29400 | 85.96% | 2 | 0 | 10 |  |  |  | No | R-410A | 2.85 | Residential & Commercial | Ducted CEE Tier 1
213780325 | Central HP <5.4 tons | CARRIER | HRCU-A-CB (Split System: Heat Pump with Remote Outdoor Unit-Air-Source) | 25VNA837A*030* |  |  | CSPH*6012AL*+UI | 58TN*B090C17**16 | 33000 | 16.5 | 8.1 | 32200 | 24800 | 77.02% | 1.98 | 0 | 11 |  |  |  | No | R-410A | 2.75 | Residential & Commercial | Ducted CEE Tier 1
214776526 | Central HP <5.4 tons | YORK | HRCU-A-CB (Split System: Heat Pump with Remote Outdoor Unit-Air-Source) | HH860E2S11 | ADP |  | CH605D*C+TXV | TM9E100C20MP12 | 53500 | 18 | 8.5 | 53000 | 39500 | 74.53% | 2 | 0 | 11 |  |  |  | No | R-454B | 4.4583 | Residential & Commercial | Ducted CEE Tier 1
214776412 | Central HP <5.4 tons | YORK | HRCU-A-CB (Split System: Heat Pump with Remote Outdoor Unit-Air-Source) | HH860E2S11 | ADP |  | CH600C*C+TXV | TL8E080C16UH11 | 44000 | 17 | 8.45 | 43500 | 33800 | 77.7% | 1.98 | 0 | 10.5 |  |  |  | No | R-454B | 3.6667 | Residential & Commercial | Ducted CEE Tier 1
214776414 | Central HP <5.4 tons | YORK | HRCU-A-CB (Split System: Heat Pump with Remote Outdoor Unit-Air-Source) | HH860E2S11 | ADP |  | CH600D*C+TXV | TL8E080C16UH11 | 44000 | 17 | 8.4 | 43500 | 33800 | 77.7% | 1.98 | 0 | 10.5 |  |  |  | No | R-454B | 3.6667 | Residential & Commercial | Ducted CEE Tier 1
214776430 | Central HP <5.4 tons | YORK | HRCU-A-CB (Split System: Heat Pump with Remote Outdoor Unit-Air-Source) | HH860E2S11 | ADP |  | CV600**C+TXV | TL8E100C20UH11 | 50500 | 18 | 8.3 | 51500 | 38000 | 73.79% | 1.96 | 0 | 10.5 |  |  |  | No | R-454B | 4.2083 | Residential & Commercial | Ducted CEE Tier 1
214776431 | Central HP <5.4 tons | YORK | HRCU-A-CB (Split System: Heat Pump with Remote Outdoor Unit-Air-Source) | HH860E2S11 | ADP |  | CV601**C+TXV | TL8E100C20UH11 | 51000 | 18 | 8.35 | 51500 | 38000 | 73.79% | 1.98 | 0 | 10.5 |  |  |  | No | R-454B | 4.25 | Residential & Commercial | Ducted CEE Tier 1
214776513 | Central HP <5.4 tons | YORK | HRCU-A-CB (Split System: Heat Pump with Remote Outdoor Unit-Air-Source) | HH860E2S11 | ADP |  | CV605**C+TXV | TM9E100C16MP12 | 44500 | 18 | 8.5 | 44000 | 34000 | 77.27% | 2 | 0 | 11 |  |  |  | No | R-454B | 3.7083 | Residential & Commercial | Ducted CEE Tier 1
214776530 | Central HP <5.4 tons | YORK | HRCU-A-CB (Split System: Heat Pump with Remote Outdoor Unit-Air-Source) | HH860E2S11 | ADP |  | CV607**C+TXV | TM9E100C20MP12 | 53500 | 19 | 8.5 | 53000 | 39500 | 74.53% | 2 | 0 | 11 |  |  |  | No | R-454B | 4.4583 | Residential & Commercial | Ducted CEE Tier 1
214776533 | Central HP <5.4 tons | YORK | HRCU-A-CB (Split System: Heat Pump with Remote Outdoor Unit-Air-Source) | HH860E2S11 | ADP |  | CV609**A+TXV | TM9E100C20MP12 | 53500 | 19 | 8.5 | 53000 | 39500 | 74.53% | 2 | 0 | 11 |  |  |  | No | R-454B | 4.4583 | Residential & Commercial | Ducted CEE Tier 1
212578414 | Central HP <5.4 tons | CARRIER | HRCU-A-CB (Split System: Heat Pump with Remote Outdoor Unit-Air-Source) | 25VNA837A*030* | ADP |  | H,PG53936 | 59MN7B120C24**22 | 32800 | 17 | 8.1 | 30400 | 27200 | 89.47% | 2.2 | 0 | 11.5 |  |  |  | No | R-410A | 2.7333 | Residential & Commercial | Ducted CEE Tier 1
214584663 | Central HP <5.4 tons | FRASER-JOHNSTON | HRCU-A-CB (Split System: Heat Pump with Remote Outdoor Unit-Air-Source) | HH824E2S11 |  |  | CTF36B5ADS1 | Z8ES100B12SMPS1 | 23000 | 19 | 9.5 | 23000 | 18800 | 81.74% | 2 | 0 | 12 |  |  |  | No | R-454B | 1.9167 | Residential & Commercial | Ducted CEE Tier 1
212365446 | Central HP <5.4 tons | Custom Comfort | HRCU-A-CB (Split System: Heat Pump with Remote Outdoor Unit-Air-Source) | CCOXHASZ24HP |  |  | CCOXHAAHU24 |  | 23000 | 18.4 | 9.3 | 26000 | 21200 | 81.54% | 1.9 | 12.5 | 11.7 |  |  |  | No | R-410A | 1.9167 | Residential & Commercial | Ducted CEE Tier 1
215932795 | Central HP <5.4 tons | BRYANT HEATING AND COOLING SYSTEMS | HRCU-A-CB (Split System: Heat Pump with Remote Outdoor Unit-Air-Source) | 293VAN036**AA* |  |  | CAA**6121AM*+UI | 987MC42080C17*** | 34200 | 20 | 9 | 35000 | 26600 | 76% | 1.94 | 0 | 11.5 |  |  |  | No | R-454B | 2.85 | Residential & Commercial | Ducted CEE Tier 1
215932995 | Central HP <5.4 tons | BRYANT HEATING AND COOLING SYSTEMS | HRCU-A-CB (Split System: Heat Pump with Remote Outdoor Unit-Air-Source) | 293VAN036**AA* |  |  | CSAH*3012AM*+UI | 987MC42060C17*** | 32200 | 18 | 9 | 34800 | 26800 | 77.01% | 1.9 | 0 | 10 |  |  |  | No | R-454B | 2.6833 | Residential & Commercial | Ducted CEE Tier 1
215933145 | Central HP <5.4 tons | BRYANT HEATING AND COOLING SYSTEMS | HRCU-A-CB (Split System: Heat Pump with Remote Outdoor Unit-Air-Source) | 293VAN036**AA* |  |  | CSAH*3612AM*+UI | 935CB60080C21*** | 33200 | 18.5 | 9 | 35000 | 26800 | 76.57% | 1.92 | 0 | 11 |  |  |  | No | R-454B | 2.7667 | Residential & Commercial | Ducted CEE Tier 1
215932735 | Central HP <5.4 tons | BRYANT HEATING AND COOLING SYSTEMS | HRCU-A-CB (Split System: Heat Pump with Remote Outdoor Unit-Air-Source) | 293VAN036**AA* |  |  | CAA**6121AM*+UI | 88*TB60110C21*** | 34400 | 20.5 | 9.5 | 34200 | 26000 | 76.02% | 2.06 | 0 | 12 |  |  |  | No | R-454B | 2.8667 | Residential & Commercial | Ducted CEE Tier 1
215588172 | Central HP <5.4 tons | BRYANT HEATING AND COOLING SYSTEMS | HRCU-A-CB (Split System: Heat Pump with Remote Outdoor Unit-Air-Source) | 291VAN054**AA* |  |  | CSAH*6012AM*+UI | 935CB60080C21*** | 49500 | 18 | 10.5 | 52500 | 52500 | 100% | 1.96 | 0 | 11 |  |  |  | No | R-454B | 4.125 | Residential & Commercial | Ducted CEE Tier 1
215588204 | Central HP <5.4 tons | BRYANT HEATING AND COOLING SYSTEMS | HRCU-A-CB (Split System: Heat Pump with Remote Outdoor Unit-Air-Source) | 291VAN054**AA* |  |  | CVAMA4821XMA*+UI | 987MC60080C21*** | 50500 | 18 | 8.1 | 52500 | 45500 | 86.67% | 1.88 | 0 | 11 |  |  |  | No | R-454B | 4.2083 | Residential & Commercial | Ducted CEE Tier 1
215588256 | Central HP <5.4 tons | BRYANT HEATING AND COOLING SYSTEMS | HRCU-A-CB (Split System: Heat Pump with Remote Outdoor Unit-Air-Source) | 291VAN054**AA* |  |  | CVAMA6024XMA*+UI | 987MC60060C21*** | 51000 | 18.5 | 8.1 | 54000 | 46500 | 86.11% | 1.86 | 0 | 10.5 |  |  |  | No | R-454B | 4.25 | Residential & Commercial | Ducted CEE Tier 1
215588272 | Central HP <5.4 tons | BRYANT HEATING AND COOLING SYSTEMS | HRCU-A-CB (Split System: Heat Pump with Remote Outdoor Unit-Air-Source) | 291VAN054**AA* |  |  | CVAMA6124XMA*+UI | 88*TB60110C21*** | 53000 | 20 | 8.1 | 53000 | 46000 | 86.79% | 1.84 | 0 | 12.5 |  |  |  | No | R-454B | 4.4167 | Residential & Commercial | Ducted CEE Tier 1
215588502 | Central HP <5.4 tons | BRYANT HEATING AND COOLING SYSTEMS | HRCU-A-CB (Split System: Heat Pump with Remote Outdoor Unit-Air-Source) | 291VAN054**AA* |  |  | CVAMA6124XMA*+UI | 987TA60080C21*** | 52500 | 19.5 | 8.1 | 53500 | 46500 | 86.92% | 1.82 | 0 | 12 |  |  |  | No | R-454B | 4.375 | Residential & Commercial | Ducted CEE Tier 1
215870926 | Central HP <5.4 tons | YORK | HRCU-A-CB (Split System: Heat Pump with Remote Outdoor Unit-Air-Source) | HH824E2S11 | ADP |  | CX360A*35+TXV | Y91E060A10SMPS1 | 22200 | 17 | 8.2 | 21200 | 17200 | 81.13% | 1.94 | 0 | 11.5 |  |  |  | No | R-454B | 1.85 | Residential & Commercial | Ducted CEE Tier 1
212603223 | Central HP <5.4 tons | DAY & NIGHT | HRCU-A-CB (Split System: Heat Pump with Remote Outdoor Unit-Air-Source) | DLCURAH24ABK | ADP |  | PL36H175P069 | *96VTN0801716A* | 24200 | 16 | 8.1 | 24600 | 22600 | 91.87% | 1.9 | 0 | 10.5 |  |  |  | No | R-410A | 2.0167 | Residential & Commercial | Ducted CEE Tier 1
209872722 | Central HP <5.4 tons | RHEEM | HRCU-A-CB (Split System: Heat Pump with Remote Outdoor Unit-Air-Source) | RP18AZ48AJVC |  |  | RCFZ6021SEAAM | R97MV0855A21DHS | 44500 | 19 | 8.1 | 43500 | 45000 | 103.4% | 2 | 0 | 10 |  |  |  | No | R-410A | 3.7083 | Residential & Commercial | Ducted CEE Tier 1
214573611 | Central HP <5.4 tons | AIRQUEST | HRCU-A-CB (Split System: Heat Pump with Remote Outdoor Unit-Air-Source) | HVH837GKA2* |  |  | EA*4X36L21A*+WALLCON | *80CTL0702120B* | 31400 | 17 | 8.1 | 33000 | 24200 | 73.33% | 1.86 | 0 | 11 |  |  |  | No | R-410A | 2.6167 | Residential & Commercial | Ducted CEE Tier 1
214573711 | Central HP <5.4 tons | AIRQUEST | HRCU-A-CB (Split System: Heat Pump with Remote Outdoor Unit-Air-Source) | HVH837GKA2* |  |  | EA*4X37L21A*+WALLCON | *97CMN0802120B* | 32800 | 17.5 | 8.5 | 32800 | 25200 | 76.83% | 2 | 0 | 11.5 |  |  |  | No | R-410A | 2.7333 | Residential & Commercial | Ducted CEE Tier 1
214573831 | Central HP <5.4 tons | AIRQUEST | HRCU-A-CB (Split System: Heat Pump with Remote Outdoor Unit-Air-Source) | HVH837GKA2* |  |  | EA*4X42L24A*+WALLCON | *97CMN0802120B* | 31800 | 17 | 8.5 | 32800 | 24400 | 74.39% | 1.9 | 0 | 11 |  |  |  | No | R-410A | 2.65 | Residential & Commercial | Ducted CEE Tier 1
206136279 | Central HP <5.4 tons | COMFORTMAKER | HRCU-A-CB (Split System: Heat Pump with Remote Outdoor Unit-Air-Source) | CVH837GKA** |  |  | EN(A,D,W)4X48L21**+WALLCON | *95CSU0802120A* | 32400 | 17.5 | 8.1 | 32800 | 24800 | 75.61% | 1.96 | 12 | 11.7 |  |  |  | No | R-410A | 2.7 | Residential & Commercial | Ducted CEE Tier 1
214573851 | Central HP <5.4 tons | AIRQUEST | HRCU-A-CB (Split System: Heat Pump with Remote Outdoor Unit-Air-Source) | HVH837GKA2* |  |  | EA*4X43L21A*+WALLCON | *80CTL0702120B* | 32800 | 17.5 | 8.5 | 32800 | 25200 | 76.83% | 2 | 0 | 11 |  |  |  | No | R-410A | 2.7333 | Residential & Commercial | Ducted CEE Tier 1
214574051 | Central HP <5.4 tons | AIRQUEST | HRCU-A-CB (Split System: Heat Pump with Remote Outdoor Unit-Air-Source) | HVH837GKA2* |  |  | EA*4X60L24A*+WALLCON | *95CSU1002122B* | 32800 | 17.5 | 8.5 | 31600 | 24800 | 78.48% | 2 | 0 | 11.5 |  |  |  | No | R-410A | 2.7333 | Residential & Commercial | Ducted CEE Tier 1
215293313 | Central HP <5.4 tons | AIRQUEST | HRCU-A-CB (Split System: Heat Pump with Remote Outdoor Unit-Air-Source) | DLCURAH24ABK | ADP |  | HG9J936 | *96VTN1002122B* | 23800 | 17 | 8.5 | 24800 | 23400 | 94.35% | 1.98 | 0 | 10.5 |  |  |  | No | R-410A | 1.9833 | Residential & Commercial | Ducted CEE Tier 1
215293315 | Central HP <5.4 tons | AIRQUEST | HRCU-A-CB (Split System: Heat Pump with Remote Outdoor Unit-Air-Source) | DLCURAH24ABK | ADP |  | H,GG1K936 | *96VTN1002122B* | 23800 | 17 | 8.5 | 24800 | 23400 | 94.35% | 1.98 | 0 | 10.5 |  |  |  | No | R-410A | 1.9833 | Residential & Commercial | Ducted CEE Tier 1
215870928 | Central HP <5.4 tons | YORK | HRCU-A-CB (Split System: Heat Pump with Remote Outdoor Unit-Air-Source) | HH824E2S11 | ADP |  | CH360B*C+TXV | Y91E060A10SMPS1 | 22200 | 17 | 8.2 | 21200 | 17200 | 81.13% | 1.94 | 0 | 11.5 |  |  |  | No | R-454B | 1.85 | Residential & Commercial | Ducted CEE Tier 1
215588274 | Central HP <5.4 tons | BRYANT HEATING AND COOLING SYSTEMS | HRCU-A-CB (Split System: Heat Pump with Remote Outdoor Unit-Air-Source) | 291VAN054**AA* |  |  | CVAMA6124XMA*+UI | 88*TB66135C24*** | 53000 | 20 | 8.1 | 53000 | 46000 | 86.79% | 1.84 | 0 | 12.5 |  |  |  | No | R-454B | 4.4167 | Residential & Commercial | Ducted CEE Tier 1
215588356 | Central HP <5.4 tons | BRYANT HEATING AND COOLING SYSTEMS | HRCU-A-CB (Split System: Heat Pump with Remote Outdoor Unit-Air-Source) | 291VAN054**AA* |  |  | CVAVA6024XMA*+UI | 88*TB60090C21*** | 52000 | 19.5 | 8.1 | 52500 | 46000 | 87.62% | 1.84 | 0 | 12 |  |  |  | No | R-454B | 4.3333 | Residential & Commercial | Ducted CEE Tier 1
215588422 | Central HP <5.4 tons | BRYANT HEATING AND COOLING SYSTEMS | HRCU-A-CB (Split System: Heat Pump with Remote Outdoor Unit-Air-Source) | 291VAN054**AA* |  |  | CAA**4821AM*+UI | 987TA42080C17*** | 47000 | 18 | 10.5 | 51500 | 51000 | 99.03% | 2 | 0 | 11 |  |  |  | No | R-454B | 3.9167 | Residential & Commercial | Ducted CEE Tier 1
215588454 | Central HP <5.4 tons | BRYANT HEATING AND COOLING SYSTEMS | HRCU-A-CB (Split System: Heat Pump with Remote Outdoor Unit-Air-Source) | 291VAN054**AA* |  |  | CSAH*6012AM*+UI | 83*CB60080C21*** | 50000 | 19 | 10 | 52000 | 52500 | 101% | 1.88 | 0 | 11.7 |  |  |  | No | R-454B | 4.1667 | Residential & Commercial | Ducted CEE Tier 1
214776349 | Central HP <5.4 tons | YORK | HRCU-A-CB (Split System: Heat Pump with Remote Outdoor Unit-Air-Source) | HH824E2S11 | ADP |  | CV360**C+TXV | TM9V060B12MP12 | 21800 | 17 | 8.45 | 21200 | 17200 | 81.13% | 1.9 | 0 | 11 |  |  |  | No | R-454B | 1.8167 | Residential & Commercial | Ducted CEE Tier 1
215940960 | Central HP <5.4 tons | DAY & NIGHT | HRCU-A-CB (Split System: Heat Pump with Remote Outdoor Unit-Air-Source) | C5H3V48*K*AAA* |  |  | EA*5X48M21A*+WALLCON | *80CSU0601716B* | 43500 | 21 | 9.5 | 48000 | 36600 | 76.25% | 1.9 | 0 | 11 |  |  |  | No | R-454B | 3.625 | Residential & Commercial | Ducted CEE Tier 1
215940980 | Central HP <5.4 tons | DAY & NIGHT | HRCU-A-CB (Split System: Heat Pump with Remote Outdoor Unit-Air-Source) | C5H3V48*K*AAA* |  |  | EA*5X48M21A*+WALLCON | *97CTN0802120A* | 43500 | 20.5 | 9.5 | 48000 | 36600 | 76.25% | 1.92 | 0 | 10.5 |  |  |  | No | R-454B | 3.625 | Residential & Commercial | Ducted CEE Tier 1
215934246 | Central HP <5.4 tons | HEIL | HRCU-A-CB (Split System: Heat Pump with Remote Outdoor Unit-Air-Source) | H5H3V48*K*AAA* |  |  | EA*5X61M21A*+WALLCON | *97CMN0801714B* | 44500 | 20.5 | 9.5 | 49000 | 36600 | 74.69% | 2 | 0 | 11 |  |  |  | No | R-454B | 3.7083 | Residential & Commercial | Ducted CEE Tier 1
215934296 | Central HP <5.4 tons | HEIL | HRCU-A-CB (Split System: Heat Pump with Remote Outdoor Unit-Air-Source) | H5H3V48*K*AAA* |  |  | EA*5X61M24A*+WALLCON | *80CSU1002120A* | 45500 | 21 | 9.5 | 48500 | 36800 | 75.88% | 2 | 0 | 11 |  |  |  | No | R-454B | 3.7917 | Residential & Commercial | Ducted CEE Tier 1
215934546 | Central HP <5.4 tons | HEIL | HRCU-A-CB (Split System: Heat Pump with Remote Outdoor Unit-Air-Source) | H5H3V48*K*AAA* |  |  | ESH5X60M12A*+WALLCON | *80CSU1002120A* | 45000 | 20.5 | 9 | 48500 | 36600 | 75.46% | 1.82 | 0 | 11 |  |  |  | No | R-454B | 3.75 | Residential & Commercial | Ducted CEE Tier 1
212603089 | Central HP <5.4 tons | DAY & NIGHT | HRCU-A-CB (Split System: Heat Pump with Remote Outdoor Unit-Air-Source) | DLCURAH18ABK | ADP |  | FG80936 | *92ESN0601412A* | 18300 | 16 | 8.5 | 17200 | 17900 | 104.1% | 2.22 | 0 | 11 |  |  |  | No | R-410A | 1.525 | Residential & Commercial | Ducted CEE Tier 1
213312007 | Central HP <5.4 tons | BRYANT HEATING AND COOLING SYSTEMS | HRCU-A-CB (Split System: Heat Pump with Remote Outdoor Unit-Air-Source) | 38MURAQ24AB3* | ADP |  | C36A***L159+CBPE3A* |  | 24200 | 18 | 9 | 25000 | 22600 | 90.4% | 1.92 | 0 | 10.5 |  |  |  | No | R-410A | 2.0167 | Residential & Commercial | Ducted CEE Tier 1
214570661 | Central HP <5.4 tons | AIRQUEST | HRCU-A-CB (Split System: Heat Pump with Remote Outdoor Unit-Air-Source) | HVH825GKA3* |  |  | EA*4X43L21A*+WALLCON | *96CTN0802120B* | 24400 | 17 | 8.5 | 21200 | 16600 | 78.3% | 2.04 | 0 | 11 |  |  |  | No | R-410A | 2.0333 | Residential & Commercial | Ducted CEE Tier 1
214570681 | Central HP <5.4 tons | AIRQUEST | HRCU-A-CB (Split System: Heat Pump with Remote Outdoor Unit-Air-Source) | HVH825GKA3* |  |  | EA*4X48L21A*+WALLCON | *95CSU0802120B* | 24000 | 16.5 | 8.5 | 21000 | 16600 | 79.05% | 2.02 | 0 | 11 |  |  |  | No | R-410A | 2 | Residential & Commercial | Ducted CEE Tier 1
214570711 | Central HP <5.4 tons | AIRQUEST | HRCU-A-CB (Split System: Heat Pump with Remote Outdoor Unit-Air-Source) | HVH825GKA3* |  |  | EA*4X48L21A*+WALLCON | *97CMN0802120B* | 24000 | 16.5 | 8.5 | 21000 | 16500 | 78.57% | 2.02 | 0 | 11 |  |  |  | No | R-410A | 2 | Residential & Commercial | Ducted CEE Tier 1
214571251 | Central HP <5.4 tons | AIRQUEST | HRCU-A-CB (Split System: Heat Pump with Remote Outdoor Unit-Air-Source) | HVH825GKA3* |  |  | EN(A,D,W)4X48L21**+WALLCON | *97CMN0802120B* | 24200 | 17 | 8.1 | 21200 | 16600 | 78.3% | 2.02 | 0 | 11.5 |  |  |  | No | R-410A | 2.0167 | Residential & Commercial | Ducted CEE Tier 1
214572471 | Central HP <5.4 tons | AIRQUEST | HRCU-A-CB (Split System: Heat Pump with Remote Outdoor Unit-Air-Source) | HVH837GKA** |  |  | EA*4X36L21A*+WALLCON | *80CTL0702120B* | 31400 | 17 | 8.1 | 33000 | 24200 | 73.33% | 1.86 | 0 | 11 |  |  |  | No | R-410A | 2.6167 | Residential & Commercial | Ducted CEE Tier 1
214572571 | Central HP <5.4 tons | AIRQUEST | HRCU-A-CB (Split System: Heat Pump with Remote Outdoor Unit-Air-Source) | HVH837GKA** |  |  | EA*4X37L21A*+WALLCON | *97CMN0802120B* | 32800 | 17.5 | 8.5 | 32800 | 25200 | 76.83% | 2 | 0 | 11.5 |  |  |  | No | R-410A | 2.7333 | Residential & Commercial | Ducted CEE Tier 1
214572841 | Central HP <5.4 tons | AIRQUEST | HRCU-A-CB (Split System: Heat Pump with Remote Outdoor Unit-Air-Source) | HVH837GKA** |  |  | EA*4X48L24A*+WALLCON | *95CSU0802120B* | 32200 | 17.5 | 8.5 | 32400 | 25000 | 77.16% | 1.98 | 0 | 11 |  |  |  | No | R-410A | 2.6833 | Residential & Commercial | Ducted CEE Tier 1
212972007 | Central HP <5.4 tons | CARRIER | HRCU-A-CB (Split System: Heat Pump with Remote Outdoor Unit-Air-Source) | 38MURAQ24AB3* |  |  | CNPV*3017AL* | 58TP*B090V17**16 | 23400 | 17 | 8.5 | 26200 | 24600 | 93.89% | 2.06 | 0 | 10 |  |  |  | No | R-410A | 1.95 | Residential & Commercial | Ducted CEE Tier 1
213785716 | Central HP <5.4 tons | CARRIER | HRCU-A-CB (Split System: Heat Pump with Remote Outdoor Unit-Air-Source) | 25VNA436A*031* |  |  | CSPH*4812AL*+UI | 59MN7C080C17**14 | 33400 | 18.5 | 8.5 | 36800 | 26000 | 70.65% | 2.02 | 0 | 11.5 |  |  |  | No | R-410A | 2.7833 | Residential & Commercial | Ducted CEE Tier 1
213785482 | Central HP <5.4 tons | CARRIER | HRCU-A-CB (Split System: Heat Pump with Remote Outdoor Unit-Air-Source) | 25VNA436A*031* |  |  | CAP**4821AL*+UI | 58TN*B070C17**16 | 33000 | 19 | 9 | 36600 | 25800 | 70.49% | 2.02 | 0 | 11.7 |  |  |  | No | R-410A | 2.75 | Residential & Commercial | Ducted CEE Tier 1
213297610 | Central HP <5.4 tons | FRASER-JOHNSTON | HRCU-A-CB (Split System: Heat Pump with Remote Outdoor Unit-Air-Source) | HMH72B341 |  |  | XAHC36DXXN1+TXV | Z8ES080C16SMPS1 | 34000 | 17.5 | 8.5 | 33400 | 23600 | 70.66% | 2.08 | 0 | 10 |  |  |  | No | R-410A | 2.8333 | Residential & Commercial | Ducted CEE Tier 1
213782315 | Central HP <5.4 tons | CARRIER | HRCU-A-CB (Split System: Heat Pump with Remote Outdoor Unit-Air-Source) | 25VNA837A*031* |  |  | CSPH*6012AL*+UI | 59MN7C120C24**22 | 33000 | 16.5 | 8.1 | 32200 | 24800 | 77.02% | 2 | 0 | 11 |  |  |  | No | R-410A | 2.75 | Residential & Commercial | Ducted CEE Tier 1
212578267 | Central HP <5.4 tons | CARRIER | HRCU-A-CB (Split System: Heat Pump with Remote Outdoor Unit-Air-Source) | 25VNA837A*031* | ADP |  | H,PG53936 | 59TN6B100C21**22 | 32400 | 18 | 8.5 | 30400 | 24400 | 80.26% | 2 | 0 | 11.7 |  |  |  | No | R-410A | 2.7 | Residential & Commercial | Ducted CEE Tier 1
215939860 | Central HP <5.4 tons | DAY & NIGHT | HRCU-A-CB (Split System: Heat Pump with Remote Outdoor Unit-Air-Source) | C5H3V36*K*AAA* |  |  | EA*5X61M21A*+WALLCON | *97CTN0601716A* | 34000 | 19.5 | 9 | 35200 | 26800 | 76.14% | 1.94 | 0 | 11 |  |  |  | No | R-454B | 2.8333 | Residential & Commercial | Ducted CEE Tier 1
215939960 | Central HP <5.4 tons | DAY & NIGHT | HRCU-A-CB (Split System: Heat Pump with Remote Outdoor Unit-Air-Source) | C5H3V36*K*AAA* |  |  | ESH5X36M12A*+WALLCON | *80CSU0601716B* | 33400 | 19 | 9 | 34800 | 26600 | 76.44% | 1.92 | 0 | 11.5 |  |  |  | No | R-454B | 2.7833 | Residential & Commercial | Ducted CEE Tier 1
215940060 | Central HP <5.4 tons | DAY & NIGHT | HRCU-A-CB (Split System: Heat Pump with Remote Outdoor Unit-Air-Source) | C5H3V36*K*AAA* |  |  | ESH5X42M12A*+WALLCON | *97CTN0801716A* | 33400 | 18.5 | 9 | 35200 | 27000 | 76.7% | 1.92 | 0 | 11 |  |  |  | No | R-454B | 2.7833 | Residential & Commercial | Ducted CEE Tier 1
215940080 | Central HP <5.4 tons | DAY & NIGHT | HRCU-A-CB (Split System: Heat Pump with Remote Outdoor Unit-Air-Source) | C5H3V36*K*AAA* |  |  | ESH5X42M12A*+WALLCON | *97CTN1002122A* | 33600 | 19 | 9 | 34600 | 26600 | 76.88% | 1.94 | 0 | 11.5 |  |  |  | No | R-454B | 2.8 | Residential & Commercial | Ducted CEE Tier 1
215940330 | Central HP <5.4 tons | DAY & NIGHT | HRCU-A-CB (Split System: Heat Pump with Remote Outdoor Unit-Air-Source) | C5H3V36*K*AAA* |  |  | EVM5X49M21A*+WALLCON | *96CTN0802120B* | 35600 | 21.5 | 8.5 | 38000 | 28600 | 75.26% | 2.04 | 0 | 12 |  |  |  | No | R-454B | 2.9667 | Residential & Commercial | Ducted CEE Tier 1
215425708 | Central HP <5.4 tons | YORK | HRCU-A-CB (Split System: Heat Pump with Remote Outdoor Unit-Air-Source) | HH824E2S11 | ADP |  | H,YE24*36+TXV | TM9E060A10MP12 | 21800 | 16 | 8.55 | 21200 | 17700 | 83.49% | 1.92 | 0 | 10 |  |  |  | No | R-454B | 1.8167 | Residential & Commercial | Ducted CEE Tier 1
215425726 | Central HP <5.4 tons | YORK | HRCU-A-CB (Split System: Heat Pump with Remote Outdoor Unit-Air-Source) | HH824E2S11 | ADP |  | H,YE33*30+TXV | TM9E080B12MP12 | 23000 | 17 | 9 | 21400 | 18300 | 85.51% | 2 | 0 | 11.7 |  |  |  | No | R-454B | 1.9167 | Residential & Commercial | Ducted CEE Tier 1
215425727 | Central HP <5.4 tons | YORK | HRCU-A-CB (Split System: Heat Pump with Remote Outdoor Unit-Air-Source) | HH824E2S11 | ADP |  | H,YE7J*24+TXV | TM9E080B12MP12 | 23000 | 17 | 9 | 21400 | 18300 | 85.51% | 2 | 0 | 11.7 |  |  |  | No | R-454B | 1.9167 | Residential & Commercial | Ducted CEE Tier 1
215425728 | Central HP <5.4 tons | YORK | HRCU-A-CB (Split System: Heat Pump with Remote Outdoor Unit-Air-Source) | HH824E2S11 | ADP |  | H,YE24*24+TXV | TM9V040A10MP12 | 22000 | 16 | 8.55 | 21200 | 17100 | 80.66% | 1.92 | 0 | 10.5 |  |  |  | No | R-454B | 1.8333 | Residential & Commercial | Ducted CEE Tier 1
215425762 | Central HP <5.4 tons | YORK | HRCU-A-CB (Split System: Heat Pump with Remote Outdoor Unit-Air-Source) | HH824E2S11 | ADP |  | H,YE7J*24+TXV | TM9Y060B12MP11 | 22400 | 17 | 8.8 | 21400 | 17300 | 80.84% | 1.96 | 0 | 11 |  |  |  | No | R-454B | 1.8667 | Residential & Commercial | Ducted CEE Tier 1
215425777 | Central HP <5.4 tons | YORK | HRCU-A-CB (Split System: Heat Pump with Remote Outdoor Unit-Air-Source) | HH824E2S11 | ADP |  | H,YE24*24+TXV | Y81E080B12SMPS1 | 21800 | 18 | 9 | 21200 | 17500 | 82.55% | 1.92 | 0 | 11 |  |  |  | No | R-454B | 1.8167 | Residential & Commercial | Ducted CEE Tier 1
215425812 | Central HP <5.4 tons | YORK | HRCU-A-CB (Split System: Heat Pump with Remote Outdoor Unit-Air-Source) | HH824E2S11 | ADP |  | H,YE32*30+TXV-BLEED | Y91E040A10SMPS1 | 22200 | 17 | 8.2 | 21200 | 17400 | 82.08% | 1.94 | 0 | 11.5 |  |  |  | No | R-454B | 1.85 | Residential & Commercial | Ducted CEE Tier 1
214776358 | Central HP <5.4 tons | YORK | HRCU-A-CB (Split System: Heat Pump with Remote Outdoor Unit-Air-Source) | HH824E2S11 | ADP |  | CH360**C+TXV | TMLE040A12MP11 | 22200 | 16 | 8.65 | 20800 | 16800 | 80.77% | 1.94 | 0 | 11.5 |  |  |  | No | R-454B | 1.85 | Residential & Commercial | Ducted CEE Tier 1
213312833 | Central HP <5.4 tons | BRYANT HEATING AND COOLING SYSTEMS | HRCU-A-CB (Split System: Heat Pump with Remote Outdoor Unit-Air-Source) | 38MURAQ18AB3* | ADP |  | V36H***P039+CBPE3A* |  | 17500 | 15.5 | 8.7 | 17000 | 19400 | 114.1% | 2.32 | 0 | 10.5 |  |  |  | No | R-410A | 1.4583 | Residential & Commercial | Ducted CEE Tier 1
212498427 | Central HP <5.4 tons | CARRIER | HRCU-A-CB (Split System: Heat Pump with Remote Outdoor Unit-Air-Source) | 38MURAQ18AB3* | ADP |  | CP2301A+TXV+TD |  | 17100 | 15.2 | 8.6 | 17000 | 19300 | 113.5% | 2.3 | 0 | 10.5 |  |  |  | No | R-410A | 1.425 | Residential & Commercial | Ducted CEE Tier 1
216440214 | Central HP <5.4 tons | TRANE | HRCU-A-CB (Split System: Heat Pump with Remote Outdoor Unit-Air-Source) | 5TWV0X36A1 |  |  | 5TXCC007AS3 | S9V2C100U4VSB+LRP | 34200 | 20 | 9.4 | 32600 | 24200 | 74.23% | 2.1 | 0 | 12.5 |  |  |  | No | R-454B | 2.85 | Residential & Commercial | Ducted CEE Tier 1
216440216 | Central HP <5.4 tons | TRANE | HRCU-A-CB (Split System: Heat Pump with Remote Outdoor Unit-Air-Source) | 5TWV0X36A1 |  |  | 5TXCC009AS3 | S9V2C100U5VSB+LRP | 34800 | 20 | 9.4 | 32400 | 23800 | 73.46% | 2.1 | 0 | 12.7 |  |  |  | No | R-454B | 2.9 | Residential & Commercial | Ducted CEE Tier 1
214573751 | Central HP <5.4 tons | AIRQUEST | HRCU-A-CB (Split System: Heat Pump with Remote Outdoor Unit-Air-Source) | HVH837GKA2* |  |  | EA*4X42L21A*+WALLCON | *95CSU1002122B* | 31800 | 17.5 | 8.5 | 32800 | 24400 | 74.39% | 1.9 | 0 | 11 |  |  |  | No | R-410A | 2.65 | Residential & Commercial | Ducted CEE Tier 1
214573801 | Central HP <5.4 tons | AIRQUEST | HRCU-A-CB (Split System: Heat Pump with Remote Outdoor Unit-Air-Source) | HVH837GKA2* |  |  | EA*4X42L24A*+WALLCON | *95CSU0802120B* | 31800 | 17 | 8.5 | 33000 | 24400 | 73.94% | 1.9 | 0 | 11 |  |  |  | No | R-410A | 2.65 | Residential & Commercial | Ducted CEE Tier 1
214573661 | Central HP <5.4 tons | AIRQUEST | HRCU-A-CB (Split System: Heat Pump with Remote Outdoor Unit-Air-Source) | HVH837GKA2* |  |  | EA*4X36L21A*+WALLCON | *96CTN0802120B* | 31600 | 17.5 | 8.1 | 32800 | 24200 | 73.78% | 1.86 | 0 | 11 |  |  |  | No | R-410A | 2.6333 | Residential & Commercial | Ducted CEE Tier 1
214573681 | Central HP <5.4 tons | AIRQUEST | HRCU-A-CB (Split System: Heat Pump with Remote Outdoor Unit-Air-Source) | HVH837GKA2* |  |  | EA*4X37L21A*+WALLCON | *95CSU0802120B* | 32800 | 17.5 | 8.5 | 32800 | 25200 | 76.83% | 2 | 0 | 11 |  |  |  | No | R-410A | 2.7333 | Residential & Commercial | Ducted CEE Tier 1
214572711 | Central HP <5.4 tons | AIRQUEST | HRCU-A-CB (Split System: Heat Pump with Remote Outdoor Unit-Air-Source) | HVH837GKA** |  |  | EA*4X43L21A*+WALLCON | *80CTL0702120B* | 32800 | 17.5 | 8.5 | 32800 | 25200 | 76.83% | 2 | 0 | 11 |  |  |  | No | R-410A | 2.7333 | Residential & Commercial | Ducted CEE Tier 1
214572811 | Central HP <5.4 tons | AIRQUEST | HRCU-A-CB (Split System: Heat Pump with Remote Outdoor Unit-Air-Source) | HVH837GKA** |  |  | EA*4X48L21A*+WALLCON | *97CMN0802120B* | 32200 | 17.5 | 8.5 | 32400 | 25000 | 77.16% | 1.98 | 0 | 11 |  |  |  | No | R-410A | 2.6833 | Residential & Commercial | Ducted CEE Tier 1
214573311 | Central HP <5.4 tons | AIRQUEST | HRCU-A-CB (Split System: Heat Pump with Remote Outdoor Unit-Air-Source) | HVH837GKA** |  |  | EN(A,D)4X36L21**+WALLCON | *80CTL0702120B* | 31400 | 17 | 8.1 | 33200 | 24200 | 72.89% | 1.82 | 0 | 11 |  |  |  | No | R-410A | 2.6167 | Residential & Commercial | Ducted CEE Tier 1
214573511 | Central HP <5.4 tons | AIRQUEST | HRCU-A-CB (Split System: Heat Pump with Remote Outdoor Unit-Air-Source) | HVH837GKA** |  |  | EN(A,D)4X48L24**+WALLCON | *95CSU1002122B* | 32400 | 17.5 | 8.5 | 32600 | 24800 | 76.07% | 1.98 | 0 | 11.5 |  |  |  | No | R-410A | 2.7 | Residential & Commercial | Ducted CEE Tier 1
214571261 | Central HP <5.4 tons | AIRQUEST | HRCU-A-CB (Split System: Heat Pump with Remote Outdoor Unit-Air-Source) | HVH825GKA3* |  |  | EN(A,D,W)4X48L21**+WALLCON | *96CTN0802120B* | 24200 | 17 | 8.1 | 21200 | 16600 | 78.3% | 2.02 | 0 | 11.5 |  |  |  | No | R-410A | 2.0167 | Residential & Commercial | Ducted CEE Tier 1
214572531 | Central HP <5.4 tons | AIRQUEST | HRCU-A-CB (Split System: Heat Pump with Remote Outdoor Unit-Air-Source) | HVH837GKA** |  |  | EA*4X37L21A*+WALLCON | *80CTL0702120B* | 32800 | 17.5 | 8.5 | 32800 | 25200 | 76.83% | 2 | 0 | 11 |  |  |  | No | R-410A | 2.7333 | Residential & Commercial | Ducted CEE Tier 1
214066679 | Central HP <5.4 tons | RHEEM | HRCU-A-CB (Split System: Heat Pump with Remote Outdoor Unit-Air-Source) | RD17AZ36AJ3N |  |  | RCFZ3621MTANM | R951V1005A21M4S | 34200 | 17 | 8.1 | 34200 | 29600 | 86.55% | 1.9 | 0 | 10 |  |  |  | No | R-410A | 2.85 | Residential & Commercial | Ducted CEE Tier 1
214066728 | Central HP <5.4 tons | RHEEM | HRCU-A-CB (Split System: Heat Pump with Remote Outdoor Unit-Air-Source) | RD17AZ36AJ3N |  |  | RCFZ3621MTANM | R96VA0602317M | 34200 | 18 | 8.1 | 34200 | 29800 | 87.13% | 1.9 | 0 | 10 |  |  |  | No | R-410A | 2.85 | Residential & Commercial | Ducted CEE Tier 1
214776563 | Central HP <5.4 tons | YORK | HRCU-A-CB (Split System: Heat Pump with Remote Outdoor Unit-Air-Source) | HH860E2S11 | ADP |  | CV602D*A+TXV | TM9V080C16MP12 | 43500 | 18 | 8.5 | 42000 | 33000 | 78.57% | 2 | 0 | 11 |  |  |  | No | R-454B | 3.625 | Residential & Commercial | Ducted CEE Tier 1
214776565 | Central HP <5.4 tons | YORK | HRCU-A-CB (Split System: Heat Pump with Remote Outdoor Unit-Air-Source) | HH860E2S11 | ADP |  | CH480C*C+TXV | TM9V100C16MP12 | 42500 | 17 | 8.3 | 42000 | 32800 | 78.1% | 1.96 | 0 | 11 |  |  |  | No | R-454B | 3.5417 | Residential & Commercial | Ducted CEE Tier 1
214776579 | Central HP <5.4 tons | YORK | HRCU-A-CB (Split System: Heat Pump with Remote Outdoor Unit-Air-Source) | HH860E2S11 | ADP |  | CH602**A+TXV | TM9V100C16MP12 | 43500 | 18 | 8.5 | 42000 | 32800 | 78.1% | 2 | 0 | 11.7 |  |  |  | No | R-454B | 3.625 | Residential & Commercial | Ducted CEE Tier 1
214776580 | Central HP <5.4 tons | YORK | HRCU-A-CB (Split System: Heat Pump with Remote Outdoor Unit-Air-Source) | HH860E2S11 | ADP |  | CV602D*A+TXV | TM9V100C16MP12 | 43500 | 18 | 8.5 | 42000 | 32800 | 78.1% | 2 | 0 | 11.7 |  |  |  | No | R-454B | 3.625 | Residential & Commercial | Ducted CEE Tier 1
214776630 | Central HP <5.4 tons | YORK | HRCU-A-CB (Split System: Heat Pump with Remote Outdoor Unit-Air-Source) | HH860E2S11 | ADP |  | CX601C*35+TXV | TMLE080C20MP11 | 53500 | 19 | 8.5 | 53000 | 39500 | 74.53% | 2 | 0 | 11 |  |  |  | No | R-454B | 4.4583 | Residential & Commercial | Ducted CEE Tier 1
214776633 | Central HP <5.4 tons | YORK | HRCU-A-CB (Split System: Heat Pump with Remote Outdoor Unit-Air-Source) | HH860E2S11 | ADP |  | CV606**C+TXV | TMLE080C20MP11 | 53500 | 19 | 8.5 | 53000 | 39500 | 74.53% | 2 | 0 | 11 |  |  |  | No | R-454B | 4.4583 | Residential & Commercial | Ducted CEE Tier 1
214776647 | Central HP <5.4 tons | YORK | HRCU-A-CB (Split System: Heat Pump with Remote Outdoor Unit-Air-Source) | HH860E2S11 | ADP |  | CV601**C+TXV | TMLE100C16MP11 | 44500 | 17 | 8.5 | 43500 | 33800 | 77.7% | 2 | 0 | 11 |  |  |  | No | R-454B | 3.7083 | Residential & Commercial | Ducted CEE Tier 1
214776648 | Central HP <5.4 tons | YORK | HRCU-A-CB (Split System: Heat Pump with Remote Outdoor Unit-Air-Source) | HH860E2S11 | ADP |  | CX601C*35+TXV | TMLE100C16MP11 | 44500 | 18 | 8.5 | 43500 | 33800 | 77.7% | 2 | 0 | 11 |  |  |  | No | R-454B | 3.7083 | Residential & Commercial | Ducted CEE Tier 1
213785516 | Central HP <5.4 tons | CARRIER | HRCU-A-CB (Split System: Heat Pump with Remote Outdoor Unit-Air-Source) | 25VNA436A*031* |  |  | CAP**4824AL*+UI | 59TN6C120C24**22 | 33200 | 19.5 | 9 | 36400 | 25800 | 70.88% | 2.04 | 0 | 12 |  |  |  | No | R-410A | 2.7667 | Residential & Commercial | Ducted CEE Tier 1
213785530 | Central HP <5.4 tons | CARRIER | HRCU-A-CB (Split System: Heat Pump with Remote Outdoor Unit-Air-Source) | 25VNA436A*031* |  |  | CAP**6024AL*+UI | 59TN6C120C24**22 | 33800 | 19.5 | 9 | 35800 | 25200 | 70.39% | 2 | 0 | 12 |  |  |  | No | R-410A | 2.8167 | Residential & Commercial | Ducted CEE Tier 1
213785550 | Central HP <5.4 tons | CARRIER | HRCU-A-CB (Split System: Heat Pump with Remote Outdoor Unit-Air-Source) | 25VNA436A*031* |  |  | CAP**6121AL*+UI | 59TN6C060C17**14 | 34000 | 19 | 9 | 36000 | 25400 | 70.56% | 1.98 | 0 | 11.7 |  |  |  | No | R-410A | 2.8333 | Residential & Commercial | Ducted CEE Tier 1
211386779 | Central HP <5.4 tons | FRASER-JOHNSTON | HRCU-A-CB (Split System: Heat Pump with Remote Outdoor Unit-Air-Source) | HMH72B341 |  |  | XAFC30CXXN1+TXV | TM9Y100C16MP11 | 32800 | 18 | 8.1 | 33400 | 23400 | 70.06% | 2.04 | 0 | 10 |  |  |  | No | R-410A | 2.7333 | Residential & Commercial | Ducted CEE Tier 1
214569635 | Central HP <5.4 tons | BRYANT HEATING AND COOLING SYSTEMS | HRCU-A-CB (Split System: Heat Pump with Remote Outdoor Unit-Air-Source) | 284ANV036*0**B* |  |  | CSPH*4212AL*+UI | 935CB60080C21*** | 34000 | 18.5 | 9 | 36600 | 26000 | 71.04% | 2.04 | 0 | 11.5 |  |  |  | No | R-410A | 2.8333 | Residential & Commercial | Ducted CEE Tier 1
214569687 | Central HP <5.4 tons | BRYANT HEATING AND COOLING SYSTEMS | HRCU-A-CB (Split System: Heat Pump with Remote Outdoor Unit-Air-Source) | 284ANV036*0**B* |  |  | CNPV*4824AL*+UI | 935CB60080C21*** | 33800 | 19 | 9 | 36800 | 26000 | 70.65% | 2.04 | 0 | 12.5 |  |  |  | No | R-410A | 2.8167 | Residential & Commercial | Ducted CEE Tier 1
214569460 | Central HP <5.4 tons | CARRIER | HRCU-A-CB (Split System: Heat Pump with Remote Outdoor Unit-Air-Source) | 25VNA448A*031* |  |  | CSPH*4812AL*+UI | 59CU5B100C21**22 | 44500 | 20.5 | 9.5 | 46500 | 36400 | 78.28% | 2.24 | 0 | 11.5 |  |  |  | No | R-410A | 3.7083 | Residential & Commercial | Ducted CEE Tier 1
215425715 | Central HP <5.4 tons | YORK | HRCU-A-CB (Split System: Heat Pump with Remote Outdoor Unit-Air-Source) | HH824E2S11 | ADP |  | H,YE24*36+TXV | TM9E060B12MP12 | 22400 | 16 | 8.8 | 21400 | 17900 | 83.64% | 1.96 | 0 | 11 |  |  |  | No | R-454B | 1.8667 | Residential & Commercial | Ducted CEE Tier 1
215425724 | Central HP <5.4 tons | YORK | HRCU-A-CB (Split System: Heat Pump with Remote Outdoor Unit-Air-Source) | HH824E2S11 | ADP |  | H,YE32*24+TXV | TM9E080B12MP12 | 22200 | 17 | 8.65 | 21200 | 17600 | 83.02% | 1.94 | 0 | 11 |  |  |  | No | R-454B | 1.85 | Residential & Commercial | Ducted CEE Tier 1
215425740 | Central HP <5.4 tons | YORK | HRCU-A-CB (Split System: Heat Pump with Remote Outdoor Unit-Air-Source) | HH824E2S11 | ADP |  | H,YE33*30+TXV | TM9V060B12MP12 | 22400 | 17 | 8.8 | 21400 | 17200 | 80.37% | 1.96 | 0 | 11 |  |  |  | No | R-454B | 1.8667 | Residential & Commercial | Ducted CEE Tier 1
214776318 | Central HP <5.4 tons | YORK | HRCU-A-CB (Split System: Heat Pump with Remote Outdoor Unit-Air-Source) | HH824E2S11 | ADP |  | CH360**C+TXV | TM9E026A08MP12 | 22200 | 16 | 8.65 | 21200 | 17200 | 81.13% | 1.94 | 0 | 10.5 |  |  |  | No | R-454B | 1.85 | Residential & Commercial | Ducted CEE Tier 1
214776325 | Central HP <5.4 tons | YORK | HRCU-A-CB (Split System: Heat Pump with Remote Outdoor Unit-Air-Source) | HH824E2S11 | ADP |  | CH360**C+TXV | TM9E040A10MP12 | 22200 | 16 | 8.65 | 21200 | 17700 | 83.49% | 1.94 | 0 | 10.5 |  |  |  | No | R-454B | 1.85 | Residential & Commercial | Ducted CEE Tier 1
214776334 | Central HP <5.4 tons | YORK | HRCU-A-CB (Split System: Heat Pump with Remote Outdoor Unit-Air-Source) | HH824E2S11 | ADP |  | CH368A*C+TXV | TM9E060A10MP12 | 22800 | 16 | 8.9 | 21400 | 17700 | 82.71% | 1.98 | 0 | 10.5 |  |  |  | No | R-454B | 1.9 | Residential & Commercial | Ducted CEE Tier 1
214776368 | Central HP <5.4 tons | YORK | HRCU-A-CB (Split System: Heat Pump with Remote Outdoor Unit-Air-Source) | HH824E2S11 | ADP |  | CV360**C+TXV | Y81E060A12SMPS1 | 21800 | 17 | 8.45 | 20800 | 16900 | 81.25% | 1.9 | 0 | 11 |  |  |  | No | R-454B | 1.8167 | Residential & Commercial | Ducted CEE Tier 1
213785727 | Central HP <5.4 tons | BRYANT HEATING AND COOLING SYSTEMS | HRCU-A-CB (Split System: Heat Pump with Remote Outdoor Unit-Air-Source) | 284ANV036*0**B* |  |  | CSPH*4812AL*+UI | 986TD66100C21*** | 33600 | 18.5 | 8.5 | 36600 | 25800 | 70.49% | 2.04 | 0 | 12 |  |  |  | No | R-410A | 2.8 | Residential & Commercial | Ducted CEE Tier 1
211389523 | Central HP <5.4 tons | COLEMAN | HRCU-A-CB (Split System: Heat Pump with Remote Outdoor Unit-Air-Source) | HMH72B341 |  |  | XAFC36DXXN1+TXV | TM8Y100C16MP11 | 34000 | 18.5 | 8.5 | 34000 | 24000 | 70.59% | 2.1 | 0 | 10 |  |  |  | No | R-410A | 2.8333 | Residential & Commercial | Ducted CEE Tier 1
211389741 | Central HP <5.4 tons | COLEMAN | HRCU-A-CB (Split System: Heat Pump with Remote Outdoor Unit-Air-Source) | HMH72B341 |  |  | XAFB36DBCN1 | TM8Y080B12MP11 | 34000 | 18 | 8.1 | 33400 | 23600 | 70.66% | 2.04 | 0 | 10 |  |  |  | No | R-410A | 2.8333 | Residential & Commercial | Ducted CEE Tier 1
211389893 | Central HP <5.4 tons | COLEMAN | HRCU-A-CB (Split System: Heat Pump with Remote Outdoor Unit-Air-Source) | HMH72B341 |  |  | XAUB30CXXN1+TXV | TM8Y060A12MP11 | 32600 | 17.5 | 8.1 | 33400 | 23400 | 70.06% | 2.02 | 0 | 10 |  |  |  | No | R-410A | 2.7167 | Residential & Commercial | Ducted CEE Tier 1
211390293 | Central HP <5.4 tons | COLEMAN | HRCU-A-CB (Split System: Heat Pump with Remote Outdoor Unit-Air-Source) | HMH72B341 |  |  | XAFC36DBCN1 | TPLC100C16MP13 | 34000 | 17.5 | 8.5 | 33800 | 23800 | 70.41% | 2.08 | 0 | 10 |  |  |  | No | R-410A | 2.8333 | Residential & Commercial | Ducted CEE Tier 1
215933205 | Central HP <5.4 tons | BRYANT HEATING AND COOLING SYSTEMS | HRCU-A-CB (Split System: Heat Pump with Remote Outdoor Unit-Air-Source) | 293VAN036**AA* |  |  | CSAH*3612AM*+UI | 987MC66100C21*** | 33400 | 19 | 9 | 34800 | 26600 | 76.44% | 1.92 | 0 | 11 |  |  |  | No | R-454B | 2.7833 | Residential & Commercial | Ducted CEE Tier 1
215932465 | Central HP <5.4 tons | BRYANT HEATING AND COOLING SYSTEMS | HRCU-A-CB (Split System: Heat Pump with Remote Outdoor Unit-Air-Source) | 293VAN036**AA* |  |  | CAA**4821AM*+UI | 987MC42060C17*** | 33000 | 19.5 | 9.5 | 34000 | 26000 | 76.47% | 2.04 | 0 | 11 |  |  |  | No | R-454B | 2.75 | Residential & Commercial | Ducted CEE Tier 1
214573781 | Central HP <5.4 tons | AIRQUEST | HRCU-A-CB (Split System: Heat Pump with Remote Outdoor Unit-Air-Source) | HVH837GKA2* |  |  | EA*4X42L21A*+WALLCON | *96CTN0802120B* | 31800 | 17.5 | 8.5 | 32800 | 24400 | 74.39% | 1.9 | 0 | 11 |  |  |  | No | R-410A | 2.65 | Residential & Commercial | Ducted CEE Tier 1
214573931 | Central HP <5.4 tons | AIRQUEST | HRCU-A-CB (Split System: Heat Pump with Remote Outdoor Unit-Air-Source) | HVH837GKA2* |  |  | EA*4X48L21A*+WALLCON | *95CSU1002122B* | 32400 | 17.5 | 8.5 | 32400 | 24800 | 76.54% | 2 | 0 | 11.5 |  |  |  | No | R-410A | 2.7 | Residential & Commercial | Ducted CEE Tier 1
214573730 | Central HP <5.4 tons | HEIL | HRCU-A-CB (Split System: Heat Pump with Remote Outdoor Unit-Air-Source) | HVH837GKA2* |  |  | EA*4X42L21A*+WALLCON | *80CTL0702120B* | 31800 | 17 | 8.5 | 33000 | 24400 | 73.94% | 1.9 | 0 | 11 |  |  |  | No | R-410A | 2.65 | Residential & Commercial | Ducted CEE Tier 1
214573671 | Central HP <5.4 tons | AIRQUEST | HRCU-A-CB (Split System: Heat Pump with Remote Outdoor Unit-Air-Source) | HVH837GKA2* |  |  | EA*4X37L21A*+WALLCON | *80CTL0702120B* | 32800 | 17.5 | 8.5 | 32800 | 25200 | 76.83% | 2 | 0 | 11 |  |  |  | No | R-410A | 2.7333 | Residential & Commercial | Ducted CEE Tier 1
213738512 | Central HP <5.4 tons | DAY & NIGHT | HRCU-A-CB (Split System: Heat Pump with Remote Outdoor Unit-Air-Source) | DLCURAH36ABK | ADP |  | FG82936 | *80VSL0451412B* | 35400 | 16 | 8.1 | 36800 | 34600 | 94.02% | 1.94 | 0 | 10 |  |  |  | No | R-410A | 2.95 | Residential & Commercial | Ducted CEE Tier 1
213738530 | Central HP <5.4 tons | DAY & NIGHT | HRCU-A-CB (Split System: Heat Pump with Remote Outdoor Unit-Air-Source) | DLCURAH36ABK | ADP |  | FG82936 | *92MSN0601412A* | 36200 | 15.2 | 8.5 | 36800 | 34800 | 94.57% | 2 | 0 | 10 |  |  |  | No | R-410A | 3.0167 | Residential & Commercial | Ducted CEE Tier 1
212407359 | Central HP <5.4 tons | BRYANT HEATING AND COOLING SYSTEMS | HRCU-A-CB (Split System: Heat Pump with Remote Outdoor Unit-Air-Source) | 284ANV036*0**B* | ADP |  | C36A***C759 | 88*TA36070C14*** | 33400 | 19 | 9 | 33800 | 25800 | 76.33% | 2 | 0 | 12 |  |  |  | No | R-410A | 2.7833 | Residential & Commercial | Ducted CEE Tier 1
214569408 | Central HP <5.4 tons | CARRIER | HRCU-A-CB (Split System: Heat Pump with Remote Outdoor Unit-Air-Source) | 25VNA448A*031* |  |  | CAP**4824AL*+UI | 58TN*B070C21**20 | 43500 | 21 | 9.5 | 46500 | 36600 | 78.71% | 2.26 | 0 | 11.5 |  |  |  | No | R-410A | 3.625 | Residential & Commercial | Ducted CEE Tier 1
214569510 | Central HP <5.4 tons | CARRIER | HRCU-A-CB (Split System: Heat Pump with Remote Outdoor Unit-Air-Source) | 25VNA448A*031* |  |  | CNPV*6024AL*+UI | 59MN7C060C21**20 | 44000 | 20.5 | 9 | 46500 | 36800 | 79.14% | 2.22 | 0 | 11.5 |  |  |  | No | R-410A | 3.6667 | Residential & Commercial | Ducted CEE Tier 1
214569679 | Central HP <5.4 tons | BRYANT HEATING AND COOLING SYSTEMS | HRCU-A-CB (Split System: Heat Pump with Remote Outdoor Unit-Air-Source) | 284ANV036*0**B* |  |  | CNPV*4821AL*+UI | 987MC60060C21*** | 33600 | 19 | 9 | 36800 | 26200 | 71.2% | 2.02 | 0 | 12 |  |  |  | No | R-410A | 2.8 | Residential & Commercial | Ducted CEE Tier 1
213361070 | Central HP <5.4 tons | LENNOX | HRCU-A-CB (Split System: Heat Pump with Remote Outdoor Unit-Air-Source) | SL25XPV-048-230A** | ADP |  | LH40/61W9 | EL297UH090XV48C* | 44500 | 20 | 9.2 | 43500 | 37200 | 85.52% | 1.8 | 0 | 12 |  |  |  | No | R-410A | 3.7083 | Residential & Commercial | Ducted CEE Tier 1
214776649 | Central HP <5.4 tons | YORK | HRCU-A-CB (Split System: Heat Pump with Remote Outdoor Unit-Air-Source) | HH860E2S11 | ADP |  | CH605D*C+TXV | TMLE100C16MP11 | 44500 | 18 | 8.5 | 43500 | 33800 | 77.7% | 2 | 0 | 11 |  |  |  | No | R-454B | 3.7083 | Residential & Commercial | Ducted CEE Tier 1
214776716 | Central HP <5.4 tons | YORK | HRCU-A-CB (Split System: Heat Pump with Remote Outdoor Unit-Air-Source) | HH860E2S11 | ADP |  | CH600C*C+TXV | TMLV120C20MP12 | 52000 | 18 | 8.3 | 52000 | 38500 | 74.04% | 1.96 | 0 | 10.5 |  |  |  | No | R-454B | 4.3333 | Residential & Commercial | Ducted CEE Tier 1
214776731 | Central HP <5.4 tons | YORK | HRCU-A-CB (Split System: Heat Pump with Remote Outdoor Unit-Air-Source) | HH860E2S11 | ADP |  | CH604**C+TXV | Y81E080C16SMPS1 | 44500 | 18 | 8.5 | 42500 | 33000 | 77.65% | 2 | 0 | 12 |  |  |  | No | R-454B | 3.7083 | Residential & Commercial | Ducted CEE Tier 1
214776748 | Central HP <5.4 tons | YORK | HRCU-A-CB (Split System: Heat Pump with Remote Outdoor Unit-Air-Source) | HH860E2S11 | ADP |  | CH600D*C+TXV | Y81E080C20SMPS1 | 51500 | 18 | 8.3 | 52000 | 38500 | 74.04% | 1.96 | 0 | 10.5 |  |  |  | No | R-454B | 4.2917 | Residential & Commercial | Ducted CEE Tier 1
214776766 | Central HP <5.4 tons | YORK | HRCU-A-CB (Split System: Heat Pump with Remote Outdoor Unit-Air-Source) | HH860E2S11 | ADP |  | CH605D*C+TXV | Y81E100C20SMPS1 | 44500 | 18 | 8.5 | 42500 | 33000 | 77.65% | 2 | 0 | 12 |  |  |  | No | R-454B | 3.7083 | Residential & Commercial | Ducted CEE Tier 1
214776782 | Central HP <5.4 tons | YORK | HRCU-A-CB (Split System: Heat Pump with Remote Outdoor Unit-Air-Source) | HH860E2S11 | ADP |  | CV606**C+TXV | Y81E120C20SMPS1 | 52500 | 19 | 8.5 | 51500 | 38000 | 73.79% | 2 | 0 | 11.7 |  |  |  | No | R-454B | 4.375 | Residential & Commercial | Ducted CEE Tier 1
214776797 | Central HP <5.4 tons | YORK | HRCU-A-CB (Split System: Heat Pump with Remote Outdoor Unit-Air-Source) | HH860E2S11 | ADP |  | CX601C*35+TXV | YP9C080C16MP13 | 43500 | 18 | 8.5 | 42000 | 33000 | 78.57% | 2 | 0 | 11 |  |  |  | No | R-454B | 3.625 | Residential & Commercial | Ducted CEE Tier 1
214776799 | Central HP <5.4 tons | YORK | HRCU-A-CB (Split System: Heat Pump with Remote Outdoor Unit-Air-Source) | HH860E2S11 | ADP |  | CV605**C+TXV | YP9C080C16MP13 | 43500 | 18 | 8.5 | 42000 | 33000 | 78.57% | 2 | 0 | 11 |  |  |  | No | R-454B | 3.625 | Residential & Commercial | Ducted CEE Tier 1
214608258 | Central HP <5.4 tons | TRANE | HRCU-A-C (Split System: Heat Pump with Remote Outdoor Unit with No Indoor Fan --Air Source) | E4HL5030A1000A |  |  | 4TXCB003DS3 |  | 24000 | 15.2 | 8.1 | 24000 | 19500 | 81.25% | 1.75 | 0 | 10 |  |  |  | No | R-410A | 2 | Residential & Commercial | Ducted CEE Tier 1
214584629 | Central HP <5.4 tons | CHAMPION HEATING AND COOLING | HRCU-A-CB (Split System: Heat Pump with Remote Outdoor Unit-Air-Source) | HH836E2S11 |  |  | CTF48C5CFS1 | Z8ES120C16SMPS1 | 34000 | 19 | 9 | 31600 | 25200 | 79.75% | 2 | 0 | 11.7 |  |  |  | No | R-454B | 2.8333 | Residential & Commercial | Ducted CEE Tier 1
215853439 | Central HP <5.4 tons | CHAMPION HEATING AND COOLING | HRCU-A-CB (Split System: Heat Pump with Remote Outdoor Unit-Air-Source) | HH836E2S11 |  |  | CTU48C5XFS1+JMET16CS2N1+TXV |  | 33800 | 19 | 9 | 31200 | 25200 | 80.77% | 2 | 0 | 11.7 |  |  |  | No | R-454B | 2.8167 | Residential & Commercial | Ducted CEE Tier 1
215870944 | Central HP <5.4 tons | YORK | HRCU-A-CB (Split System: Heat Pump with Remote Outdoor Unit-Air-Source) | HH836E2S11 | ADP |  | CH365B*C+TXV | Y81E100B12SMPS1 | 32600 | 17 | 8.4 | 28800 | 24400 | 84.72% | 1.98 | 0 | 11.5 |  |  |  | No | R-454B | 2.7167 | Residential & Commercial | Ducted CEE Tier 1
213785760 | Central HP <5.4 tons | CARRIER | HRCU-A-CB (Split System: Heat Pump with Remote Outdoor Unit-Air-Source) | 25VNA436A*031* |  |  | CSPH*6012AL*+UI | 59TN6C120C24**22 | 34000 | 19 | 8.5 | 36000 | 25200 | 70% | 2.02 | 0 | 12 |  |  |  | No | R-410A | 2.8333 | Residential & Commercial | Ducted CEE Tier 1
214776832 | Central HP <5.4 tons | YORK | HRCU-A-CB (Split System: Heat Pump with Remote Outdoor Unit-Air-Source) | HH860E2S11 | ADP |  | CV602D*A+TXV | YP9C120D20MP13 | 53000 | 19 | 8.5 | 52500 | 39000 | 74.29% | 2 | 0 | 11 |  |  |  | No | R-454B | 4.4167 | Residential & Commercial | Ducted CEE Tier 1
214776833 | Central HP <5.4 tons | YORK | HRCU-A-CB (Split System: Heat Pump with Remote Outdoor Unit-Air-Source) | HH860E2S11 | ADP |  | CV609**A+TXV | YP9C120D20MP13 | 53000 | 19 | 8.5 | 52500 | 39000 | 74.29% | 2 | 0 | 11 |  |  |  | No | R-454B | 4.4167 | Residential & Commercial | Ducted CEE Tier 1
214776847 | Central HP <5.4 tons | YORK | HRCU-A-CB (Split System: Heat Pump with Remote Outdoor Unit-Air-Source) | HH860E2S11 | ADP |  | CV607**C+TXV | YPLC080C16MP13 | 43500 | 18 | 8.5 | 42000 | 32800 | 78.1% | 2 | 0 | 11.7 |  |  |  | No | R-454B | 3.625 | Residential & Commercial | Ducted CEE Tier 1
214776850 | Central HP <5.4 tons | YORK | HRCU-A-CB (Split System: Heat Pump with Remote Outdoor Unit-Air-Source) | HH860E2S11 | ADP |  | CV609**A+TXV | YPLC080C16MP13 | 43500 | 18 | 8.5 | 42000 | 32800 | 78.1% | 2 | 0 | 11.7 |  |  |  | No | R-454B | 3.625 | Residential & Commercial | Ducted CEE Tier 1
214776864 | Central HP <5.4 tons | YORK | HRCU-A-CB (Split System: Heat Pump with Remote Outdoor Unit-Air-Source) | HH860E2S11 | ADP |  | CV605**C+TXV | YPLC100C20MP13 | 44000 | 18 | 8.5 | 42500 | 33200 | 78.12% | 2 | 0 | 11.7 |  |  |  | No | R-454B | 3.6667 | Residential & Commercial | Ducted CEE Tier 1
214776897 | Central HP <5.4 tons | YORK | HRCU-A-CB (Split System: Heat Pump with Remote Outdoor Unit-Air-Source) | HH860E2S11 | ADP |  | CV607**C+TXV | YPLC120C20MP13 | 53000 | 19 | 8.5 | 52000 | 38500 | 74.04% | 2 | 0 | 11 |  |  |  | No | R-454B | 4.4167 | Residential & Commercial | Ducted CEE Tier 1
214776899 | Central HP <5.4 tons | YORK | HRCU-A-CB (Split System: Heat Pump with Remote Outdoor Unit-Air-Source) | HH860E2S11 | ADP |  | CH602**A+TXV | YPLC120C20MP13 | 53000 | 19 | 8.5 | 52000 | 38500 | 74.04% | 2 | 0 | 11 |  |  |  | No | R-454B | 4.4167 | Residential & Commercial | Ducted CEE Tier 1
214776964 | Central HP <5.4 tons | YORK | HRCU-A-CB (Split System: Heat Pump with Remote Outdoor Unit-Air-Source) | HH860E2S11 | ADP |  | CX601C*35+TXV+AEF60CXP* |  | 54000 | 19 | 9 | 52000 | 38000 | 73.08% | 2 | 0 | 11.7 |  |  |  | No | R-454B | 4.5 | Residential & Commercial | Ducted CEE Tier 1
214572581 | Central HP <5.4 tons | AIRQUEST | HRCU-A-CB (Split System: Heat Pump with Remote Outdoor Unit-Air-Source) | HVH837GKA** |  |  | EA*4X37L21A*+WALLCON | *96CTN0802120B* | 33000 | 17.5 | 8.5 | 32600 | 25000 | 76.69% | 2 | 0 | 11.5 |  |  |  | No | R-410A | 2.75 | Residential & Commercial | Ducted CEE Tier 1
214572731 | Central HP <5.4 tons | AIRQUEST | HRCU-A-CB (Split System: Heat Pump with Remote Outdoor Unit-Air-Source) | HVH837GKA** |  |  | EA*4X43L21A*+WALLCON | *95CSU1002122B* | 33000 | 17.5 | 8.5 | 32600 | 25000 | 76.69% | 2 | 0 | 11.5 |  |  |  | No | R-410A | 2.75 | Residential & Commercial | Ducted CEE Tier 1
214570781 | Central HP <5.4 tons | AIRQUEST | HRCU-A-CB (Split System: Heat Pump with Remote Outdoor Unit-Air-Source) | HVH825GKA3* |  |  | EA*4X48L24A*+WALLCON | *96CTN0802120B* | 24200 | 17 | 8.5 | 20800 | 16500 | 79.33% | 2.02 | 0 | 11 |  |  |  | No | R-410A | 2.0167 | Residential & Commercial | Ducted CEE Tier 1
214572701 | Central HP <5.4 tons | AIRQUEST | HRCU-A-CB (Split System: Heat Pump with Remote Outdoor Unit-Air-Source) | HVH837GKA** |  |  | EA*4X42L24A*+WALLCON | *96CTN0802120B* | 31800 | 17.5 | 8.5 | 32800 | 24400 | 74.39% | 1.9 | 0 | 11 |  |  |  | No | R-410A | 2.65 | Residential & Commercial | Ducted CEE Tier 1
214572501 | Central HP <5.4 tons | AIRQUEST | HRCU-A-CB (Split System: Heat Pump with Remote Outdoor Unit-Air-Source) | HVH837GKA** |  |  | EA*4X36L21A*+WALLCON | *97CMN0602120B* | 31400 | 17 | 8.1 | 33200 | 24400 | 73.49% | 1.84 | 0 | 10.5 |  |  |  | No | R-410A | 2.6167 | Residential & Commercial | Ducted CEE Tier 1
214572971 | Central HP <5.4 tons | AIRQUEST | HRCU-A-CB (Split System: Heat Pump with Remote Outdoor Unit-Air-Source) | HVH837GKA** |  |  | EA*4X61L21A*+WALLCON | *95CSU1002122B* | 33200 | 18.5 | 8.5 | 31800 | 24800 | 77.99% | 2 | 0 | 11.5 |  |  |  | No | R-410A | 2.7667 | Residential & Commercial | Ducted CEE Tier 1
215932206 | Central HP <5.4 tons | HEIL | HRCU-A-CB (Split System: Heat Pump with Remote Outdoor Unit-Air-Source) | H5H3V36*K*AAA* |  |  | EA*5X42M21A*+WALLCON | *80CSU1002120A* | 32600 | 19.5 | 9.5 | 35000 | 26800 | 76.57% | 2.02 | 0 | 11 |  |  |  | No | R-454B | 2.7167 | Residential & Commercial | Ducted CEE Tier 1
215295477 | Central HP <5.4 tons | AIRQUEST | HRCU-A-CB (Split System: Heat Pump with Remote Outdoor Unit-Air-Source) | DLCURAH36ABK | ADP |  | H,GE36936 | *96VTN0802120A* | 35400 | 16 | 8.1 | 36200 | 34200 | 94.48% | 2.02 | 0 | 10 |  |  |  | No | R-410A | 2.95 | Residential & Commercial | Ducted CEE Tier 1
215295480 | Central HP <5.4 tons | AIRQUEST | HRCU-A-CB (Split System: Heat Pump with Remote Outdoor Unit-Air-Source) | DLCURAH36ABK | ADP |  | H,GG48936 | *96VTN0802120A* | 35600 | 16 | 8.1 | 36800 | 34400 | 93.48% | 2 | 0 | 10 |  |  |  | No | R-410A | 2.9667 | Residential & Commercial | Ducted CEE Tier 1
215295511 | Central HP <5.4 tons | AIRQUEST | HRCU-A-CB (Split System: Heat Pump with Remote Outdoor Unit-Air-Source) | DLCURAH36ABK | ADP |  | H,GG35936 | *96VTN0802120B* | 35600 | 16 | 8.1 | 36800 | 34800 | 94.57% | 1.9 | 0 | 10 |  |  |  | No | R-410A | 2.9667 | Residential & Commercial | Ducted CEE Tier 1
215295529 | Central HP <5.4 tons | AIRQUEST | HRCU-A-CB (Split System: Heat Pump with Remote Outdoor Unit-Air-Source) | DLCURAH36ABK | ADP |  | H,GE9J936 | *96VTN0802120B* | 35600 | 16 | 8.1 | 36800 | 34800 | 94.57% | 1.9 | 0 | 10 |  |  |  | No | R-410A | 2.9667 | Residential & Commercial | Ducted CEE Tier 1
215932256 | Central HP <5.4 tons | HEIL | HRCU-A-CB (Split System: Heat Pump with Remote Outdoor Unit-Air-Source) | H5H3V36*K*AAA* |  |  | EA*5X42M21A*+WALLCON | *80CTL1102120B* | 32800 | 20 | 9.5 | 34600 | 26600 | 76.88% | 2.02 | 0 | 11.5 |  |  |  | No | R-454B | 2.7333 | Residential & Commercial | Ducted CEE Tier 1
215932406 | Central HP <5.4 tons | HEIL | HRCU-A-CB (Split System: Heat Pump with Remote Outdoor Unit-Air-Source) | H5H3V36*K*AAA* |  |  | EA*5X48M21A*+WALLCON | *80CTL0451712B* | 33000 | 19.5 | 9 | 35400 | 27200 | 76.84% | 1.9 | 0 | 10.5 |  |  |  | No | R-454B | 2.75 | Residential & Commercial | Ducted CEE Tier 1
212552637 | Central HP <5.4 tons | DAY & NIGHT | HRCU-A-CB (Split System: Heat Pump with Remote Outdoor Unit-Air-Source) | CVH848GKA** | ADP |  | V,G60H210P299 | *95CSU0802120A* | 46000 | 17 | 8.5 | 44000 | 34600 | 78.64% | 2 | 0 | 10 |  |  |  | No | R-410A | 3.8333 | Residential & Commercial | Ducted CEE Tier 1
215932626 | Central HP <5.4 tons | HEIL | HRCU-A-CB (Split System: Heat Pump with Remote Outdoor Unit-Air-Source) | H5H3V36*K*AAA* |  |  | EA*5X60M24A*+WALLCON | *97CMN1202422B* | 34000 | 20.5 | 9.5 | 34200 | 26000 | 76.02% | 2.06 | 0 | 11.7 |  |  |  | No | R-454B | 2.8333 | Residential & Commercial | Ducted CEE Tier 1
215933076 | Central HP <5.4 tons | HEIL | HRCU-A-CB (Split System: Heat Pump with Remote Outdoor Unit-Air-Source) | H5H3V36*K*AAA* |  |  | ESH5X36M12A*+WALLCON | *80CTL0701716B* | 33200 | 18.5 | 9 | 35200 | 27000 | 76.7% | 1.92 | 0 | 11 |  |  |  | No | R-454B | 2.7667 | Residential & Commercial | Ducted CEE Tier 1
215933176 | Central HP <5.4 tons | HEIL | HRCU-A-CB (Split System: Heat Pump with Remote Outdoor Unit-Air-Source) | H5H3V36*K*AAA* |  |  | ESH5X36M12A*+WALLCON | *97CMN0602120B* | 33000 | 18.5 | 9 | 35400 | 27200 | 76.84% | 1.92 | 0 | 11 |  |  |  | No | R-454B | 2.75 | Residential & Commercial | Ducted CEE Tier 1
215933426 | Central HP <5.4 tons | HEIL | HRCU-A-CB (Split System: Heat Pump with Remote Outdoor Unit-Air-Source) | H5H3V36*K*AAA* |  |  | ESH5X42M12A*+WALLCON | *97CMN0802120B* | 33600 | 19 | 9 | 34800 | 26600 | 76.44% | 1.94 | 0 | 11.5 |  |  |  | No | R-454B | 2.8 | Residential & Commercial | Ducted CEE Tier 1
215933576 | Central HP <5.4 tons | HEIL | HRCU-A-CB (Split System: Heat Pump with Remote Outdoor Unit-Air-Source) | H5H3V36*K*AAA* |  |  | ESH5X48M12A*+WALLCON | *80CTL0901716B* | 33600 | 19.5 | 9 | 34800 | 26600 | 76.44% | 1.94 | 0 | 11.5 |  |  |  | No | R-454B | 2.8 | Residential & Commercial | Ducted CEE Tier 1
214395020 | Central HP <5.4 tons | BRYANT HEATING AND COOLING SYSTEMS | HRCU-A-CB (Split System: Heat Pump with Remote Outdoor Unit-Air-Source) | 38MURAQ24AB3* |  |  | CNPV*3017AL* | 916SA48060M17*** | 23400 | 16.5 | 9 | 25800 | 24200 | 93.8% | 2 | 0 | 10 |  |  |  | No | R-410A | 1.95 | Residential & Commercial | Ducted CEE Tier 1
212603093 | Central HP <5.4 tons | DAY & NIGHT | HRCU-A-CB (Split System: Heat Pump with Remote Outdoor Unit-Air-Source) | DLCURAH18ABK | ADP |  | FG80936 | *95ESU0401712A* | 17600 | 16 | 8.5 | 16900 | 18400 | 108.9% | 2.26 | 0 | 11 |  |  |  | No | R-410A | 1.4667 | Residential & Commercial | Ducted CEE Tier 1
214573001 | Central HP <5.4 tons | AIRQUEST | HRCU-A-CB (Split System: Heat Pump with Remote Outdoor Unit-Air-Source) | HVH837GKA** |  |  | EA*4X61L21A*+WALLCON | *96CTN0802120B* | 33200 | 18.5 | 8.5 | 31800 | 24800 | 77.99% | 2 | 0 | 11.5 |  |  |  | No | R-410A | 2.7667 | Residential & Commercial | Ducted CEE Tier 1
214573021 | Central HP <5.4 tons | AIRQUEST | HRCU-A-CB (Split System: Heat Pump with Remote Outdoor Unit-Air-Source) | HVH837GKA** |  |  | EA*4X61L24A*+WALLCON | *95CSU0802120B* | 33200 | 17.5 | 8.5 | 32000 | 24800 | 77.5% | 2 | 0 | 11.5 |  |  |  | No | R-410A | 2.7667 | Residential & Commercial | Ducted CEE Tier 1
214573051 | Central HP <5.4 tons | AIRQUEST | HRCU-A-CB (Split System: Heat Pump with Remote Outdoor Unit-Air-Source) | HVH837GKA** |  |  | EA*4X61L24A*+WALLCON | *97CMN0802120B* | 33200 | 17.5 | 8.5 | 31800 | 24800 | 77.99% | 2 | 0 | 11.5 |  |  |  | No | R-410A | 2.7667 | Residential & Commercial | Ducted CEE Tier 1
214573201 | Central HP <5.4 tons | AIRQUEST | HRCU-A-CB (Split System: Heat Pump with Remote Outdoor Unit-Air-Source) | HVH837GKA** |  |  | EHD4X48AAL+WALLCON | *95CSU0802120B* | 32600 | 17.5 | 8.5 | 32800 | 25000 | 76.22% | 1.98 | 0 | 11 |  |  |  | No | R-410A | 2.7167 | Residential & Commercial | Ducted CEE Tier 1
213062452 | Central HP <5.4 tons | ACIQ | HRCU-A-CB (Split System: Heat Pump with Remote Outdoor Unit-Air-Source) | HVH837GKA** |  |  | EA*4X36L17A*+WALLCON | *80CTL0701716A* | 31400 | 17 | 8.1 | 33400 | 24400 | 73.05% | 1.84 | 11 | 11 |  |  |  | No | R-410A | 2.6167 | Residential & Commercial | Ducted CEE Tier 1
215319029 | Central HP <5.4 tons | KENMORE | HRCU-A-CB (Split System: Heat Pump with Remote Outdoor Unit-Air-Source) | D5CUHAH24AAK |  |  | D5FUHAH24XAK |  | 24000 | 18.7 | 10 | 24000 | 20600 | 85.83% | 2.14 | 0 | 12 |  |  |  | No | R-454B | 2 | Residential & Commercial | Ducted CEE Tier 1
215940240 | Central HP <5.4 tons | DAY & NIGHT | HRCU-A-CB (Split System: Heat Pump with Remote Outdoor Unit-Air-Source) | C5H3V36*K*AAA* |  |  | ESH5X60M12A*+WALLCON | *97CTN1002122A* | 34200 | 19.5 | 9 | 34200 | 26000 | 76.02% | 1.94 | 0 | 11.7 |  |  |  | No | R-454B | 2.85 | Residential & Commercial | Ducted CEE Tier 1
215940290 | Central HP <5.4 tons | DAY & NIGHT | HRCU-A-CB (Split System: Heat Pump with Remote Outdoor Unit-Air-Source) | C5H3V36*K*AAA* |  |  | EVM5X44M21A*+WALLCON | *97CTN0601716A* | 35200 | 21 | 8.5 | 38500 | 29400 | 76.36% | 2 | 0 | 11.7 |  |  |  | No | R-454B | 2.9333 | Residential & Commercial | Ducted CEE Tier 1
215940440 | Central HP <5.4 tons | DAY & NIGHT | HRCU-A-CB (Split System: Heat Pump with Remote Outdoor Unit-Air-Source) | C5H3V36*K*AAA* |  |  | EVM5X60M21A*+WALLCON | *97CTN0801716A* | 35400 | 21 | 8.5 | 38500 | 29000 | 75.32% | 2.02 | 0 | 12 |  |  |  | No | R-454B | 2.95 | Residential & Commercial | Ducted CEE Tier 1
215940610 | Central HP <5.4 tons | DAY & NIGHT | HRCU-A-CB (Split System: Heat Pump with Remote Outdoor Unit-Air-Source) | C5H3V36*K*AAA* |  |  | EVD5X38M17A*+WALLCON | *97CTN0801716A* | 35200 | 21 | 8.5 | 38500 | 29200 | 75.84% | 2.06 | 0 | 11.7 |  |  |  | No | R-454B | 2.9333 | Residential & Commercial | Ducted CEE Tier 1
215940810 | Central HP <5.4 tons | DAY & NIGHT | HRCU-A-CB (Split System: Heat Pump with Remote Outdoor Unit-Air-Source) | C5H3V36*K*AAA* |  |  | EVD5X60M21A*+WALLCON | *96CTN0802120B* | 35600 | 21.5 | 8.5 | 38000 | 28600 | 75.26% | 2.02 | 0 | 12 |  |  |  | No | R-454B | 2.9667 | Residential & Commercial | Ducted CEE Tier 1
215934736 | Central HP <5.4 tons | HEIL | HRCU-A-CB (Split System: Heat Pump with Remote Outdoor Unit-Air-Source) | H5H3V36*K*AAA* |  |  | EVM5X42M21A*+WALLCON | *97CMN0601714B* | 34000 | 20 | 8.1 | 38000 | 27000 | 71.05% | 2 | 0 | 11 |  |  |  | No | R-454B | 2.8333 | Residential & Commercial | Ducted CEE Tier 1
215933676 | Central HP <5.4 tons | HEIL | HRCU-A-CB (Split System: Heat Pump with Remote Outdoor Unit-Air-Source) | H5H3V36*K*AAA* |  |  | ESH5X48M12A*+WALLCON | *97CMN1202422B* | 33800 | 19.5 | 9 | 35000 | 26600 | 76% | 1.92 | 0 | 11.5 |  |  |  | No | R-454B | 2.8167 | Residential & Commercial | Ducted CEE Tier 1
215933846 | Central HP <5.4 tons | HEIL | HRCU-A-CB (Split System: Heat Pump with Remote Outdoor Unit-Air-Source) | H5H3V36*K*AAA* |  |  | ESH5X60M12A*+WALLCON | *95CSU1002122B* | 34200 | 19.5 | 9 | 34200 | 25800 | 75.44% | 1.96 | 0 | 11.7 |  |  |  | No | R-454B | 2.85 | Residential & Commercial | Ducted CEE Tier 1
215933926 | Central HP <5.4 tons | HEIL | HRCU-A-CB (Split System: Heat Pump with Remote Outdoor Unit-Air-Source) | H5H3V36*K*AAA* |  |  | ESH5X60M12A*+WALLCON | *96CTN0801714B* | 34000 | 19.5 | 9 | 34600 | 26400 | 76.3% | 1.94 | 0 | 11.5 |  |  |  | No | R-454B | 2.8333 | Residential & Commercial | Ducted CEE Tier 1
215934796 | Central HP <5.4 tons | HEIL | HRCU-A-CB (Split System: Heat Pump with Remote Outdoor Unit-Air-Source) | H5H3V36*K*AAA* |  |  | EVM5X44M21A*+WALLCON | *80CSU1002120A* | 35600 | 21.5 | 8.5 | 38000 | 28800 | 75.79% | 2.02 | 0 | 12 |  |  |  | No | R-454B | 2.9667 | Residential & Commercial | Ducted CEE Tier 1
214776309 | Central HP <5.4 tons | YORK | HRCU-A-CB (Split System: Heat Pump with Remote Outdoor Unit-Air-Source) | HH824E2S11 | ADP |  | CV360**C+TXV | TL9E060B12UH11 | 21800 | 17 | 8.45 | 21200 | 17700 | 83.49% | 1.9 | 0 | 11 |  |  |  | No | R-454B | 1.8167 | Residential & Commercial | Ducted CEE Tier 1
215870932 | Central HP <5.4 tons | YORK | HRCU-A-CB (Split System: Heat Pump with Remote Outdoor Unit-Air-Source) | HH824E2S11 | ADP |  | CH360**C+TXV | Y91E060B12SMPS1 | 23000 | 16 | 8.95 | 21400 | 18200 | 85.05% | 1.98 | 0 | 11.7 |  |  |  | No | R-454B | 1.9167 | Residential & Commercial | Ducted CEE Tier 1
214776314 | Central HP <5.4 tons | YORK | HRCU-A-CB (Split System: Heat Pump with Remote Outdoor Unit-Air-Source) | HH824E2S11 | ADP |  | CV360**C+TXV | TM9E026A08MP12 | 21800 | 16 | 8.45 | 21200 | 17200 | 81.13% | 1.9 | 0 | 10 |  |  |  | No | R-454B | 1.8167 | Residential & Commercial | Ducted CEE Tier 1
214776363 | Central HP <5.4 tons | YORK | HRCU-A-CB (Split System: Heat Pump with Remote Outdoor Unit-Air-Source) | HH824E2S11 | ADP |  | CV240**C+TXV | TMLE060A12MP11 | 21800 | 17 | 8.5 | 21200 | 17500 | 82.55% | 1.9 | 0 | 11 |  |  |  | No | R-454B | 1.8167 | Residential & Commercial | Ducted CEE Tier 1
214776380 | Central HP <5.4 tons | YORK | HRCU-A-CB (Split System: Heat Pump with Remote Outdoor Unit-Air-Source) | HH824E2S11 | ADP |  | CV363**C+TXV | Y82E060A12LMPS1 | 22600 | 18 | 8.8 | 21400 | 17300 | 80.84% | 1.96 | 0 | 11.7 |  |  |  | No | R-454B | 1.8833 | Residential & Commercial | Ducted CEE Tier 1
215425754 | Central HP <5.4 tons | YORK | HRCU-A-CB (Split System: Heat Pump with Remote Outdoor Unit-Air-Source) | HH824E2S11 | ADP |  | H,YE33*30+TXV | TM9Y040A10MP11 | 22400 | 16 | 8.3 | 21000 | 16900 | 80.48% | 1.96 | 0 | 10.5 |  |  |  | No | R-454B | 1.8667 | Residential & Commercial | Ducted CEE Tier 1
215935096 | Central HP <5.4 tons | HEIL | HRCU-A-CB (Split System: Heat Pump with Remote Outdoor Unit-Air-Source) | H5H3V36*K*AAA* |  |  | EVM5X49M21A*+WALLCON | *97CMN0801714B* | 35400 | 21.5 | 8.5 | 38500 | 29000 | 75.32% | 2.02 | 0 | 12 |  |  |  | No | R-454B | 2.95 | Residential & Commercial | Ducted CEE Tier 1
215935266 | Central HP <5.4 tons | HEIL | HRCU-A-CB (Split System: Heat Pump with Remote Outdoor Unit-Air-Source) | H5H3V36*K*AAA* |  |  | EVM5X60M21A*+WALLCON | *97CMN0602120B* | 35400 | 21 | 8.5 | 38500 | 29000 | 75.32% | 2.02 | 0 | 12 |  |  |  | No | R-454B | 2.95 | Residential & Commercial | Ducted CEE Tier 1
215933376 | Central HP <5.4 tons | HEIL | HRCU-A-CB (Split System: Heat Pump with Remote Outdoor Unit-Air-Source) | H5H3V36*K*AAA* |  |  | ESH5X42M12A*+WALLCON | *95CSU0802120B* | 33600 | 19 | 9 | 34800 | 26600 | 76.44% | 1.92 | 0 | 11 |  |  |  | No | R-454B | 2.8 | Residential & Commercial | Ducted CEE Tier 1
215940770 | Central HP <5.4 tons | DAY & NIGHT | HRCU-A-CB (Split System: Heat Pump with Remote Outdoor Unit-Air-Source) | C5H3V36*K*AAA* |  |  | EVD5X49M24A*+WALLCON | *96CTN0802120B* | 35400 | 21.5 | 8.5 | 38000 | 28600 | 75.26% | 2.04 | 0 | 12 |  |  |  | No | R-454B | 2.95 | Residential & Commercial | Ducted CEE Tier 1
215940820 | Central HP <5.4 tons | DAY & NIGHT | HRCU-A-CB (Split System: Heat Pump with Remote Outdoor Unit-Air-Source) | C5H3V36*K*AAA* |  |  | EVD5X60M21A*+WALLCON | *80CSU0401712B* | 35800 | 22 | 8.5 | 38000 | 28400 | 74.74% | 2.02 | 0 | 12.5 |  |  |  | No | R-454B | 2.9833 | Residential & Commercial | Ducted CEE Tier 1
215940890 | Central HP <5.4 tons | DAY & NIGHT | HRCU-A-CB (Split System: Heat Pump with Remote Outdoor Unit-Air-Source) | C5H3V36*K*AAA* |  |  | EVD5X60M24A*+WALLCON | *97CTN0802120A* | 35400 | 21.5 | 8.5 | 38000 | 28600 | 75.26% | 2.04 | 0 | 12 |  |  |  | No | R-454B | 2.95 | Residential & Commercial | Ducted CEE Tier 1
215942576 | Central HP <5.4 tons | DAY & NIGHT | HRCU-A-CB (Split System: Heat Pump with Remote Outdoor Unit-Air-Source) | C5H3V36*K*AAA* |  |  | EVD5X61M24A*+WALLCON | *95CSU0802120B* | 36000 | 22 | 8.5 | 37400 | 28200 | 75.4% | 2.04 | 0 | 12.5 |  |  |  | No | R-454B | 3 | Residential & Commercial | Ducted CEE Tier 1
215295597 | Central HP <5.4 tons | AIRQUEST | HRCU-A-CB (Split System: Heat Pump with Remote Outdoor Unit-Air-Source) | DLCURAH36ABK | ADP |  | H,GE36936 | *96VTN1002120B* | 35800 | 16 | 8.5 | 36200 | 34400 | 95.03% | 2.04 | 0 | 10 |  |  |  | No | R-410A | 2.9833 | Residential & Commercial | Ducted CEE Tier 1
215295628 | Central HP <5.4 tons | AIRQUEST | HRCU-A-CB (Split System: Heat Pump with Remote Outdoor Unit-Air-Source) | DLCURAH36ABK | ADP |  | HG33936 | *96VTN1002122A* | 35200 | 16 | 8.1 | 36800 | 34600 | 94.02% | 1.88 | 0 | 10 |  |  |  | No | R-410A | 2.9333 | Residential & Commercial | Ducted CEE Tier 1
215295663 | Central HP <5.4 tons | AIRQUEST | HRCU-A-CB (Split System: Heat Pump with Remote Outdoor Unit-Air-Source) | DLCURAH36ABK | ADP |  | H,GE32936 | *96VTN1002122B* | 34800 | 16 | 8.1 | 36800 | 34800 | 94.57% | 1.82 | 0 | 10 |  |  |  | No | R-410A | 2.9 | Residential & Commercial | Ducted CEE Tier 1
215295678 | Central HP <5.4 tons | AIRQUEST | HRCU-A-CB (Split System: Heat Pump with Remote Outdoor Unit-Air-Source) | DLCURAH36ABK | ADP |  | H,GE36936 | *96VTN1002122B* | 35400 | 17 | 8.1 | 36800 | 34400 | 93.48% | 2 | 0 | 10 |  |  |  | No | R-410A | 2.95 | Residential & Commercial | Ducted CEE Tier 1
215295713 | Central HP <5.4 tons | AIRQUEST | HRCU-A-CB (Split System: Heat Pump with Remote Outdoor Unit-Air-Source) | DLCURAH36ABK | ADP |  | HG34936 | *96VTN1202422A* | 35600 | 16 | 8.1 | 36800 | 34600 | 94.02% | 1.88 | 0 | 10 |  |  |  | No | R-410A | 2.9667 | Residential & Commercial | Ducted CEE Tier 1
215295714 | Central HP <5.4 tons | AIRQUEST | HRCU-A-CB (Split System: Heat Pump with Remote Outdoor Unit-Air-Source) | DLCURAH36ABK | ADP |  | H,GE34936 | *96VTN1202422A* | 35600 | 16 | 8.1 | 36800 | 34600 | 94.02% | 1.88 | 0 | 10 |  |  |  | No | R-410A | 2.9667 | Residential & Commercial | Ducted CEE Tier 1
215295729 | Central HP <5.4 tons | AIRQUEST | HRCU-A-CB (Split System: Heat Pump with Remote Outdoor Unit-Air-Source) | DLCURAH36ABK | ADP |  | H,GG9J936 | *96VTN1202422A* | 35600 | 16 | 8.1 | 36800 | 34600 | 94.02% | 1.88 | 0 | 10 |  |  |  | No | R-410A | 2.9667 | Residential & Commercial | Ducted CEE Tier 1
214777200 | Central HP <5.4 tons | YORK | HRCU-A-CB (Split System: Heat Pump with Remote Outdoor Unit-Air-Source) | HH860E2S11 | ADP |  | CV602C*A+TXV | TL9E100C20UH11 | 52000 | 19 | 8.5 | 51500 | 38000 | 73.79% | 2 | 0 | 11 |  |  |  | No | R-454B | 4.3333 | Residential & Commercial | Ducted CEE Tier 1
214776535 | Central HP <5.4 tons | YORK | HRCU-A-CB (Split System: Heat Pump with Remote Outdoor Unit-Air-Source) | HH860E2S11 | ADP |  | CH604**C+TXV | TM9E120D20MP12 | 53000 | 19 | 8.5 | 52500 | 39000 | 74.29% | 2 | 0 | 11 |  |  |  | No | R-454B | 4.4167 | Residential & Commercial | Ducted CEE Tier 1
214776601 | Central HP <5.4 tons | YORK | HRCU-A-CB (Split System: Heat Pump with Remote Outdoor Unit-Air-Source) | HH860E2S11 | ADP |  | CX601C*35+TXV | TM9V120D20MP12 | 53000 | 19 | 8.5 | 52500 | 39000 | 74.29% | 2 | 0 | 11 |  |  |  | No | R-454B | 4.4167 | Residential & Commercial | Ducted CEE Tier 1
214776626 | Central HP <5.4 tons | YORK | HRCU-A-CB (Split System: Heat Pump with Remote Outdoor Unit-Air-Source) | HH860E2S11 | ADP |  | CH604**C+TXV | TMLE080C20MP11 | 53500 | 19 | 8.5 | 53000 | 39500 | 74.53% | 2 | 0 | 11 |  |  |  | No | R-454B | 4.4583 | Residential & Commercial | Ducted CEE Tier 1
214776678 | Central HP <5.4 tons | YORK | HRCU-A-CB (Split System: Heat Pump with Remote Outdoor Unit-Air-Source) | HH860E2S11 | ADP |  | CV605**C+TXV | TMLE120C20MP11 | 53000 | 18 | 8.5 | 52500 | 39000 | 74.29% | 2 | 0 | 11 |  |  |  | No | R-454B | 4.4167 | Residential & Commercial | Ducted CEE Tier 1
214776710 | Central HP <5.4 tons | YORK | HRCU-A-CB (Split System: Heat Pump with Remote Outdoor Unit-Air-Source) | HH860E2S11 | ADP |  | CV606**C+TXV | TMLV100C16MP12 | 43500 | 18 | 8.5 | 42000 | 32800 | 78.1% | 2 | 0 | 11.7 |  |  |  | No | R-454B | 3.625 | Residential & Commercial | Ducted CEE Tier 1
214776744 | Central HP <5.4 tons | YORK | HRCU-A-CB (Split System: Heat Pump with Remote Outdoor Unit-Air-Source) | HH860E2S11 | ADP |  | CV602D*A+TXV | Y81E080C16SMPS1 | 44500 | 18 | 8.5 | 42500 | 33000 | 77.65% | 2 | 0 | 12 |  |  |  | No | R-454B | 3.7083 | Residential & Commercial | Ducted CEE Tier 1
214776778 | Central HP <5.4 tons | YORK | HRCU-A-CB (Split System: Heat Pump with Remote Outdoor Unit-Air-Source) | HH860E2S11 | ADP |  | CV601**C+TXV | Y81E120C20SMPS1 | 51500 | 18 | 8.35 | 51500 | 38000 | 73.79% | 1.98 | 0 | 11 |  |  |  | No | R-454B | 4.2917 | Residential & Commercial | Ducted CEE Tier 1
215870948 | Central HP <5.4 tons | YORK | HRCU-A-CB (Split System: Heat Pump with Remote Outdoor Unit-Air-Source) | HH836E2S11 | ADP |  | CH365B*C+TXV | YP9C060B12MP13 | 32200 | 16 | 8.4 | 29000 | 24800 | 85.52% | 1.98 | 0 | 10.5 |  |  |  | No | R-454B | 2.6833 | Residential & Commercial | Ducted CEE Tier 1
215425756 | Central HP <5.4 tons | YORK | HRCU-A-CB (Split System: Heat Pump with Remote Outdoor Unit-Air-Source) | HH824E2S11 | ADP |  | H,YE24*24+TXV | TM9Y060B12MP11 | 21800 | 17 | 8.55 | 21200 | 17300 | 81.6% | 1.92 | 0 | 11 |  |  |  | No | R-454B | 1.8167 | Residential & Commercial | Ducted CEE Tier 1
215425822 | Central HP <5.4 tons | YORK | HRCU-A-CB (Split System: Heat Pump with Remote Outdoor Unit-Air-Source) | HH824E2S11 | ADP |  | H,YE33*30+TXV | Y91E060A10SMPS1 | 22400 | 17 | 8.3 | 21400 | 17200 | 80.37% | 1.96 | 0 | 11.5 |  |  |  | No | R-454B | 1.8667 | Residential & Commercial | Ducted CEE Tier 1
215425840 | Central HP <5.4 tons | YORK | HRCU-A-CB (Split System: Heat Pump with Remote Outdoor Unit-Air-Source) | HH824E2S11 | ADP |  | H,YE32*30+TXV-BLEED | YP9C060B12MP13 | 22200 | 17 | 8.65 | 21200 | 17200 | 81.13% | 1.94 | 0 | 11 |  |  |  | No | R-454B | 1.85 | Residential & Commercial | Ducted CEE Tier 1
214776302 | Central HP <5.4 tons | YORK | HRCU-A-CB (Split System: Heat Pump with Remote Outdoor Unit-Air-Source) | HH824E2S11 | ADP |  | CH240A*C+TXV | TL8E060A12UH11 | 22400 | 17 | 8.7 | 21200 | 17500 | 82.55% | 1.94 | 0 | 11 |  |  |  | No | R-454B | 1.8667 | Residential & Commercial | Ducted CEE Tier 1
214776327 | Central HP <5.4 tons | YORK | HRCU-A-CB (Split System: Heat Pump with Remote Outdoor Unit-Air-Source) | HH824E2S11 | ADP |  | CH368A*C+TXV | TM9E040A10MP12 | 22800 | 16 | 8.9 | 21400 | 17700 | 82.71% | 1.98 | 0 | 10.5 |  |  |  | No | R-454B | 1.9 | Residential & Commercial | Ducted CEE Tier 1
214776361 | Central HP <5.4 tons | YORK | HRCU-A-CB (Split System: Heat Pump with Remote Outdoor Unit-Air-Source) | HH824E2S11 | ADP |  | CV360**C+TXV | TMLE060A12MP11 | 21800 | 17 | 8.45 | 21200 | 17500 | 82.55% | 1.9 | 0 | 11 |  |  |  | No | R-454B | 1.8167 | Residential & Commercial | Ducted CEE Tier 1
212407366 | Central HP <5.4 tons | BRYANT HEATING AND COOLING SYSTEMS | HRCU-A-CB (Split System: Heat Pump with Remote Outdoor Unit-Air-Source) | 284ANV036*0**B* | ADP |  | C36A***C809 | 88*TA36070C14*** | 33400 | 19 | 9 | 33800 | 25800 | 76.33% | 2 | 0 | 12 |  |  |  | No | R-410A | 2.7833 | Residential & Commercial | Ducted CEE Tier 1
215934175 | Central HP <5.4 tons | BRYANT HEATING AND COOLING SYSTEMS | HRCU-A-CB (Split System: Heat Pump with Remote Outdoor Unit-Air-Source) | 293VAN048**AA* |  |  | CAA**6121AM*+UI | 88*TB48090C17*** | 44500 | 21 | 9.5 | 48500 | 36000 | 74.23% | 2 | 0 | 11.5 |  |  |  | No | R-454B | 3.7083 | Residential & Commercial | Ducted CEE Tier 1
215934425 | Central HP <5.4 tons | BRYANT HEATING AND COOLING SYSTEMS | HRCU-A-CB (Split System: Heat Pump with Remote Outdoor Unit-Air-Source) | 293VAN048**AA* |  |  | CSAH*4812AM*+UI | 83*CA60100C21*** | 44000 | 20 | 9 | 48500 | 36600 | 75.46% | 1.8 | 0 | 10.5 |  |  |  | No | R-454B | 3.6667 | Residential & Commercial | Ducted CEE Tier 1
214776801 | Central HP <5.4 tons | YORK | HRCU-A-CB (Split System: Heat Pump with Remote Outdoor Unit-Air-Source) | HH860E2S11 | ADP |  | CV603**A+TXV | YP9C080C16MP13 | 43500 | 18 | 8.5 | 42000 | 33000 | 78.57% | 2 | 0 | 11 |  |  |  | No | R-454B | 3.625 | Residential & Commercial | Ducted CEE Tier 1
214776844 | Central HP <5.4 tons | YORK | HRCU-A-CB (Split System: Heat Pump with Remote Outdoor Unit-Air-Source) | HH860E2S11 | ADP |  | CV605**C+TXV | YPLC080C16MP13 | 43500 | 18 | 8.5 | 42000 | 32800 | 78.1% | 2 | 0 | 11.7 |  |  |  | No | R-454B | 3.625 | Residential & Commercial | Ducted CEE Tier 1
214776903 | Central HP <5.4 tons | YORK | HRCU-A-CB (Split System: Heat Pump with Remote Outdoor Unit-Air-Source) | HH860E2S11 | ADP |  | CV602D*A+TXV | YPLC120C20MP13 | 53000 | 19 | 8.5 | 52000 | 38500 | 74.04% | 2 | 0 | 11 |  |  |  | No | R-454B | 4.4167 | Residential & Commercial | Ducted CEE Tier 1
214776960 | Central HP <5.4 tons | YORK | HRCU-A-CB (Split System: Heat Pump with Remote Outdoor Unit-Air-Source) | HH860E2S11 | ADP |  | CV482B*C+TXV+AEF48BXP* |  | 46000 | 19 | 8.9 | 44000 | 33600 | 76.36% | 2.08 | 0 | 12 |  |  |  | No | R-454B | 3.8333 | Residential & Commercial | Ducted CEE Tier 1
214776969 | Central HP <5.4 tons | YORK | HRCU-A-CB (Split System: Heat Pump with Remote Outdoor Unit-Air-Source) | HH860E2S11 | ADP |  | CV603**A+TXV+AEF60*XP* |  | 53500 | 18 | 8.5 | 51500 | 38000 | 73.79% | 2 | 0 | 12 |  |  |  | No | R-454B | 4.4583 | Residential & Commercial | Ducted CEE Tier 1
215731501 | Central HP <5.4 tons | YORK | HRCU-A-CB (Split System: Heat Pump with Remote Outdoor Unit-Air-Source) | HH860E2S11 | ADP |  | H,YG37*60+TXV-BLEED | TM9Y080C16MP11 | 44000 | 16 | 8.5 | 42500 | 33400 | 78.59% | 2 | 0 | 11 |  |  |  | No | R-454B | 3.6667 | Residential & Commercial | Ducted CEE Tier 1
215731512 | Central HP <5.4 tons | YORK | HRCU-A-CB (Split System: Heat Pump with Remote Outdoor Unit-Air-Source) | HH860E2S11 | ADP |  | H,YG54*60+TXV-BLEED | TM9Y080C16MP11 | 44000 | 17 | 8.5 | 42500 | 33400 | 78.59% | 2 | 0 | 11 |  |  |  | No | R-454B | 3.6667 | Residential & Commercial | Ducted CEE Tier 1
215731517 | Central HP <5.4 tons | YORK | HRCU-A-CB (Split System: Heat Pump with Remote Outdoor Unit-Air-Source) | HH860E2S11 | ADP |  | H,YG55*48+TXV | TM9Y080C16MP11 | 44000 | 17 | 8.5 | 42500 | 33400 | 78.59% | 2 | 0 | 11 |  |  |  | No | R-454B | 3.6667 | Residential & Commercial | Ducted CEE Tier 1
215934045 | Central HP <5.4 tons | BRYANT HEATING AND COOLING SYSTEMS | HRCU-A-CB (Split System: Heat Pump with Remote Outdoor Unit-Air-Source) | 293VAN048**AA* |  |  | CAA**4821AM*+UI | 987MC60060C21*** | 43000 | 20 | 9.5 | 48500 | 37200 | 76.7% | 1.88 | 0 | 10 |  |  |  | No | R-454B | 3.5833 | Residential & Commercial | Ducted CEE Tier 1
215934245 | Central HP <5.4 tons | BRYANT HEATING AND COOLING SYSTEMS | HRCU-A-CB (Split System: Heat Pump with Remote Outdoor Unit-Air-Source) | 293VAN048**AA* |  |  | CAA**6121AM*+UI | 987MC42080C17*** | 44500 | 20.5 | 9.5 | 49000 | 36600 | 74.69% | 2 | 0 | 11 |  |  |  | No | R-454B | 3.7083 | Residential & Commercial | Ducted CEE Tier 1
215934445 | Central HP <5.4 tons | BRYANT HEATING AND COOLING SYSTEMS | HRCU-A-CB (Split System: Heat Pump with Remote Outdoor Unit-Air-Source) | 293VAN048**AA* |  |  | CSAH*4812AM*+UI | 88*TB48090C17*** | 43500 | 20 | 9 | 48500 | 35800 | 73.81% | 1.86 | 0 | 11 |  |  |  | No | R-454B | 3.625 | Residential & Commercial | Ducted CEE Tier 1
213062467 | Central HP <5.4 tons | ACIQ | HRCU-A-CB (Split System: Heat Pump with Remote Outdoor Unit-Air-Source) | HVH837GKA** |  |  | EA*4X42L21A*+WALLCON | *97CMN1002122A* | 31800 | 17 | 8.1 | 33000 | 24400 | 73.94% | 1.9 | 11.5 | 11.5 |  |  |  | No | R-410A | 2.65 | Residential & Commercial | Ducted CEE Tier 1
213062468 | Central HP <5.4 tons | ACIQ | HRCU-A-CB (Split System: Heat Pump with Remote Outdoor Unit-Air-Source) | HVH837GKA** |  |  | EA*4X42L21A*+WALLCON | *97CMN0602120A* | 31600 | 17 | 8.1 | 33400 | 24800 | 74.25% | 1.86 | 11 | 11 |  |  |  | No | R-410A | 2.6333 | Residential & Commercial | Ducted CEE Tier 1
213062469 | Central HP <5.4 tons | ACIQ | HRCU-A-CB (Split System: Heat Pump with Remote Outdoor Unit-Air-Source) | HVH837GKA** |  |  | EA*4X42L24A*+WALLCON | *80CTL0902120A* | 31800 | 17.5 | 8.1 | 33200 | 24400 | 73.49% | 1.9 | 11 | 11.5 |  |  |  | No | R-410A | 2.65 | Residential & Commercial | Ducted CEE Tier 1
214573011 | Central HP <5.4 tons | AIRQUEST | HRCU-A-CB (Split System: Heat Pump with Remote Outdoor Unit-Air-Source) | HVH837GKA** |  |  | EA*4X61L24A*+WALLCON | *80CTL0702120B* | 33200 | 18 | 8.5 | 32000 | 24800 | 77.5% | 2 | 0 | 11.5 |  |  |  | No | R-410A | 2.7667 | Residential & Commercial | Ducted CEE Tier 1
214573411 | Central HP <5.4 tons | AIRQUEST | HRCU-A-CB (Split System: Heat Pump with Remote Outdoor Unit-Air-Source) | HVH837GKA** |  |  | EN(A,D,W)4X42L21**+WALLCON | *97CMN0802120B* | 31800 | 17 | 8.1 | 33000 | 24400 | 73.94% | 1.88 | 0 | 11 |  |  |  | No | R-410A | 2.65 | Residential & Commercial | Ducted CEE Tier 1
213067283 | Central HP <5.4 tons | ACIQ | HRCU-A-CB (Split System: Heat Pump with Remote Outdoor Unit-Air-Source) | HVH825GKA3* |  |  | EA*4X42L21A*+WALLCON | *80CTL0451712A* | 23600 | 16.5 | 8.1 | 21600 | 16800 | 77.78% | 1.94 | 0 | 10.5 |  |  |  | No | R-410A | 1.9667 | Residential & Commercial | Ducted CEE Tier 1
213067285 | Central HP <5.4 tons | ACIQ | HRCU-A-CB (Split System: Heat Pump with Remote Outdoor Unit-Air-Source) | HVH825GKA3* |  |  | EA*4X42L21A*+WALLCON | *96CTN0601714A* | 23600 | 16.5 | 8.1 | 21400 | 16700 | 78.04% | 1.94 | 0 | 11 |  |  |  | No | R-410A | 1.9667 | Residential & Commercial | Ducted CEE Tier 1
213785500 | Central HP <5.4 tons | CARRIER | HRCU-A-CB (Split System: Heat Pump with Remote Outdoor Unit-Air-Source) | 25VNA436A*031* |  |  | CAP**4821AL*+UI | 59TN6C080C17**14 | 33000 | 19 | 9 | 36600 | 26000 | 71.04% | 2.02 | 0 | 11.7 |  |  |  | No | R-410A | 2.75 | Residential & Commercial | Ducted CEE Tier 1
213785648 | Central HP <5.4 tons | CARRIER | HRCU-A-CB (Split System: Heat Pump with Remote Outdoor Unit-Air-Source) | 25VNA436A*031* |  |  | CSPH*3612AL*+UI | 59CU5B060C17**16 | 33000 | 18 | 8.5 | 37200 | 26400 | 70.97% | 2 | 0 | 11 |  |  |  | No | R-410A | 2.75 | Residential & Commercial | Ducted CEE Tier 1
213785682 | Central HP <5.4 tons | CARRIER | HRCU-A-CB (Split System: Heat Pump with Remote Outdoor Unit-Air-Source) | 25VNA436A*031* |  |  | CSPH*4212AL*+UI | 59MN7C060C17**14 | 33000 | 18 | 8.5 | 37000 | 26200 | 70.81% | 2 | 0 | 11 |  |  |  | No | R-410A | 2.75 | Residential & Commercial | Ducted CEE Tier 1
214397304 | Central HP <5.4 tons | CHAMPION HEATING AND COOLING | HRCU-A-CB (Split System: Heat Pump with Remote Outdoor Unit-Air-Source) | HH836E2S11 |  |  | CTF36C5CDS1 | TM9E080C20MP12 | 34600 | 17 | 8.5 | 32600 | 26800 | 82.21% | 2 | 0 | 11 |  |  |  | No | R-454B | 2.8833 | Residential & Commercial | Ducted CEE Tier 1
214776394 | Central HP <5.4 tons | YORK | HRCU-A-CB (Split System: Heat Pump with Remote Outdoor Unit-Air-Source) | HH836E2S11 | ADP |  | CV361**C+TXV | TM9V080B12MP12 | 32000 | 17 | 8.2 | 29000 | 24800 | 85.52% | 1.94 | 0 | 10.5 |  |  |  | No | R-454B | 2.6667 | Residential & Commercial | Ducted CEE Tier 1
214776935 | Central HP <5.4 tons | YORK | HRCU-A-CB (Split System: Heat Pump with Remote Outdoor Unit-Air-Source) | HH836E2S11 | ADP |  | CV361A*C+TXV+AEF36AXP* |  | 32200 | 19 | 8.65 | 29200 | 24800 | 84.93% | 1.94 | 0 | 11 |  |  |  | No | R-454B | 2.6833 | Residential & Commercial | Ducted CEE Tier 1
213067294 | Central HP <5.4 tons | ACIQ | HRCU-A-CB (Split System: Heat Pump with Remote Outdoor Unit-Air-Source) | HVH825GKA3* |  |  | EA*4X42L24A*+WALLCON | *95CSU1002122A* | 23800 | 17 | 8.1 | 21400 | 16600 | 77.57% | 1.96 | 0 | 11 |  |  |  | No | R-410A | 1.9833 | Residential & Commercial | Ducted CEE Tier 1
213067301 | Central HP <5.4 tons | ACIQ | HRCU-A-CB (Split System: Heat Pump with Remote Outdoor Unit-Air-Source) | HVH825GKA3* |  |  | EA*4X42L24A*+WALLCON | *97CMN0602120A* | 23600 | 16.5 | 8.1 | 21400 | 16700 | 78.04% | 1.96 | 0 | 11 |  |  |  | No | R-410A | 1.9667 | Residential & Commercial | Ducted CEE Tier 1
213067319 | Central HP <5.4 tons | ACIQ | HRCU-A-CB (Split System: Heat Pump with Remote Outdoor Unit-Air-Source) | HVH825GKA3* |  |  | EA*4X48L21A*+WALLCON | *95CSU1002122A* | 24200 | 17 | 8.1 | 21000 | 16500 | 78.57% | 2.02 | 0 | 11 |  |  |  | No | R-410A | 2.0167 | Residential & Commercial | Ducted CEE Tier 1
213067333 | Central HP <5.4 tons | ACIQ | HRCU-A-CB (Split System: Heat Pump with Remote Outdoor Unit-Air-Source) | HVH825GKA3* |  |  | EA*4X48L24A*+WALLCON | *95CSU0802120A* | 24200 | 17 | 8.1 | 21000 | 16500 | 78.57% | 2.02 | 0 | 11 |  |  |  | No | R-410A | 2.0167 | Residential & Commercial | Ducted CEE Tier 1
215939700 | Central HP <5.4 tons | DAY & NIGHT | HRCU-A-CB (Split System: Heat Pump with Remote Outdoor Unit-Air-Source) | C5H3V36*K*AAA* |  |  | EA*5X42M21A*+WALLCON | *97CTN0802120A* | 32600 | 19.5 | 9.5 | 34800 | 26800 | 77.01% | 2.02 | 0 | 11.7 |  |  |  | No | R-454B | 2.7167 | Residential & Commercial | Ducted CEE Tier 1
215939750 | Central HP <5.4 tons | DAY & NIGHT | HRCU-A-CB (Split System: Heat Pump with Remote Outdoor Unit-Air-Source) | C5H3V36*K*AAA* |  |  | EA*5X48M21A*+WALLCON | *97CTN0601716A* | 33000 | 19 | 9 | 35400 | 27000 | 76.27% | 1.9 | 0 | 11 |  |  |  | No | R-454B | 2.75 | Residential & Commercial | Ducted CEE Tier 1
215940070 | Central HP <5.4 tons | DAY & NIGHT | HRCU-A-CB (Split System: Heat Pump with Remote Outdoor Unit-Air-Source) | C5H3V36*K*AAA* |  |  | ESH5X42M12A*+WALLCON | *97CTN0802120A* | 33600 | 19 | 9 | 34800 | 26600 | 76.44% | 1.92 | 0 | 11.5 |  |  |  | No | R-454B | 2.8 | Residential & Commercial | Ducted CEE Tier 1
215940470 | Central HP <5.4 tons | DAY & NIGHT | HRCU-A-CB (Split System: Heat Pump with Remote Outdoor Unit-Air-Source) | C5H3V36*K*AAA* |  |  | EVM5X60M24A*+WALLCON | *96CTN0802120B* | 35400 | 21.5 | 8.5 | 38000 | 28600 | 75.26% | 2.04 | 0 | 12 |  |  |  | No | R-454B | 2.95 | Residential & Commercial | Ducted CEE Tier 1
215940570 | Central HP <5.4 tons | DAY & NIGHT | HRCU-A-CB (Split System: Heat Pump with Remote Outdoor Unit-Air-Source) | C5H3V36*K*AAA* |  |  | EVD5X36M21A*+WALLCON | *97CTN1002122A* | 34400 | 21 | 8.5 | 38500 | 28000 | 72.73% | 2.06 | 0 | 12 |  |  |  | No | R-454B | 2.8667 | Residential & Commercial | Ducted CEE Tier 1
212609365 | Central HP <5.4 tons | RHEEM | HRCU-A-CB (Split System: Heat Pump with Remote Outdoor Unit-Air-Source) | RP18AZ36AJVC |  |  | RCFZ6021SEAAM | R802V0755A21UHS | 34200 | 19 | 8.5 | 34200 | 43000 | 125.7% | 2.2 | 0 | 12.5 |  |  |  | No | R-410A | 2.85 | Residential & Commercial | Ducted CEE Tier 1
207455023 | Central HP <5.4 tons | LENNOX | HRCU-A-CB (Split System: Heat Pump with Remote Outdoor Unit-Air-Source) | SL25XPV-036-230A** | ADP |  | L*23/37Z9 | EL296UH045XV36B* | 33600 | 21 | 8.8 | 33200 | 25800 | 77.71% | 1.82 | 13.5 | 13 |  |  |  | No | R-410A | 2.8 | Residential & Commercial | Ducted CEE Tier 1
214776306 | Central HP <5.4 tons | YORK | HRCU-A-CB (Split System: Heat Pump with Remote Outdoor Unit-Air-Source) | HH824E2S11 | ADP |  | CV363**C+TXV | TL8E060A12UH11 | 22600 | 17 | 8.8 | 21400 | 17500 | 81.78% | 1.96 | 0 | 11.5 |  |  |  | No | R-454B | 1.8833 | Residential & Commercial | Ducted CEE Tier 1
215425825 | Central HP <5.4 tons | YORK | HRCU-A-CB (Split System: Heat Pump with Remote Outdoor Unit-Air-Source) | HH824E2S11 | ADP |  | H,YE24*36+TXV | Y91E060B12SMPS1 | 22400 | 16 | 8.8 | 21400 | 18200 | 85.05% | 1.96 | 0 | 11 |  |  |  | No | R-454B | 1.8667 | Residential & Commercial | Ducted CEE Tier 1
215425842 | Central HP <5.4 tons | YORK | HRCU-A-CB (Split System: Heat Pump with Remote Outdoor Unit-Air-Source) | HH824E2S11 | ADP |  | H,YE32*30+TXV | YP9C060B12MP13 | 22200 | 17 | 8.65 | 21200 | 17200 | 81.13% | 1.94 | 0 | 11 |  |  |  | No | R-454B | 1.85 | Residential & Commercial | Ducted CEE Tier 1
215425843 | Central HP <5.4 tons | YORK | HRCU-A-CB (Split System: Heat Pump with Remote Outdoor Unit-Air-Source) | HH824E2S11 | ADP |  | H,YE33*30+TXV | YP9C060B12MP13 | 22400 | 17 | 8.8 | 21400 | 17200 | 80.37% | 1.96 | 0 | 11 |  |  |  | No | R-454B | 1.8667 | Residential & Commercial | Ducted CEE Tier 1
214810239 | Central HP <5.4 tons | CHAMPION HEATING AND COOLING | HRCU-A-CB (Split System: Heat Pump with Remote Outdoor Unit-Air-Source) | HH824E2S11 |  |  | CTM36B5ADS1 | TM9V080B12MP12 | 23000 | 18 | 9.5 | 23000 | 18500 | 80.43% | 2 | 0 | 12 |  |  |  | No | R-454B | 1.9167 | Residential & Commercial | Ducted CEE Tier 1
212603110 | Central HP <5.4 tons | DAY & NIGHT | HRCU-A-CB (Split System: Heat Pump with Remote Outdoor Unit-Air-Source) | DLCURAH24ABK | ADP |  | PL36H175P789 | *80ES(N,L)0701716A* | 24800 | 16 | 8.1 | 25200 | 21800 | 86.51% | 1.82 | 0 | 10.5 |  |  |  | No | R-410A | 2.0667 | Residential & Commercial | Ducted CEE Tier 1
214573881 | Central HP <5.4 tons | AIRQUEST | HRCU-A-CB (Split System: Heat Pump with Remote Outdoor Unit-Air-Source) | HVH837GKA2* |  |  | EA*4X43L21A*+WALLCON | *97CMN0602120B* | 32800 | 17 | 8.5 | 33000 | 25400 | 76.97% | 1.98 | 0 | 11 |  |  |  | No | R-410A | 2.7333 | Residential & Commercial | Ducted CEE Tier 1
214574031 | Central HP <5.4 tons | AIRQUEST | HRCU-A-CB (Split System: Heat Pump with Remote Outdoor Unit-Air-Source) | HVH837GKA2* |  |  | EA*4X60L24A*+WALLCON | *80CTL0702120B* | 32800 | 17.5 | 8.5 | 31600 | 24800 | 78.48% | 1.98 | 0 | 11.5 |  |  |  | No | R-410A | 2.7333 | Residential & Commercial | Ducted CEE Tier 1
213067158 | Central HP <5.4 tons | ACIQ | HRCU-A-CB (Split System: Heat Pump with Remote Outdoor Unit-Air-Source) | HVH837GKA2* |  |  | EA*4X42L21A*+WALLCON | *80CSU1002120A* | 31800 | 17 | 8.1 | 33200 | 24400 | 73.49% | 1.88 | 0 | 11 |  |  |  | No | R-410A | 2.65 | Residential & Commercial | Ducted CEE Tier 1
213067160 | Central HP <5.4 tons | ACIQ | HRCU-A-CB (Split System: Heat Pump with Remote Outdoor Unit-Air-Source) | HVH837GKA2* |  |  | EA*4X60L24A*+WALLCON | *95CSU1002122A* | 32800 | 18 | 8.5 | 31800 | 24800 | 77.99% | 2 | 0 | 11.5 |  |  |  | No | R-410A | 2.7333 | Residential & Commercial | Ducted CEE Tier 1
211240597 | Central HP <5.4 tons | AIRQUEST | HRCU-A-CB (Split System: Heat Pump with Remote Outdoor Unit-Air-Source) | DLCURAH24ABK |  |  | EA*4X24L17A* | *96VTN0601412A* | 23200 | 16.5 | 8.5 | 26400 | 25600 | 96.97% | 2.14 | 0 | 10 |  |  |  | No | R-410A | 1.9333 | Residential & Commercial | Ducted CEE Tier 1
209872720 | Central HP <5.4 tons | RHEEM | HRCU-A-CB (Split System: Heat Pump with Remote Outdoor Unit-Air-Source) | RP18AZ48AJVC |  |  | RCFZ6021SEAAM | R962V0855A21M4S | 44500 | 18 | 8.5 | 43000 | 45000 | 104.7% | 2 | 0 | 11.7 |  |  |  | No | R-410A | 3.7083 | Residential & Commercial | Ducted CEE Tier 1
215932885 | Central HP <5.4 tons | BRYANT HEATING AND COOLING SYSTEMS | HRCU-A-CB (Split System: Heat Pump with Remote Outdoor Unit-Air-Source) | 293VAN036**AA* |  |  | CAA**6124AM*+UI | 935CB60080C21*** | 34400 | 20.5 | 9.5 | 34400 | 26000 | 75.58% | 2.06 | 0 | 12 |  |  |  | No | R-454B | 2.8667 | Residential & Commercial | Ducted CEE Tier 1
215932555 | Central HP <5.4 tons | BRYANT HEATING AND COOLING SYSTEMS | HRCU-A-CB (Split System: Heat Pump with Remote Outdoor Unit-Air-Source) | 293VAN036**AA* |  |  | CAA**6024AM*+UI | 88*TB60110C21*** | 34000 | 20.5 | 9.5 | 34000 | 25800 | 75.88% | 2.04 | 0 | 12 |  |  |  | No | R-454B | 2.8333 | Residential & Commercial | Ducted CEE Tier 1
215932655 | Central HP <5.4 tons | BRYANT HEATING AND COOLING SYSTEMS | HRCU-A-CB (Split System: Heat Pump with Remote Outdoor Unit-Air-Source) | 293VAN036**AA* |  |  | CAA**6121AM*+UI | 83*CA36040C17*** | 34400 | 20.5 | 9 | 34600 | 26200 | 75.72% | 1.94 | 0 | 11.7 |  |  |  | No | R-454B | 2.8667 | Residential & Commercial | Ducted CEE Tier 1
215932705 | Central HP <5.4 tons | BRYANT HEATING AND COOLING SYSTEMS | HRCU-A-CB (Split System: Heat Pump with Remote Outdoor Unit-Air-Source) | 293VAN036**AA* |  |  | CAA**6121AM*+UI | 88*TB60070C21*** | 34400 | 20.5 | 9 | 34400 | 26200 | 76.16% | 1.96 | 0 | 11.7 |  |  |  | No | R-454B | 2.8667 | Residential & Commercial | Ducted CEE Tier 1
215934765 | Central HP <5.4 tons | BRYANT HEATING AND COOLING SYSTEMS | HRCU-A-CB (Split System: Heat Pump with Remote Outdoor Unit-Air-Source) | 293VAN036**AA* |  |  | CVAMA4321XMA*+UI | 986TD42060C17*** | 34600 | 20.5 | 8.5 | 38000 | 27600 | 72.63% | 2.06 | 0 | 11.5 |  |  |  | No | R-454B | 2.8833 | Residential & Commercial | Ducted CEE Tier 1
214609095 | Central HP <5.4 tons | CHAMPION HEATING AND COOLING | HRCU-A-CB (Split System: Heat Pump with Remote Outdoor Unit-Air-Source) | HH824E2S11 |  |  | CTM30B5ACS1 | Z9ES060B12SMPS1 | 23000 | 17 | 9.5 | 23000 | 19200 | 83.48% | 2 | 0 | 11.7 |  |  |  | No | R-454B | 1.9167 | Residential & Commercial | Ducted CEE Tier 1
215588444 | Central HP <5.4 tons | BRYANT HEATING AND COOLING SYSTEMS | HRCU-A-CB (Split System: Heat Pump with Remote Outdoor Unit-Air-Source) | 291VAN054**AA* |  |  | CSAH*4812AM*+UI | 83*CB48060C17*** | 48500 | 18 | 11.5 | 51500 | 50500 | 98.06% | 1.96 | 0 | 11.5 |  |  |  | No | R-454B | 4.0417 | Residential & Commercial | Ducted CEE Tier 1
214776341 | Central HP <5.4 tons | YORK | HRCU-A-CB (Split System: Heat Pump with Remote Outdoor Unit-Air-Source) | HH824E2S11 | ADP |  | CV360**C+TXV | TM9V040A10MP12 | 21800 | 16 | 8.45 | 21200 | 17100 | 80.66% | 1.9 | 0 | 10 |  |  |  | No | R-454B | 1.8167 | Residential & Commercial | Ducted CEE Tier 1
214776343 | Central HP <5.4 tons | YORK | HRCU-A-CB (Split System: Heat Pump with Remote Outdoor Unit-Air-Source) | HH824E2S11 | ADP |  | CV240**C+TXV | TM9V040A10MP12 | 21800 | 16 | 8.5 | 21200 | 17100 | 80.66% | 1.9 | 0 | 10 |  |  |  | No | R-454B | 1.8167 | Residential & Commercial | Ducted CEE Tier 1
214776345 | Central HP <5.4 tons | YORK | HRCU-A-CB (Split System: Heat Pump with Remote Outdoor Unit-Air-Source) | HH824E2S11 | ADP |  | CH360**C+TXV | TM9V040A10MP12 | 22200 | 16 | 8.65 | 21200 | 17100 | 80.66% | 1.94 | 0 | 10.5 |  |  |  | No | R-454B | 1.85 | Residential & Commercial | Ducted CEE Tier 1
215731542 | Central HP <5.4 tons | YORK | HRCU-A-CB (Split System: Heat Pump with Remote Outdoor Unit-Air-Source) | HH860E2S11 | ADP |  | H,YG3K*60+TXV-BLEED | TM9Y100C16MP11 | 44000 | 16 | 8.5 | 42500 | 33400 | 78.59% | 2 | 0 | 11 |  |  |  | No | R-454B | 3.6667 | Residential & Commercial | Ducted CEE Tier 1
215425638 | Central HP <5.4 tons | YORK | HRCU-A-CB (Split System: Heat Pump with Remote Outdoor Unit-Air-Source) | HH860E2S11 | ADP |  | H,YE72*48+TXV | YP9C100C20MP13 | 44000 | 18 | 8.5 | 42500 | 33200 | 78.12% | 2 | 0 | 11.7 |  |  |  | No | R-454B | 3.6667 | Residential & Commercial | Ducted CEE Tier 1
209872736 | Central HP <5.4 tons | RHEEM | HRCU-A-CB (Split System: Heat Pump with Remote Outdoor Unit-Air-Source) | RP18AZ60AJVC |  |  | RCFZ6021SEAAM | R97MV1005A21DHS | 52500 | 18 | 8.1 | 52500 | 50500 | 96.19% | 1.9 | 0 | 10 |  |  |  | No | R-410A | 4.375 | Residential & Commercial | Ducted CEE Tier 1
214397422 | Central HP <5.4 tons | CHAMPION HEATING AND COOLING | HRCU-A-CB (Split System: Heat Pump with Remote Outdoor Unit-Air-Source) | HH860E2S11 |  |  | CTF60C5CGS1 | TM8E100C16MP11 | 44500 | 18 | 9 | 45500 | 34200 | 75.16% | 2 | 0 | 11 |  |  |  | No | R-454B | 3.7083 | Residential & Commercial | Ducted CEE Tier 1
215870969 | Central HP <5.4 tons | YORK | HRCU-A-CB (Split System: Heat Pump with Remote Outdoor Unit-Air-Source) | HH860E2S11 | ADP |  | CV603**A+TXV | Y91E080C20SMPS1 | 44500 | 18 | 8.5 | 44500 | 33000 | 74.16% | 2 | 0 | 12 |  |  |  | No | R-454B | 3.7083 | Residential & Commercial | Ducted CEE Tier 1
214777201 | Central HP <5.4 tons | YORK | HRCU-A-CB (Split System: Heat Pump with Remote Outdoor Unit-Air-Source) | HH860E2S11 | ADP |  | CV602C*A+TXV | TM9E080C16MP12 | 44500 | 18 | 8.5 | 43500 | 34000 | 78.16% | 2 | 0 | 11 |  |  |  | No | R-454B | 3.7083 | Residential & Commercial | Ducted CEE Tier 1
214777215 | Central HP <5.4 tons | YORK | HRCU-A-CB (Split System: Heat Pump with Remote Outdoor Unit-Air-Source) | HH860E2S11 | ADP |  | CV602C*A+TXV | TMLE130D20MP11 | 54000 | 19 | 8.5 | 53000 | 39500 | 74.53% | 2 | 0 | 11 |  |  |  | No | R-454B | 4.5 | Residential & Commercial | Ducted CEE Tier 1
212555744 | Central HP <5.4 tons | DAY & NIGHT | HRCU-A-CB (Split System: Heat Pump with Remote Outdoor Unit-Air-Source) | CVH848GKA2* | ADP |  | FG49960 | *80CTL1102120A* | 46000 | 17 | 8.1 | 44000 | 31600 | 71.82% | 2.26 | 0 | 10 |  |  |  | No | R-410A | 3.8333 | Residential & Commercial | Ducted CEE Tier 1
214569544 | Central HP <5.4 tons | CARRIER | HRCU-A-CB (Split System: Heat Pump with Remote Outdoor Unit-Air-Source) | 25VNA436A*031* |  |  | CAP**4224AL*+UI | 59MN7C080C21**20 | 33200 | 19 | 9.5 | 37800 | 26600 | 70.37% | 2 | 0 | 11.5 |  |  |  | No | R-410A | 2.7667 | Residential & Commercial | Ducted CEE Tier 1
214776400 | Central HP <5.4 tons | YORK | HRCU-A-CB (Split System: Heat Pump with Remote Outdoor Unit-Air-Source) | HH836E2S11 | ADP |  | CX361B*35+TXV | TMLE080B12MP11 | 33200 | 18 | 8.5 | 29800 | 25000 | 83.89% | 2 | 0 | 11 |  |  |  | No | R-454B | 2.7667 | Residential & Commercial | Ducted CEE Tier 1
215940620 | Central HP <5.4 tons | DAY & NIGHT | HRCU-A-CB (Split System: Heat Pump with Remote Outdoor Unit-Air-Source) | C5H3V36*K*AAA* |  |  | EVD5X42M21A*+WALLCON | *96CTN0802120B* | 34400 | 20.5 | 8.5 | 38500 | 28200 | 73.25% | 2.04 | 0 | 11.7 |  |  |  | No | R-454B | 2.8667 | Residential & Commercial | Ducted CEE Tier 1
215940670 | Central HP <5.4 tons | DAY & NIGHT | HRCU-A-CB (Split System: Heat Pump with Remote Outdoor Unit-Air-Source) | C5H3V36*K*AAA* |  |  | EVD5X42M21A*+WALLCON | *97CTN0802120A* | 34400 | 20.5 | 8.5 | 38500 | 28200 | 73.25% | 2.04 | 0 | 11.7 |  |  |  | No | R-454B | 2.8667 | Residential & Commercial | Ducted CEE Tier 1
215940690 | Central HP <5.4 tons | DAY & NIGHT | HRCU-A-CB (Split System: Heat Pump with Remote Outdoor Unit-Air-Source) | C5H3V36*K*AAA* |  |  | EVD5X42M24A*+WALLCON | *96CTN0802120B* | 35400 | 21.5 | 8.5 | 38000 | 28600 | 75.26% | 2.04 | 0 | 12 |  |  |  | No | R-454B | 2.95 | Residential & Commercial | Ducted CEE Tier 1
215940740 | Central HP <5.4 tons | DAY & NIGHT | HRCU-A-CB (Split System: Heat Pump with Remote Outdoor Unit-Air-Source) | C5H3V36*K*AAA* |  |  | EVD5X48M24A*+WALLCON | *97CTN0802120A* | 35000 | 21 | 8.5 | 38500 | 28400 | 73.77% | 2.04 | 0 | 12 |  |  |  | No | R-454B | 2.9167 | Residential & Commercial | Ducted CEE Tier 1
215940790 | Central HP <5.4 tons | DAY & NIGHT | HRCU-A-CB (Split System: Heat Pump with Remote Outdoor Unit-Air-Source) | C5H3V36*K*AAA* |  |  | EVD5X49M24A*+WALLCON | *97CTN1002122A* | 35400 | 22 | 8.5 | 38000 | 28400 | 74.74% | 2.04 | 0 | 12.5 |  |  |  | No | R-454B | 2.95 | Residential & Commercial | Ducted CEE Tier 1
215939680 | Central HP <5.4 tons | DAY & NIGHT | HRCU-A-CB (Split System: Heat Pump with Remote Outdoor Unit-Air-Source) | C5H3V36*K*AAA* |  |  | EA*5X42M21A*+WALLCON | *97CTN0601716A* | 32400 | 19 | 9 | 35600 | 27400 | 76.97% | 1.88 | 0 | 10.5 |  |  |  | No | R-454B | 2.7 | Residential & Commercial | Ducted CEE Tier 1
214776311 | Central HP <5.4 tons | YORK | HRCU-A-CB (Split System: Heat Pump with Remote Outdoor Unit-Air-Source) | HH824E2S11 | ADP |  | CH360B*C+TXV | TL9E060B12UH11 | 22200 | 17 | 8.65 | 21200 | 17700 | 83.49% | 1.94 | 0 | 11 |  |  |  | No | R-454B | 1.85 | Residential & Commercial | Ducted CEE Tier 1
214776316 | Central HP <5.4 tons | YORK | HRCU-A-CB (Split System: Heat Pump with Remote Outdoor Unit-Air-Source) | HH824E2S11 | ADP |  | CV240**C+TXV | TM9E026A08MP12 | 21800 | 16 | 8.5 | 21200 | 17200 | 81.13% | 1.9 | 0 | 10 |  |  |  | No | R-454B | 1.8167 | Residential & Commercial | Ducted CEE Tier 1
214776336 | Central HP <5.4 tons | YORK | HRCU-A-CB (Split System: Heat Pump with Remote Outdoor Unit-Air-Source) | HH824E2S11 | ADP |  | CV360**C+TXV | TM9E060B12MP12 | 22400 | 16 | 8.7 | 21400 | 17900 | 83.64% | 1.94 | 0 | 11 |  |  |  | No | R-454B | 1.8667 | Residential & Commercial | Ducted CEE Tier 1
214776350 | Central HP <5.4 tons | YORK | HRCU-A-CB (Split System: Heat Pump with Remote Outdoor Unit-Air-Source) | HH824E2S11 | ADP |  | CH360**C+TXV | TM9V060B12MP12 | 22200 | 17 | 8.65 | 21200 | 17200 | 81.13% | 1.94 | 0 | 11 |  |  |  | No | R-454B | 1.85 | Residential & Commercial | Ducted CEE Tier 1
213062753 | Central HP <5.4 tons | ACIQ | HRCU-A-CB (Split System: Heat Pump with Remote Outdoor Unit-Air-Source) | HVH825GKA2* |  |  | EA*4X36L17A*+WALLCON | *95CSU0601716A* | 23400 | 16.5 | 8.1 | 21600 | 16800 | 77.78% | 1.92 | 11 | 10.5 |  |  |  | No | R-410A | 1.95 | Residential & Commercial | Ducted CEE Tier 1
214776312 | Central HP <5.4 tons | YORK | HRCU-A-CB (Split System: Heat Pump with Remote Outdoor Unit-Air-Source) | HH824E2S11 | ADP |  | CV363**C+TXV | TL9E060B12UH11 | 23000 | 16.5 | 9 | 21400 | 17600 | 82.24% | 2 | 0 | 12 |  |  |  | No | R-454B | 1.9167 | Residential & Commercial | Ducted CEE Tier 1
214776330 | Central HP <5.4 tons | YORK | HRCU-A-CB (Split System: Heat Pump with Remote Outdoor Unit-Air-Source) | HH824E2S11 | ADP |  | CV240**C+TXV | TM9E060A10MP12 | 21800 | 16 | 8.5 | 21200 | 17700 | 83.49% | 1.9 | 0 | 10 |  |  |  | No | R-454B | 1.8167 | Residential & Commercial | Ducted CEE Tier 1
214776348 | Central HP <5.4 tons | YORK | HRCU-A-CB (Split System: Heat Pump with Remote Outdoor Unit-Air-Source) | HH824E2S11 | ADP |  | CX360B*35+TXV | TM9V060B12MP12 | 23000 | 17 | 9 | 21400 | 17600 | 82.24% | 2 | 0 | 12 |  |  |  | No | R-454B | 1.9167 | Residential & Commercial | Ducted CEE Tier 1
213785684 | Central HP <5.4 tons | CARRIER | HRCU-A-CB (Split System: Heat Pump with Remote Outdoor Unit-Air-Source) | 25VNA436A*031* |  |  | CSPH*4212AL*+UI | 59MN7C080C17**14 | 33200 | 18 | 8.5 | 36800 | 26200 | 71.2% | 2 | 0 | 11.5 |  |  |  | No | R-410A | 2.7667 | Residential & Commercial | Ducted CEE Tier 1
213785714 | Central HP <5.4 tons | CARRIER | HRCU-A-CB (Split System: Heat Pump with Remote Outdoor Unit-Air-Source) | 25VNA436A*031* |  |  | CSPH*4812AL*+UI | 59MN7C060C17**14 | 33200 | 18 | 8.5 | 36800 | 26200 | 71.2% | 2 | 0 | 11 |  |  |  | No | R-410A | 2.7667 | Residential & Commercial | Ducted CEE Tier 1
213785734 | Central HP <5.4 tons | CARRIER | HRCU-A-CB (Split System: Heat Pump with Remote Outdoor Unit-Air-Source) | 25VNA436A*031* |  |  | CSPH*6012AL*+UI | 58TN*B070C17**16 | 33800 | 18.5 | 8.5 | 36200 | 25400 | 70.17% | 2.02 | 0 | 11.7 |  |  |  | No | R-410A | 2.8167 | Residential & Commercial | Ducted CEE Tier 1
214776396 | Central HP <5.4 tons | YORK | HRCU-A-CB (Split System: Heat Pump with Remote Outdoor Unit-Air-Source) | HH836E2S11 | ADP |  | CX361B*35+TXV | TM9V080B12MP12 | 33000 | 18 | 8.5 | 29200 | 24800 | 84.93% | 2 | 0 | 11 |  |  |  | No | R-454B | 2.75 | Residential & Commercial | Ducted CEE Tier 1
215297503 | Central HP <5.4 tons | YORK | HRCU-A-CB (Split System: Heat Pump with Remote Outdoor Unit-Air-Source) | HMH72B341 | ADP |  | V,Y36H175P137 | Y81E080B12SMPS1 | 33200 | 18 | 8.5 | 31400 | 23000 | 73.25% | 2.04 | 0 | 10 |  |  |  | No | R-410A | 2.7667 | Residential & Commercial | Ducted CEE Tier 1
213785638 | Central HP <5.4 tons | CARRIER | HRCU-A-CB (Split System: Heat Pump with Remote Outdoor Unit-Air-Source) | 25VNA436A*031* |  |  | CSPH*3612AL*+UI | 58TN*B070C17**16 | 33000 | 18 | 8.5 | 37200 | 26400 | 70.97% | 2 | 0 | 11.5 |  |  |  | No | R-410A | 2.75 | Residential & Commercial | Ducted CEE Tier 1
213785496 | Central HP <5.4 tons | CARRIER | HRCU-A-CB (Split System: Heat Pump with Remote Outdoor Unit-Air-Source) | 25VNA436A*031* |  |  | CAP**4821AL*+UI | 59MN7C100C21**22 | 33200 | 19.5 | 9 | 36400 | 25800 | 70.88% | 2.02 | 0 | 12 |  |  |  | No | R-410A | 2.7667 | Residential & Commercial | Ducted CEE Tier 1
213785544 | Central HP <5.4 tons | CARRIER | HRCU-A-CB (Split System: Heat Pump with Remote Outdoor Unit-Air-Source) | 25VNA436A*031* |  |  | CAP**6121AL*+UI | 59MN7C060C17**14 | 33800 | 19 | 9 | 36200 | 25400 | 70.17% | 1.98 | 0 | 11.7 |  |  |  | No | R-410A | 2.8167 | Residential & Commercial | Ducted CEE Tier 1
212555745 | Central HP <5.4 tons | DAY & NIGHT | HRCU-A-CB (Split System: Heat Pump with Remote Outdoor Unit-Air-Source) | CVH848GKA2* | ADP |  | FG36960 | *80CTL1352422A* | 45000 | 17 | 8.5 | 44500 | 34600 | 77.75% | 2 | 0 | 10 |  |  |  | No | R-410A | 3.75 | Residential & Commercial | Ducted CEE Tier 1
213785177 | Central HP <5.4 tons | CARRIER | HRCU-A-CB (Split System: Heat Pump with Remote Outdoor Unit-Air-Source) | 25VNA424A*031* |  |  | CAP**4321AL*+UI | 59MN7C100C21**22 | 24200 | 20 | 10.5 | 26400 | 19700 | 74.62% | 2.54 | 0 | 13 |  |  |  | No | R-410A | 2.0167 | Residential & Commercial | Ducted CEE Tier 1
213785243 | Central HP <5.4 tons | CARRIER | HRCU-A-CB (Split System: Heat Pump with Remote Outdoor Unit-Air-Source) | 25VNA424A*031* |  |  | CSPH*3612AL*+UI | 59TN6C120C24**22 | 23800 | 19 | 10 | 26600 | 19700 | 74.06% | 2.48 | 0 | 13 |  |  |  | No | R-410A | 1.9833 | Residential & Commercial | Ducted CEE Tier 1
214776427 | Central HP <5.4 tons | YORK | HRCU-A-CB (Split System: Heat Pump with Remote Outdoor Unit-Air-Source) | HH860E2S11 | ADP |  | CH600C*C+TXV | TL8E100C20UH11 | 51000 | 18 | 8.3 | 51500 | 38000 | 73.79% | 1.96 | 0 | 10.5 |  |  |  | No | R-454B | 4.25 | Residential & Commercial | Ducted CEE Tier 1
214776452 | Central HP <5.4 tons | YORK | HRCU-A-CB (Split System: Heat Pump with Remote Outdoor Unit-Air-Source) | HH860E2S11 | ADP |  | CV606**C+TXV | TL9E080C16UH11 | 44500 | 18 | 8.5 | 44000 | 34000 | 77.27% | 2 | 0 | 11 |  |  |  | No | R-454B | 3.7083 | Residential & Commercial | Ducted CEE Tier 1
214776484 | Central HP <5.4 tons | YORK | HRCU-A-CB (Split System: Heat Pump with Remote Outdoor Unit-Air-Source) | HH860E2S11 | ADP |  | CV603**A+TXV | TM9E080C16MP12 | 44500 | 18 | 8.5 | 43500 | 34000 | 78.16% | 2 | 0 | 11 |  |  |  | No | R-454B | 3.7083 | Residential & Commercial | Ducted CEE Tier 1
214776534 | Central HP <5.4 tons | YORK | HRCU-A-CB (Split System: Heat Pump with Remote Outdoor Unit-Air-Source) | HH860E2S11 | ADP |  | CH600C*C+TXV | TM9E120D20MP12 | 52000 | 18 | 8.3 | 52500 | 39000 | 74.29% | 1.96 | 0 | 10.5 |  |  |  | No | R-454B | 4.3333 | Residential & Commercial | Ducted CEE Tier 1
214776543 | Central HP <5.4 tons | YORK | HRCU-A-CB (Split System: Heat Pump with Remote Outdoor Unit-Air-Source) | HH860E2S11 | ADP |  | CV603**A+TXV | TM9E120D20MP12 | 53000 | 19 | 8.5 | 52500 | 39000 | 74.29% | 2 | 0 | 11 |  |  |  | No | R-454B | 4.4167 | Residential & Commercial | Ducted CEE Tier 1
213785680 | Central HP <5.4 tons | CARRIER | HRCU-A-CB (Split System: Heat Pump with Remote Outdoor Unit-Air-Source) | 25VNA436A*031* |  |  | CSPH*4212AL*+UI | 59CU5B060C17**16 | 33200 | 18 | 8.5 | 36800 | 26200 | 71.2% | 2.02 | 0 | 11.5 |  |  |  | No | R-410A | 2.7667 | Residential & Commercial | Ducted CEE Tier 1
213785710 | Central HP <5.4 tons | CARRIER | HRCU-A-CB (Split System: Heat Pump with Remote Outdoor Unit-Air-Source) | 25VNA436A*031* |  |  | CSPH*4812AL*+UI | 58TN*B135C24**22 | 33600 | 19 | 8.5 | 36600 | 25800 | 70.49% | 2.04 | 0 | 12 |  |  |  | No | R-410A | 2.8 | Residential & Commercial | Ducted CEE Tier 1
213785426 | Central HP <5.4 tons | CARRIER | HRCU-A-CB (Split System: Heat Pump with Remote Outdoor Unit-Air-Source) | 25VNA436A*031* |  |  | CAP**4221AL*+UI | 58TN*B110C21**20 | 32600 | 19 | 9 | 37800 | 26600 | 70.37% | 1.98 | 0 | 11.7 |  |  |  | No | R-410A | 2.7167 | Residential & Commercial | Ducted CEE Tier 1
213785446 | Central HP <5.4 tons | CARRIER | HRCU-A-CB (Split System: Heat Pump with Remote Outdoor Unit-Air-Source) | 25VNA436A*031* |  |  | CAP**4224AL*+UI | 58TN*B135C24**22 | 32600 | 19 | 9 | 37800 | 26600 | 70.37% | 1.98 | 0 | 11.7 |  |  |  | No | R-410A | 2.7167 | Residential & Commercial | Ducted CEE Tier 1
213785660 | Central HP <5.4 tons | CARRIER | HRCU-A-CB (Split System: Heat Pump with Remote Outdoor Unit-Air-Source) | 25VNA436A*031* |  |  | CSPH*3612AL*+UI | 59TN6C080C17**14 | 33000 | 18 | 8.5 | 37200 | 26400 | 70.97% | 2 | 0 | 11.5 |  |  |  | No | R-410A | 2.75 | Residential & Commercial | Ducted CEE Tier 1
213785678 | Central HP <5.4 tons | CARRIER | HRCU-A-CB (Split System: Heat Pump with Remote Outdoor Unit-Air-Source) | 25VNA436A*031* |  |  | CSPH*4212AL*+UI | 58TN*B135C24**22 | 33400 | 18.5 | 8.5 | 36600 | 26000 | 71.04% | 2.04 | 0 | 11.7 |  |  |  | No | R-410A | 2.7833 | Residential & Commercial | Ducted CEE Tier 1
207455338 | Central HP <5.4 tons | LENNOX | HRCU-A-CB (Split System: Heat Pump with Remote Outdoor Unit-Air-Source) | SL25XPV-048-230A** | ADP |  | L*42/60Z9 | EL296UH090XV48C* | 45500 | 20 | 9.3 | 42000 | 36000 | 85.71% | 1.86 | 12 | 12 |  |  |  | No | R-410A | 3.7917 | Residential & Commercial | Ducted CEE Tier 1
207455340 | Central HP <5.4 tons | LENNOX | HRCU-A-CB (Split System: Heat Pump with Remote Outdoor Unit-Air-Source) | SL25XPV-048-230A** | ADP |  | LH42/62W9 | EL296UH090XV48C* | 45500 | 20 | 9.4 | 42000 | 36000 | 85.71% | 1.88 | 12 | 12 |  |  |  | No | R-410A | 3.7917 | Residential & Commercial | Ducted CEE Tier 1
214776401 | Central HP <5.4 tons | YORK | HRCU-A-CB (Split System: Heat Pump with Remote Outdoor Unit-Air-Source) | HH836E2S11 | ADP |  | CV365**C+TXV | TMLE080B12MP11 | 32800 | 17 | 8.4 | 29800 | 25000 | 83.89% | 1.98 | 0 | 10.5 |  |  |  | No | R-454B | 2.7333 | Residential & Commercial | Ducted CEE Tier 1
213785668 | Central HP <5.4 tons | CARRIER | HRCU-A-CB (Split System: Heat Pump with Remote Outdoor Unit-Air-Source) | 25VNA436A*031* |  |  | CSPH*4212AL*+UI | 58TN*B070C14**12 | 33200 | 18 | 8.5 | 36800 | 26200 | 71.2% | 2.02 | 0 | 11.5 |  |  |  | No | R-410A | 2.7667 | Residential & Commercial | Ducted CEE Tier 1
213785670 | Central HP <5.4 tons | CARRIER | HRCU-A-CB (Split System: Heat Pump with Remote Outdoor Unit-Air-Source) | 25VNA436A*031* |  |  | CSPH*4212AL*+UI | 58TN*B070C17**16 | 33200 | 18 | 8.5 | 36800 | 26000 | 70.65% | 2.02 | 0 | 11.7 |  |  |  | No | R-410A | 2.7667 | Residential & Commercial | Ducted CEE Tier 1
213785702 | Central HP <5.4 tons | CARRIER | HRCU-A-CB (Split System: Heat Pump with Remote Outdoor Unit-Air-Source) | 25VNA436A*031* |  |  | CSPH*4812AL*+UI | 58TN*B070C17**16 | 33400 | 18.5 | 8.5 | 36800 | 26000 | 70.65% | 2.02 | 0 | 11.7 |  |  |  | No | R-410A | 2.7833 | Residential & Commercial | Ducted CEE Tier 1
213785718 | Central HP <5.4 tons | CARRIER | HRCU-A-CB (Split System: Heat Pump with Remote Outdoor Unit-Air-Source) | 25VNA436A*031* |  |  | CSPH*4812AL*+UI | 59MN7C100C21**22 | 33600 | 18.5 | 8.5 | 36600 | 25800 | 70.49% | 2.04 | 0 | 12 |  |  |  | No | R-410A | 2.8 | Residential & Commercial | Ducted CEE Tier 1
215941610 | Central HP <5.4 tons | DAY & NIGHT | HRCU-A-CB (Split System: Heat Pump with Remote Outdoor Unit-Air-Source) | C5H3V48*K*AAA* |  |  | EVD5X48M24A*+WALLCON | *97CTN1002122A* | 44500 | 20 | 8.1 | 52000 | 38000 | 73.08% | 1.9 | 0 | 11 |  |  |  | No | R-454B | 3.7083 | Residential & Commercial | Ducted CEE Tier 1
215941010 | Central HP <5.4 tons | DAY & NIGHT | HRCU-A-CB (Split System: Heat Pump with Remote Outdoor Unit-Air-Source) | C5H3V48*K*AAA* |  |  | EA*5X60M24A*+WALLCON | *97CTN0802120A* | 44500 | 21 | 9.5 | 48500 | 36600 | 75.46% | 2 | 0 | 11 |  |  |  | No | R-454B | 3.7083 | Residential & Commercial | Ducted CEE Tier 1
215941060 | Central HP <5.4 tons | DAY & NIGHT | HRCU-A-CB (Split System: Heat Pump with Remote Outdoor Unit-Air-Source) | C5H3V48*K*AAA* |  |  | EA*5X61M21A*+WALLCON | *80CSU0601716B* | 45000 | 21 | 9.5 | 48500 | 37000 | 76.29% | 2 | 0 | 11.5 |  |  |  | No | R-454B | 3.75 | Residential & Commercial | Ducted CEE Tier 1
211389586 | Central HP <5.4 tons | COLEMAN | HRCU-A-CB (Split System: Heat Pump with Remote Outdoor Unit-Air-Source) | HMH72B341 |  |  | XAFC30CXXN1+TXV | TM8Y080C16MP11 | 33200 | 18 | 8.5 | 33400 | 23400 | 70.06% | 2.06 | 0 | 10 |  |  |  | No | R-410A | 2.7667 | Residential & Commercial | Ducted CEE Tier 1
214397346 | Central HP <5.4 tons | CHAMPION HEATING AND COOLING | HRCU-A-CB (Split System: Heat Pump with Remote Outdoor Unit-Air-Source) | HH836E2S11 |  |  | CTM48C5CFS1+JMC17C2SN1 |  | 34000 | 19 | 9 | 31400 | 25000 | 79.62% | 2 | 0 | 11.7 |  |  |  | No | R-454B | 2.8333 | Residential & Commercial | Ducted CEE Tier 1
214397378 | Central HP <5.4 tons | CHAMPION HEATING AND COOLING | HRCU-A-CB (Split System: Heat Pump with Remote Outdoor Unit-Air-Source) | HH836E2S11 |  |  | CTF48C5CFS1 | TP9C100C20MP13 | 34200 | 18 | 9 | 32600 | 25800 | 79.14% | 2 | 0 | 11 |  |  |  | No | R-454B | 2.85 | Residential & Commercial | Ducted CEE Tier 1
214776395 | Central HP <5.4 tons | YORK | HRCU-A-CB (Split System: Heat Pump with Remote Outdoor Unit-Air-Source) | HH836E2S11 | ADP |  | CH365B*C+TXV | TM9V080B12MP12 | 32600 | 17 | 8.4 | 29200 | 24800 | 84.93% | 1.98 | 0 | 10.5 |  |  |  | No | R-454B | 2.7167 | Residential & Commercial | Ducted CEE Tier 1
214776409 | Central HP <5.4 tons | YORK | HRCU-A-CB (Split System: Heat Pump with Remote Outdoor Unit-Air-Source) | HH836E2S11 | ADP |  | CV365**C+TXV | Y82E080B12LMPS1 | 32400 | 18 | 8.4 | 28400 | 24400 | 85.92% | 1.98 | 0 | 11.5 |  |  |  | No | R-454B | 2.7 | Residential & Commercial | Ducted CEE Tier 1
214776545 | Central HP <5.4 tons | YORK | HRCU-A-CB (Split System: Heat Pump with Remote Outdoor Unit-Air-Source) | HH860E2S11 | ADP |  | CH602**A+TXV | TM9E120D20MP12 | 53000 | 19 | 8.5 | 52500 | 39000 | 74.29% | 2 | 0 | 11 |  |  |  | No | R-454B | 4.4167 | Residential & Commercial | Ducted CEE Tier 1
214776577 | Central HP <5.4 tons | YORK | HRCU-A-CB (Split System: Heat Pump with Remote Outdoor Unit-Air-Source) | HH860E2S11 | ADP |  | CV603**A+TXV | TM9V100C16MP12 | 43500 | 18 | 8.5 | 42000 | 32800 | 78.1% | 2 | 0 | 11.7 |  |  |  | No | R-454B | 3.625 | Residential & Commercial | Ducted CEE Tier 1
214776586 | Central HP <5.4 tons | YORK | HRCU-A-CB (Split System: Heat Pump with Remote Outdoor Unit-Air-Source) | HH860E2S11 | ADP |  | CV601**C+TXV | TM9V100C20MP12 | 51000 | 18 | 8.35 | 51500 | 38000 | 73.79% | 1.98 | 0 | 10.5 |  |  |  | No | R-454B | 4.25 | Residential & Commercial | Ducted CEE Tier 1
214776593 | Central HP <5.4 tons | YORK | HRCU-A-CB (Split System: Heat Pump with Remote Outdoor Unit-Air-Source) | HH860E2S11 | ADP |  | CH602**A+TXV | TM9V100C20MP12 | 52000 | 19 | 8.5 | 51500 | 38000 | 73.79% | 2 | 0 | 11 |  |  |  | No | R-454B | 4.3333 | Residential & Commercial | Ducted CEE Tier 1
214776595 | Central HP <5.4 tons | YORK | HRCU-A-CB (Split System: Heat Pump with Remote Outdoor Unit-Air-Source) | HH860E2S11 | ADP |  | CV609**A+TXV | TM9V100C20MP12 | 52000 | 19 | 8.5 | 51500 | 38000 | 73.79% | 2 | 0 | 11 |  |  |  | No | R-454B | 4.3333 | Residential & Commercial | Ducted CEE Tier 1
214776611 | Central HP <5.4 tons | YORK | HRCU-A-CB (Split System: Heat Pump with Remote Outdoor Unit-Air-Source) | HH860E2S11 | ADP |  | CH604**C+TXV | TMLE080C16MP11 | 44500 | 18 | 8.5 | 43500 | 33800 | 77.7% | 2 | 0 | 11 |  |  |  | No | R-454B | 3.7083 | Residential & Commercial | Ducted CEE Tier 1
214776652 | Central HP <5.4 tons | YORK | HRCU-A-CB (Split System: Heat Pump with Remote Outdoor Unit-Air-Source) | HH860E2S11 | ADP |  | CV603**A+TXV | TMLE100C16MP11 | 44500 | 18 | 8.5 | 43500 | 33800 | 77.7% | 2 | 0 | 11 |  |  |  | No | R-454B | 3.7083 | Residential & Commercial | Ducted CEE Tier 1
214776654 | Central HP <5.4 tons | YORK | HRCU-A-CB (Split System: Heat Pump with Remote Outdoor Unit-Air-Source) | HH860E2S11 | ADP |  | CH602**A+TXV | TMLE100C16MP11 | 44500 | 18 | 8.5 | 43500 | 33800 | 77.7% | 2 | 0 | 11 |  |  |  | No | R-454B | 3.7083 | Residential & Commercial | Ducted CEE Tier 1
213785534 | Central HP <5.4 tons | CARRIER | HRCU-A-CB (Split System: Heat Pump with Remote Outdoor Unit-Air-Source) | 25VNA436A*031* |  |  | CAP**6121AL*+UI | 58TN*B070C17**16 | 34000 | 19.5 | 9 | 36000 | 25200 | 70% | 2 | 0 | 12 |  |  |  | No | R-410A | 2.8333 | Residential & Commercial | Ducted CEE Tier 1
214397289 | Central HP <5.4 tons | CHAMPION HEATING AND COOLING | HRCU-A-CB (Split System: Heat Pump with Remote Outdoor Unit-Air-Source) | HH836E2S11 |  |  | CTF36B5CDS1 | TM9E080B12MP12 | 33600 | 18 | 8.5 | 31800 | 26000 | 81.76% | 2 | 0 | 11 |  |  |  | No | R-454B | 2.8 | Residential & Commercial | Ducted CEE Tier 1
213785552 | Central HP <5.4 tons | CARRIER | HRCU-A-CB (Split System: Heat Pump with Remote Outdoor Unit-Air-Source) | 25VNA436A*031* |  |  | CAP**6121AL*+UI | 59TN6C080C17**14 | 34000 | 19.5 | 9 | 36000 | 25200 | 70% | 2 | 0 | 12 |  |  |  | No | R-410A | 2.8333 | Residential & Commercial | Ducted CEE Tier 1
211390312 | Central HP <5.4 tons | COLEMAN | HRCU-A-CB (Split System: Heat Pump with Remote Outdoor Unit-Air-Source) | HMH72B341 |  |  | XAFC36DBCN1 | CPLC100C16MP13 | 34000 | 17.5 | 8.5 | 33800 | 23800 | 70.41% | 2.08 | 0 | 10 |  |  |  | No | R-410A | 2.8333 | Residential & Commercial | Ducted CEE Tier 1
215425705 | Central HP <5.4 tons | YORK | HRCU-A-CB (Split System: Heat Pump with Remote Outdoor Unit-Air-Source) | HH824E2S11 | ADP |  | H,YE33*30+TXV | TM9E040A10MP12 | 22600 | 16 | 8.8 | 21400 | 17700 | 82.71% | 1.96 | 0 | 10.5 |  |  |  | No | R-454B | 1.8833 | Residential & Commercial | Ducted CEE Tier 1
215425730 | Central HP <5.4 tons | YORK | HRCU-A-CB (Split System: Heat Pump with Remote Outdoor Unit-Air-Source) | HH824E2S11 | ADP |  | H,YE32*30+TXV-BLEED | TM9V040A10MP12 | 22200 | 16 | 8.65 | 21200 | 17100 | 80.66% | 1.94 | 0 | 10.5 |  |  |  | No | R-454B | 1.85 | Residential & Commercial | Ducted CEE Tier 1
215425746 | Central HP <5.4 tons | YORK | HRCU-A-CB (Split System: Heat Pump with Remote Outdoor Unit-Air-Source) | HH824E2S11 | ADP |  | H,YE32*30+TXV | TM9V080B12MP12 | 22200 | 17 | 8.65 | 21200 | 17300 | 81.6% | 1.94 | 0 | 11.5 |  |  |  | No | R-454B | 1.85 | Residential & Commercial | Ducted CEE Tier 1
215425766 | Central HP <5.4 tons | YORK | HRCU-A-CB (Split System: Heat Pump with Remote Outdoor Unit-Air-Source) | HH824E2S11 | ADP |  | H,YE32*24+TXV | TM9Y080B12MP11 | 22200 | 17 | 8.65 | 21000 | 17000 | 80.95% | 1.94 | 0 | 11.5 |  |  |  | No | R-454B | 1.85 | Residential & Commercial | Ducted CEE Tier 1
210589391 | Central HP <5.4 tons | RHEEM | HRCU-A-CB (Split System: Heat Pump with Remote Outdoor Unit-Air-Source) | RP18AZ36AJVC |  |  | RCFZ6021SEAAM | R802VA100521Z | 34200 | 20 | 8.5 | 34200 | 43000 | 125.7% | 2.2 | 0 | 12.5 |  |  |  | No | R-410A | 2.85 | Residential & Commercial | Ducted CEE Tier 1
214651320 | Central HP <5.4 tons | LUXAIRE | HRCU-A-CB (Split System: Heat Pump with Remote Outdoor Unit-Air-Source) | HH824E2S11 |  |  | CTU30B5XCS1+TXV | TM9E060B12MP12 | 23000 | 17 | 9.5 | 23000 | 18900 | 82.17% | 2 | 0 | 11.7 |  |  |  | No | R-454B | 1.9167 | Residential & Commercial | Ducted CEE Tier 1
214651388 | Central HP <5.4 tons | LUXAIRE | HRCU-A-CB (Split System: Heat Pump with Remote Outdoor Unit-Air-Source) | HH824E2S11 |  |  | CTU36B5XDS1+TXV | TM9Y080B12MP11 | 23000 | 18 | 9.5 | 23000 | 18600 | 80.87% | 2 | 0 | 12 |  |  |  | No | R-454B | 1.9167 | Residential & Commercial | Ducted CEE Tier 1
209872690 | Central HP <5.4 tons | RHEEM | HRCU-A-CB (Split System: Heat Pump with Remote Outdoor Unit-Air-Source) | RP18AZ24AJVC |  |  | RCFZ2421HEAAM | R98MV0603A17UPS | 22800 | 20 | 8.5 | 22800 | 26000 | 114% | 2.1 | 0 | 12.5 |  |  |  | No | R-410A | 1.9 | Residential & Commercial | Ducted CEE Tier 1
214776693 | Central HP <5.4 tons | YORK | HRCU-A-CB (Split System: Heat Pump with Remote Outdoor Unit-Air-Source) | HH860E2S11 | ADP |  | CV606**C+TXV | TMLE130D20MP11 | 54000 | 19 | 8.5 | 53000 | 39500 | 74.53% | 2 | 0 | 11 |  |  |  | No | R-454B | 4.5 | Residential & Commercial | Ducted CEE Tier 1
214776711 | Central HP <5.4 tons | YORK | HRCU-A-CB (Split System: Heat Pump with Remote Outdoor Unit-Air-Source) | HH860E2S11 | ADP |  | CV603**A+TXV | TMLV100C16MP12 | 43500 | 18 | 8.5 | 42000 | 32800 | 78.1% | 2 | 0 | 11.7 |  |  |  | No | R-454B | 3.625 | Residential & Commercial | Ducted CEE Tier 1
214776759 | Central HP <5.4 tons | YORK | HRCU-A-CB (Split System: Heat Pump with Remote Outdoor Unit-Air-Source) | HH860E2S11 | ADP |  | CV609**A+TXV | Y81E080C20SMPS1 | 53000 | 19 | 8.5 | 52000 | 38500 | 74.04% | 2 | 0 | 11 |  |  |  | No | R-454B | 4.4167 | Residential & Commercial | Ducted CEE Tier 1
214776793 | Central HP <5.4 tons | YORK | HRCU-A-CB (Split System: Heat Pump with Remote Outdoor Unit-Air-Source) | HH860E2S11 | ADP |  | CH600D*C+TXV | YP9C080C16MP13 | 43000 | 17 | 8.4 | 42000 | 33000 | 78.57% | 1.98 | 0 | 10.5 |  |  |  | No | R-454B | 3.5833 | Residential & Commercial | Ducted CEE Tier 1
214776802 | Central HP <5.4 tons | YORK | HRCU-A-CB (Split System: Heat Pump with Remote Outdoor Unit-Air-Source) | HH860E2S11 | ADP |  | CV607**C+TXV | YP9C080C16MP13 | 43500 | 18 | 8.5 | 42000 | 33000 | 78.57% | 2 | 0 | 11 |  |  |  | No | R-454B | 3.625 | Residential & Commercial | Ducted CEE Tier 1
214776804 | Central HP <5.4 tons | YORK | HRCU-A-CB (Split System: Heat Pump with Remote Outdoor Unit-Air-Source) | HH860E2S11 | ADP |  | CV602D*A+TXV | YP9C080C16MP13 | 43500 | 18 | 8.5 | 42000 | 33000 | 78.57% | 2 | 0 | 11 |  |  |  | No | R-454B | 3.625 | Residential & Commercial | Ducted CEE Tier 1
214776809 | Central HP <5.4 tons | YORK | HRCU-A-CB (Split System: Heat Pump with Remote Outdoor Unit-Air-Source) | HH860E2S11 | ADP |  | CH604**C+TXV | YP9C100C20MP13 | 52000 | 19 | 8.5 | 51500 | 38000 | 73.79% | 2 | 0 | 11 |  |  |  | No | R-454B | 4.3333 | Residential & Commercial | Ducted CEE Tier 1
214776829 | Central HP <5.4 tons | YORK | HRCU-A-CB (Split System: Heat Pump with Remote Outdoor Unit-Air-Source) | HH860E2S11 | ADP |  | CV603**A+TXV | YP9C120D20MP13 | 53000 | 19 | 8.5 | 52500 | 39000 | 74.29% | 2 | 0 | 11 |  |  |  | No | R-454B | 4.4167 | Residential & Commercial | Ducted CEE Tier 1
215870929 | Central HP <5.4 tons | YORK | HRCU-A-CB (Split System: Heat Pump with Remote Outdoor Unit-Air-Source) | HH824E2S11 | ADP |  | CH368A*C+TXV | Y91E060A10SMPS1 | 22800 | 17 | 8.45 | 21400 | 17200 | 80.37% | 1.98 | 0 | 11.7 |  |  |  | No | R-454B | 1.9 | Residential & Commercial | Ducted CEE Tier 1
215889432 | Central HP <5.4 tons | YORK | HRCU-A-CB (Split System: Heat Pump with Remote Outdoor Unit-Air-Source) | HH824E2S11 | ADP |  | FE*G33*25+TXV |  | 24000 | 19 | 9.5 | 22400 | 16600 | 74.11% | 2.1 | 0 | 12 |  |  |  | No | R-454B | 2 | Residential & Commercial | Ducted CEE Tier 1
216010747 | Central HP <5.4 tons | FRASER-JOHNSTON | HRCU-A-CB (Split System: Heat Pump with Remote Outdoor Unit-Air-Source) | HH824E2S11 |  |  | CTM36B5ADS1+JME08B2SN1 |  | 23000 | 19 | 9.5 | 23000 | 18000 | 78.26% | 2 | 0 | 12 |  |  |  | No | R-454B | 1.9167 | Residential & Commercial | Ducted CEE Tier 1
214776352 | Central HP <5.4 tons | YORK | HRCU-A-CB (Split System: Heat Pump with Remote Outdoor Unit-Air-Source) | HH824E2S11 | ADP |  | CV363**C+TXV | TM9V060B12MP12 | 22400 | 17 | 8.8 | 21400 | 17200 | 80.37% | 1.96 | 0 | 11 |  |  |  | No | R-454B | 1.8667 | Residential & Commercial | Ducted CEE Tier 1
214776377 | Central HP <5.4 tons | YORK | HRCU-A-CB (Split System: Heat Pump with Remote Outdoor Unit-Air-Source) | HH824E2S11 | ADP |  | CV240**C+TXV | Y82E060A12LMPS1 | 21800 | 18 | 8.5 | 21200 | 17300 | 81.6% | 1.9 | 0 | 11 |  |  |  | No | R-454B | 1.8167 | Residential & Commercial | Ducted CEE Tier 1
215425716 | Central HP <5.4 tons | YORK | HRCU-A-CB (Split System: Heat Pump with Remote Outdoor Unit-Air-Source) | HH824E2S11 | ADP |  | H,YE32*30+TXV-BLEED | TM9E060B12MP12 | 22800 | 16 | 8.9 | 21400 | 17900 | 83.64% | 1.98 | 0 | 11.5 |  |  |  | No | R-454B | 1.9 | Residential & Commercial | Ducted CEE Tier 1
215941000 | Central HP <5.4 tons | DAY & NIGHT | HRCU-A-CB (Split System: Heat Pump with Remote Outdoor Unit-Air-Source) | C5H3V48*K*AAA* |  |  | EA*5X60M24A*+WALLCON | *96CTN0802120B* | 44500 | 21 | 9.5 | 48500 | 36600 | 75.46% | 2 | 0 | 11 |  |  |  | No | R-454B | 3.7083 | Residential & Commercial | Ducted CEE Tier 1
215941020 | Central HP <5.4 tons | DAY & NIGHT | HRCU-A-CB (Split System: Heat Pump with Remote Outdoor Unit-Air-Source) | C5H3V48*K*AAA* |  |  | EA*5X60M24A*+WALLCON | *97CTN1002122A* | 44500 | 21 | 9.5 | 48000 | 36400 | 75.83% | 2 | 0 | 11 |  |  |  | No | R-454B | 3.7083 | Residential & Commercial | Ducted CEE Tier 1
215941070 | Central HP <5.4 tons | DAY & NIGHT | HRCU-A-CB (Split System: Heat Pump with Remote Outdoor Unit-Air-Source) | C5H3V48*K*AAA* |  |  | EA*5X61M21A*+WALLCON | *97CTN0801716A* | 44500 | 20 | 9 | 49000 | 37600 | 76.73% | 2 | 0 | 11 |  |  |  | No | R-454B | 3.7083 | Residential & Commercial | Ducted CEE Tier 1
215941150 | Central HP <5.4 tons | DAY & NIGHT | HRCU-A-CB (Split System: Heat Pump with Remote Outdoor Unit-Air-Source) | C5H3V48*K*AAA* |  |  | ESH5X48M12A*+WALLCON | *80CSU0401712B* | 44000 | 20 | 9 | 48500 | 36600 | 75.46% | 1.82 | 0 | 11 |  |  |  | No | R-454B | 3.6667 | Residential & Commercial | Ducted CEE Tier 1
215934815 | Central HP <5.4 tons | BRYANT HEATING AND COOLING SYSTEMS | HRCU-A-CB (Split System: Heat Pump with Remote Outdoor Unit-Air-Source) | 293VAN036**AA* |  |  | CVAMA4421XMA*+UI | 88*TB48070C17*** | 35400 | 21.5 | 8.5 | 38500 | 29000 | 75.32% | 2.02 | 0 | 12 |  |  |  | No | R-454B | 2.95 | Residential & Commercial | Ducted CEE Tier 1
215934965 | Central HP <5.4 tons | BRYANT HEATING AND COOLING SYSTEMS | HRCU-A-CB (Split System: Heat Pump with Remote Outdoor Unit-Air-Source) | 293VAN036**AA* |  |  | CVAMA4821XMA*+UI | 986TD42060C17*** | 34600 | 20.5 | 8.5 | 38000 | 27600 | 72.63% | 2.05 | 0 | 11.5 |  |  |  | No | R-454B | 2.8833 | Residential & Commercial | Ducted CEE Tier 1
215934725 | Central HP <5.4 tons | BRYANT HEATING AND COOLING SYSTEMS | HRCU-A-CB (Split System: Heat Pump with Remote Outdoor Unit-Air-Source) | 293VAN036**AA* |  |  | CVAMA3617XMA*+UI | 986TD42060C17*** | 34000 | 20 | 8.1 | 38000 | 27200 | 71.58% | 2 | 0 | 11 |  |  |  | No | R-454B | 2.8333 | Residential & Commercial | Ducted CEE Tier 1
215934775 | Central HP <5.4 tons | BRYANT HEATING AND COOLING SYSTEMS | HRCU-A-CB (Split System: Heat Pump with Remote Outdoor Unit-Air-Source) | 293VAN036**AA* |  |  | CVAMA4421XMA*+UI | 83*CA36040C17*** | 35600 | 22 | 8.5 | 38000 | 28800 | 75.79% | 2.02 | 0 | 12 |  |  |  | No | R-454B | 2.9667 | Residential & Commercial | Ducted CEE Tier 1
215934825 | Central HP <5.4 tons | BRYANT HEATING AND COOLING SYSTEMS | HRCU-A-CB (Split System: Heat Pump with Remote Outdoor Unit-Air-Source) | 293VAN036**AA* |  |  | CVAMA4421XMA*+UI | 88*TB60070C21*** | 35600 | 21.5 | 8.5 | 38000 | 28600 | 75.26% | 2.02 | 0 | 12 |  |  |  | No | R-454B | 2.9667 | Residential & Commercial | Ducted CEE Tier 1
215933255 | Central HP <5.4 tons | BRYANT HEATING AND COOLING SYSTEMS | HRCU-A-CB (Split System: Heat Pump with Remote Outdoor Unit-Air-Source) | 293VAN036**AA* |  |  | CSAH*3612AM*+UI | 986TD66100C21*** | 33400 | 19 | 9 | 34800 | 26600 | 76.44% | 1.92 | 0 | 11 |  |  |  | No | R-454B | 2.7833 | Residential & Commercial | Ducted CEE Tier 1
215939730 | Central HP <5.4 tons | DAY & NIGHT | HRCU-A-CB (Split System: Heat Pump with Remote Outdoor Unit-Air-Source) | C5H3V36*K*AAA* |  |  | EA*5X48M21A*+WALLCON | *80CSU0401712B* | 33400 | 20.5 | 9.5 | 34400 | 26200 | 76.16% | 2.04 | 0 | 11.7 |  |  |  | No | R-454B | 2.7833 | Residential & Commercial | Ducted CEE Tier 1
215939780 | Central HP <5.4 tons | DAY & NIGHT | HRCU-A-CB (Split System: Heat Pump with Remote Outdoor Unit-Air-Source) | C5H3V36*K*AAA* |  |  | EA*5X48M21A*+WALLCON | *97CTN1002122A* | 33400 | 20 | 9.5 | 34400 | 26200 | 76.16% | 2.04 | 0 | 11.7 |  |  |  | No | R-454B | 2.7833 | Residential & Commercial | Ducted CEE Tier 1
215939830 | Central HP <5.4 tons | DAY & NIGHT | HRCU-A-CB (Split System: Heat Pump with Remote Outdoor Unit-Air-Source) | C5H3V36*K*AAA* |  |  | EA*5X61M21A*+WALLCON | *96CTN0802120B* | 34400 | 20 | 9 | 34400 | 26200 | 76.16% | 1.95 | 0 | 11.7 |  |  |  | No | R-454B | 2.8667 | Residential & Commercial | Ducted CEE Tier 1
215939930 | Central HP <5.4 tons | DAY & NIGHT | HRCU-A-CB (Split System: Heat Pump with Remote Outdoor Unit-Air-Source) | C5H3V36*K*AAA* |  |  | EA*5X61M24A*+WALLCON | *97CTN1202422A* | 34400 | 20.5 | 9.5 | 34200 | 26000 | 76.02% | 2.08 | 0 | 12 |  |  |  | No | R-454B | 2.8667 | Residential & Commercial | Ducted CEE Tier 1
215939950 | Central HP <5.4 tons | DAY & NIGHT | HRCU-A-CB (Split System: Heat Pump with Remote Outdoor Unit-Air-Source) | C5H3V36*K*AAA* |  |  | ESH5X36M12A*+WALLCON | *80CSU0401712B* | 33400 | 19 | 9 | 34800 | 26600 | 76.44% | 1.92 | 0 | 11.5 |  |  |  | No | R-454B | 2.7833 | Residential & Commercial | Ducted CEE Tier 1
215940000 | Central HP <5.4 tons | DAY & NIGHT | HRCU-A-CB (Split System: Heat Pump with Remote Outdoor Unit-Air-Source) | C5H3V36*K*AAA* |  |  | ESH5X36M12A*+WALLCON | *97CTN1002122A* | 33400 | 19 | 9 | 34800 | 26600 | 76.44% | 1.92 | 0 | 11 |  |  |  | No | R-454B | 2.7833 | Residential & Commercial | Ducted CEE Tier 1
215681435 | Central HP <5.4 tons | HEIL | HRCU-A-CB (Split System: Heat Pump with Remote Outdoor Unit-Air-Source) | H5H0V48*K*AAA* |  |  | EA*5X61M21A*+WALLCON | *96CTN0802120B* | 46000 | 18 | 9 | 48000 | 33800 | 70.42% | 2.08 | 0 | 10 |  |  |  | No | R-454B | 3.8333 | Residential & Commercial | Ducted CEE Tier 1
214776884 | Central HP <5.4 tons | YORK | HRCU-A-CB (Split System: Heat Pump with Remote Outdoor Unit-Air-Source) | HH860E2S11 | ADP |  | CH600D*C+TXV | YPLC120C20MP13 | 51500 | 18 | 8.3 | 52000 | 38500 | 74.04% | 1.96 | 0 | 10.5 |  |  |  | No | R-454B | 4.2917 | Residential & Commercial | Ducted CEE Tier 1
213785193 | Central HP <5.4 tons | CARRIER | HRCU-A-CB (Split System: Heat Pump with Remote Outdoor Unit-Air-Source) | 25VNA424A*031* |  |  | CSPH*3012AL*+UI | 58TN*B090C21**20 | 23400 | 18.5 | 10 | 26800 | 19900 | 74.25% | 2.44 | 0 | 12.5 |  |  |  | No | R-410A | 1.95 | Residential & Commercial | Ducted CEE Tier 1
213785195 | Central HP <5.4 tons | CARRIER | HRCU-A-CB (Split System: Heat Pump with Remote Outdoor Unit-Air-Source) | 25VNA424A*031* |  |  | CSPH*3012AL*+UI | 58TN*B110C21**20 | 23400 | 18.5 | 10 | 26800 | 19900 | 74.25% | 2.44 | 0 | 12.5 |  |  |  | No | R-410A | 1.95 | Residential & Commercial | Ducted CEE Tier 1
215889436 | Central HP <5.4 tons | YORK | HRCU-A-CB (Split System: Heat Pump with Remote Outdoor Unit-Air-Source) | HH860E2S11 | ADP |  | FE*BB9*48+TXV |  | 45000 | 18 | 8.8 | 44000 | 33600 | 76.36% | 2.06 | 0 | 11.7 |  |  |  | No | R-454B | 3.75 | Residential & Commercial | Ducted CEE Tier 1
216065309 | Central HP <5.4 tons | YORK | HRCU-A-CB (Split System: Heat Pump with Remote Outdoor Unit-Air-Source) | HH860E2S11 | ADP |  | BV**C9*60+TXV |  | 53500 | 18 | 9 | 51000 | 37400 | 73.33% | 2 | 0 | 12 |  |  |  | No | R-454B | 4.4583 | Residential & Commercial | Ducted CEE Tier 1
214776411 | Central HP <5.4 tons | YORK | HRCU-A-CB (Split System: Heat Pump with Remote Outdoor Unit-Air-Source) | HH860E2S11 | ADP |  | CV481**C+TXV | TL8E080C16UH11 | 43500 | 17 | 8.3 | 43500 | 33800 | 77.7% | 1.96 | 0 | 10.5 |  |  |  | No | R-454B | 3.625 | Residential & Commercial | Ducted CEE Tier 1
214776418 | Central HP <5.4 tons | YORK | HRCU-A-CB (Split System: Heat Pump with Remote Outdoor Unit-Air-Source) | HH860E2S11 | ADP |  | CX601C*35+TXV | TL8E080C16UH11 | 44500 | 18 | 8.5 | 43500 | 33800 | 77.7% | 2 | 0 | 11 |  |  |  | No | R-454B | 3.7083 | Residential & Commercial | Ducted CEE Tier 1
214776420 | Central HP <5.4 tons | YORK | HRCU-A-CB (Split System: Heat Pump with Remote Outdoor Unit-Air-Source) | HH860E2S11 | ADP |  | CV605**C+TXV | TL8E080C16UH11 | 44500 | 18 | 8.5 | 43500 | 33800 | 77.7% | 2 | 0 | 11 |  |  |  | No | R-454B | 3.7083 | Residential & Commercial | Ducted CEE Tier 1
215425723 | Central HP <5.4 tons | YORK | HRCU-A-CB (Split System: Heat Pump with Remote Outdoor Unit-Air-Source) | HH824E2S11 | ADP |  | H,YE32*30+TXV-BLEED | TM9E080B12MP12 | 22200 | 17 | 8.65 | 21200 | 17600 | 83.02% | 1.94 | 0 | 11 |  |  |  | No | R-454B | 1.85 | Residential & Commercial | Ducted CEE Tier 1
215425739 | Central HP <5.4 tons | YORK | HRCU-A-CB (Split System: Heat Pump with Remote Outdoor Unit-Air-Source) | HH824E2S11 | ADP |  | H,YE32*30+TXV | TM9V060B12MP12 | 22200 | 17 | 8.65 | 21200 | 17200 | 81.13% | 1.94 | 0 | 11 |  |  |  | No | R-454B | 1.85 | Residential & Commercial | Ducted CEE Tier 1
215425741 | Central HP <5.4 tons | YORK | HRCU-A-CB (Split System: Heat Pump with Remote Outdoor Unit-Air-Source) | HH824E2S11 | ADP |  | H,YE7J*24+TXV | TM9V060B12MP12 | 22400 | 17 | 8.8 | 21400 | 17200 | 80.37% | 1.96 | 0 | 11 |  |  |  | No | R-454B | 1.8667 | Residential & Commercial | Ducted CEE Tier 1
215425755 | Central HP <5.4 tons | YORK | HRCU-A-CB (Split System: Heat Pump with Remote Outdoor Unit-Air-Source) | HH824E2S11 | ADP |  | H,YE7J*24+TXV | TM9Y040A10MP11 | 22400 | 16 | 8.3 | 21000 | 16900 | 80.48% | 1.96 | 0 | 10.5 |  |  |  | No | R-454B | 1.8667 | Residential & Commercial | Ducted CEE Tier 1
215425771 | Central HP <5.4 tons | YORK | HRCU-A-CB (Split System: Heat Pump with Remote Outdoor Unit-Air-Source) | HH824E2S11 | ADP |  | H,YE24*36+TXV | Y81E060A12SMPS1 | 22000 | 17 | 8.55 | 20800 | 16900 | 81.25% | 1.92 | 0 | 11 |  |  |  | No | R-454B | 1.8333 | Residential & Commercial | Ducted CEE Tier 1
215425773 | Central HP <5.4 tons | YORK | HRCU-A-CB (Split System: Heat Pump with Remote Outdoor Unit-Air-Source) | HH824E2S11 | ADP |  | H,YE32*24+TXV | Y81E060A12SMPS1 | 22200 | 17 | 8.65 | 20800 | 16900 | 81.25% | 1.94 | 0 | 11.5 |  |  |  | No | R-454B | 1.85 | Residential & Commercial | Ducted CEE Tier 1
215425780 | Central HP <5.4 tons | YORK | HRCU-A-CB (Split System: Heat Pump with Remote Outdoor Unit-Air-Source) | HH824E2S11 | ADP |  | H,YE32*24+TXV | Y81E080B12SMPS1 | 22200 | 18 | 9.1 | 21200 | 17500 | 82.55% | 1.94 | 0 | 11 |  |  |  | No | R-454B | 1.85 | Residential & Commercial | Ducted CEE Tier 1
215425789 | Central HP <5.4 tons | YORK | HRCU-A-CB (Split System: Heat Pump with Remote Outdoor Unit-Air-Source) | HH824E2S11 | ADP |  | H,YE24*24+TXV | Y82E060A12LMPS1 | 21800 | 18 | 8.55 | 21200 | 17300 | 81.6% | 1.92 | 0 | 11 |  |  |  | No | R-454B | 1.8167 | Residential & Commercial | Ducted CEE Tier 1
215425807 | Central HP <5.4 tons | YORK | HRCU-A-CB (Split System: Heat Pump with Remote Outdoor Unit-Air-Source) | HH824E2S11 | ADP |  | H,YE32*30+TXV | Y91E026A08SMPS1 | 22200 | 17 | 8.2 | 21200 | 16900 | 79.72% | 1.94 | 0 | 11.5 |  |  |  | No | R-454B | 1.85 | Residential & Commercial | Ducted CEE Tier 1
215425782 | Central HP <5.4 tons | YORK | HRCU-A-CB (Split System: Heat Pump with Remote Outdoor Unit-Air-Source) | HH824E2S11 | ADP |  | H,YE33*30+TXV | Y81E080B12SMPS1 | 23000 | 18 | 9 | 21400 | 18100 | 84.58% | 2 | 0 | 12 |  |  |  | No | R-454B | 1.9167 | Residential & Commercial | Ducted CEE Tier 1
207455070 | Central HP <5.4 tons | LENNOX | HRCU-A-CB (Split System: Heat Pump with Remote Outdoor Unit-Air-Source) | SL25XPV-036-230A** | ADP |  | LH23/37W9 | EL296UH110XV60C* | 34000 | 21 | 8.8 | 34000 | 27000 | 79.41% | 1.82 | 14 | 13.5 |  |  |  | No | R-410A | 2.8333 | Residential & Commercial | Ducted CEE Tier 1
207455079 | Central HP <5.4 tons | LENNOX | HRCU-A-CB (Split System: Heat Pump with Remote Outdoor Unit-Air-Source) | SL25XPV-036-230A** | ADP |  | L*35/36S9 | SL280DF090V48B* | 33400 | 21 | 8.7 | 34400 | 29400 | 85.47% | 1.78 | 13.5 | 13 |  |  |  | No | R-410A | 2.7833 | Residential & Commercial | Ducted CEE Tier 1
214776434 | Central HP <5.4 tons | YORK | HRCU-A-CB (Split System: Heat Pump with Remote Outdoor Unit-Air-Source) | HH860E2S11 | ADP |  | CV605**C+TXV | TL8E100C20UH11 | 45000 | 18 | 8.5 | 43500 | 33600 | 77.24% | 2 | 0 | 11.7 |  |  |  | No | R-454B | 3.75 | Residential & Commercial | Ducted CEE Tier 1
214776436 | Central HP <5.4 tons | YORK | HRCU-A-CB (Split System: Heat Pump with Remote Outdoor Unit-Air-Source) | HH860E2S11 | ADP |  | CV603**A+TXV | TL8E100C20UH11 | 52000 | 19 | 8.5 | 51500 | 38000 | 73.79% | 2 | 0 | 11 |  |  |  | No | R-454B | 4.3333 | Residential & Commercial | Ducted CEE Tier 1
214776495 | Central HP <5.4 tons | YORK | HRCU-A-CB (Split System: Heat Pump with Remote Outdoor Unit-Air-Source) | HH860E2S11 | ADP |  | CH605D*C+TXV | TM9E080C20MP12 | 53500 | 18 | 8.5 | 53000 | 39500 | 74.53% | 2 | 0 | 11 |  |  |  | No | R-454B | 4.4583 | Residential & Commercial | Ducted CEE Tier 1
214776502 | Central HP <5.4 tons | YORK | HRCU-A-CB (Split System: Heat Pump with Remote Outdoor Unit-Air-Source) | HH860E2S11 | ADP |  | CV609**A+TXV | TM9E080C20MP12 | 53500 | 19 | 8.5 | 53000 | 39500 | 74.53% | 2 | 0 | 11 |  |  |  | No | R-454B | 4.4583 | Residential & Commercial | Ducted CEE Tier 1
214776552 | Central HP <5.4 tons | YORK | HRCU-A-CB (Split System: Heat Pump with Remote Outdoor Unit-Air-Source) | HH860E2S11 | ADP |  | CH600D*C+TXV | TM9V080C16MP12 | 43000 | 17 | 8.4 | 42000 | 33000 | 78.57% | 1.98 | 0 | 10.5 |  |  |  | No | R-454B | 3.5833 | Residential & Commercial | Ducted CEE Tier 1
214776568 | Central HP <5.4 tons | YORK | HRCU-A-CB (Split System: Heat Pump with Remote Outdoor Unit-Air-Source) | HH860E2S11 | ADP |  | CH604**C+TXV | TM9V100C16MP12 | 43500 | 18 | 8.5 | 42000 | 32800 | 78.1% | 2 | 0 | 11.7 |  |  |  | No | R-454B | 3.625 | Residential & Commercial | Ducted CEE Tier 1
214776575 | Central HP <5.4 tons | YORK | HRCU-A-CB (Split System: Heat Pump with Remote Outdoor Unit-Air-Source) | HH860E2S11 | ADP |  | CV605**C+TXV | TM9V100C16MP12 | 43500 | 18 | 8.5 | 42000 | 32800 | 78.1% | 2 | 0 | 11.7 |  |  |  | No | R-454B | 3.625 | Residential & Commercial | Ducted CEE Tier 1
214776584 | Central HP <5.4 tons | YORK | HRCU-A-CB (Split System: Heat Pump with Remote Outdoor Unit-Air-Source) | HH860E2S11 | ADP |  | CH600D*C+TXV | TM9V100C20MP12 | 50500 | 18 | 8.3 | 51500 | 38000 | 73.79% | 1.96 | 0 | 10.5 |  |  |  | No | R-454B | 4.2083 | Residential & Commercial | Ducted CEE Tier 1
207455147 | Central HP <5.4 tons | LENNOX | HRCU-A-CB (Split System: Heat Pump with Remote Outdoor Unit-Air-Source) | SL25XPV-036-230A** | ADP |  | L*35/36S9 | SL280UH090V60C* | 34000 | 21 | 8.8 | 33800 | 27000 | 79.88% | 1.84 | 14 | 13.5 |  |  |  | No | R-410A | 2.8333 | Residential & Commercial | Ducted CEE Tier 1
207455161 | Central HP <5.4 tons | LENNOX | HRCU-A-CB (Split System: Heat Pump with Remote Outdoor Unit-Air-Source) | SL25XPV-036-230A** | ADP |  | LH35/38F9 | SL280UH090XV60C* | 34000 | 21 | 8.8 | 33800 | 27000 | 79.88% | 1.84 | 14 | 13.5 |  |  |  | No | R-410A | 2.8333 | Residential & Commercial | Ducted CEE Tier 1
207455163 | Central HP <5.4 tons | LENNOX | HRCU-A-CB (Split System: Heat Pump with Remote Outdoor Unit-Air-Source) | SL25XPV-036-230A** | ADP |  | L*35/36S9 | SL280UH090XV60C* | 34000 | 21 | 8.8 | 33800 | 27000 | 79.88% | 1.84 | 14 | 13.5 |  |  |  | No | R-410A | 2.8333 | Residential & Commercial | Ducted CEE Tier 1
207455186 | Central HP <5.4 tons | LENNOX | HRCU-A-CB (Split System: Heat Pump with Remote Outdoor Unit-Air-Source) | SL25XPV-036-230A** | ADP |  | L*35/36U9 | SL280UH110XV60C* | 34000 | 21 | 8.8 | 33800 | 27000 | 79.88% | 1.84 | 14 | 13.5 |  |  |  | No | R-410A | 2.8333 | Residential & Commercial | Ducted CEE Tier 1
212609307 | Central HP <5.4 tons | RHEEM | HRCU-A-CB (Split System: Heat Pump with Remote Outdoor Unit-Air-Source) | RP18AZ24AJVC |  |  | RCFZ2421HEAAM | R802V1004A17UHS | 22800 | 20 | 8.5 | 22800 | 26000 | 114% | 2.1 | 0 | 12.5 |  |  |  | No | R-410A | 1.9 | Residential & Commercial | Ducted CEE Tier 1
212609324 | Central HP <5.4 tons | RHEEM | HRCU-A-CB (Split System: Heat Pump with Remote Outdoor Unit-Air-Source) | RP18AZ24AJVC |  |  | RCFZ2421HEAAM | R802V0504A17UHS | 22800 | 20 | 8.5 | 22800 | 26000 | 114% | 2.1 | 0 | 12.5 |  |  |  | No | R-410A | 1.9 | Residential & Commercial | Ducted CEE Tier 1
212609359 | Central HP <5.4 tons | RHEEM | HRCU-A-CB (Split System: Heat Pump with Remote Outdoor Unit-Air-Source) | RP18AZ36AJVC |  |  | RCFZ6021SEAAM | R802V1004A17UHS | 34200 | 19 | 8.5 | 34200 | 43000 | 125.7% | 2.2 | 0 | 12.5 |  |  |  | No | R-410A | 2.85 | Residential & Commercial | Ducted CEE Tier 1
214397108 | Central HP <5.4 tons | CHAMPION HEATING AND COOLING | HRCU-A-CB (Split System: Heat Pump with Remote Outdoor Unit-Air-Source) | HH824E2S11 |  |  | CTF36B5ADS1 | TM8Y080B12MP11 | 23000 | 18 | 9.5 | 23000 | 18300 | 79.57% | 2 | 0 | 12 |  |  |  | No | R-454B | 1.9167 | Residential & Commercial | Ducted CEE Tier 1
214396260 | Central HP <5.4 tons | CHAMPION HEATING AND COOLING | HRCU-A-CB (Split System: Heat Pump with Remote Outdoor Unit-Air-Source) | HH824E2S11 |  |  | CTF30B5ACS1+JMVT12BC2N1 |  | 23000 | 18 | 9.5 | 23000 | 19000 | 82.61% | 2 | 0 | 12 |  |  |  | No | R-454B | 1.9167 | Residential & Commercial | Ducted CEE Tier 1
214396696 | Central HP <5.4 tons | CHAMPION HEATING AND COOLING | HRCU-A-CB (Split System: Heat Pump with Remote Outdoor Unit-Air-Source) | HH824E2S11 |  |  | CTF30B5ACS1+JMC12B2SN1 |  | 23000 | 18 | 9.5 | 23000 | 19000 | 82.61% | 2 | 0 | 12 |  |  |  | No | R-454B | 1.9167 | Residential & Commercial | Ducted CEE Tier 1
214397128 | Central HP <5.4 tons | CHAMPION HEATING AND COOLING | HRCU-A-CB (Split System: Heat Pump with Remote Outdoor Unit-Air-Source) | HH824E2S11 |  |  | CTF30B5ACS1 | TM9E060B12MP12 | 23000 | 17 | 9.5 | 23000 | 18900 | 82.17% | 2 | 0 | 11.7 |  |  |  | No | R-454B | 1.9167 | Residential & Commercial | Ducted CEE Tier 1
214397153 | Central HP <5.4 tons | CHAMPION HEATING AND COOLING | HRCU-A-CB (Split System: Heat Pump with Remote Outdoor Unit-Air-Source) | HH824E2S11 |  |  | CTF30B5ACS1 | TM8V080B12MP12 | 23000 | 17 | 9.5 | 23000 | 17900 | 77.83% | 2 | 0 | 12 |  |  |  | No | R-454B | 1.9167 | Residential & Commercial | Ducted CEE Tier 1
208552856 | Central HP <5.4 tons | RHEEM | HRCU-A-CB (Split System: Heat Pump with Remote Outdoor Unit-Air-Source) | RP18AZ24AJVC |  |  | RHMVZ2421HEACA |  | 22800 | 20 | 8.5 | 22800 | 24800 | 108.8% | 2 | 0 | 12.5 |  |  |  | No | R-410A | 1.9 | Residential & Commercial | Ducted CEE Tier 1
209872686 | Central HP <5.4 tons | RHEEM | HRCU-A-CB (Split System: Heat Pump with Remote Outdoor Unit-Air-Source) | RP18AZ24AJVC |  |  | RCFZ2421HEAAM | R962V0603A17M4S | 22800 | 20 | 8.5 | 22800 | 26000 | 114% | 2.1 | 0 | 12.5 |  |  |  | No | R-410A | 1.9 | Residential & Commercial | Ducted CEE Tier 1
209872704 | Central HP <5.4 tons | RHEEM | HRCU-A-CB (Split System: Heat Pump with Remote Outdoor Unit-Air-Source) | RP18AZ36AJVC |  |  | RCFZ6021SEAAM | R97MV1005A21DHS | 34200 | 19 | 8.5 | 34200 | 43000 | 125.7% | 2.2 | 0 | 12.5 |  |  |  | No | R-410A | 2.85 | Residential & Commercial | Ducted CEE Tier 1
215681835 | Central HP <5.4 tons | HEIL | HRCU-A-CB (Split System: Heat Pump with Remote Outdoor Unit-Air-Source) | H5H0V48*K*AAA* |  |  | EVM5X49M21A*+WALLCON | *80CSU0601716B* | 48000 | 18.5 | 9 | 50000 | 36800 | 73.6% | 2 | 0 | 10 |  |  |  | No | R-454B | 4 | Residential & Commercial | Ducted CEE Tier 1
215682005 | Central HP <5.4 tons | HEIL | HRCU-A-CB (Split System: Heat Pump with Remote Outdoor Unit-Air-Source) | H5H0V48*K*AAA* |  |  | EVM5X60M24A*+WALLCON | *97CTN0802120A* | 48000 | 19 | 9 | 50000 | 36600 | 73.2% | 2 | 0 | 10 |  |  |  | No | R-454B | 4 | Residential & Commercial | Ducted CEE Tier 1
215682205 | Central HP <5.4 tons | HEIL | HRCU-A-CB (Split System: Heat Pump with Remote Outdoor Unit-Air-Source) | H5H0V48*K*AAA* |  |  | EVD5X48M24A*+WALLCON | *97CTN0802120A* | 47000 | 18.5 | 9 | 50000 | 36400 | 72.8% | 2 | 0 | 10 |  |  |  | No | R-454B | 3.9167 | Residential & Commercial | Ducted CEE Tier 1
215934575 | Central HP <5.4 tons | BRYANT HEATING AND COOLING SYSTEMS | HRCU-A-CB (Split System: Heat Pump with Remote Outdoor Unit-Air-Source) | 293VAN048**AA* |  |  | CSAH*6012AM*+UI | 935CB48060C17*** | 44000 | 19.5 | 9 | 49000 | 36400 | 74.29% | 1.84 | 0 | 11 |  |  |  | No | R-454B | 3.6667 | Residential & Commercial | Ducted CEE Tier 1
211641648 | Central HP <5.4 tons | MAINLINE | HRCU-A-CB (Split System: Heat Pump with Remote Outdoor Unit-Air-Source) | MLP18AZ36AJVC |  |  | MLHMVZ6021SEACA |  | 34200 | 18 | 8.5 | 32000 | 40500 | 126.6% | 2.1 | 0 | 12.5 |  |  |  | No | R-410A | 2.85 | Residential & Commercial | Ducted CEE Tier 1
215940480 | Central HP <5.4 tons | DAY & NIGHT | HRCU-A-CB (Split System: Heat Pump with Remote Outdoor Unit-Air-Source) | C5H3V36*K*AAA* |  |  | EVM5X60M24A*+WALLCON | *97CTN0802120A* | 35400 | 21.5 | 8.5 | 38000 | 28600 | 75.26% | 2.04 | 0 | 12 |  |  |  | No | R-454B | 2.95 | Residential & Commercial | Ducted CEE Tier 1
214573371 | Central HP <5.4 tons | AIRQUEST | HRCU-A-CB (Split System: Heat Pump with Remote Outdoor Unit-Air-Source) | HVH837GKA** |  |  | EN(A,D,W)4X42L21**+WALLCON | *80CTL0702120B* | 31800 | 17 | 8.1 | 33000 | 24600 | 74.55% | 1.88 | 0 | 11 |  |  |  | No | R-410A | 2.65 | Residential & Commercial | Ducted CEE Tier 1
213080890 | Central HP <5.4 tons | ACIQ | HRCU-A-CB (Split System: Heat Pump with Remote Outdoor Unit-Air-Source) | HVH837GKA** |  |  | EA*4X48L21A*+WALLCON | *80CTL0902120A* | 32200 | 17.5 | 8.5 | 32600 | 25000 | 76.69% | 1.98 | 12 | 11.7 |  |  |  | No | R-410A | 2.6833 | Residential & Commercial | Ducted CEE Tier 1
213080906 | Central HP <5.4 tons | ACIQ | HRCU-A-CB (Split System: Heat Pump with Remote Outdoor Unit-Air-Source) | HVH837GKA** |  |  | EN(A,D)4X48L24**+WALLCON | *80CTL1352422A* | 32400 | 17.5 | 8.1 | 32800 | 24800 | 75.61% | 1.98 | 12 | 11.7 |  |  |  | No | R-410A | 2.7 | Residential & Commercial | Ducted CEE Tier 1
213081006 | Central HP <5.4 tons | ACIQ | HRCU-A-CB (Split System: Heat Pump with Remote Outdoor Unit-Air-Source) | HVH825GKA3* |  |  | EN(A,D,W)4X48L21**+WALLCON | *80CTL0901716A* | 24200 | 17.5 | 8.1 | 21200 | 16500 | 77.83% | 2.02 | 0 | 11.7 |  |  |  | No | R-410A | 2.0167 | Residential & Commercial | Ducted CEE Tier 1
213796974 | Central HP <5.4 tons | BRYANT HEATING AND COOLING SYSTEMS | HRCU-A-CB (Split System: Heat Pump with Remote Outdoor Unit-Air-Source) | 38MURAQ24AB3* | ADP |  | V,C36H175P139+CBPE4B* |  | 24000 | 16 | 8.85 | 25000 | 22600 | 90.4% | 1.9 | 0 | 10 |  |  |  | No | R-410A | 2 | Residential & Commercial | Ducted CEE Tier 1
214776609 | Central HP <5.4 tons | YORK | HRCU-A-CB (Split System: Heat Pump with Remote Outdoor Unit-Air-Source) | HH860E2S11 | ADP |  | CV481**C+TXV | TMLE080C16MP11 | 43500 | 17 | 8.3 | 43500 | 33800 | 77.7% | 1.96 | 0 | 10.5 |  |  |  | No | R-454B | 3.625 | Residential & Commercial | Ducted CEE Tier 1
213785233 | Central HP <5.4 tons | CARRIER | HRCU-A-CB (Split System: Heat Pump with Remote Outdoor Unit-Air-Source) | 25VNA424A*031* |  |  | CSPH*3612AL*+UI | 59MN7C100C21**22 | 23800 | 19 | 10 | 26600 | 19700 | 74.06% | 2.5 | 0 | 13 |  |  |  | No | R-410A | 1.9833 | Residential & Commercial | Ducted CEE Tier 1
213785247 | Central HP <5.4 tons | CARRIER | HRCU-A-CB (Split System: Heat Pump with Remote Outdoor Unit-Air-Source) | 25VNA424A*031* |  |  | CSPH*4212AL*+UI | 58TN*B070C14**12 | 23600 | 19.5 | 9.5 | 26400 | 19800 | 75% | 2.5 | 0 | 13 |  |  |  | No | R-410A | 1.9667 | Residential & Commercial | Ducted CEE Tier 1
215870980 | Central HP <5.4 tons | YORK | HRCU-A-CB (Split System: Heat Pump with Remote Outdoor Unit-Air-Source) | HH860E2S11 | ADP |  | CV603**A+TXV | Y91E100C20SMPS1 | 45500 | 18 | 8.5 | 45000 | 33600 | 74.67% | 2 | 0 | 11.7 |  |  |  | No | R-454B | 3.7917 | Residential & Commercial | Ducted CEE Tier 1
214776415 | Central HP <5.4 tons | YORK | HRCU-A-CB (Split System: Heat Pump with Remote Outdoor Unit-Air-Source) | HH860E2S11 | ADP |  | CV482**C+TXV | TL8E080C16UH11 | 44000 | 17 | 8.4 | 43500 | 33800 | 77.7% | 1.98 | 0 | 10.5 |  |  |  | No | R-454B | 3.6667 | Residential & Commercial | Ducted CEE Tier 1
215870974 | Central HP <5.4 tons | YORK | HRCU-A-CB (Split System: Heat Pump with Remote Outdoor Unit-Air-Source) | HH860E2S11 | ADP |  | CH600D*C+TXV | Y91E100C20SMPS1 | 45000 | 17 | 8.4 | 45000 | 33600 | 74.67% | 1.98 | 0 | 11.5 |  |  |  | No | R-454B | 3.75 | Residential & Commercial | Ducted CEE Tier 1
215870978 | Central HP <5.4 tons | YORK | HRCU-A-CB (Split System: Heat Pump with Remote Outdoor Unit-Air-Source) | HH860E2S11 | ADP |  | CV605**C+TXV | Y91E100C20SMPS1 | 45500 | 18 | 8.5 | 45000 | 33600 | 74.67% | 2 | 0 | 11.7 |  |  |  | No | R-454B | 3.7917 | Residential & Commercial | Ducted CEE Tier 1
214776410 | Central HP <5.4 tons | YORK | HRCU-A-CB (Split System: Heat Pump with Remote Outdoor Unit-Air-Source) | HH860E2S11 | ADP |  | CH480C*C+TXV | TL8E080C16UH11 | 43500 | 17 | 8.3 | 43500 | 33800 | 77.7% | 1.96 | 0 | 10.5 |  |  |  | No | R-454B | 3.625 | Residential & Commercial | Ducted CEE Tier 1
214066623 | Central HP <5.4 tons | RHEEM | HRCU-A-CB (Split System: Heat Pump with Remote Outdoor Unit-Air-Source) | RD17AZ36AJ3N |  |  | RCFZ3621MTANM | R921V0855A21M4S | 34200 | 18 | 8.1 | 34200 | 29600 | 86.55% | 1.9 | 0 | 10 |  |  |  | No | R-410A | 2.85 | Residential & Commercial | Ducted CEE Tier 1
214396228 | Central HP <5.4 tons | CHAMPION HEATING AND COOLING | HRCU-A-CB (Split System: Heat Pump with Remote Outdoor Unit-Air-Source) | HH824E2S11 |  |  | CTF36B5ADS1 | TPLC080B12MP13 | 23000 | 18 | 9 | 23000 | 18500 | 80.43% | 2 | 0 | 12 |  |  |  | No | R-454B | 1.9167 | Residential & Commercial | Ducted CEE Tier 1
214396671 | Central HP <5.4 tons | CHAMPION HEATING AND COOLING | HRCU-A-CB (Split System: Heat Pump with Remote Outdoor Unit-Air-Source) | HH824E2S11 |  |  | CTF36B5ADS1 | TM9Y060B12MP11 | 23000 | 18 | 9.5 | 23000 | 18400 | 80% | 2 | 0 | 12 |  |  |  | No | R-454B | 1.9167 | Residential & Commercial | Ducted CEE Tier 1
214396701 | Central HP <5.4 tons | CHAMPION HEATING AND COOLING | HRCU-A-CB (Split System: Heat Pump with Remote Outdoor Unit-Air-Source) | HH824E2S11 |  |  | CTF30B5ACS1 | TM9Y080B12MP11 | 23000 | 17 | 9.5 | 23000 | 18500 | 80.43% | 2 | 0 | 11.7 |  |  |  | No | R-454B | 1.9167 | Residential & Commercial | Ducted CEE Tier 1
214776417 | Central HP <5.4 tons | YORK | HRCU-A-CB (Split System: Heat Pump with Remote Outdoor Unit-Air-Source) | HH860E2S11 | ADP |  | CV601**C+TXV | TL8E080C16UH11 | 44500 | 17 | 8.5 | 43500 | 33800 | 77.7% | 2 | 0 | 11 |  |  |  | No | R-454B | 3.7083 | Residential & Commercial | Ducted CEE Tier 1
215731783 | Central HP <5.4 tons | YORK | HRCU-A-CB (Split System: Heat Pump with Remote Outdoor Unit-Air-Source) | HH860E2S11 | ADP |  | H,YG54*60+TXV-BLEED | Y81E130D20SMPS1 | 54000 | 19 | 8.5 | 52500 | 39000 | 74.29% | 2 | 0 | 11.7 |  |  |  | No | R-454B | 4.5 | Residential & Commercial | Ducted CEE Tier 1
214397442 | Central HP <5.4 tons | CHAMPION HEATING AND COOLING | HRCU-A-CB (Split System: Heat Pump with Remote Outdoor Unit-Air-Source) | HH860E2S11 |  |  | CTM60C5CGS1 | TMLE080C16MP11 | 44500 | 18 | 9 | 45500 | 34200 | 75.16% | 2 | 0 | 11 |  |  |  | No | R-454B | 3.7083 | Residential & Commercial | Ducted CEE Tier 1
215870964 | Central HP <5.4 tons | YORK | HRCU-A-CB (Split System: Heat Pump with Remote Outdoor Unit-Air-Source) | HH860E2S11 | ADP |  | CV600**C+TXV | Y91E080C20SMPS1 | 44000 | 17 | 8.4 | 44500 | 33000 | 74.16% | 1.98 | 0 | 11.7 |  |  |  | No | R-454B | 3.6667 | Residential & Commercial | Ducted CEE Tier 1
214397207 | Central HP <5.4 tons | CHAMPION HEATING AND COOLING | HRCU-A-CB (Split System: Heat Pump with Remote Outdoor Unit-Air-Source) | HH860E2S11 |  |  | CTF60D5CJS1+JMET18DS2N1 |  | 53000 | 19 | 9 | 54000 | 39000 | 72.22% | 2 | 0 | 11 |  |  |  | No | R-454B | 4.4167 | Residential & Commercial | Ducted CEE Tier 1
215870968 | Central HP <5.4 tons | YORK | HRCU-A-CB (Split System: Heat Pump with Remote Outdoor Unit-Air-Source) | HH860E2S11 | ADP |  | CV606**C+TXV | Y91E080C20SMPS1 | 44500 | 18 | 8.5 | 44500 | 33000 | 74.16% | 2 | 0 | 12 |  |  |  | No | R-454B | 3.7083 | Residential & Commercial | Ducted CEE Tier 1
214397462 | Central HP <5.4 tons | CHAMPION HEATING AND COOLING | HRCU-A-CB (Split System: Heat Pump with Remote Outdoor Unit-Air-Source) | HH860E2S11 |  |  | CTF60C5CGS1 | TM8Y100C20MP11 | 44500 | 18 | 9 | 45000 | 33800 | 75.11% | 2 | 0 | 11.7 |  |  |  | No | R-454B | 3.7083 | Residential & Commercial | Ducted CEE Tier 1
214776425 | Central HP <5.4 tons | YORK | HRCU-A-CB (Split System: Heat Pump with Remote Outdoor Unit-Air-Source) | HH860E2S11 | ADP |  | CV602D*A+TXV | TL8E080C16UH11 | 44500 | 18 | 8.5 | 43500 | 33800 | 77.7% | 2 | 0 | 11 |  |  |  | No | R-454B | 3.7083 | Residential & Commercial | Ducted CEE Tier 1
215940346 | Central HP <5.4 tons | HEIL | HRCU-A-CB (Split System: Heat Pump with Remote Outdoor Unit-Air-Source) | H5H3V36*K*AAA* |  |  | EVM5X49M21A*+WALLCON | *80CSU0601716B* | 35600 | 22 | 8.5 | 38000 | 28600 | 75.26% | 2.02 | 0 | 12.5 |  |  |  | No | R-454B | 2.9667 | Residential & Commercial | Ducted CEE Tier 1
215940396 | Central HP <5.4 tons | HEIL | HRCU-A-CB (Split System: Heat Pump with Remote Outdoor Unit-Air-Source) | H5H3V36*K*AAA* |  |  | EVM5X60M21A*+WALLCON | *96CTN0802120B* | 35600 | 21.5 | 8.5 | 38000 | 28600 | 75.26% | 2.04 | 0 | 12 |  |  |  | No | R-454B | 2.9667 | Residential & Commercial | Ducted CEE Tier 1
215940796 | Central HP <5.4 tons | HEIL | HRCU-A-CB (Split System: Heat Pump with Remote Outdoor Unit-Air-Source) | H5H3V36*K*AAA* |  |  | EVD5X49M24A*+WALLCON | *97CTN1202422A* | 35600 | 22 | 8.5 | 38500 | 28400 | 73.77% | 2.04 | 0 | 12.5 |  |  |  | No | R-454B | 2.9667 | Residential & Commercial | Ducted CEE Tier 1
215942552 | Central HP <5.4 tons | HEIL | HRCU-A-CB (Split System: Heat Pump with Remote Outdoor Unit-Air-Source) | H5H3V36*K*AAA* |  |  | EVD5X61M24A*+WALLCON | *80CSU1002120A* | 36000 | 22 | 8.5 | 37400 | 28400 | 75.94% | 2.04 | 0 | 12.5 |  |  |  | No | R-454B | 3 | Residential & Commercial | Ducted CEE Tier 1
215941470 | Central HP <5.4 tons | DAY & NIGHT | HRCU-A-CB (Split System: Heat Pump with Remote Outdoor Unit-Air-Source) | C5H3V48*K*AAA* |  |  | EVM5X60M24A*+WALLCON | *97CTN1002122A* | 45500 | 20.5 | 8.1 | 52500 | 38000 | 72.38% | 1.9 | 0 | 11.5 |  |  |  | No | R-454B | 3.7917 | Residential & Commercial | Ducted CEE Tier 1
215931506 | Central HP <5.4 tons | HEIL | HRCU-A-CB (Split System: Heat Pump with Remote Outdoor Unit-Air-Source) | H5H3V48*K*AAA* |  |  | FCMA5B60L0D*+WALLCON |  | 46500 | 23 | 9.5 | 48000 | 35600 | 74.17% | 1.98 | 0 | 12.5 |  |  |  | No | R-454B | 3.875 | Residential & Commercial | Ducted CEE Tier 1
215941096 | Central HP <5.4 tons | HEIL | HRCU-A-CB (Split System: Heat Pump with Remote Outdoor Unit-Air-Source) | H5H3V48*K*AAA* |  |  | EA*5X61M24A*+WALLCON | *96CTN0802120B* | 45500 | 21 | 9.5 | 48500 | 37000 | 76.29% | 2 | 0 | 11 |  |  |  | No | R-454B | 3.7917 | Residential & Commercial | Ducted CEE Tier 1
215941166 | Central HP <5.4 tons | HEIL | HRCU-A-CB (Split System: Heat Pump with Remote Outdoor Unit-Air-Source) | H5H3V48*K*AAA* |  |  | ESH5X48M12A*+WALLCON | *97CTN0801716A* | 43500 | 19 | 9 | 49000 | 37400 | 76.33% | 1.8 | 0 | 10.5 |  |  |  | No | R-454B | 3.625 | Residential & Commercial | Ducted CEE Tier 1
215941196 | Central HP <5.4 tons | HEIL | HRCU-A-CB (Split System: Heat Pump with Remote Outdoor Unit-Air-Source) | H5H3V48*K*AAA* |  |  | ESH5X48M12A*+WALLCON | *97CTN1202422A* | 44500 | 20 | 9 | 48500 | 36400 | 75.05% | 1.82 | 0 | 10.5 |  |  |  | No | R-454B | 3.7083 | Residential & Commercial | Ducted CEE Tier 1
215941180 | Central HP <5.4 tons | DAY & NIGHT | HRCU-A-CB (Split System: Heat Pump with Remote Outdoor Unit-Air-Source) | C5H3V48*K*AAA* |  |  | ESH5X48M12A*+WALLCON | *97CTN0802120A* | 44000 | 20 | 9 | 48500 | 36600 | 75.46% | 1.8 | 0 | 10.5 |  |  |  | No | R-454B | 3.6667 | Residential & Commercial | Ducted CEE Tier 1
213785676 | Central HP <5.4 tons | CARRIER | HRCU-A-CB (Split System: Heat Pump with Remote Outdoor Unit-Air-Source) | 25VNA436A*031* |  |  | CSPH*4212AL*+UI | 58TN*B110C21**20 | 33400 | 18.5 | 8.5 | 36600 | 26000 | 71.04% | 2.04 | 0 | 11.7 |  |  |  | No | R-410A | 2.7833 | Residential & Commercial | Ducted CEE Tier 1
213785730 | Central HP <5.4 tons | CARRIER | HRCU-A-CB (Split System: Heat Pump with Remote Outdoor Unit-Air-Source) | 25VNA436A*031* |  |  | CSPH*6012AL*+UI | 58TN*B045C17**12 | 33600 | 18 | 8.5 | 36400 | 25600 | 70.33% | 2 | 0 | 11.5 |  |  |  | No | R-410A | 2.8 | Residential & Commercial | Ducted CEE Tier 1
214569526 | Central HP <5.4 tons | CARRIER | HRCU-A-CB (Split System: Heat Pump with Remote Outdoor Unit-Air-Source) | 25VNA436A*031* |  |  | CAP**3721AL*+UI | 59TN6C080C21**20 | 34600 | 19.5 | 9.5 | 36400 | 25600 | 70.33% | 2.06 | 0 | 12 |  |  |  | No | R-410A | 2.8833 | Residential & Commercial | Ducted CEE Tier 1
213081030 | Central HP <5.4 tons | ACIQ | HRCU-A-CB (Split System: Heat Pump with Remote Outdoor Unit-Air-Source) | HVH837GKA** |  |  | EN(A,D,W)4X48L21**+WALLCON | *80CSU0601716A* | 32400 | 17 | 8.1 | 33000 | 24800 | 75.15% | 1.94 | 0 | 11.7 |  |  |  | No | R-410A | 2.7 | Residential & Commercial | Ducted CEE Tier 1
212969786 | Central HP <5.4 tons | CARRIER | HRCU-A-CB (Split System: Heat Pump with Remote Outdoor Unit-Air-Source) | 38MURAQ24AB3* |  |  | CAP**3717AL* | 58SP*B045V14**12 | 24200 | 17 | 8.5 | 25200 | 22000 | 87.3% | 1.84 | 0 | 10 |  |  |  | No | R-410A | 2.0167 | Residential & Commercial | Ducted CEE Tier 1
214573451 | Central HP <5.4 tons | AIRQUEST | HRCU-A-CB (Split System: Heat Pump with Remote Outdoor Unit-Air-Source) | HVH837GKA** |  |  | EN(A,D,W)4X48L21**+WALLCON | *95CSU1002122B* | 32400 | 17.5 | 8.5 | 32600 | 24800 | 76.07% | 1.98 | 0 | 11.5 |  |  |  | No | R-410A | 2.7 | Residential & Commercial | Ducted CEE Tier 1
214573481 | Central HP <5.4 tons | AIRQUEST | HRCU-A-CB (Split System: Heat Pump with Remote Outdoor Unit-Air-Source) | HVH837GKA** |  |  | EN(A,D,W)4X48L21**+WALLCON | *96CTN0802120B* | 32400 | 17.5 | 8.5 | 32600 | 24800 | 76.07% | 1.98 | 0 | 11.5 |  |  |  | No | R-410A | 2.7 | Residential & Commercial | Ducted CEE Tier 1
214573531 | Central HP <5.4 tons | AIRQUEST | HRCU-A-CB (Split System: Heat Pump with Remote Outdoor Unit-Air-Source) | HVH837GKA** |  |  | EN(A,D)4X48L24**+WALLCON | *97CMN0802120B* | 32400 | 17.5 | 8.5 | 32800 | 24800 | 75.61% | 1.96 | 0 | 11.5 |  |  |  | No | R-410A | 2.7 | Residential & Commercial | Ducted CEE Tier 1
213780427 | Central HP <5.4 tons | HEIL | HRCU-A-CB (Split System: Heat Pump with Remote Outdoor Unit-Air-Source) | HVH837GKA** |  |  | EHD4X60AAL+WALLCON | *96CTN0801714B* | 32800 | 16.5 | 8.1 | 32200 | 25000 | 77.64% | 1.98 | 0 | 11 |  |  |  | No | R-410A | 2.7333 | Residential & Commercial | Ducted CEE Tier 1
214066689 | Central HP <5.4 tons | RHEEM | HRCU-A-CB (Split System: Heat Pump with Remote Outdoor Unit-Air-Source) | RD17AZ36AJ3N |  |  | RCFZ3621MTANM | R97MV0703A17DHS | 34200 | 18 | 8.1 | 34200 | 29800 | 87.13% | 1.9 | 0 | 10 |  |  |  | No | R-410A | 2.85 | Residential & Commercial | Ducted CEE Tier 1
215933705 | Central HP <5.4 tons | BRYANT HEATING AND COOLING SYSTEMS | HRCU-A-CB (Split System: Heat Pump with Remote Outdoor Unit-Air-Source) | 293VAN036**AA* |  |  | CSAH*4812AM*+UI | 986TD66120C24*** | 33800 | 19.5 | 9 | 34600 | 26400 | 76.3% | 1.92 | 0 | 11.7 |  |  |  | No | R-454B | 2.8167 | Residential & Commercial | Ducted CEE Tier 1
215933725 | Central HP <5.4 tons | BRYANT HEATING AND COOLING SYSTEMS | HRCU-A-CB (Split System: Heat Pump with Remote Outdoor Unit-Air-Source) | 293VAN036**AA* |  |  | CSAH*6012AM*+UI | 83*CA48060C17*** | 34000 | 19.5 | 9 | 34400 | 26000 | 75.58% | 1.94 | 0 | 11.7 |  |  |  | No | R-454B | 2.8333 | Residential & Commercial | Ducted CEE Tier 1
215933905 | Central HP <5.4 tons | BRYANT HEATING AND COOLING SYSTEMS | HRCU-A-CB (Split System: Heat Pump with Remote Outdoor Unit-Air-Source) | 293VAN036**AA* |  |  | CSAH*6012AM*+UI | 986TD30040C14*** | 32600 | 17.5 | 8.5 | 33400 | 25600 | 76.65% | 1.86 | 0 | 10.5 |  |  |  | No | R-454B | 2.7167 | Residential & Commercial | Ducted CEE Tier 1
215934925 | Central HP <5.4 tons | BRYANT HEATING AND COOLING SYSTEMS | HRCU-A-CB (Split System: Heat Pump with Remote Outdoor Unit-Air-Source) | 293VAN036**AA* |  |  | CVAMA4421XMA*+UI | 987MC66100C21*** | 35600 | 22 | 8.5 | 38000 | 28600 | 75.26% | 2.02 | 0 | 12.5 |  |  |  | No | R-454B | 2.9667 | Residential & Commercial | Ducted CEE Tier 1
215935145 | Central HP <5.4 tons | BRYANT HEATING AND COOLING SYSTEMS | HRCU-A-CB (Split System: Heat Pump with Remote Outdoor Unit-Air-Source) | 293VAN036**AA* |  |  | CVAMA6021XMA*+UI | 83*CA36040C17*** | 35600 | 22 | 8.5 | 38000 | 28800 | 75.79% | 2.02 | 0 | 12 |  |  |  | No | R-454B | 2.9667 | Residential & Commercial | Ducted CEE Tier 1
215935245 | Central HP <5.4 tons | BRYANT HEATING AND COOLING SYSTEMS | HRCU-A-CB (Split System: Heat Pump with Remote Outdoor Unit-Air-Source) | 293VAN036**AA* |  |  | CVAMA6021XMA*+UI | 935CB60080C21*** | 35600 | 21.5 | 8.5 | 38000 | 28600 | 75.26% | 2.04 | 0 | 12 |  |  |  | No | R-454B | 2.9667 | Residential & Commercial | Ducted CEE Tier 1
215935295 | Central HP <5.4 tons | BRYANT HEATING AND COOLING SYSTEMS | HRCU-A-CB (Split System: Heat Pump with Remote Outdoor Unit-Air-Source) | 293VAN036**AA* |  |  | CVAMA6021XMA*+UI | 987MC66100C21*** | 35600 | 22 | 8.5 | 38000 | 28600 | 75.26% | 2.02 | 0 | 12.5 |  |  |  | No | R-454B | 2.9667 | Residential & Commercial | Ducted CEE Tier 1
212609388 | Central HP <5.4 tons | RHEEM | HRCU-A-CB (Split System: Heat Pump with Remote Outdoor Unit-Air-Source) | RP18AZ48AJVC |  |  | RCFZ6021SEAAM | R802V0504A17UHN | 45000 | 19 | 8.5 | 44000 | 45500 | 103.4% | 1.9 | 0 | 12 |  |  |  | No | R-410A | 3.75 | Residential & Commercial | Ducted CEE Tier 1
214573871 | Central HP <5.4 tons | AIRQUEST | HRCU-A-CB (Split System: Heat Pump with Remote Outdoor Unit-Air-Source) | HVH837GKA2* |  |  | EA*4X43L21A*+WALLCON | *95CSU1002122B* | 33000 | 17.5 | 8.5 | 32600 | 25000 | 76.69% | 2 | 0 | 11.5 |  |  |  | No | R-410A | 2.75 | Residential & Commercial | Ducted CEE Tier 1
212609373 | Central HP <5.4 tons | RHEEM | HRCU-A-CB (Split System: Heat Pump with Remote Outdoor Unit-Air-Source) | RP18AZ48AJVC |  |  | RCFZ6021SEAAM | R802V1005A21UHN | 44500 | 19 | 8.5 | 43000 | 45000 | 104.7% | 2 | 0 | 11.7 |  |  |  | No | R-410A | 3.7083 | Residential & Commercial | Ducted CEE Tier 1
213067159 | Central HP <5.4 tons | ACIQ | HRCU-A-CB (Split System: Heat Pump with Remote Outdoor Unit-Air-Source) | HVH837GKA2* |  |  | EA*4X60L24A*+WALLCON | *95CSU0802120A* | 32800 | 17.5 | 8.5 | 31800 | 24800 | 77.99% | 2 | 0 | 11.5 |  |  |  | No | R-410A | 2.7333 | Residential & Commercial | Ducted CEE Tier 1
213067168 | Central HP <5.4 tons | ACIQ | HRCU-A-CB (Split System: Heat Pump with Remote Outdoor Unit-Air-Source) | HVH837GKA2* |  |  | EA*4X61L24A*+WALLCON | *95CSU0802120A* | 33200 | 18 | 8.5 | 32000 | 24800 | 77.5% | 2 | 0 | 11.5 |  |  |  | No | R-410A | 2.7667 | Residential & Commercial | Ducted CEE Tier 1
213067186 | Central HP <5.4 tons | ACIQ | HRCU-A-CB (Split System: Heat Pump with Remote Outdoor Unit-Air-Source) | HVH837GKA2* |  |  | EHD4X60AAL+WALLCON | *95CSU1002122A* | 33000 | 17 | 8.1 | 32200 | 24800 | 77.02% | 2.02 | 0 | 11.5 |  |  |  | No | R-410A | 2.75 | Residential & Commercial | Ducted CEE Tier 1
213067200 | Central HP <5.4 tons | ACIQ | HRCU-A-CB (Split System: Heat Pump with Remote Outdoor Unit-Air-Source) | HVH837GKA2* |  |  | EHD4X60AAL+WALLCON | *80CTL0901716A* | 33000 | 17.5 | 8.1 | 32200 | 24800 | 77.02% | 2.02 | 0 | 11.5 |  |  |  | No | R-410A | 2.75 | Residential & Commercial | Ducted CEE Tier 1
213885881 | Central HP <5.4 tons | CARRIER | HRCU-A-C (Split System: Heat Pump with Remote Outdoor Unit with No Indoor Fan --Air Source) | 38MURAQ24AB3 | ADP |  | H,PE20924+TD |  | 22400 | 15.2 | 8.6 | 23000 | 19600 | 85.22% | 1.8 | 0 | 10 |  |  |  | No | R-410A | 1.8667 | Residential & Commercial | Ducted CEE Tier 1
213785736 | Central HP <5.4 tons | CARRIER | HRCU-A-CB (Split System: Heat Pump with Remote Outdoor Unit-Air-Source) | 25VNA436A*031* |  |  | CSPH*6012AL*+UI | 58TN*B090C17**16 | 33800 | 19 | 8.5 | 36000 | 25400 | 70.56% | 2.02 | 0 | 12 |  |  |  | No | R-410A | 2.8167 | Residential & Commercial | Ducted CEE Tier 1
214776393 | Central HP <5.4 tons | YORK | HRCU-A-CB (Split System: Heat Pump with Remote Outdoor Unit-Air-Source) | HH836E2S11 | ADP |  | CV365**C+TXV | TM9V060B12MP12 | 32200 | 16 | 8.4 | 29000 | 24800 | 85.52% | 1.98 | 0 | 10.5 |  |  |  | No | R-454B | 2.6833 | Residential & Commercial | Ducted CEE Tier 1
214569528 | Central HP <5.4 tons | CARRIER | HRCU-A-CB (Split System: Heat Pump with Remote Outdoor Unit-Air-Source) | 25VNA436A*031* |  |  | CAP**4221AL*+UI | 58TN*B070C21**20 | 33000 | 19 | 9.5 | 37800 | 26600 | 70.37% | 1.98 | 0 | 11.5 |  |  |  | No | R-410A | 2.75 | Residential & Commercial | Ducted CEE Tier 1
214569626 | Central HP <5.4 tons | CARRIER | HRCU-A-CB (Split System: Heat Pump with Remote Outdoor Unit-Air-Source) | 25VNA436A*031* |  |  | CSPH*3612AL*+UI | 59MN7C060C21**20 | 33600 | 17.5 | 9 | 37200 | 26400 | 70.97% | 2 | 0 | 11.5 |  |  |  | No | R-410A | 2.8 | Residential & Commercial | Ducted CEE Tier 1
214066493 | Central HP <5.4 tons | RHEEM | HRCU-A-CB (Split System: Heat Pump with Remote Outdoor Unit-Air-Source) | RD17AZ36AJ3N |  |  | RCFZ3621MTANM | R97MV0855A21DHS | 34200 | 18 | 8.1 | 34200 | 29400 | 85.96% | 1.9 | 0 | 10 |  |  |  | No | R-410A | 2.85 | Residential & Commercial | Ducted CEE Tier 1
215932805 | Central HP <5.4 tons | BRYANT HEATING AND COOLING SYSTEMS | HRCU-A-CB (Split System: Heat Pump with Remote Outdoor Unit-Air-Source) | 293VAN036**AA* |  |  | CAA**6121AM*+UI | 987MC66100C21*** | 34400 | 20.5 | 9.5 | 34200 | 26000 | 76.02% | 2.06 | 0 | 12 |  |  |  | No | R-454B | 2.8667 | Residential & Commercial | Ducted CEE Tier 1
215933055 | Central HP <5.4 tons | BRYANT HEATING AND COOLING SYSTEMS | HRCU-A-CB (Split System: Heat Pump with Remote Outdoor Unit-Air-Source) | 293VAN036**AA* |  |  | CSAH*3612AM*+UI | 88*TB36045C17*** | 32800 | 18.5 | 9 | 35800 | 27600 | 77.09% | 1.88 | 0 | 10.5 |  |  |  | No | R-454B | 2.7333 | Residential & Commercial | Ducted CEE Tier 1
215932815 | Central HP <5.4 tons | BRYANT HEATING AND COOLING SYSTEMS | HRCU-A-CB (Split System: Heat Pump with Remote Outdoor Unit-Air-Source) | 293VAN036**AA* |  |  | CAA**6121AM*+UI | 986TD42060C17*** | 34000 | 20 | 9.4 | 33800 | 25600 | 75.74% | 2.05 | 0 | 11 |  |  |  | No | R-454B | 2.8333 | Residential & Commercial | Ducted CEE Tier 1
215932835 | Central HP <5.4 tons | BRYANT HEATING AND COOLING SYSTEMS | HRCU-A-CB (Split System: Heat Pump with Remote Outdoor Unit-Air-Source) | 293VAN036**AA* |  |  | CAA**6121AM*+UI | 986TD66100C21*** | 34400 | 20.5 | 9.5 | 34200 | 26000 | 76.02% | 2.06 | 0 | 12 |  |  |  | No | R-454B | 2.8667 | Residential & Commercial | Ducted CEE Tier 1
215933065 | Central HP <5.4 tons | BRYANT HEATING AND COOLING SYSTEMS | HRCU-A-CB (Split System: Heat Pump with Remote Outdoor Unit-Air-Source) | 293VAN036**AA* |  |  | CSAH*3612AM*+UI | 88*TB36070C14*** | 33000 | 18.5 | 9 | 35400 | 27200 | 76.84% | 1.9 | 0 | 10.5 |  |  |  | No | R-454B | 2.75 | Residential & Commercial | Ducted CEE Tier 1
213067318 | Central HP <5.4 tons | ACIQ | HRCU-A-CB (Split System: Heat Pump with Remote Outdoor Unit-Air-Source) | HVH825GKA3* |  |  | EA*4X48L21A*+WALLCON | *95CSU0802120A* | 24200 | 17 | 8.1 | 21000 | 16500 | 78.57% | 2.02 | 0 | 11 |  |  |  | No | R-410A | 2.0167 | Residential & Commercial | Ducted CEE Tier 1
213067325 | Central HP <5.4 tons | ACIQ | HRCU-A-CB (Split System: Heat Pump with Remote Outdoor Unit-Air-Source) | HVH825GKA3* |  |  | EA*4X48L21A*+WALLCON | *96CTN0601714A* | 24000 | 16.5 | 8.1 | 21000 | 16600 | 79.05% | 2 | 0 | 11 |  |  |  | No | R-410A | 2 | Residential & Commercial | Ducted CEE Tier 1
213067327 | Central HP <5.4 tons | ACIQ | HRCU-A-CB (Split System: Heat Pump with Remote Outdoor Unit-Air-Source) | HVH825GKA3* |  |  | EA*4X48L21A*+WALLCON | *97CMN0601714A* | 24000 | 16.5 | 8.1 | 21000 | 16700 | 79.52% | 2 | 0 | 11 |  |  |  | No | R-410A | 2 | Residential & Commercial | Ducted CEE Tier 1
213067377 | Central HP <5.4 tons | ACIQ | HRCU-A-CB (Split System: Heat Pump with Remote Outdoor Unit-Air-Source) | HVH825GKA3* |  |  | EN(A,D,W)4X48L21**+WALLCON | *96CTN0601714A* | 24000 | 16.5 | 8.1 | 21400 | 16700 | 78.04% | 2 | 0 | 11 |  |  |  | No | R-410A | 2 | Residential & Commercial | Ducted CEE Tier 1
213067400 | Central HP <5.4 tons | ACIQ | HRCU-A-CB (Split System: Heat Pump with Remote Outdoor Unit-Air-Source) | HVH825GKA3* |  |  | EHD4X42AAL+WALLCON | *80CTL0701716A* | 24200 | 16 | 8.1 | 21400 | 16600 | 77.57% | 2 | 0 | 10.5 |  |  |  | No | R-410A | 2.0167 | Residential & Commercial | Ducted CEE Tier 1
213067427 | Central HP <5.4 tons | ACIQ | HRCU-A-CB (Split System: Heat Pump with Remote Outdoor Unit-Air-Source) | HVH825GKA3* |  |  | EHD4X48AAL+WALLCON | *97CMN1002122A* | 24200 | 16 | 8.1 | 21200 | 16700 | 78.77% | 2.04 | 0 | 11 |  |  |  | No | R-410A | 2.0167 | Residential & Commercial | Ducted CEE Tier 1
213080895 | Central HP <5.4 tons | ACIQ | HRCU-A-CB (Split System: Heat Pump with Remote Outdoor Unit-Air-Source) | HVH837GKA** |  |  | EA*4X48L24A*+WALLCON | *80CTL1352422A* | 32400 | 17.5 | 8.5 | 32400 | 24800 | 76.54% | 2 | 12 | 11.7 |  |  |  | No | R-410A | 2.7 | Residential & Commercial | Ducted CEE Tier 1
214569628 | Central HP <5.4 tons | CARRIER | HRCU-A-CB (Split System: Heat Pump with Remote Outdoor Unit-Air-Source) | 25VNA436A*031* |  |  | CSPH*3612AL*+UI | 59MN7C080C21**20 | 33600 | 18 | 9 | 37000 | 26200 | 70.81% | 2.02 | 0 | 11.5 |  |  |  | No | R-410A | 2.8 | Residential & Commercial | Ducted CEE Tier 1
214569676 | Central HP <5.4 tons | CARRIER | HRCU-A-CB (Split System: Heat Pump with Remote Outdoor Unit-Air-Source) | 25VNA436A*031* |  |  | CNPV*4821AL*+UI | 59CU5B100C21**22 | 34000 | 19.5 | 9 | 36600 | 26000 | 71.04% | 2.04 | 0 | 12.5 |  |  |  | No | R-410A | 2.8333 | Residential & Commercial | Ducted CEE Tier 1
213785712 | Central HP <5.4 tons | CARRIER | HRCU-A-CB (Split System: Heat Pump with Remote Outdoor Unit-Air-Source) | 25VNA436A*031* |  |  | CSPH*4812AL*+UI | 59CU5B060C17**16 | 33400 | 18.5 | 8.5 | 36800 | 26000 | 70.65% | 2.02 | 0 | 11.5 |  |  |  | No | R-410A | 2.7833 | Residential & Commercial | Ducted CEE Tier 1
215678395 | Central HP <5.4 tons | HEIL | HRCU-A-CB (Split System: Heat Pump with Remote Outdoor Unit-Air-Source) | H5H0V24*K*AAA* |  |  | EA*5X37M21A*+WALLCON | *80CSU0601716B* | 24200 | 17.5 | 9 | 23200 | 16300 | 70.26% | 2.02 | 0 | 10.5 |  |  |  | No | R-454B | 2.0167 | Residential & Commercial | Ducted CEE Tier 1
215939726 | Central HP <5.4 tons | HEIL | HRCU-A-CB (Split System: Heat Pump with Remote Outdoor Unit-Air-Source) | H5H3V36*K*AAA* |  |  | EA*5X48M21A*+WALLCON | *80CSU0401712B* | 33400 | 20.5 | 9.5 | 34400 | 26200 | 76.16% | 2.04 | 0 | 11.7 |  |  |  | No | R-454B | 2.7833 | Residential & Commercial | Ducted CEE Tier 1
215939776 | Central HP <5.4 tons | HEIL | HRCU-A-CB (Split System: Heat Pump with Remote Outdoor Unit-Air-Source) | H5H3V36*K*AAA* |  |  | EA*5X48M21A*+WALLCON | *97CTN1002122A* | 33400 | 20 | 9.5 | 34400 | 26200 | 76.16% | 2.04 | 0 | 11.7 |  |  |  | No | R-454B | 2.7833 | Residential & Commercial | Ducted CEE Tier 1
215939826 | Central HP <5.4 tons | HEIL | HRCU-A-CB (Split System: Heat Pump with Remote Outdoor Unit-Air-Source) | H5H3V36*K*AAA* |  |  | EA*5X61M21A*+WALLCON | *96CTN0802120B* | 34400 | 20 | 9 | 34400 | 26200 | 76.16% | 1.95 | 0 | 11.7 |  |  |  | No | R-454B | 2.8667 | Residential & Commercial | Ducted CEE Tier 1
213785744 | Central HP <5.4 tons | CARRIER | HRCU-A-CB (Split System: Heat Pump with Remote Outdoor Unit-Air-Source) | 25VNA436A*031* |  |  | CSPH*6012AL*+UI | 59CU5B060C17**16 | 33800 | 18.5 | 8.5 | 36200 | 25400 | 70.17% | 2 | 0 | 11.7 |  |  |  | No | R-410A | 2.8167 | Residential & Commercial | Ducted CEE Tier 1
214396838 | Central HP <5.4 tons | CHAMPION HEATING AND COOLING | HRCU-A-CB (Split System: Heat Pump with Remote Outdoor Unit-Air-Source) | HH836E2S11 |  |  | CTF36B5CDS1 | TMLE080B12MP11 | 33600 | 18 | 8.5 | 31800 | 26000 | 81.76% | 2 | 0 | 11 |  |  |  | No | R-454B | 2.8 | Residential & Commercial | Ducted CEE Tier 1
214396954 | Central HP <5.4 tons | CHAMPION HEATING AND COOLING | HRCU-A-CB (Split System: Heat Pump with Remote Outdoor Unit-Air-Source) | HH836E2S11 |  |  | CTF48C5CFS1 | TMLE120C20MP11 | 34400 | 17 | 8.5 | 32400 | 25600 | 79.01% | 2 | 0 | 11 |  |  |  | No | R-454B | 2.8667 | Residential & Commercial | Ducted CEE Tier 1
215870946 | Central HP <5.4 tons | YORK | HRCU-A-CB (Split System: Heat Pump with Remote Outdoor Unit-Air-Source) | HH836E2S11 | ADP |  | CV365**C+TXV | Y81E100B12SMPS1 | 32600 | 17 | 8.4 | 28800 | 24400 | 84.72% | 1.98 | 0 | 11.5 |  |  |  | No | R-454B | 2.7167 | Residential & Commercial | Ducted CEE Tier 1
215870947 | Central HP <5.4 tons | YORK | HRCU-A-CB (Split System: Heat Pump with Remote Outdoor Unit-Air-Source) | HH836E2S11 | ADP |  | CV361**C+TXV | YP9C060B12MP13 | 31800 | 16 | 8.2 | 28800 | 24800 | 86.11% | 1.94 | 0 | 10.5 |  |  |  | No | R-454B | 2.65 | Residential & Commercial | Ducted CEE Tier 1
213785532 | Central HP <5.4 tons | CARRIER | HRCU-A-CB (Split System: Heat Pump with Remote Outdoor Unit-Air-Source) | 25VNA436A*031* |  |  | CAP**6121AL*+UI | 58TN*B045C17**12 | 33800 | 19 | 9 | 36200 | 25400 | 70.17% | 1.98 | 0 | 11.7 |  |  |  | No | R-410A | 2.8167 | Residential & Commercial | Ducted CEE Tier 1
215933335 | Central HP <5.4 tons | BRYANT HEATING AND COOLING SYSTEMS | HRCU-A-CB (Split System: Heat Pump with Remote Outdoor Unit-Air-Source) | 293VAN036**AA* |  |  | CSAH*4212AM*+UI | 88*TB48090C17*** | 33600 | 19 | 9 | 34800 | 26600 | 76.44% | 1.92 | 0 | 11 |  |  |  | No | R-454B | 2.8 | Residential & Commercial | Ducted CEE Tier 1
215932855 | Central HP <5.4 tons | BRYANT HEATING AND COOLING SYSTEMS | HRCU-A-CB (Split System: Heat Pump with Remote Outdoor Unit-Air-Source) | 293VAN036**AA* |  |  | CAA**6124AM*+UI | 88*TB60070C21*** | 34400 | 20.5 | 9.5 | 34400 | 26000 | 75.58% | 2.06 | 0 | 12 |  |  |  | No | R-454B | 2.8667 | Residential & Commercial | Ducted CEE Tier 1
215933155 | Central HP <5.4 tons | BRYANT HEATING AND COOLING SYSTEMS | HRCU-A-CB (Split System: Heat Pump with Remote Outdoor Unit-Air-Source) | 293VAN036**AA* |  |  | CSAH*3612AM*+UI | 935CB66100C21*** | 33400 | 19 | 9 | 34800 | 26600 | 76.44% | 1.94 | 0 | 11.5 |  |  |  | No | R-454B | 2.7833 | Residential & Commercial | Ducted CEE Tier 1
215933455 | Central HP <5.4 tons | BRYANT HEATING AND COOLING SYSTEMS | HRCU-A-CB (Split System: Heat Pump with Remote Outdoor Unit-Air-Source) | 293VAN036**AA* |  |  | CSAH*4212AM*+UI | 986TD30040C14*** | 32000 | 17 | 9 | 33800 | 26000 | 76.92% | 1.96 | 0 | 10.5 |  |  |  | No | R-454B | 2.6667 | Residential & Commercial | Ducted CEE Tier 1
215933555 | Central HP <5.4 tons | BRYANT HEATING AND COOLING SYSTEMS | HRCU-A-CB (Split System: Heat Pump with Remote Outdoor Unit-Air-Source) | 293VAN036**AA* |  |  | CSAH*4812AM*+UI | 88*TB48070C17*** | 33600 | 19 | 9 | 35000 | 26800 | 76.57% | 1.92 | 0 | 11 |  |  |  | No | R-454B | 2.8 | Residential & Commercial | Ducted CEE Tier 1
212927231 | Central HP <5.4 tons | LENNOX | HRCU-A-CB (Split System: Heat Pump with Remote Outdoor Unit-Air-Source) | EL22XPV-024-230A** | ADP |  | LP29/36X9 | SLP98UH070XV36B* | 23800 | 21 | 8.5 | 22000 | 15400 | 70% | 1.92 | 0 | 13.5 |  |  |  | No | R-410A | 1.9833 | Residential & Commercial | Ducted CEE Tier 1
215939846 | Central HP <5.4 tons | HEIL | HRCU-A-CB (Split System: Heat Pump with Remote Outdoor Unit-Air-Source) | H5H3V36*K*AAA* |  |  | EA*5X61M21A*+WALLCON | *80CSU0601716B* | 34400 | 20.5 | 9.5 | 34400 | 26000 | 75.58% | 2.06 | 0 | 12 |  |  |  | No | R-454B | 2.8667 | Residential & Commercial | Ducted CEE Tier 1
215939996 | Central HP <5.4 tons | HEIL | HRCU-A-CB (Split System: Heat Pump with Remote Outdoor Unit-Air-Source) | H5H3V36*K*AAA* |  |  | ESH5X36M12A*+WALLCON | *97CTN1002122A* | 33400 | 19 | 9 | 34800 | 26600 | 76.44% | 1.92 | 0 | 11 |  |  |  | No | R-454B | 2.7833 | Residential & Commercial | Ducted CEE Tier 1
215940076 | Central HP <5.4 tons | HEIL | HRCU-A-CB (Split System: Heat Pump with Remote Outdoor Unit-Air-Source) | H5H3V36*K*AAA* |  |  | ESH5X42M12A*+WALLCON | *97CTN1002122A* | 33600 | 19 | 9 | 34600 | 26600 | 76.88% | 1.94 | 0 | 11.5 |  |  |  | No | R-454B | 2.8 | Residential & Commercial | Ducted CEE Tier 1
215940096 | Central HP <5.4 tons | HEIL | HRCU-A-CB (Split System: Heat Pump with Remote Outdoor Unit-Air-Source) | H5H3V36*K*AAA* |  |  | ESH5X48M12A*+WALLCON | *96CTN0802120B* | 33800 | 19.5 | 9 | 34800 | 26600 | 76.44% | 1.94 | 0 | 11.5 |  |  |  | No | R-454B | 2.8167 | Residential & Commercial | Ducted CEE Tier 1
215935355 | Central HP <5.4 tons | BRYANT HEATING AND COOLING SYSTEMS | HRCU-A-CB (Split System: Heat Pump with Remote Outdoor Unit-Air-Source) | 293VAN036**AA* |  |  | CVAMA6024XMA*+UI | 88*TB60110C21*** | 35600 | 22 | 8.5 | 38000 | 28400 | 74.74% | 2.04 | 0 | 12.5 |  |  |  | No | R-454B | 2.9667 | Residential & Commercial | Ducted CEE Tier 1
214776445 | Central HP <5.4 tons | YORK | HRCU-A-CB (Split System: Heat Pump with Remote Outdoor Unit-Air-Source) | HH860E2S11 | ADP |  | CH600D*C+TXV | TL9E080C16UH11 | 44000 | 17 | 8.4 | 44000 | 34000 | 77.27% | 1.98 | 0 | 10.5 |  |  |  | No | R-454B | 3.6667 | Residential & Commercial | Ducted CEE Tier 1
213785217 | Central HP <5.4 tons | CARRIER | HRCU-A-CB (Split System: Heat Pump with Remote Outdoor Unit-Air-Source) | 25VNA424A*031* |  |  | CSPH*3612AL*+UI | 58TN*B070C14**12 | 23800 | 19 | 9.5 | 26600 | 19800 | 74.44% | 2.48 | 0 | 12.5 |  |  |  | No | R-410A | 1.9833 | Residential & Commercial | Ducted CEE Tier 1
213785237 | Central HP <5.4 tons | CARRIER | HRCU-A-CB (Split System: Heat Pump with Remote Outdoor Unit-Air-Source) | 25VNA424A*031* |  |  | CSPH*3612AL*+UI | 59TN6C060C17**14 | 23600 | 19 | 9 | 26600 | 19900 | 74.81% | 2.46 | 0 | 12.5 |  |  |  | No | R-410A | 1.9667 | Residential & Commercial | Ducted CEE Tier 1
213785251 | Central HP <5.4 tons | CARRIER | HRCU-A-CB (Split System: Heat Pump with Remote Outdoor Unit-Air-Source) | 25VNA424A*031* |  |  | CSPH*4212AL*+UI | 58TN*B090C17**16 | 23600 | 19.5 | 10 | 26400 | 19700 | 74.62% | 2.5 | 0 | 13 |  |  |  | No | R-410A | 1.9667 | Residential & Commercial | Ducted CEE Tier 1
214609134 | Central HP <5.4 tons | CHAMPION HEATING AND COOLING | HRCU-A-CB (Split System: Heat Pump with Remote Outdoor Unit-Air-Source) | HH860E2S11 |  |  | CTF60C5CHS1 | Z9ES080C20SMPS1 | 53500 | 19 | 8.5 | 54000 | 39000 | 72.22% | 2 | 0 | 11 |  |  |  | No | R-454B | 4.4583 | Residential & Commercial | Ducted CEE Tier 1
213785273 | Central HP <5.4 tons | CARRIER | HRCU-A-CB (Split System: Heat Pump with Remote Outdoor Unit-Air-Source) | 25VNA424A*031* |  |  | CSPH*4212AL*+UI | 59TN6C120C24**22 | 23800 | 19.5 | 10 | 26400 | 19700 | 74.62% | 2.52 | 0 | 13 |  |  |  | No | R-410A | 1.9833 | Residential & Commercial | Ducted CEE Tier 1
212578214 | Central HP <5.4 tons | CARRIER | HRCU-A-CB (Split System: Heat Pump with Remote Outdoor Unit-Air-Source) | 25VNA424A*031* | ADP |  | H,PG9J936 | 58TN*A070C17**16 | 23400 | 20 | 9.5 | 25000 | 19400 | 77.6% | 2.46 | 0 | 13.5 |  |  |  | No | R-410A | 1.95 | Residential & Commercial | Ducted CEE Tier 1
214396235 | Central HP <5.4 tons | CHAMPION HEATING AND COOLING | HRCU-A-CB (Split System: Heat Pump with Remote Outdoor Unit-Air-Source) | HH824E2S11 |  |  | CTF30A5ADS1 | TM9Y040A10MP11 | 23000 | 17 | 9 | 23000 | 18000 | 78.26% | 2 | 0 | 12 |  |  |  | No | R-454B | 1.9167 | Residential & Commercial | Ducted CEE Tier 1
215588458 | Central HP <5.4 tons | BRYANT HEATING AND COOLING SYSTEMS | HRCU-A-CB (Split System: Heat Pump with Remote Outdoor Unit-Air-Source) | 291VAN054**AA* |  |  | CSAH*6012AM*+UI | 987TA42080C17*** | 48500 | 17.5 | 9.5 | 52000 | 51000 | 98.08% | 1.92 | 0 | 11 |  |  |  | No | R-454B | 4.0417 | Residential & Commercial | Ducted CEE Tier 1
215588490 | Central HP <5.4 tons | BRYANT HEATING AND COOLING SYSTEMS | HRCU-A-CB (Split System: Heat Pump with Remote Outdoor Unit-Air-Source) | 291VAN054**AA* |  |  | CVAMA6024XMA*+UI | 987TA60080C21*** | 51500 | 19 | 8.1 | 53000 | 47000 | 88.68% | 1.84 | 0 | 11.5 |  |  |  | No | R-454B | 4.2917 | Residential & Commercial | Ducted CEE Tier 1
215870931 | Central HP <5.4 tons | YORK | HRCU-A-CB (Split System: Heat Pump with Remote Outdoor Unit-Air-Source) | HH824E2S11 | ADP |  | CV360**C+TXV | Y91E060B12SMPS1 | 22400 | 16 | 8.7 | 21400 | 18200 | 85.05% | 1.94 | 0 | 11 |  |  |  | No | R-454B | 1.8667 | Residential & Commercial | Ducted CEE Tier 1
214609124 | Central HP <5.4 tons | CHAMPION HEATING AND COOLING | HRCU-A-CB (Split System: Heat Pump with Remote Outdoor Unit-Air-Source) | HH824E2S11 |  |  | CTM30B5ACS1 | Z9ES080B12SMPS1 | 23000 | 18 | 9.5 | 23000 | 19100 | 83.04% | 2 | 0 | 12 |  |  |  | No | R-454B | 1.9167 | Residential & Commercial | Ducted CEE Tier 1
215869103 | Central HP <5.4 tons | AMERICAN STANDARD | HRCU-A-CB (Split System: Heat Pump with Remote Outdoor Unit-Air-Source) | 5A6V8X36A1 |  |  | 5TXCB004AS3 | S9V2B060U4VSB+LRP | 31800 | 18.1 | 8.5 | 33000 | 25400 | 76.97% | 2 | 0 | 10 |  |  |  | No | R-454B | 2.65 | Residential & Commercial | Ducted CEE Tier 1
213785650 | Central HP <5.4 tons | CARRIER | HRCU-A-CB (Split System: Heat Pump with Remote Outdoor Unit-Air-Source) | 25VNA436A*031* |  |  | CSPH*3612AL*+UI | 59MN7C060C17**14 | 32800 | 17.5 | 8.5 | 37400 | 26400 | 70.59% | 1.98 | 0 | 11 |  |  |  | No | R-410A | 2.7333 | Residential & Commercial | Ducted CEE Tier 1
213297170 | Central HP <5.4 tons | FRASER-JOHNSTON | HRCU-A-CB (Split System: Heat Pump with Remote Outdoor Unit-Air-Source) | HMH72B341 |  |  | XAFC30CXXN1+TXV | Z8ES080C16SMPS1 | 33600 | 18 | 8.5 | 33000 | 23200 | 70.3% | 2.08 | 0 | 10 |  |  |  | No | R-410A | 2.8 | Residential & Commercial | Ducted CEE Tier 1
213297185 | Central HP <5.4 tons | FRASER-JOHNSTON | HRCU-A-CB (Split System: Heat Pump with Remote Outdoor Unit-Air-Source) | HMH72B341 |  |  | XAFC30CXXN1+TXV | Z8ES080B12LMPS1 | 33200 | 18 | 8.5 | 33000 | 23400 | 70.91% | 2.04 | 0 | 10 |  |  |  | No | R-410A | 2.7667 | Residential & Commercial | Ducted CEE Tier 1
212578216 | Central HP <5.4 tons | CARRIER | HRCU-A-CB (Split System: Heat Pump with Remote Outdoor Unit-Air-Source) | 25VNA424A*031* | ADP |  | H,PG24936 | 58TN*A090C17**16 | 22800 | 21 | 9.5 | 25000 | 19300 | 77.2% | 2.44 | 0 | 13 |  |  |  | No | R-410A | 1.9 | Residential & Commercial | Ducted CEE Tier 1
214776422 | Central HP <5.4 tons | YORK | HRCU-A-CB (Split System: Heat Pump with Remote Outdoor Unit-Air-Source) | HH860E2S11 | ADP |  | CV603**A+TXV | TL8E080C16UH11 | 44500 | 18 | 8.5 | 43500 | 33800 | 77.7% | 2 | 0 | 11 |  |  |  | No | R-454B | 3.7083 | Residential & Commercial | Ducted CEE Tier 1
213785259 | Central HP <5.4 tons | CARRIER | HRCU-A-CB (Split System: Heat Pump with Remote Outdoor Unit-Air-Source) | 25VNA424A*031* |  |  | CSPH*4212AL*+UI | 59MN7C060C17**14 | 23800 | 19 | 10 | 26600 | 19900 | 74.81% | 2.48 | 0 | 12.5 |  |  |  | No | R-410A | 1.9833 | Residential & Commercial | Ducted CEE Tier 1
213785261 | Central HP <5.4 tons | CARRIER | HRCU-A-CB (Split System: Heat Pump with Remote Outdoor Unit-Air-Source) | 25VNA424A*031* |  |  | CSPH*4212AL*+UI | 59MN7C080C17**14 | 23800 | 19 | 9.5 | 26600 | 19800 | 74.44% | 2.5 | 0 | 12.5 |  |  |  | No | R-410A | 1.9833 | Residential & Commercial | Ducted CEE Tier 1
213796334 | Central HP <5.4 tons | CARRIER | HRCU-A-C (Split System: Heat Pump with Remote Outdoor Unit with No Indoor Fan --Air Source) | 38MURAQ30AB3 | ADP |  | C36A***L139+CBPE4B* |  | 30000 | 15.2 | 9.35 | 31200 | 26600 | 85.26% | 1.8 | 0 | 10.5 |  |  |  | No | R-410A | 2.5 | Residential & Commercial | Ducted CEE Tier 1
214609139 | Central HP <5.4 tons | CHAMPION HEATING AND COOLING | HRCU-A-CB (Split System: Heat Pump with Remote Outdoor Unit-Air-Source) | HH860E2S11 |  |  | CTM60C5CGS1 | Z9ES080C20SMPS1 | 44500 | 18 | 9 | 45500 | 33400 | 73.41% | 2 | 0 | 12 |  |  |  | No | R-454B | 3.7083 | Residential & Commercial | Ducted CEE Tier 1
214609056 | Central HP <5.4 tons | CHAMPION HEATING AND COOLING | HRCU-A-CB (Split System: Heat Pump with Remote Outdoor Unit-Air-Source) | HH860E2S11 |  |  | CTM60C5CGS1 | Z9ES100C16SMPS1 | 45500 | 18 | 9 | 46000 | 33800 | 73.48% | 2 | 0 | 11.7 |  |  |  | No | R-454B | 3.7917 | Residential & Commercial | Ducted CEE Tier 1
214776359 | Central HP <5.4 tons | YORK | HRCU-A-CB (Split System: Heat Pump with Remote Outdoor Unit-Air-Source) | HH824E2S11 | ADP |  | CV363**C+TXV | TMLE040A12MP11 | 22400 | 16 | 8.8 | 21000 | 16800 | 80% | 1.96 | 0 | 11.5 |  |  |  | No | R-454B | 1.8667 | Residential & Commercial | Ducted CEE Tier 1
214776366 | Central HP <5.4 tons | YORK | HRCU-A-CB (Split System: Heat Pump with Remote Outdoor Unit-Air-Source) | HH824E2S11 | ADP |  | CV363**C+TXV | TMLE060A12MP11 | 22600 | 17 | 8.8 | 21400 | 17500 | 81.78% | 1.96 | 0 | 11.5 |  |  |  | No | R-454B | 1.8833 | Residential & Commercial | Ducted CEE Tier 1
214776375 | Central HP <5.4 tons | YORK | HRCU-A-CB (Split System: Heat Pump with Remote Outdoor Unit-Air-Source) | HH824E2S11 | ADP |  | CV360**C+TXV | Y82E060A12LMPS1 | 21800 | 18 | 8.45 | 21200 | 17300 | 81.6% | 1.9 | 0 | 11 |  |  |  | No | R-454B | 1.8167 | Residential & Commercial | Ducted CEE Tier 1
215425732 | Central HP <5.4 tons | YORK | HRCU-A-CB (Split System: Heat Pump with Remote Outdoor Unit-Air-Source) | HH824E2S11 | ADP |  | H,YE32*30+TXV | TM9V040A10MP12 | 22200 | 16 | 8.65 | 21200 | 17100 | 80.66% | 1.94 | 0 | 10.5 |  |  |  | No | R-454B | 1.85 | Residential & Commercial | Ducted CEE Tier 1
215425748 | Central HP <5.4 tons | YORK | HRCU-A-CB (Split System: Heat Pump with Remote Outdoor Unit-Air-Source) | HH824E2S11 | ADP |  | H,YE7J*24+TXV | TM9V080B12MP12 | 22400 | 17 | 8.8 | 21400 | 17300 | 80.84% | 1.96 | 0 | 11.5 |  |  |  | No | R-454B | 1.8667 | Residential & Commercial | Ducted CEE Tier 1
215425757 | Central HP <5.4 tons | YORK | HRCU-A-CB (Split System: Heat Pump with Remote Outdoor Unit-Air-Source) | HH824E2S11 | ADP |  | H,YE24*36+TXV | TM9Y060B12MP11 | 21800 | 17 | 8.55 | 21200 | 17300 | 81.6% | 1.92 | 0 | 11 |  |  |  | No | R-454B | 1.8167 | Residential & Commercial | Ducted CEE Tier 1
215932695 | Central HP <5.4 tons | BRYANT HEATING AND COOLING SYSTEMS | HRCU-A-CB (Split System: Heat Pump with Remote Outdoor Unit-Air-Source) | 293VAN036**AA* |  |  | CAA**6121AM*+UI | 88*TB48070C17*** | 34200 | 20 | 9 | 34800 | 26400 | 75.86% | 1.94 | 0 | 11.7 |  |  |  | No | R-454B | 2.85 | Residential & Commercial | Ducted CEE Tier 1
215932595 | Central HP <5.4 tons | BRYANT HEATING AND COOLING SYSTEMS | HRCU-A-CB (Split System: Heat Pump with Remote Outdoor Unit-Air-Source) | 293VAN036**AA* |  |  | CAA**6024AM*+UI | 987MC60060C21*** | 33800 | 20 | 9 | 34600 | 26400 | 76.3% | 1.92 | 0 | 11.5 |  |  |  | No | R-454B | 2.8167 | Residential & Commercial | Ducted CEE Tier 1
215932895 | Central HP <5.4 tons | BRYANT HEATING AND COOLING SYSTEMS | HRCU-A-CB (Split System: Heat Pump with Remote Outdoor Unit-Air-Source) | 293VAN036**AA* |  |  | CAA**6124AM*+UI | 935CB66100C21*** | 34600 | 20.5 | 9.5 | 34200 | 25800 | 75.44% | 2.06 | 0 | 12 |  |  |  | No | R-454B | 2.8833 | Residential & Commercial | Ducted CEE Tier 1
215933045 | Central HP <5.4 tons | BRYANT HEATING AND COOLING SYSTEMS | HRCU-A-CB (Split System: Heat Pump with Remote Outdoor Unit-Air-Source) | 293VAN036**AA* |  |  | CSAH*3612AM*+UI | 83*CA60100C21*** | 33200 | 18.5 | 9 | 35000 | 26800 | 76.57% | 1.92 | 0 | 11 |  |  |  | No | R-454B | 2.7667 | Residential & Commercial | Ducted CEE Tier 1
215933095 | Central HP <5.4 tons | BRYANT HEATING AND COOLING SYSTEMS | HRCU-A-CB (Split System: Heat Pump with Remote Outdoor Unit-Air-Source) | 293VAN036**AA* |  |  | CSAH*3612AM*+UI | 88*TB48090C17*** | 33200 | 19 | 9 | 35000 | 26800 | 76.57% | 1.92 | 0 | 11 |  |  |  | No | R-454B | 2.7667 | Residential & Commercial | Ducted CEE Tier 1
215933245 | Central HP <5.4 tons | BRYANT HEATING AND COOLING SYSTEMS | HRCU-A-CB (Split System: Heat Pump with Remote Outdoor Unit-Air-Source) | 293VAN036**AA* |  |  | CSAH*3612AM*+UI | 986TD42080C17*** | 33000 | 18.5 | 9 | 35200 | 27000 | 76.7% | 1.92 | 0 | 11 |  |  |  | No | R-454B | 2.75 | Residential & Commercial | Ducted CEE Tier 1
213785340 | Central HP <5.4 tons | CARRIER | HRCU-A-CB (Split System: Heat Pump with Remote Outdoor Unit-Air-Source) | 25VNA436A*031* |  |  | CAP**3617AL*+UI | 58TN*B090C17**16 | 32200 | 19 | 8.5 | 38500 | 27000 | 70.13% | 1.94 | 0 | 11.5 |  |  |  | No | R-410A | 2.6833 | Residential & Commercial | Ducted CEE Tier 1
213785372 | Central HP <5.4 tons | CARRIER | HRCU-A-CB (Split System: Heat Pump with Remote Outdoor Unit-Air-Source) | 25VNA436A*031* |  |  | CAP**3621AL*+UI | 59TN6C080C17**14 | 32200 | 18.5 | 8.5 | 38500 | 27000 | 70.13% | 1.94 | 0 | 11 |  |  |  | No | R-410A | 2.6833 | Residential & Commercial | Ducted CEE Tier 1
213785408 | Central HP <5.4 tons | CARRIER | HRCU-A-CB (Split System: Heat Pump with Remote Outdoor Unit-Air-Source) | 25VNA436A*031* |  |  | CAP**3721AL*+UI | 59MN7C080C17**14 | 33600 | 19 | 9 | 36600 | 25800 | 70.49% | 2.02 | 0 | 11.7 |  |  |  | No | R-410A | 2.8 | Residential & Commercial | Ducted CEE Tier 1
213785456 | Central HP <5.4 tons | CARRIER | HRCU-A-CB (Split System: Heat Pump with Remote Outdoor Unit-Air-Source) | 25VNA436A*031* |  |  | CAP**4321AL*+UI | 58TN*B045C17**12 | 33600 | 18.5 | 9 | 36800 | 26000 | 70.65% | 2 | 0 | 11.5 |  |  |  | No | R-410A | 2.8 | Residential & Commercial | Ducted CEE Tier 1
213785472 | Central HP <5.4 tons | CARRIER | HRCU-A-CB (Split System: Heat Pump with Remote Outdoor Unit-Air-Source) | 25VNA436A*031* |  |  | CAP**4321AL*+UI | 59MN7C100C21**22 | 33800 | 19.5 | 9 | 36400 | 25600 | 70.33% | 2.04 | 0 | 12 |  |  |  | No | R-410A | 2.8167 | Residential & Commercial | Ducted CEE Tier 1
214776413 | Central HP <5.4 tons | YORK | HRCU-A-CB (Split System: Heat Pump with Remote Outdoor Unit-Air-Source) | HH860E2S11 | ADP |  | CH604**C+TXV | TL8E080C16UH11 | 44500 | 18 | 8.5 | 43500 | 33800 | 77.7% | 2 | 0 | 11 |  |  |  | No | R-454B | 3.7083 | Residential & Commercial | Ducted CEE Tier 1
214776466 | Central HP <5.4 tons | YORK | HRCU-A-CB (Split System: Heat Pump with Remote Outdoor Unit-Air-Source) | HH860E2S11 | ADP |  | CV606**C+TXV | TL9E100C20UH11 | 52000 | 19 | 8.5 | 51500 | 38000 | 73.79% | 2 | 0 | 11 |  |  |  | No | R-454B | 4.3333 | Residential & Commercial | Ducted CEE Tier 1
207573752 | Central HP <5.4 tons | DAY & NIGHT | HRCU-A-CB (Split System: Heat Pump with Remote Outdoor Unit-Air-Source) | CVH848GKA2* | ADP |  | FG86960 | *96CTN1202422A* | 45500 | 17 | 8.1 | 44500 | 31400 | 70.56% | 2.24 | 10.5 | 10.5 |  |  |  | No | R-410A | 3.7917 | Residential & Commercial | Ducted CEE Tier 1
213785023 | Central HP <5.4 tons | CARRIER | HRCU-A-CB (Split System: Heat Pump with Remote Outdoor Unit-Air-Source) | 25VNA424A*031* |  |  | CAP**2417AL*+UI | 59TN6C060C17**14 | 22800 | 19.5 | 10 | 27200 | 20200 | 74.26% | 2.28 | 0 | 12 |  |  |  | No | R-410A | 1.9 | Residential & Commercial | Ducted CEE Tier 1
213785087 | Central HP <5.4 tons | CARRIER | HRCU-A-CB (Split System: Heat Pump with Remote Outdoor Unit-Air-Source) | 25VNA424A*031* |  |  | CAP**3621AL*+UI | 58TN*B070C17**16 | 23000 | 20 | 10 | 26600 | 19900 | 74.81% | 2.4 | 0 | 12.5 |  |  |  | No | R-410A | 1.9167 | Residential & Commercial | Ducted CEE Tier 1
213785139 | Central HP <5.4 tons | CARRIER | HRCU-A-CB (Split System: Heat Pump with Remote Outdoor Unit-Air-Source) | 25VNA424A*031* |  |  | CAP**4221AL*+UI | 59MN7C060C17**14 | 23200 | 19.5 | 10 | 26800 | 19900 | 74.25% | 2.42 | 0 | 12.5 |  |  |  | No | R-410A | 1.9333 | Residential & Commercial | Ducted CEE Tier 1
214776618 | Central HP <5.4 tons | YORK | HRCU-A-CB (Split System: Heat Pump with Remote Outdoor Unit-Air-Source) | HH860E2S11 | ADP |  | CV605**C+TXV | TMLE080C16MP11 | 44500 | 18 | 8.5 | 43500 | 33800 | 77.7% | 2 | 0 | 11 |  |  |  | No | R-454B | 3.7083 | Residential & Commercial | Ducted CEE Tier 1
212552655 | Central HP <5.4 tons | DAY & NIGHT | HRCU-A-CB (Split System: Heat Pump with Remote Outdoor Unit-Air-Source) | CVH848GKA** | ADP |  | FG84960 | *95CSU1002122A* | 45500 | 17 | 8.5 | 44000 | 34400 | 78.18% | 2 | 0 | 10.5 |  |  |  | No | R-410A | 3.7917 | Residential & Commercial | Ducted CEE Tier 1
213785488 | Central HP <5.4 tons | CARRIER | HRCU-A-CB (Split System: Heat Pump with Remote Outdoor Unit-Air-Source) | 25VNA436A*031* |  |  | CAP**4821AL*+UI | 58TN*B110C21**20 | 33200 | 19.5 | 9 | 36400 | 25800 | 70.88% | 2.04 | 0 | 12 |  |  |  | No | R-410A | 2.7667 | Residential & Commercial | Ducted CEE Tier 1
214776391 | Central HP <5.4 tons | YORK | HRCU-A-CB (Split System: Heat Pump with Remote Outdoor Unit-Air-Source) | HH836E2S11 | ADP |  | CH365B*C+TXV | TM9V060B12MP12 | 32200 | 16 | 8.4 | 29000 | 24800 | 85.52% | 1.98 | 0 | 10.5 |  |  |  | No | R-454B | 2.6833 | Residential & Commercial | Ducted CEE Tier 1
214776943 | Central HP <5.4 tons | YORK | HRCU-A-CB (Split System: Heat Pump with Remote Outdoor Unit-Air-Source) | HH836E2S11 | ADP |  | CV367A*C+TXV+AEF36AXP* |  | 34000 | 19 | 9 | 30800 | 24800 | 80.52% | 2.1 | 0 | 11.7 |  |  |  | No | R-454B | 2.8333 | Residential & Commercial | Ducted CEE Tier 1
214569586 | Central HP <5.4 tons | CARRIER | HRCU-A-CB (Split System: Heat Pump with Remote Outdoor Unit-Air-Source) | 25VNA436A*031* |  |  | CAP**6024AL*+UI | 59CU5B080C21**20 | 34200 | 19.5 | 9 | 35800 | 25200 | 70.39% | 2.02 | 0 | 12 |  |  |  | No | R-410A | 2.85 | Residential & Commercial | Ducted CEE Tier 1
213080929 | Central HP <5.4 tons | ACIQ | HRCU-A-CB (Split System: Heat Pump with Remote Outdoor Unit-Air-Source) | HVH837GKA2* |  |  | EA*4X42L21A*+WALLCON | *80CTL0901716A* | 31800 | 17.5 | 8.5 | 33000 | 24400 | 73.94% | 1.9 | 12 | 11.7 |  |  |  | No | R-410A | 2.65 | Residential & Commercial | Ducted CEE Tier 1
213080979 | Central HP <5.4 tons | ACIQ | HRCU-A-CB (Split System: Heat Pump with Remote Outdoor Unit-Air-Source) | HVH837GKA2* |  |  | EA*4X60L24A*+WALLCON | *96CTN1002122A* | 32800 | 17.5 | 8.5 | 31800 | 24800 | 77.99% | 2 | 0 | 11.7 |  |  |  | No | R-410A | 2.7333 | Residential & Commercial | Ducted CEE Tier 1
213080946 | Central HP <5.4 tons | ACIQ | HRCU-A-CB (Split System: Heat Pump with Remote Outdoor Unit-Air-Source) | HVH837GKA2* |  |  | EN(A,D,W)4X48L21**+WALLCON | *80CTL0902120A* | 32400 | 17.5 | 8.1 | 33000 | 24800 | 75.15% | 1.96 | 12 | 11.7 |  |  |  | No | R-410A | 2.7 | Residential & Commercial | Ducted CEE Tier 1
213080987 | Central HP <5.4 tons | ACIQ | HRCU-A-CB (Split System: Heat Pump with Remote Outdoor Unit-Air-Source) | HVH837GKA2* |  |  | EA*4X61L24A*+WALLCON | *96CTN1202422A* | 33200 | 18 | 8.5 | 32000 | 24800 | 77.5% | 2 | 0 | 12 |  |  |  | No | R-410A | 2.7667 | Residential & Commercial | Ducted CEE Tier 1
213080930 | Central HP <5.4 tons | ACIQ | HRCU-A-CB (Split System: Heat Pump with Remote Outdoor Unit-Air-Source) | HVH837GKA2* |  |  | EA*4X43L21A*+WALLCON | *80CTL0701716A* | 32800 | 17.5 | 8.5 | 33000 | 25200 | 76.36% | 1.98 | 11 | 11.7 |  |  |  | No | R-410A | 2.7333 | Residential & Commercial | Ducted CEE Tier 1
215933365 | Central HP <5.4 tons | BRYANT HEATING AND COOLING SYSTEMS | HRCU-A-CB (Split System: Heat Pump with Remote Outdoor Unit-Air-Source) | 293VAN036**AA* |  |  | CSAH*4212AM*+UI | 935CB48060C17*** | 33400 | 18.5 | 9 | 35200 | 27000 | 76.7% | 1.92 | 0 | 11 |  |  |  | No | R-454B | 2.7833 | Residential & Commercial | Ducted CEE Tier 1
215933415 | Central HP <5.4 tons | BRYANT HEATING AND COOLING SYSTEMS | HRCU-A-CB (Split System: Heat Pump with Remote Outdoor Unit-Air-Source) | 293VAN036**AA* |  |  | CSAH*4212AM*+UI | 987MC42080C17*** | 33400 | 18.5 | 9 | 35400 | 27000 | 76.27% | 1.92 | 0 | 11 |  |  |  | No | R-454B | 2.7833 | Residential & Commercial | Ducted CEE Tier 1
215933465 | Central HP <5.4 tons | BRYANT HEATING AND COOLING SYSTEMS | HRCU-A-CB (Split System: Heat Pump with Remote Outdoor Unit-Air-Source) | 293VAN036**AA* |  |  | CSAH*4212AM*+UI | 986TD42060C17*** | 33200 | 18.5 | 9 | 34200 | 26200 | 76.61% | 1.94 | 0 | 10.5 |  |  |  | No | R-454B | 2.7667 | Residential & Commercial | Ducted CEE Tier 1
215932495 | Central HP <5.4 tons | BRYANT HEATING AND COOLING SYSTEMS | HRCU-A-CB (Split System: Heat Pump with Remote Outdoor Unit-Air-Source) | 293VAN036**AA* |  |  | CAA**4821AM*+UI | 987MC60080C21*** | 33400 | 20 | 9.5 | 34600 | 26400 | 76.3% | 2.02 | 0 | 11.5 |  |  |  | No | R-454B | 2.7833 | Residential & Commercial | Ducted CEE Tier 1
215932845 | Central HP <5.4 tons | BRYANT HEATING AND COOLING SYSTEMS | HRCU-A-CB (Split System: Heat Pump with Remote Outdoor Unit-Air-Source) | 293VAN036**AA* |  |  | CAA**6124AM*+UI | 83*CA60100C21*** | 34400 | 20.5 | 9 | 34400 | 26200 | 76.16% | 1.96 | 0 | 11.7 |  |  |  | No | R-454B | 2.8667 | Residential & Commercial | Ducted CEE Tier 1
215933115 | Central HP <5.4 tons | BRYANT HEATING AND COOLING SYSTEMS | HRCU-A-CB (Split System: Heat Pump with Remote Outdoor Unit-Air-Source) | 293VAN036**AA* |  |  | CSAH*3612AM*+UI | 88*TB60110C21*** | 33400 | 19 | 9 | 34800 | 26600 | 76.44% | 1.92 | 0 | 11.5 |  |  |  | No | R-454B | 2.7833 | Residential & Commercial | Ducted CEE Tier 1
212555729 | Central HP <5.4 tons | DAY & NIGHT | HRCU-A-CB (Split System: Heat Pump with Remote Outdoor Unit-Air-Source) | CVH837GKA2* | ADP |  | PL36H210P179 | *80CTL1102120A* | 32200 | 18 | 8.5 | 30200 | 29400 | 97.35% | 2 | 0 | 11 |  |  |  | No | R-410A | 2.6833 | Residential & Commercial | Ducted CEE Tier 1
213081039 | Central HP <5.4 tons | ACIQ | HRCU-A-CB (Split System: Heat Pump with Remote Outdoor Unit-Air-Source) | HVH837GKA** |  |  | EN(A,D,W)4X60L24**+WALLCON | *97CMN1202422A* | 32800 | 17.5 | 8.1 | 32200 | 24800 | 77.02% | 1.96 | 0 | 11.7 |  |  |  | No | R-410A | 2.7333 | Residential & Commercial | Ducted CEE Tier 1
213080903 | Central HP <5.4 tons | ACIQ | HRCU-A-CB (Split System: Heat Pump with Remote Outdoor Unit-Air-Source) | HVH837GKA** |  |  | EN(A,D,W)4X48L21**+WALLCON | *96CTN1002122A* | 32400 | 17.5 | 8.1 | 33000 | 24800 | 75.15% | 1.96 | 11.5 | 11.7 |  |  |  | No | R-410A | 2.7 | Residential & Commercial | Ducted CEE Tier 1
213080912 | Central HP <5.4 tons | ACIQ | HRCU-A-CB (Split System: Heat Pump with Remote Outdoor Unit-Air-Source) | HVH837GKA** |  |  | EA*4X37L21A*+WALLCON | *80CTL0902120A* | 32800 | 17.5 | 8.5 | 33000 | 25200 | 76.36% | 1.98 | 12 | 11.7 |  |  |  | No | R-410A | 2.7333 | Residential & Commercial | Ducted CEE Tier 1
213080923 | Central HP <5.4 tons | ACIQ | HRCU-A-CB (Split System: Heat Pump with Remote Outdoor Unit-Air-Source) | HVH825GKA3* |  |  | EA*4X37L21A*+WALLCON | *80CTL0901716A* | 24600 | 17.5 | 8.5 | 21000 | 16500 | 78.57% | 2.04 | 12 | 11.7 |  |  |  | No | R-410A | 2.05 | Residential & Commercial | Ducted CEE Tier 1
213080918 | Central HP <5.4 tons | ACIQ | HRCU-A-CB (Split System: Heat Pump with Remote Outdoor Unit-Air-Source) | HVH837GKA** |  |  | EA*4X43L21A*+WALLCON | *97CMN1002122A* | 33000 | 17.5 | 8.5 | 33000 | 25200 | 76.36% | 2 | 12 | 11.7 |  |  |  | No | R-410A | 2.75 | Residential & Commercial | Ducted CEE Tier 1
216581421 | Central HP <5.4 tons | BRYANT HEATING AND COOLING SYSTEMS | HRCU-A-CB (Split System: Heat Pump with Remote Outdoor Unit-Air-Source) | 284ANV036*0**B* |  |  | CAP**6024AL*+UI | 987TA66120C24*** | 34000 | 19.5 | 9 | 34000 | 25000 | 73.53% | 1.85 | 0 | 12 |  |  |  | No | R-410A | 2.8333 | Residential & Commercial | Ducted CEE Tier 1
216581429 | Central HP <5.4 tons | BRYANT HEATING AND COOLING SYSTEMS | HRCU-A-CB (Split System: Heat Pump with Remote Outdoor Unit-Air-Source) | 284ANV036*0**B* |  |  | CAP**6121AL*+UI | 987TA66100C21*** | 34400 | 19.5 | 9 | 34200 | 24800 | 72.51% | 1.9 | 0 | 12 |  |  |  | No | R-410A | 2.8667 | Residential & Commercial | Ducted CEE Tier 1
214776636 | Central HP <5.4 tons | YORK | HRCU-A-CB (Split System: Heat Pump with Remote Outdoor Unit-Air-Source) | HH860E2S11 | ADP |  | CH602**A+TXV | TMLE080C20MP11 | 53500 | 19 | 8.5 | 53000 | 39500 | 74.53% | 2 | 0 | 11 |  |  |  | No | R-454B | 4.4583 | Residential & Commercial | Ducted CEE Tier 1
214776643 | Central HP <5.4 tons | YORK | HRCU-A-CB (Split System: Heat Pump with Remote Outdoor Unit-Air-Source) | HH860E2S11 | ADP |  | CH604**C+TXV | TMLE100C16MP11 | 44500 | 18 | 8.5 | 43500 | 33800 | 77.7% | 2 | 0 | 11 |  |  |  | No | R-454B | 3.7083 | Residential & Commercial | Ducted CEE Tier 1
214776659 | Central HP <5.4 tons | YORK | HRCU-A-CB (Split System: Heat Pump with Remote Outdoor Unit-Air-Source) | HH860E2S11 | ADP |  | CH600D*C+TXV | TMLE100C20MP11 | 52000 | 18 | 8.3 | 53000 | 39500 | 74.53% | 1.96 | 0 | 10.5 |  |  |  | No | R-454B | 4.3333 | Residential & Commercial | Ducted CEE Tier 1
214776429 | Central HP <5.4 tons | YORK | HRCU-A-CB (Split System: Heat Pump with Remote Outdoor Unit-Air-Source) | HH860E2S11 | ADP |  | CH600D*C+TXV | TL8E100C20UH11 | 50500 | 18 | 8.3 | 51500 | 38000 | 73.79% | 1.96 | 0 | 10.5 |  |  |  | No | R-454B | 4.2083 | Residential & Commercial | Ducted CEE Tier 1
214776463 | Central HP <5.4 tons | YORK | HRCU-A-CB (Split System: Heat Pump with Remote Outdoor Unit-Air-Source) | HH860E2S11 | ADP |  | CX601C*35+TXV | TL9E100C20UH11 | 52000 | 19 | 8.5 | 51500 | 38000 | 73.79% | 2 | 0 | 11 |  |  |  | No | R-454B | 4.3333 | Residential & Commercial | Ducted CEE Tier 1
214776496 | Central HP <5.4 tons | YORK | HRCU-A-CB (Split System: Heat Pump with Remote Outdoor Unit-Air-Source) | HH860E2S11 | ADP |  | CV605**C+TXV | TM9E080C20MP12 | 53500 | 18 | 8.5 | 53000 | 39500 | 74.53% | 2 | 0 | 11 |  |  |  | No | R-454B | 4.4583 | Residential & Commercial | Ducted CEE Tier 1
214776498 | Central HP <5.4 tons | YORK | HRCU-A-CB (Split System: Heat Pump with Remote Outdoor Unit-Air-Source) | HH860E2S11 | ADP |  | CV603**A+TXV | TM9E080C20MP12 | 53500 | 19 | 8.5 | 53000 | 39500 | 74.53% | 2 | 0 | 11 |  |  |  | No | R-454B | 4.4583 | Residential & Commercial | Ducted CEE Tier 1
214776661 | Central HP <5.4 tons | YORK | HRCU-A-CB (Split System: Heat Pump with Remote Outdoor Unit-Air-Source) | HH860E2S11 | ADP |  | CV601**C+TXV | TMLE100C20MP11 | 52500 | 18 | 8.35 | 53000 | 39500 | 74.53% | 1.98 | 0 | 10.5 |  |  |  | No | R-454B | 4.375 | Residential & Commercial | Ducted CEE Tier 1
214776684 | Central HP <5.4 tons | YORK | HRCU-A-CB (Split System: Heat Pump with Remote Outdoor Unit-Air-Source) | HH860E2S11 | ADP |  | CV609**A+TXV | TMLE120C20MP11 | 53000 | 19 | 8.5 | 52500 | 39000 | 74.29% | 2 | 0 | 11 |  |  |  | No | R-454B | 4.4167 | Residential & Commercial | Ducted CEE Tier 1
214776702 | Central HP <5.4 tons | YORK | HRCU-A-CB (Split System: Heat Pump with Remote Outdoor Unit-Air-Source) | HH860E2S11 | ADP |  | CH604**C+TXV | TMLV100C16MP12 | 43500 | 18 | 8.5 | 42000 | 32800 | 78.1% | 2 | 0 | 11.7 |  |  |  | No | R-454B | 3.625 | Residential & Commercial | Ducted CEE Tier 1
214776729 | Central HP <5.4 tons | YORK | HRCU-A-CB (Split System: Heat Pump with Remote Outdoor Unit-Air-Source) | HH860E2S11 | ADP |  | CV481**C+TXV | Y81E080C16SMPS1 | 43500 | 17 | 8.3 | 42500 | 33000 | 77.65% | 1.96 | 0 | 11.7 |  |  |  | No | R-454B | 3.625 | Residential & Commercial | Ducted CEE Tier 1
214396302 | Central HP <5.4 tons | CHAMPION HEATING AND COOLING | HRCU-A-CB (Split System: Heat Pump with Remote Outdoor Unit-Air-Source) | HH860E2S11 |  |  | CTF60C5CHS1 | TM9V100C20MP12 | 53000 | 19 | 8.5 | 53500 | 38500 | 71.96% | 2 | 0 | 11 |  |  |  | No | R-454B | 4.4167 | Residential & Commercial | Ducted CEE Tier 1
214396320 | Central HP <5.4 tons | CHAMPION HEATING AND COOLING | HRCU-A-CB (Split System: Heat Pump with Remote Outdoor Unit-Air-Source) | HH860E2S11 |  |  | CTM60C5CHS1+JME16C2SN1 |  | 54000 | 19 | 9 | 53500 | 38500 | 71.96% | 2 | 0 | 12 |  |  |  | No | R-454B | 4.5 | Residential & Commercial | Ducted CEE Tier 1
214397038 | Central HP <5.4 tons | CHAMPION HEATING AND COOLING | HRCU-A-CB (Split System: Heat Pump with Remote Outdoor Unit-Air-Source) | HH860E2S11 |  |  | CTM60C5CGS1 | TM8Y100C16MP11 | 44000 | 18 | 9 | 44000 | 33400 | 75.91% | 2 | 0 | 11.7 |  |  |  | No | R-454B | 3.6667 | Residential & Commercial | Ducted CEE Tier 1
214396738 | Central HP <5.4 tons | CHAMPION HEATING AND COOLING | HRCU-A-CB (Split System: Heat Pump with Remote Outdoor Unit-Air-Source) | HH860E2S11 |  |  | CTF60D5CHS1+JMVT20DC2N1 |  | 54500 | 19 | 9 | 53500 | 38500 | 71.96% | 2 | 0 | 12 |  |  |  | No | R-454B | 4.5417 | Residential & Commercial | Ducted CEE Tier 1
214397457 | Central HP <5.4 tons | CHAMPION HEATING AND COOLING | HRCU-A-CB (Split System: Heat Pump with Remote Outdoor Unit-Air-Source) | HH860E2S11 |  |  | CTF60C5CGS1 | TM8Y120C20MP11 | 44500 | 18 | 9 | 45000 | 33800 | 75.11% | 2 | 0 | 11.7 |  |  |  | No | R-454B | 3.7083 | Residential & Commercial | Ducted CEE Tier 1
214569634 | Central HP <5.4 tons | CARRIER | HRCU-A-CB (Split System: Heat Pump with Remote Outdoor Unit-Air-Source) | 25VNA436A*031* |  |  | CSPH*4212AL*+UI | 59CU5B080C21**20 | 34000 | 18.5 | 9 | 36600 | 26000 | 71.04% | 2.04 | 0 | 11.5 |  |  |  | No | R-410A | 2.8333 | Residential & Commercial | Ducted CEE Tier 1
214569650 | Central HP <5.4 tons | CARRIER | HRCU-A-CB (Split System: Heat Pump with Remote Outdoor Unit-Air-Source) | 25VNA436A*031* |  |  | CSPH*4812AL*+UI | 59MN7C060C21**20 | 34000 | 18 | 9 | 36800 | 26000 | 70.65% | 2.02 | 0 | 11.5 |  |  |  | No | R-410A | 2.8333 | Residential & Commercial | Ducted CEE Tier 1
211391745 | Central HP <5.4 tons | COLEMAN | HRCU-A-CB (Split System: Heat Pump with Remote Outdoor Unit-Air-Source) | HMH72B341 |  |  | XAFC36DXXN1+TXV | TMLE100B12MP11 | 34000 | 18 | 8.1 | 33800 | 23800 | 70.41% | 2.06 | 0 | 10 |  |  |  | No | R-410A | 2.8333 | Residential & Commercial | Ducted CEE Tier 1
214569668 | Central HP <5.4 tons | CARRIER | HRCU-A-CB (Split System: Heat Pump with Remote Outdoor Unit-Air-Source) | 25VNA436A*031* |  |  | CNPV*4221AL*+UI | 59CU5B100C21**22 | 33200 | 19 | 9 | 37800 | 26600 | 70.37% | 2 | 0 | 12 |  |  |  | No | R-410A | 2.7667 | Residential & Commercial | Ducted CEE Tier 1
212552570 | Central HP <5.4 tons | DAY & NIGHT | HRCU-A-CB (Split System: Heat Pump with Remote Outdoor Unit-Air-Source) | CVH837GKA** | ADP |  | PL36H210P179 | *95CSU1002122A* | 32200 | 18 | 8.5 | 30200 | 29400 | 97.35% | 2 | 0 | 11 |  |  |  | No | R-410A | 2.6833 | Residential & Commercial | Ducted CEE Tier 1
213080952 | Central HP <5.4 tons | ACIQ | HRCU-A-CB (Split System: Heat Pump with Remote Outdoor Unit-Air-Source) | HVH837GKA2* |  |  | EN(A,D)4X48L24**+WALLCON | *96CTN1202422A* | 32400 | 17.5 | 8.1 | 32800 | 24800 | 75.61% | 1.96 | 12 | 11.7 |  |  |  | No | R-410A | 2.7 | Residential & Commercial | Ducted CEE Tier 1
213080985 | Central HP <5.4 tons | ACIQ | HRCU-A-CB (Split System: Heat Pump with Remote Outdoor Unit-Air-Source) | HVH837GKA2* |  |  | EA*4X61L24A*+WALLCON | *80CTL0902120A* | 33200 | 18 | 8.5 | 32000 | 24800 | 77.5% | 2 | 0 | 12 |  |  |  | No | R-410A | 2.7667 | Residential & Commercial | Ducted CEE Tier 1
213080999 | Central HP <5.4 tons | ACIQ | HRCU-A-CB (Split System: Heat Pump with Remote Outdoor Unit-Air-Source) | HVH837GKA2* |  |  | EN(A,D,W)4X60L24**+WALLCON | *80CTL0902120A* | 32800 | 18 | 8.1 | 32200 | 24800 | 77.02% | 1.98 | 0 | 12 |  |  |  | No | R-410A | 2.7333 | Residential & Commercial | Ducted CEE Tier 1
213081000 | Central HP <5.4 tons | ACIQ | HRCU-A-CB (Split System: Heat Pump with Remote Outdoor Unit-Air-Source) | HVH837GKA2* |  |  | EN(A,D,W)4X60L24**+WALLCON | *80CTL1352422A* | 32800 | 18 | 8.1 | 32200 | 24600 | 76.4% | 1.98 | 0 | 12 |  |  |  | No | R-410A | 2.7333 | Residential & Commercial | Ducted CEE Tier 1
213081002 | Central HP <5.4 tons | ACIQ | HRCU-A-CB (Split System: Heat Pump with Remote Outdoor Unit-Air-Source) | HVH837GKA2* |  |  | EN(A,D,W)4X60L24**+WALLCON | *97CMN1002122A* | 32800 | 18 | 8.1 | 32200 | 24600 | 76.4% | 1.98 | 0 | 12 |  |  |  | No | R-410A | 2.7333 | Residential & Commercial | Ducted CEE Tier 1
215870965 | Central HP <5.4 tons | YORK | HRCU-A-CB (Split System: Heat Pump with Remote Outdoor Unit-Air-Source) | HH860E2S11 | ADP |  | CV601**C+TXV | Y91E080C20SMPS1 | 44500 | 17 | 8.5 | 44500 | 33000 | 74.16% | 2 | 0 | 12 |  |  |  | No | R-454B | 3.7083 | Residential & Commercial | Ducted CEE Tier 1
214776477 | Central HP <5.4 tons | YORK | HRCU-A-CB (Split System: Heat Pump with Remote Outdoor Unit-Air-Source) | HH860E2S11 | ADP |  | CV482**C+TXV | TM9E080C16MP12 | 44000 | 17 | 8.4 | 43500 | 34000 | 78.16% | 1.98 | 0 | 10.5 |  |  |  | No | R-454B | 3.6667 | Residential & Commercial | Ducted CEE Tier 1
214776493 | Central HP <5.4 tons | YORK | HRCU-A-CB (Split System: Heat Pump with Remote Outdoor Unit-Air-Source) | HH860E2S11 | ADP |  | CV601**C+TXV | TM9E080C20MP12 | 52500 | 18 | 8.35 | 53000 | 39500 | 74.53% | 1.98 | 0 | 10.5 |  |  |  | No | R-454B | 4.375 | Residential & Commercial | Ducted CEE Tier 1
214776509 | Central HP <5.4 tons | YORK | HRCU-A-CB (Split System: Heat Pump with Remote Outdoor Unit-Air-Source) | HH860E2S11 | ADP |  | CV600**C+TXV | TM9E100C16MP12 | 44000 | 17 | 8.4 | 44000 | 34000 | 77.27% | 1.98 | 0 | 10.5 |  |  |  | No | R-454B | 3.6667 | Residential & Commercial | Ducted CEE Tier 1
214776518 | Central HP <5.4 tons | YORK | HRCU-A-CB (Split System: Heat Pump with Remote Outdoor Unit-Air-Source) | HH860E2S11 | ADP |  | CV602D*A+TXV | TM9E100C16MP12 | 44500 | 18 | 8.5 | 44000 | 34000 | 77.27% | 2 | 0 | 11 |  |  |  | No | R-454B | 3.7083 | Residential & Commercial | Ducted CEE Tier 1
214776428 | Central HP <5.4 tons | YORK | HRCU-A-CB (Split System: Heat Pump with Remote Outdoor Unit-Air-Source) | HH860E2S11 | ADP |  | CH604**C+TXV | TL8E100C20UH11 | 52000 | 19 | 8.5 | 51500 | 38000 | 73.79% | 2 | 0 | 11 |  |  |  | No | R-454B | 4.3333 | Residential & Commercial | Ducted CEE Tier 1
211390231 | Central HP <5.4 tons | COLEMAN | HRCU-A-CB (Split System: Heat Pump with Remote Outdoor Unit-Air-Source) | HMH72B341 |  |  | XAFC36DXXN1+TXV | CPLC100C16MP13 | 34000 | 17.5 | 8.5 | 33800 | 23800 | 70.41% | 2.08 | 0 | 10 |  |  |  | No | R-410A | 2.8333 | Residential & Commercial | Ducted CEE Tier 1
213785686 | Central HP <5.4 tons | CARRIER | HRCU-A-CB (Split System: Heat Pump with Remote Outdoor Unit-Air-Source) | 25VNA436A*031* |  |  | CSPH*4212AL*+UI | 59MN7C100C21**22 | 33400 | 18.5 | 8.5 | 36600 | 26000 | 71.04% | 2.02 | 0 | 11.7 |  |  |  | No | R-410A | 2.7833 | Residential & Commercial | Ducted CEE Tier 1
213785688 | Central HP <5.4 tons | CARRIER | HRCU-A-CB (Split System: Heat Pump with Remote Outdoor Unit-Air-Source) | 25VNA436A*031* |  |  | CSPH*4212AL*+UI | 59MN7C120C24**22 | 33400 | 18.5 | 8.5 | 36600 | 26000 | 71.04% | 2.02 | 0 | 11.7 |  |  |  | No | R-410A | 2.7833 | Residential & Commercial | Ducted CEE Tier 1
214849141 | Central HP <5.4 tons | YORK | HRCU-A-CB (Split System: Heat Pump with Remote Outdoor Unit-Air-Source) | HMH72B341 | ADP |  | CH365B9 | Y81E080B12LMPS1 | 33200 | 18 | 8.5 | 31400 | 23000 | 73.25% | 2.04 | 0 | 10 |  |  |  | No | R-410A | 2.7667 | Residential & Commercial | Ducted CEE Tier 1
215425791 | Central HP <5.4 tons | YORK | HRCU-A-CB (Split System: Heat Pump with Remote Outdoor Unit-Air-Source) | HH824E2S11 | ADP |  | H,YE32*30+TXV-BLEED | Y82E060A12LMPS1 | 22200 | 18 | 8.65 | 21200 | 17300 | 81.6% | 1.94 | 0 | 11.5 |  |  |  | No | R-454B | 1.85 | Residential & Commercial | Ducted CEE Tier 1
215425805 | Central HP <5.4 tons | YORK | HRCU-A-CB (Split System: Heat Pump with Remote Outdoor Unit-Air-Source) | HH824E2S11 | ADP |  | H,YE32*30+TXV-BLEED | Y91E026A08SMPS1 | 22200 | 17 | 8.2 | 21200 | 16900 | 79.72% | 1.94 | 0 | 11.5 |  |  |  | No | R-454B | 1.85 | Residential & Commercial | Ducted CEE Tier 1
214776329 | Central HP <5.4 tons | YORK | HRCU-A-CB (Split System: Heat Pump with Remote Outdoor Unit-Air-Source) | HH824E2S11 | ADP |  | CH240A*C+TXV | TM9E060A10MP12 | 22400 | 16 | 8.7 | 21200 | 17700 | 83.49% | 1.94 | 0 | 10.5 |  |  |  | No | R-454B | 1.8667 | Residential & Commercial | Ducted CEE Tier 1
214776347 | Central HP <5.4 tons | YORK | HRCU-A-CB (Split System: Heat Pump with Remote Outdoor Unit-Air-Source) | HH824E2S11 | ADP |  | CH368A*C+TXV | TM9V040A10MP12 | 22800 | 16 | 8.9 | 21400 | 17100 | 79.91% | 1.98 | 0 | 10.5 |  |  |  | No | R-454B | 1.9 | Residential & Commercial | Ducted CEE Tier 1
214776379 | Central HP <5.4 tons | YORK | HRCU-A-CB (Split System: Heat Pump with Remote Outdoor Unit-Air-Source) | HH824E2S11 | ADP |  | CH360**C+TXV | Y82E060A12LMPS1 | 22200 | 18 | 8.65 | 21200 | 17300 | 81.6% | 1.94 | 0 | 11.5 |  |  |  | No | R-454B | 1.85 | Residential & Commercial | Ducted CEE Tier 1
215588532 | Central HP <5.4 tons | BRYANT HEATING AND COOLING SYSTEMS | HRCU-A-CB (Split System: Heat Pump with Remote Outdoor Unit-Air-Source) | 291VAN054**AA* |  |  | CVAVA6024XMA*+UI | 986TD60080C21*** | 51500 | 19 | 8.1 | 53000 | 46500 | 87.74% | 1.84 | 0 | 11.5 |  |  |  | No | R-454B | 4.2917 | Residential & Commercial | Ducted CEE Tier 1
209872701 | Central HP <5.4 tons | RHEEM | HRCU-A-CB (Split System: Heat Pump with Remote Outdoor Unit-Air-Source) | RP18AZ36AJVC |  |  | RCFZ6021SEAAM | R962V0705A21M4S | 34200 | 19 | 8.5 | 34200 | 43000 | 125.7% | 2.2 | 0 | 12.5 |  |  |  | No | R-410A | 2.85 | Residential & Commercial | Ducted CEE Tier 1
215933295 | Central HP <5.4 tons | BRYANT HEATING AND COOLING SYSTEMS | HRCU-A-CB (Split System: Heat Pump with Remote Outdoor Unit-Air-Source) | 293VAN036**AA* |  |  | CSAH*4212AM*+UI | 88*TB36045C17*** | 33200 | 18.5 | 9 | 35600 | 27400 | 76.97% | 1.9 | 0 | 10.5 |  |  |  | No | R-454B | 2.7667 | Residential & Commercial | Ducted CEE Tier 1
215933345 | Central HP <5.4 tons | BRYANT HEATING AND COOLING SYSTEMS | HRCU-A-CB (Split System: Heat Pump with Remote Outdoor Unit-Air-Source) | 293VAN036**AA* |  |  | CSAH*4212AM*+UI | 88*TB60090C21*** | 33600 | 19 | 9 | 34600 | 26400 | 76.3% | 1.92 | 0 | 11.7 |  |  |  | No | R-454B | 2.8 | Residential & Commercial | Ducted CEE Tier 1
215933565 | Central HP <5.4 tons | BRYANT HEATING AND COOLING SYSTEMS | HRCU-A-CB (Split System: Heat Pump with Remote Outdoor Unit-Air-Source) | 293VAN036**AA* |  |  | CSAH*4812AM*+UI | 88*TB60070C21*** | 33600 | 19.5 | 9 | 34800 | 26600 | 76.44% | 1.94 | 0 | 11.5 |  |  |  | No | R-454B | 2.8 | Residential & Commercial | Ducted CEE Tier 1
215933615 | Central HP <5.4 tons | BRYANT HEATING AND COOLING SYSTEMS | HRCU-A-CB (Split System: Heat Pump with Remote Outdoor Unit-Air-Source) | 293VAN036**AA* |  |  | CSAH*4812AM*+UI | 935CB60080C21*** | 33600 | 19 | 9 | 34800 | 26600 | 76.44% | 1.94 | 0 | 11.5 |  |  |  | No | R-454B | 2.8 | Residential & Commercial | Ducted CEE Tier 1
215933195 | Central HP <5.4 tons | BRYANT HEATING AND COOLING SYSTEMS | HRCU-A-CB (Split System: Heat Pump with Remote Outdoor Unit-Air-Source) | 293VAN036**AA* |  |  | CSAH*3612AM*+UI | 987MC60080C21*** | 33200 | 19 | 9 | 34800 | 26800 | 77.01% | 1.92 | 0 | 11 |  |  |  | No | R-454B | 2.7667 | Residential & Commercial | Ducted CEE Tier 1
215933265 | Central HP <5.4 tons | BRYANT HEATING AND COOLING SYSTEMS | HRCU-A-CB (Split System: Heat Pump with Remote Outdoor Unit-Air-Source) | 293VAN036**AA* |  |  | CSAH*3612AM*+UI | 986TD66120C24*** | 33400 | 19 | 9 | 34800 | 26600 | 76.44% | 1.92 | 0 | 11 |  |  |  | No | R-454B | 2.7833 | Residential & Commercial | Ducted CEE Tier 1
215934735 | Central HP <5.4 tons | BRYANT HEATING AND COOLING SYSTEMS | HRCU-A-CB (Split System: Heat Pump with Remote Outdoor Unit-Air-Source) | 293VAN036**AA* |  |  | CVAMA4221XMA*+UI | 987MC42060C17*** | 34000 | 20 | 8.1 | 38000 | 27000 | 71.05% | 2 | 0 | 11 |  |  |  | No | R-454B | 2.8333 | Residential & Commercial | Ducted CEE Tier 1
215934065 | Central HP <5.4 tons | BRYANT HEATING AND COOLING SYSTEMS | HRCU-A-CB (Split System: Heat Pump with Remote Outdoor Unit-Air-Source) | 293VAN048**AA* |  |  | CAA**4821AM*+UI | 987MC60080C21*** | 43500 | 20.5 | 9.5 | 48000 | 36600 | 76.25% | 2 | 0 | 10.5 |  |  |  | No | R-454B | 3.625 | Residential & Commercial | Ducted CEE Tier 1
215934115 | Central HP <5.4 tons | BRYANT HEATING AND COOLING SYSTEMS | HRCU-A-CB (Split System: Heat Pump with Remote Outdoor Unit-Air-Source) | 293VAN048**AA* |  |  | CAA**6024AM*+UI | 88*TB66135C24*** | 45000 | 21.5 | 9.5 | 48000 | 36200 | 75.42% | 2 | 0 | 11.5 |  |  |  | No | R-454B | 3.75 | Residential & Commercial | Ducted CEE Tier 1
215934285 | Central HP <5.4 tons | BRYANT HEATING AND COOLING SYSTEMS | HRCU-A-CB (Split System: Heat Pump with Remote Outdoor Unit-Air-Source) | 293VAN048**AA* |  |  | CAA**6121AM*+UI | 986TD66100C21*** | 45500 | 21 | 9.5 | 48500 | 36800 | 75.88% | 2 | 0 | 11 |  |  |  | No | R-454B | 3.7917 | Residential & Commercial | Ducted CEE Tier 1
215934015 | Central HP <5.4 tons | BRYANT HEATING AND COOLING SYSTEMS | HRCU-A-CB (Split System: Heat Pump with Remote Outdoor Unit-Air-Source) | 293VAN048**AA* |  |  | CAA**4821AM*+UI | 88*TB60110C21*** | 44000 | 21 | 9.5 | 48000 | 36400 | 75.83% | 1.92 | 0 | 11 |  |  |  | No | R-454B | 3.6667 | Residential & Commercial | Ducted CEE Tier 1
214776460 | Central HP <5.4 tons | YORK | HRCU-A-CB (Split System: Heat Pump with Remote Outdoor Unit-Air-Source) | HH860E2S11 | ADP |  | CH600D*C+TXV | TL9E100C20UH11 | 50500 | 18 | 8.3 | 51500 | 38000 | 73.79% | 1.96 | 0 | 10.5 |  |  |  | No | R-454B | 4.2083 | Residential & Commercial | Ducted CEE Tier 1
214776467 | Central HP <5.4 tons | YORK | HRCU-A-CB (Split System: Heat Pump with Remote Outdoor Unit-Air-Source) | HH860E2S11 | ADP |  | CV603**A+TXV | TL9E100C20UH11 | 52000 | 19 | 8.5 | 51500 | 38000 | 73.79% | 2 | 0 | 11 |  |  |  | No | R-454B | 4.3333 | Residential & Commercial | Ducted CEE Tier 1
214776485 | Central HP <5.4 tons | YORK | HRCU-A-CB (Split System: Heat Pump with Remote Outdoor Unit-Air-Source) | HH860E2S11 | ADP |  | CV607**C+TXV | TM9E080C16MP12 | 44500 | 18 | 8.5 | 43500 | 34000 | 78.16% | 2 | 0 | 11 |  |  |  | No | R-454B | 3.7083 | Residential & Commercial | Ducted CEE Tier 1
213785245 | Central HP <5.4 tons | CARRIER | HRCU-A-CB (Split System: Heat Pump with Remote Outdoor Unit-Air-Source) | 25VNA424A*031* |  |  | CSPH*4212AL*+UI | 58TN*B045C17**12 | 23800 | 18.5 | 9 | 26600 | 19900 | 74.81% | 2.46 | 0 | 12.5 |  |  |  | No | R-410A | 1.9833 | Residential & Commercial | Ducted CEE Tier 1
212609412 | Central HP <5.4 tons | RHEEM | HRCU-A-CB (Split System: Heat Pump with Remote Outdoor Unit-Air-Source) | RP18AZ60AJVC |  |  | RCFZ6021SEAAM | R802V0755A21UHN | 52500 | 18 | 8.1 | 52500 | 50500 | 96.19% | 1.9 | 0 | 10 |  |  |  | No | R-410A | 4.375 | Residential & Commercial | Ducted CEE Tier 1
213796816 | Central HP <5.4 tons | CARRIER | HRCU-A-CB (Split System: Heat Pump with Remote Outdoor Unit-Air-Source) | 38MURAQ30AB3 | ADP |  | V,C36H***P429+CBPE3A* |  | 29800 | 15.2 | 8.9 | 31200 | 26600 | 85.26% | 1.78 | 0 | 10 |  |  |  | No | R-410A | 2.4833 | Residential & Commercial | Ducted CEE Tier 1
214776443 | Central HP <5.4 tons | YORK | HRCU-A-CB (Split System: Heat Pump with Remote Outdoor Unit-Air-Source) | HH860E2S11 | ADP |  | CH600C*C+TXV | TL9E080C16UH11 | 44000 | 17 | 8.45 | 44000 | 34000 | 77.27% | 1.98 | 0 | 10.5 |  |  |  | No | R-454B | 3.6667 | Residential & Commercial | Ducted CEE Tier 1
214776461 | Central HP <5.4 tons | YORK | HRCU-A-CB (Split System: Heat Pump with Remote Outdoor Unit-Air-Source) | HH860E2S11 | ADP |  | CV600**C+TXV | TL9E100C20UH11 | 50500 | 18 | 8.3 | 51500 | 38000 | 73.79% | 1.96 | 0 | 10.5 |  |  |  | No | R-454B | 4.2083 | Residential & Commercial | Ducted CEE Tier 1
215933665 | Central HP <5.4 tons | BRYANT HEATING AND COOLING SYSTEMS | HRCU-A-CB (Split System: Heat Pump with Remote Outdoor Unit-Air-Source) | 293VAN036**AA* |  |  | CSAH*4812AM*+UI | 987MC60080C21*** | 33800 | 19.5 | 9 | 34800 | 26600 | 76.44% | 1.94 | 0 | 11.5 |  |  |  | No | R-454B | 2.8167 | Residential & Commercial | Ducted CEE Tier 1
215933765 | Central HP <5.4 tons | BRYANT HEATING AND COOLING SYSTEMS | HRCU-A-CB (Split System: Heat Pump with Remote Outdoor Unit-Air-Source) | 293VAN036**AA* |  |  | CSAH*6012AM*+UI | 88*TB48070C17*** | 34000 | 19.5 | 9 | 34600 | 26400 | 76.3% | 1.94 | 0 | 11.5 |  |  |  | No | R-454B | 2.8333 | Residential & Commercial | Ducted CEE Tier 1
215933865 | Central HP <5.4 tons | BRYANT HEATING AND COOLING SYSTEMS | HRCU-A-CB (Split System: Heat Pump with Remote Outdoor Unit-Air-Source) | 293VAN036**AA* |  |  | CSAH*6012AM*+UI | 987MC60060C21*** | 34000 | 19 | 9 | 34800 | 26400 | 75.86% | 1.92 | 0 | 11.5 |  |  |  | No | R-454B | 2.8333 | Residential & Commercial | Ducted CEE Tier 1
215933965 | Central HP <5.4 tons | BRYANT HEATING AND COOLING SYSTEMS | HRCU-A-CB (Split System: Heat Pump with Remote Outdoor Unit-Air-Source) | 293VAN036**AA* |  |  | FE5BNBD60L*+UI |  | 35000 | 22 | 9.5 | 33400 | 25200 | 75.45% | 2.08 | 0 | 13 |  |  |  | No | R-454B | 2.9167 | Residential & Commercial | Ducted CEE Tier 1
215932545 | Central HP <5.4 tons | BRYANT HEATING AND COOLING SYSTEMS | HRCU-A-CB (Split System: Heat Pump with Remote Outdoor Unit-Air-Source) | 293VAN036**AA* |  |  | CAA**6024AM*+UI | 88*TB60090C21*** | 34000 | 20.5 | 9.5 | 34000 | 25800 | 75.88% | 2.06 | 0 | 12 |  |  |  | No | R-454B | 2.8333 | Residential & Commercial | Ducted CEE Tier 1
215932645 | Central HP <5.4 tons | BRYANT HEATING AND COOLING SYSTEMS | HRCU-A-CB (Split System: Heat Pump with Remote Outdoor Unit-Air-Source) | 293VAN036**AA* |  |  | CAA**6024AM*+UI | 986TD66120C24*** | 34000 | 20.5 | 9.5 | 34000 | 26000 | 76.47% | 2.06 | 0 | 12 |  |  |  | No | R-454B | 2.8333 | Residential & Commercial | Ducted CEE Tier 1
214776468 | Central HP <5.4 tons | YORK | HRCU-A-CB (Split System: Heat Pump with Remote Outdoor Unit-Air-Source) | HH860E2S11 | ADP |  | CV607**C+TXV | TL9E100C20UH11 | 52000 | 19 | 8.5 | 51500 | 38000 | 73.79% | 2 | 0 | 11 |  |  |  | No | R-454B | 4.3333 | Residential & Commercial | Ducted CEE Tier 1
214776486 | Central HP <5.4 tons | YORK | HRCU-A-CB (Split System: Heat Pump with Remote Outdoor Unit-Air-Source) | HH860E2S11 | ADP |  | CH602**A+TXV | TM9E080C16MP12 | 44500 | 18 | 8.5 | 43500 | 34000 | 78.16% | 2 | 0 | 11 |  |  |  | No | R-454B | 3.7083 | Residential & Commercial | Ducted CEE Tier 1
214776500 | Central HP <5.4 tons | YORK | HRCU-A-CB (Split System: Heat Pump with Remote Outdoor Unit-Air-Source) | HH860E2S11 | ADP |  | CH602**A+TXV | TM9E080C20MP12 | 53500 | 19 | 8.5 | 53000 | 39500 | 74.53% | 2 | 0 | 11 |  |  |  | No | R-454B | 4.4583 | Residential & Commercial | Ducted CEE Tier 1
214776754 | Central HP <5.4 tons | YORK | HRCU-A-CB (Split System: Heat Pump with Remote Outdoor Unit-Air-Source) | HH860E2S11 | ADP |  | CV606**C+TXV | Y81E080C20SMPS1 | 53000 | 19 | 8.5 | 52000 | 38500 | 74.04% | 2 | 0 | 11 |  |  |  | No | R-454B | 4.4167 | Residential & Commercial | Ducted CEE Tier 1
214776779 | Central HP <5.4 tons | YORK | HRCU-A-CB (Split System: Heat Pump with Remote Outdoor Unit-Air-Source) | HH860E2S11 | ADP |  | CX601C*35+TXV | Y81E120C20SMPS1 | 52500 | 19 | 8.5 | 51500 | 38000 | 73.79% | 2 | 0 | 11.7 |  |  |  | No | R-454B | 4.375 | Residential & Commercial | Ducted CEE Tier 1
214776795 | Central HP <5.4 tons | YORK | HRCU-A-CB (Split System: Heat Pump with Remote Outdoor Unit-Air-Source) | HH860E2S11 | ADP |  | CV600**C+TXV | YP9C080C16MP13 | 43000 | 17 | 8.4 | 42000 | 33000 | 78.57% | 1.98 | 0 | 10.5 |  |  |  | No | R-454B | 3.5833 | Residential & Commercial | Ducted CEE Tier 1
214776818 | Central HP <5.4 tons | YORK | HRCU-A-CB (Split System: Heat Pump with Remote Outdoor Unit-Air-Source) | HH860E2S11 | ADP |  | CV607**C+TXV | YP9C100C20MP13 | 52000 | 19 | 8.5 | 51500 | 38000 | 73.79% | 2 | 0 | 11 |  |  |  | No | R-454B | 4.3333 | Residential & Commercial | Ducted CEE Tier 1
214776497 | Central HP <5.4 tons | YORK | HRCU-A-CB (Split System: Heat Pump with Remote Outdoor Unit-Air-Source) | HH860E2S11 | ADP |  | CV606**C+TXV | TM9E080C20MP12 | 53500 | 19 | 8.5 | 53000 | 39500 | 74.53% | 2 | 0 | 11 |  |  |  | No | R-454B | 4.4583 | Residential & Commercial | Ducted CEE Tier 1
216013781 | Central HP <5.4 tons | YORK | HRCU-A-CB (Split System: Heat Pump with Remote Outdoor Unit-Air-Source) | HH824E2S11 | ADP |  | H,YG8J*36+TXV-BLEED | Y91E080B12SMPS1 | 23000 | 17 | 9 | 21400 | 17700 | 82.71% | 2 | 0 | 12 |  |  |  | No | R-454B | 1.9167 | Residential & Commercial | Ducted CEE Tier 1
212609315 | Central HP <5.4 tons | RHEEM | HRCU-A-CB (Split System: Heat Pump with Remote Outdoor Unit-Air-Source) | RP18AZ24AJVC |  |  | RCFZ2421HEAAM | R802V1004A17UHN | 22800 | 20 | 8.5 | 22800 | 26000 | 114% | 2.1 | 0 | 12.5 |  |  |  | No | R-410A | 1.9 | Residential & Commercial | Ducted CEE Tier 1
214776370 | Central HP <5.4 tons | YORK | HRCU-A-CB (Split System: Heat Pump with Remote Outdoor Unit-Air-Source) | HH824E2S11 | ADP |  | CV240**C+TXV | Y81E060A12SMPS1 | 21800 | 17 | 8.5 | 20800 | 16900 | 81.25% | 1.9 | 0 | 11 |  |  |  | No | R-454B | 1.8167 | Residential & Commercial | Ducted CEE Tier 1
214776918 | Central HP <5.4 tons | YORK | HRCU-A-CB (Split System: Heat Pump with Remote Outdoor Unit-Air-Source) | HH824E2S11 | ADP |  | CV240A*C+TXV+AEF36AXP* |  | 23800 | 19 | 9.25 | 22400 | 16600 | 74.11% | 2.04 | 0 | 11.7 |  |  |  | No | R-454B | 1.9833 | Residential & Commercial | Ducted CEE Tier 1
215425707 | Central HP <5.4 tons | YORK | HRCU-A-CB (Split System: Heat Pump with Remote Outdoor Unit-Air-Source) | HH824E2S11 | ADP |  | H,YE24*24+TXV | TM9E060A10MP12 | 21800 | 16 | 8.55 | 21200 | 17700 | 83.49% | 1.92 | 0 | 10 |  |  |  | No | R-454B | 1.8167 | Residential & Commercial | Ducted CEE Tier 1
215425721 | Central HP <5.4 tons | YORK | HRCU-A-CB (Split System: Heat Pump with Remote Outdoor Unit-Air-Source) | HH824E2S11 | ADP |  | H,YE24*24+TXV | TM9E080B12MP12 | 21800 | 17 | 8.5 | 21200 | 17600 | 83.02% | 1.92 | 0 | 11 |  |  |  | No | R-454B | 1.8167 | Residential & Commercial | Ducted CEE Tier 1
215425764 | Central HP <5.4 tons | YORK | HRCU-A-CB (Split System: Heat Pump with Remote Outdoor Unit-Air-Source) | HH824E2S11 | ADP |  | H,YE24*36+TXV | TM9Y080B12MP11 | 22000 | 17 | 8.55 | 21000 | 17000 | 80.95% | 1.92 | 0 | 11 |  |  |  | No | R-454B | 1.8333 | Residential & Commercial | Ducted CEE Tier 1
215425796 | Central HP <5.4 tons | YORK | HRCU-A-CB (Split System: Heat Pump with Remote Outdoor Unit-Air-Source) | HH824E2S11 | ADP |  | H,YE24*24+TXV | Y82E080B12LMPS1 | 21800 | 18 | 9 | 21200 | 17500 | 82.55% | 1.92 | 0 | 11 |  |  |  | No | R-454B | 1.8167 | Residential & Commercial | Ducted CEE Tier 1
214731650 | Central HP <5.4 tons | YORK | HRCU-A-CB (Split System: Heat Pump with Remote Outdoor Unit-Air-Source) | HMH72B341 | ADP |  | AD-35H*****9 | Y81E080B12SMPS1 | 33200 | 18 | 8.5 | 31400 | 23000 | 73.25% | 2.04 | 0 | 10 |  |  |  | No | R-410A | 2.7667 | Residential & Commercial | Ducted CEE Tier 1
213785664 | Central HP <5.4 tons | CARRIER | HRCU-A-CB (Split System: Heat Pump with Remote Outdoor Unit-Air-Source) | 25VNA436A*031* |  |  | CSPH*3612AL*+UI | 59TN6C120C24**22 | 33200 | 18 | 8.5 | 37000 | 26200 | 70.81% | 2.02 | 0 | 11.7 |  |  |  | No | R-410A | 2.7667 | Residential & Commercial | Ducted CEE Tier 1
213785750 | Central HP <5.4 tons | CARRIER | HRCU-A-CB (Split System: Heat Pump with Remote Outdoor Unit-Air-Source) | 25VNA436A*031* |  |  | CSPH*6012AL*+UI | 59MN7C100C21**22 | 34000 | 19 | 8.5 | 36000 | 25200 | 70% | 2.02 | 0 | 12 |  |  |  | No | R-410A | 2.8333 | Residential & Commercial | Ducted CEE Tier 1
214849129 | Central HP <5.4 tons | YORK | HRCU-A-CB (Split System: Heat Pump with Remote Outdoor Unit-Air-Source) | HMH72B341 | ADP |  | CH360*9 | Y81E040A12SMPS1 | 33200 | 18 | 8.5 | 31400 | 23000 | 73.25% | 2.06 | 0 | 10 |  |  |  | No | R-410A | 2.7667 | Residential & Commercial | Ducted CEE Tier 1
214849147 | Central HP <5.4 tons | YORK | HRCU-A-CB (Split System: Heat Pump with Remote Outdoor Unit-Air-Source) | HMH72B341 | ADP |  | CV361*9 | Y81E080B12SMPS1 | 33200 | 18 | 8.5 | 31400 | 23000 | 73.25% | 2.04 | 0 | 10 |  |  |  | No | R-410A | 2.7667 | Residential & Commercial | Ducted CEE Tier 1
213785492 | Central HP <5.4 tons | CARRIER | HRCU-A-CB (Split System: Heat Pump with Remote Outdoor Unit-Air-Source) | 25VNA436A*031* |  |  | CAP**4821AL*+UI | 59MN7C060C17**14 | 33000 | 18.5 | 9 | 36800 | 26000 | 70.65% | 2 | 0 | 11.5 |  |  |  | No | R-410A | 2.75 | Residential & Commercial | Ducted CEE Tier 1
213785642 | Central HP <5.4 tons | CARRIER | HRCU-A-CB (Split System: Heat Pump with Remote Outdoor Unit-Air-Source) | 25VNA436A*031* |  |  | CSPH*3612AL*+UI | 58TN*B090C21**20 | 33200 | 18 | 8.5 | 37000 | 26200 | 70.81% | 2.02 | 0 | 11.7 |  |  |  | No | R-410A | 2.7667 | Residential & Commercial | Ducted CEE Tier 1
213785706 | Central HP <5.4 tons | CARRIER | HRCU-A-CB (Split System: Heat Pump with Remote Outdoor Unit-Air-Source) | 25VNA436A*031* |  |  | CSPH*4812AL*+UI | 58TN*B090C21**20 | 33600 | 18.5 | 8.5 | 36600 | 25800 | 70.49% | 2.04 | 0 | 12 |  |  |  | No | R-410A | 2.8 | Residential & Commercial | Ducted CEE Tier 1
213785708 | Central HP <5.4 tons | CARRIER | HRCU-A-CB (Split System: Heat Pump with Remote Outdoor Unit-Air-Source) | 25VNA436A*031* |  |  | CSPH*4812AL*+UI | 58TN*B110C21**20 | 33600 | 19 | 8.5 | 36600 | 25800 | 70.49% | 2.04 | 0 | 12 |  |  |  | No | R-410A | 2.8 | Residential & Commercial | Ducted CEE Tier 1
214776499 | Central HP <5.4 tons | YORK | HRCU-A-CB (Split System: Heat Pump with Remote Outdoor Unit-Air-Source) | HH860E2S11 | ADP |  | CV607**C+TXV | TM9E080C20MP12 | 53500 | 19 | 8.5 | 53000 | 39500 | 74.53% | 2 | 0 | 11 |  |  |  | No | R-454B | 4.4583 | Residential & Commercial | Ducted CEE Tier 1
214776516 | Central HP <5.4 tons | YORK | HRCU-A-CB (Split System: Heat Pump with Remote Outdoor Unit-Air-Source) | HH860E2S11 | ADP |  | CV607**C+TXV | TM9E100C16MP12 | 44500 | 18 | 8.5 | 44000 | 34000 | 77.27% | 2 | 0 | 11 |  |  |  | No | R-454B | 3.7083 | Residential & Commercial | Ducted CEE Tier 1
214776549 | Central HP <5.4 tons | YORK | HRCU-A-CB (Split System: Heat Pump with Remote Outdoor Unit-Air-Source) | HH860E2S11 | ADP |  | CV481**C+TXV | TM9V080C16MP12 | 42500 | 17 | 8.3 | 42000 | 33000 | 78.57% | 1.96 | 0 | 10.5 |  |  |  | No | R-454B | 3.5417 | Residential & Commercial | Ducted CEE Tier 1
214776517 | Central HP <5.4 tons | YORK | HRCU-A-CB (Split System: Heat Pump with Remote Outdoor Unit-Air-Source) | HH860E2S11 | ADP |  | CH602**A+TXV | TM9E100C16MP12 | 44500 | 18 | 8.5 | 44000 | 34000 | 77.27% | 2 | 0 | 11 |  |  |  | No | R-454B | 3.7083 | Residential & Commercial | Ducted CEE Tier 1
214776519 | Central HP <5.4 tons | YORK | HRCU-A-CB (Split System: Heat Pump with Remote Outdoor Unit-Air-Source) | HH860E2S11 | ADP |  | CV609**A+TXV | TM9E100C16MP12 | 44500 | 18 | 8.5 | 44000 | 34000 | 77.27% | 2 | 0 | 11 |  |  |  | No | R-454B | 3.7083 | Residential & Commercial | Ducted CEE Tier 1
214776537 | Central HP <5.4 tons | YORK | HRCU-A-CB (Split System: Heat Pump with Remote Outdoor Unit-Air-Source) | HH860E2S11 | ADP |  | CV600**C+TXV | TM9E120D20MP12 | 51500 | 18 | 8.3 | 52500 | 39000 | 74.29% | 1.96 | 0 | 10.5 |  |  |  | No | R-454B | 4.2917 | Residential & Commercial | Ducted CEE Tier 1
214776542 | Central HP <5.4 tons | YORK | HRCU-A-CB (Split System: Heat Pump with Remote Outdoor Unit-Air-Source) | HH860E2S11 | ADP |  | CV606**C+TXV | TM9E120D20MP12 | 53000 | 19 | 8.5 | 52500 | 39000 | 74.29% | 2 | 0 | 11 |  |  |  | No | R-454B | 4.4167 | Residential & Commercial | Ducted CEE Tier 1
213785173 | Central HP <5.4 tons | CARRIER | HRCU-A-CB (Split System: Heat Pump with Remote Outdoor Unit-Air-Source) | 25VNA424A*031* |  |  | CAP**4321AL*+UI | 59MN7C060C17**14 | 24000 | 19.5 | 10.5 | 26400 | 19900 | 75.38% | 2.5 | 0 | 13 |  |  |  | No | R-410A | 2 | Residential & Commercial | Ducted CEE Tier 1
215425798 | Central HP <5.4 tons | YORK | HRCU-A-CB (Split System: Heat Pump with Remote Outdoor Unit-Air-Source) | HH824E2S11 | ADP |  | H,YE32*30+TXV-BLEED | Y82E080B12LMPS1 | 22200 | 18 | 9.1 | 21200 | 17500 | 82.55% | 1.94 | 0 | 11 |  |  |  | No | R-454B | 1.85 | Residential & Commercial | Ducted CEE Tier 1
215425814 | Central HP <5.4 tons | YORK | HRCU-A-CB (Split System: Heat Pump with Remote Outdoor Unit-Air-Source) | HH824E2S11 | ADP |  | H,YE32*30+TXV | Y91E040A10SMPS1 | 22200 | 17 | 8.2 | 21200 | 17400 | 82.08% | 1.94 | 0 | 11.5 |  |  |  | No | R-454B | 1.85 | Residential & Commercial | Ducted CEE Tier 1
214776317 | Central HP <5.4 tons | YORK | HRCU-A-CB (Split System: Heat Pump with Remote Outdoor Unit-Air-Source) | HH824E2S11 | ADP |  | CX360A*35+TXV | TM9E026A08MP12 | 22200 | 16 | 8.65 | 21200 | 17200 | 81.13% | 1.94 | 0 | 10.5 |  |  |  | No | R-454B | 1.85 | Residential & Commercial | Ducted CEE Tier 1
214776326 | Central HP <5.4 tons | YORK | HRCU-A-CB (Split System: Heat Pump with Remote Outdoor Unit-Air-Source) | HH824E2S11 | ADP |  | CV363**C+TXV | TM9E040A10MP12 | 22600 | 16 | 8.8 | 21400 | 17700 | 82.71% | 1.96 | 0 | 10.5 |  |  |  | No | R-454B | 1.8833 | Residential & Commercial | Ducted CEE Tier 1
214776369 | Central HP <5.4 tons | YORK | HRCU-A-CB (Split System: Heat Pump with Remote Outdoor Unit-Air-Source) | HH824E2S11 | ADP |  | CH240A*C+TXV | Y81E060A12SMPS1 | 22400 | 17 | 8.7 | 20800 | 16900 | 81.25% | 1.94 | 0 | 11.5 |  |  |  | No | R-454B | 1.8667 | Residential & Commercial | Ducted CEE Tier 1
215934215 | Central HP <5.4 tons | BRYANT HEATING AND COOLING SYSTEMS | HRCU-A-CB (Split System: Heat Pump with Remote Outdoor Unit-Air-Source) | 293VAN048**AA* |  |  | CAA**6121AM*+UI | 935CB60080C21*** | 45000 | 21 | 9.5 | 48500 | 37000 | 76.29% | 2 | 0 | 11 |  |  |  | No | R-454B | 3.75 | Residential & Commercial | Ducted CEE Tier 1
215934085 | Central HP <5.4 tons | BRYANT HEATING AND COOLING SYSTEMS | HRCU-A-CB (Split System: Heat Pump with Remote Outdoor Unit-Air-Source) | 293VAN048**AA* |  |  | CAA**6024AM*+UI | 83*CA60100C21*** | 44500 | 21 | 9.5 | 48500 | 36400 | 75.05% | 2 | 0 | 11 |  |  |  | No | R-454B | 3.7083 | Residential & Commercial | Ducted CEE Tier 1
213785191 | Central HP <5.4 tons | CARRIER | HRCU-A-CB (Split System: Heat Pump with Remote Outdoor Unit-Air-Source) | 25VNA424A*031* |  |  | CSPH*3012AL*+UI | 58TN*B090C17**16 | 23200 | 19 | 9 | 27000 | 20000 | 74.07% | 2.44 | 0 | 12.5 |  |  |  | No | R-410A | 1.9333 | Residential & Commercial | Ducted CEE Tier 1
213785205 | Central HP <5.4 tons | CARRIER | HRCU-A-CB (Split System: Heat Pump with Remote Outdoor Unit-Air-Source) | 25VNA424A*031* |  |  | CSPH*3012AL*+UI | 59TN6C040C14**10 | 23000 | 17 | 9.5 | 27200 | 20600 | 75.74% | 2.34 | 0 | 11.5 |  |  |  | No | R-410A | 1.9167 | Residential & Commercial | Ducted CEE Tier 1
209872735 | Central HP <5.4 tons | RHEEM | HRCU-A-CB (Split System: Heat Pump with Remote Outdoor Unit-Air-Source) | RP18AZ60AJVC |  |  | RCFZ6021SEAAM | R962V1005A21M4S | 52500 | 18 | 8.1 | 52500 | 50500 | 96.19% | 1.9 | 0 | 10 |  |  |  | No | R-410A | 4.375 | Residential & Commercial | Ducted CEE Tier 1
214776527 | Central HP <5.4 tons | YORK | HRCU-A-CB (Split System: Heat Pump with Remote Outdoor Unit-Air-Source) | HH860E2S11 | ADP |  | CV605**C+TXV | TM9E100C20MP12 | 53500 | 18 | 8.5 | 53000 | 39500 | 74.53% | 2 | 0 | 11 |  |  |  | No | R-454B | 4.4583 | Residential & Commercial | Ducted CEE Tier 1
214776602 | Central HP <5.4 tons | YORK | HRCU-A-CB (Split System: Heat Pump with Remote Outdoor Unit-Air-Source) | HH860E2S11 | ADP |  | CV606**C+TXV | TM9V120D20MP12 | 53000 | 19 | 8.5 | 52500 | 39000 | 74.29% | 2 | 0 | 11 |  |  |  | No | R-454B | 4.4167 | Residential & Commercial | Ducted CEE Tier 1
214776604 | Central HP <5.4 tons | YORK | HRCU-A-CB (Split System: Heat Pump with Remote Outdoor Unit-Air-Source) | HH860E2S11 | ADP |  | CV607**C+TXV | TM9V120D20MP12 | 53000 | 19 | 8.5 | 52500 | 39000 | 74.29% | 2 | 0 | 11 |  |  |  | No | R-454B | 4.4167 | Residential & Commercial | Ducted CEE Tier 1
214776620 | Central HP <5.4 tons | YORK | HRCU-A-CB (Split System: Heat Pump with Remote Outdoor Unit-Air-Source) | HH860E2S11 | ADP |  | CV603**A+TXV | TMLE080C16MP11 | 44500 | 18 | 8.5 | 43500 | 33800 | 77.7% | 2 | 0 | 11 |  |  |  | No | R-454B | 3.7083 | Residential & Commercial | Ducted CEE Tier 1
214776827 | Central HP <5.4 tons | YORK | HRCU-A-CB (Split System: Heat Pump with Remote Outdoor Unit-Air-Source) | HH860E2S11 | ADP |  | CX601C*35+TXV | YP9C120D20MP13 | 53000 | 19 | 8.5 | 52500 | 39000 | 74.29% | 2 | 0 | 11 |  |  |  | No | R-454B | 4.4167 | Residential & Commercial | Ducted CEE Tier 1
214609218 | Central HP <5.4 tons | CHAMPION HEATING AND COOLING | HRCU-A-CB (Split System: Heat Pump with Remote Outdoor Unit-Air-Source) | HH824E2S11 |  |  | CTM36B5ADS1 | Z9ES060B12SMPS1 | 23000 | 17 | 9.5 | 23000 | 18600 | 80.87% | 2 | 0 | 12 |  |  |  | No | R-454B | 1.9167 | Residential & Commercial | Ducted CEE Tier 1
214396275 | Central HP <5.4 tons | CHAMPION HEATING AND COOLING | HRCU-A-CB (Split System: Heat Pump with Remote Outdoor Unit-Air-Source) | HH824E2S11 |  |  | CTM30B5ACS1 | TP9C080B12MP13 | 23000 | 17 | 9.5 | 23000 | 17800 | 77.39% | 2 | 0 | 12 |  |  |  | No | R-454B | 1.9167 | Residential & Commercial | Ducted CEE Tier 1
216013309 | Central HP <5.4 tons | FRASER-JOHNSTON | HRCU-A-CB (Split System: Heat Pump with Remote Outdoor Unit-Air-Source) | HH824E2S11 |  |  | CTM36B5ADS1+JMVT12BC2N1 |  | 23000 | 18 | 9.5 | 23000 | 18600 | 80.87% | 2 | 0 | 12 |  |  |  | No | R-454B | 1.9167 | Residential & Commercial | Ducted CEE Tier 1
215588565 | Central HP <5.4 tons | BRYANT HEATING AND COOLING SYSTEMS | HRCU-A-CB (Split System: Heat Pump with Remote Outdoor Unit-Air-Source) | 291VAN054**AA* |  |  | CAA**6121AM*+UI | 935CB60080C21*** | 50000 | 19 | 10.5 | 53000 | 53000 | 100% | 1.92 | 0 | 11 |  |  |  | No | R-454B | 4.1667 | Residential & Commercial | Ducted CEE Tier 1
214776838 | Central HP <5.4 tons | YORK | HRCU-A-CB (Split System: Heat Pump with Remote Outdoor Unit-Air-Source) | HH860E2S11 | ADP |  | CH600D*C+TXV | YPLC080C16MP13 | 43000 | 17 | 8.4 | 42000 | 32800 | 78.1% | 1.98 | 0 | 11.5 |  |  |  | No | R-454B | 3.5833 | Residential & Commercial | Ducted CEE Tier 1
214776877 | Central HP <5.4 tons | YORK | HRCU-A-CB (Split System: Heat Pump with Remote Outdoor Unit-Air-Source) | HH860E2S11 | ADP |  | CV609**A+TXV | YPLC100C20MP13 | 53000 | 19 | 8.5 | 52000 | 38500 | 74.04% | 2 | 0 | 11 |  |  |  | No | R-454B | 4.4167 | Residential & Commercial | Ducted CEE Tier 1
214396778 | Central HP <5.4 tons | CHAMPION HEATING AND COOLING | HRCU-A-CB (Split System: Heat Pump with Remote Outdoor Unit-Air-Source) | HH860E2S11 |  |  | CTF60D5CJS1 | TMLE130D20MP11 | 53500 | 18 | 9 | 55500 | 40000 | 72.07% | 2 | 0 | 11 |  |  |  | No | R-454B | 4.4583 | Residential & Commercial | Ducted CEE Tier 1
214776450 | Central HP <5.4 tons | YORK | HRCU-A-CB (Split System: Heat Pump with Remote Outdoor Unit-Air-Source) | HH860E2S11 | ADP |  | CH605D*C+TXV | TL9E080C16UH11 | 44500 | 18 | 8.5 | 44000 | 34000 | 77.27% | 2 | 0 | 11 |  |  |  | No | R-454B | 3.7083 | Residential & Commercial | Ducted CEE Tier 1
214776459 | Central HP <5.4 tons | YORK | HRCU-A-CB (Split System: Heat Pump with Remote Outdoor Unit-Air-Source) | HH860E2S11 | ADP |  | CH604**C+TXV | TL9E100C20UH11 | 52000 | 19 | 8.5 | 51500 | 38000 | 73.79% | 2 | 0 | 11 |  |  |  | No | R-454B | 4.3333 | Residential & Commercial | Ducted CEE Tier 1
214776470 | Central HP <5.4 tons | YORK | HRCU-A-CB (Split System: Heat Pump with Remote Outdoor Unit-Air-Source) | HH860E2S11 | ADP |  | CV602D*A+TXV | TL9E100C20UH11 | 52000 | 19 | 8.5 | 51500 | 38000 | 73.79% | 2 | 0 | 11 |  |  |  | No | R-454B | 4.3333 | Residential & Commercial | Ducted CEE Tier 1
214776475 | Central HP <5.4 tons | YORK | HRCU-A-CB (Split System: Heat Pump with Remote Outdoor Unit-Air-Source) | HH860E2S11 | ADP |  | CH604**C+TXV | TM9E080C16MP12 | 44500 | 18 | 8.5 | 43500 | 34000 | 78.16% | 2 | 0 | 11 |  |  |  | No | R-454B | 3.7083 | Residential & Commercial | Ducted CEE Tier 1
214776627 | Central HP <5.4 tons | YORK | HRCU-A-CB (Split System: Heat Pump with Remote Outdoor Unit-Air-Source) | HH860E2S11 | ADP |  | CH600D*C+TXV | TMLE080C20MP11 | 52000 | 18 | 8.3 | 53000 | 39500 | 74.53% | 1.96 | 0 | 10.5 |  |  |  | No | R-454B | 4.3333 | Residential & Commercial | Ducted CEE Tier 1
210589347 | Central HP <5.4 tons | RHEEM | HRCU-A-CB (Split System: Heat Pump with Remote Outdoor Unit-Air-Source) | RP18AZ48AJVC |  |  | RCFZ6021SEAAM | R802VA100521Z | 45000 | 19 | 8.5 | 43000 | 45000 | 104.7% | 2 | 0 | 11.7 |  |  |  | No | R-410A | 3.75 | Residential & Commercial | Ducted CEE Tier 1
212609382 | Central HP <5.4 tons | RHEEM | HRCU-A-CB (Split System: Heat Pump with Remote Outdoor Unit-Air-Source) | RP18AZ48AJVC |  |  | RCFZ6021SEAAM | R802V1004A17UHS | 44500 | 19 | 8.1 | 43500 | 45000 | 103.4% | 2 | 0 | 10 |  |  |  | No | R-410A | 3.7083 | Residential & Commercial | Ducted CEE Tier 1
212609383 | Central HP <5.4 tons | RHEEM | HRCU-A-CB (Split System: Heat Pump with Remote Outdoor Unit-Air-Source) | RP18AZ48AJVC |  |  | RCFZ6021SEAAM | R802V0504A17UHS | 45000 | 19 | 8.5 | 44000 | 45500 | 103.4% | 1.9 | 0 | 12 |  |  |  | No | R-410A | 3.75 | Residential & Commercial | Ducted CEE Tier 1
212603126 | Central HP <5.4 tons | DAY & NIGHT | HRCU-A-CB (Split System: Heat Pump with Remote Outdoor Unit-Air-Source) | DLCURAH24ABK | ADP |  | PL36H175P069 | *80ESU0601716A | 25000 | 17 | 8.5 | 25000 | 21400 | 85.6% | 1.82 | 0 | 10.5 |  |  |  | No | R-410A | 2.0833 | Residential & Commercial | Ducted CEE Tier 1
212603141 | Central HP <5.4 tons | DAY & NIGHT | HRCU-A-CB (Split System: Heat Pump with Remote Outdoor Unit-Air-Source) | DLCURAH24ABK | ADP |  | PL36H175P159 | *80VSL0451716A* | 23400 | 17 | 8.5 | 24000 | 23200 | 96.67% | 1.96 | 0 | 10 |  |  |  | No | R-410A | 1.95 | Residential & Commercial | Ducted CEE Tier 1
212603142 | Central HP <5.4 tons | DAY & NIGHT | HRCU-A-CB (Split System: Heat Pump with Remote Outdoor Unit-Air-Source) | DLCURAH24ABK | ADP |  | V,G36H175P159 | *80VSL0451716A* | 23400 | 17 | 8.5 | 24000 | 23200 | 96.67% | 1.96 | 0 | 10 |  |  |  | No | R-410A | 1.95 | Residential & Commercial | Ducted CEE Tier 1
212603174 | Central HP <5.4 tons | DAY & NIGHT | HRCU-A-CB (Split System: Heat Pump with Remote Outdoor Unit-Air-Source) | DLCURAH24ABK | ADP |  | FG33936 | *92ESN0801716A* | 24000 | 17 | 8.1 | 24600 | 22400 | 91.06% | 1.88 | 0 | 10.5 |  |  |  | No | R-410A | 2 | Residential & Commercial | Ducted CEE Tier 1
214776645 | Central HP <5.4 tons | YORK | HRCU-A-CB (Split System: Heat Pump with Remote Outdoor Unit-Air-Source) | HH860E2S11 | ADP |  | CV482**C+TXV | TMLE100C16MP11 | 44000 | 17 | 8.4 | 43500 | 33800 | 77.7% | 1.98 | 0 | 10.5 |  |  |  | No | R-454B | 3.6667 | Residential & Commercial | Ducted CEE Tier 1
214776668 | Central HP <5.4 tons | YORK | HRCU-A-CB (Split System: Heat Pump with Remote Outdoor Unit-Air-Source) | HH860E2S11 | ADP |  | CH602**A+TXV | TMLE100C20MP11 | 53500 | 19 | 8.5 | 53000 | 39500 | 74.53% | 2 | 0 | 11 |  |  |  | No | R-454B | 4.4583 | Residential & Commercial | Ducted CEE Tier 1
214776677 | Central HP <5.4 tons | YORK | HRCU-A-CB (Split System: Heat Pump with Remote Outdoor Unit-Air-Source) | HH860E2S11 | ADP |  | CH605D*C+TXV | TMLE120C20MP11 | 53000 | 18 | 8.5 | 52500 | 39000 | 74.29% | 2 | 0 | 11 |  |  |  | No | R-454B | 4.4167 | Residential & Commercial | Ducted CEE Tier 1
214776520 | Central HP <5.4 tons | YORK | HRCU-A-CB (Split System: Heat Pump with Remote Outdoor Unit-Air-Source) | HH860E2S11 | ADP |  | CH600C*C+TXV | TM9E100C20MP12 | 52500 | 18 | 8.3 | 53000 | 39500 | 74.53% | 1.96 | 0 | 10.5 |  |  |  | No | R-454B | 4.375 | Residential & Commercial | Ducted CEE Tier 1
214776600 | Central HP <5.4 tons | YORK | HRCU-A-CB (Split System: Heat Pump with Remote Outdoor Unit-Air-Source) | HH860E2S11 | ADP |  | CV601**C+TXV | TM9V120D20MP12 | 52000 | 18 | 8.35 | 52500 | 39000 | 74.29% | 1.98 | 0 | 10.5 |  |  |  | No | R-454B | 4.3333 | Residential & Commercial | Ducted CEE Tier 1
214776629 | Central HP <5.4 tons | YORK | HRCU-A-CB (Split System: Heat Pump with Remote Outdoor Unit-Air-Source) | HH860E2S11 | ADP |  | CV601**C+TXV | TMLE080C20MP11 | 52500 | 18 | 8.35 | 53000 | 39500 | 74.53% | 1.98 | 0 | 10.5 |  |  |  | No | R-454B | 4.375 | Residential & Commercial | Ducted CEE Tier 1
214776634 | Central HP <5.4 tons | YORK | HRCU-A-CB (Split System: Heat Pump with Remote Outdoor Unit-Air-Source) | HH860E2S11 | ADP |  | CV603**A+TXV | TMLE080C20MP11 | 53500 | 19 | 8.5 | 53000 | 39500 | 74.53% | 2 | 0 | 11 |  |  |  | No | R-454B | 4.4583 | Residential & Commercial | Ducted CEE Tier 1
214776670 | Central HP <5.4 tons | YORK | HRCU-A-CB (Split System: Heat Pump with Remote Outdoor Unit-Air-Source) | HH860E2S11 | ADP |  | CV609**A+TXV | TMLE100C20MP11 | 53500 | 19 | 8.5 | 53000 | 39500 | 74.53% | 2 | 0 | 11 |  |  |  | No | R-454B | 4.4583 | Residential & Commercial | Ducted CEE Tier 1
214397098 | Central HP <5.4 tons | CHAMPION HEATING AND COOLING | HRCU-A-CB (Split System: Heat Pump with Remote Outdoor Unit-Air-Source) | HH824E2S11 |  |  | CTF36B5ADS1+JMET08BS2N1 |  | 23000 | 19 | 9 | 23000 | 17800 | 77.39% | 2 | 0 | 12 |  |  |  | No | R-454B | 1.9167 | Residential & Commercial | Ducted CEE Tier 1
215425816 | Central HP <5.4 tons | YORK | HRCU-A-CB (Split System: Heat Pump with Remote Outdoor Unit-Air-Source) | HH824E2S11 | ADP |  | H,YE7J*24+TXV | Y91E040A10SMPS1 | 22400 | 17 | 8.3 | 21400 | 17400 | 81.31% | 1.96 | 0 | 11.5 |  |  |  | No | R-454B | 1.8667 | Residential & Commercial | Ducted CEE Tier 1
215425821 | Central HP <5.4 tons | YORK | HRCU-A-CB (Split System: Heat Pump with Remote Outdoor Unit-Air-Source) | HH824E2S11 | ADP |  | H,YE32*30+TXV | Y91E060A10SMPS1 | 22200 | 17 | 8.2 | 21200 | 17200 | 81.13% | 1.94 | 0 | 11.5 |  |  |  | No | R-454B | 1.85 | Residential & Commercial | Ducted CEE Tier 1
215425830 | Central HP <5.4 tons | YORK | HRCU-A-CB (Split System: Heat Pump with Remote Outdoor Unit-Air-Source) | HH824E2S11 | ADP |  | H,YE7J*24+TXV | Y91E060B12SMPS1 | 23000 | 17 | 9 | 21400 | 18200 | 85.05% | 2 | 0 | 11.7 |  |  |  | No | R-454B | 1.9167 | Residential & Commercial | Ducted CEE Tier 1
215425846 | Central HP <5.4 tons | YORK | HRCU-A-CB (Split System: Heat Pump with Remote Outdoor Unit-Air-Source) | HH824E2S11 | ADP |  | H,YE24*36+TXV | YP9C080B12MP13 | 21800 | 17 | 8.55 | 21200 | 17300 | 81.6% | 1.92 | 0 | 11 |  |  |  | No | R-454B | 1.8167 | Residential & Commercial | Ducted CEE Tier 1
214776362 | Central HP <5.4 tons | YORK | HRCU-A-CB (Split System: Heat Pump with Remote Outdoor Unit-Air-Source) | HH824E2S11 | ADP |  | CH240A*C+TXV | TMLE060A12MP11 | 22400 | 17 | 8.7 | 21200 | 17500 | 82.55% | 1.94 | 0 | 11 |  |  |  | No | R-454B | 1.8667 | Residential & Commercial | Ducted CEE Tier 1
214397242 | Central HP <5.4 tons | CHAMPION HEATING AND COOLING | HRCU-A-CB (Split System: Heat Pump with Remote Outdoor Unit-Air-Source) | HH836E2S11 |  |  | CTF36B5CDS1 | TM8E100B12MP11 | 33200 | 18 | 8.5 | 31200 | 25200 | 80.77% | 2 | 0 | 11 |  |  |  | No | R-454B | 2.7667 | Residential & Commercial | Ducted CEE Tier 1
214397326 | Central HP <5.4 tons | CHAMPION HEATING AND COOLING | HRCU-A-CB (Split System: Heat Pump with Remote Outdoor Unit-Air-Source) | HH836E2S11 |  |  | CTF48C5CFS1 | TM9E100C16MP12 | 33400 | 19 | 9 | 31400 | 25400 | 80.89% | 2 | 0 | 11 |  |  |  | No | R-454B | 2.7833 | Residential & Commercial | Ducted CEE Tier 1
211389565 | Central HP <5.4 tons | COLEMAN | HRCU-A-CB (Split System: Heat Pump with Remote Outdoor Unit-Air-Source) | HMH72B341 |  |  | XAFC36DBCN1 | TM8Y080C16MP11 | 34000 | 18.5 | 8.5 | 34000 | 24000 | 70.59% | 2.1 | 0 | 10 |  |  |  | No | R-410A | 2.8333 | Residential & Commercial | Ducted CEE Tier 1
214776695 | Central HP <5.4 tons | YORK | HRCU-A-CB (Split System: Heat Pump with Remote Outdoor Unit-Air-Source) | HH860E2S11 | ADP |  | CV607**C+TXV | TMLE130D20MP11 | 54000 | 19 | 8.5 | 53000 | 39500 | 74.53% | 2 | 0 | 11 |  |  |  | No | R-454B | 4.5 | Residential & Commercial | Ducted CEE Tier 1
214776718 | Central HP <5.4 tons | YORK | HRCU-A-CB (Split System: Heat Pump with Remote Outdoor Unit-Air-Source) | HH860E2S11 | ADP |  | CH600D*C+TXV | TMLV120C20MP12 | 51500 | 18 | 8.3 | 52000 | 38500 | 74.04% | 1.96 | 0 | 10.5 |  |  |  | No | R-454B | 4.2917 | Residential & Commercial | Ducted CEE Tier 1
214776720 | Central HP <5.4 tons | YORK | HRCU-A-CB (Split System: Heat Pump with Remote Outdoor Unit-Air-Source) | HH860E2S11 | ADP |  | CV601**C+TXV | TMLV120C20MP12 | 52000 | 18 | 8.35 | 52000 | 38500 | 74.04% | 1.98 | 0 | 10.5 |  |  |  | No | R-454B | 4.3333 | Residential & Commercial | Ducted CEE Tier 1
214776752 | Central HP <5.4 tons | YORK | HRCU-A-CB (Split System: Heat Pump with Remote Outdoor Unit-Air-Source) | HH860E2S11 | ADP |  | CH605D*C+TXV | Y81E080C20SMPS1 | 44000 | 18 | 8.5 | 42500 | 33000 | 77.65% | 2 | 0 | 12 |  |  |  | No | R-454B | 3.6667 | Residential & Commercial | Ducted CEE Tier 1
214776761 | Central HP <5.4 tons | YORK | HRCU-A-CB (Split System: Heat Pump with Remote Outdoor Unit-Air-Source) | HH860E2S11 | ADP |  | CH604**C+TXV | Y81E100C20SMPS1 | 53000 | 19 | 8.5 | 51500 | 38000 | 73.79% | 2 | 0 | 11.7 |  |  |  | No | R-454B | 4.4167 | Residential & Commercial | Ducted CEE Tier 1
214776768 | Central HP <5.4 tons | YORK | HRCU-A-CB (Split System: Heat Pump with Remote Outdoor Unit-Air-Source) | HH860E2S11 | ADP |  | CV606**C+TXV | Y81E100C20SMPS1 | 53000 | 19 | 8.5 | 51500 | 38000 | 73.79% | 2 | 0 | 11.7 |  |  |  | No | R-454B | 4.4167 | Residential & Commercial | Ducted CEE Tier 1
214776770 | Central HP <5.4 tons | YORK | HRCU-A-CB (Split System: Heat Pump with Remote Outdoor Unit-Air-Source) | HH860E2S11 | ADP |  | CV607**C+TXV | Y81E100C20SMPS1 | 53000 | 19 | 8.5 | 51500 | 38000 | 73.79% | 2 | 0 | 11.7 |  |  |  | No | R-454B | 4.4167 | Residential & Commercial | Ducted CEE Tier 1
214776511 | Central HP <5.4 tons | YORK | HRCU-A-CB (Split System: Heat Pump with Remote Outdoor Unit-Air-Source) | HH860E2S11 | ADP |  | CX601C*35+TXV | TM9E100C16MP12 | 44500 | 18 | 8.5 | 44000 | 34000 | 77.27% | 2 | 0 | 11 |  |  |  | No | R-454B | 3.7083 | Residential & Commercial | Ducted CEE Tier 1
214776364 | Central HP <5.4 tons | YORK | HRCU-A-CB (Split System: Heat Pump with Remote Outdoor Unit-Air-Source) | HH824E2S11 | ADP |  | CX360A*35+TXV | TMLE060A12MP11 | 22200 | 17 | 8.65 | 21200 | 17500 | 82.55% | 1.94 | 0 | 11 |  |  |  | No | R-454B | 1.85 | Residential & Commercial | Ducted CEE Tier 1
213062583 | Central HP <5.4 tons | ACIQ | HRCU-A-CB (Split System: Heat Pump with Remote Outdoor Unit-Air-Source) | HVH825GKA2* |  |  | EA*4X25L17A*+WALLCON | *80CTL0701716A* | 24400 | 16.5 | 8.1 | 21200 | 16600 | 78.3% | 2.02 | 11 | 11 |  |  |  | No | R-410A | 2.0333 | Residential & Commercial | Ducted CEE Tier 1
213062619 | Central HP <5.4 tons | ACIQ | HRCU-A-CB (Split System: Heat Pump with Remote Outdoor Unit-Air-Source) | HVH825GKA2* |  |  | EA*4X37L17A*+WALLCON | *96CTN0601714A* | 24000 | 16 | 8.1 | 21400 | 16800 | 78.5% | 1.98 | 11 | 11 |  |  |  | No | R-410A | 2 | Residential & Commercial | Ducted CEE Tier 1
213062733 | Central HP <5.4 tons | ACIQ | HRCU-A-CB (Split System: Heat Pump with Remote Outdoor Unit-Air-Source) | HVH825GKA2* |  |  | EA*4X37L21A*+WALLCON | *80CSU0401712A* | 24400 | 17 | 8.5 | 21200 | 16600 | 78.3% | 2.04 | 11.5 | 11 |  |  |  | No | R-410A | 2.0333 | Residential & Commercial | Ducted CEE Tier 1
213062734 | Central HP <5.4 tons | ACIQ | HRCU-A-CB (Split System: Heat Pump with Remote Outdoor Unit-Air-Source) | HVH825GKA2* |  |  | EA*4X37L21A*+WALLCON | *80CSU0601716A* | 24400 | 17 | 8.1 | 21200 | 16600 | 78.3% | 2.02 | 11.5 | 11 |  |  |  | No | R-410A | 2.0333 | Residential & Commercial | Ducted CEE Tier 1
215588522 | Central HP <5.4 tons | BRYANT HEATING AND COOLING SYSTEMS | HRCU-A-CB (Split System: Heat Pump with Remote Outdoor Unit-Air-Source) | 291VAN054**AA* |  |  | CVAVA4924XMA*+UI | 987TA66100C21*** | 52000 | 19 | 8.1 | 52500 | 46500 | 88.57% | 1.84 | 0 | 11.5 |  |  |  | No | R-454B | 4.3333 | Residential & Commercial | Ducted CEE Tier 1
215588558 | Central HP <5.4 tons | BRYANT HEATING AND COOLING SYSTEMS | HRCU-A-CB (Split System: Heat Pump with Remote Outdoor Unit-Air-Source) | 291VAN054**AA* |  |  | CVAVA6124XMA*+UI | 987TA66100C21*** | 53000 | 19.5 | 8.1 | 53500 | 46500 | 86.92% | 1.84 | 0 | 12 |  |  |  | No | R-454B | 4.4167 | Residential & Commercial | Ducted CEE Tier 1
214776525 | Central HP <5.4 tons | YORK | HRCU-A-CB (Split System: Heat Pump with Remote Outdoor Unit-Air-Source) | HH860E2S11 | ADP |  | CX601C*35+TXV | TM9E100C20MP12 | 53500 | 19 | 8.5 | 53000 | 39500 | 74.53% | 2 | 0 | 11 |  |  |  | No | R-454B | 4.4583 | Residential & Commercial | Ducted CEE Tier 1
214776536 | Central HP <5.4 tons | YORK | HRCU-A-CB (Split System: Heat Pump with Remote Outdoor Unit-Air-Source) | HH860E2S11 | ADP |  | CH600D*C+TXV | TM9E120D20MP12 | 51500 | 18 | 8.3 | 52500 | 39000 | 74.29% | 1.96 | 0 | 10.5 |  |  |  | No | R-454B | 4.2917 | Residential & Commercial | Ducted CEE Tier 1
214776550 | Central HP <5.4 tons | YORK | HRCU-A-CB (Split System: Heat Pump with Remote Outdoor Unit-Air-Source) | HH860E2S11 | ADP |  | CH600C*C+TXV | TM9V080C16MP12 | 43000 | 17 | 8.45 | 42000 | 33000 | 78.57% | 1.98 | 0 | 10.5 |  |  |  | No | R-454B | 3.5833 | Residential & Commercial | Ducted CEE Tier 1
214776784 | Central HP <5.4 tons | YORK | HRCU-A-CB (Split System: Heat Pump with Remote Outdoor Unit-Air-Source) | HH860E2S11 | ADP |  | CV607**C+TXV | Y81E120C20SMPS1 | 52500 | 19 | 8.5 | 51500 | 38000 | 73.79% | 2 | 0 | 11.7 |  |  |  | No | R-454B | 4.375 | Residential & Commercial | Ducted CEE Tier 1
214776834 | Central HP <5.4 tons | YORK | HRCU-A-CB (Split System: Heat Pump with Remote Outdoor Unit-Air-Source) | HH860E2S11 | ADP |  | CH480C*C+TXV | YPLC080C16MP13 | 42500 | 17 | 8.3 | 42000 | 32800 | 78.1% | 1.96 | 0 | 11 |  |  |  | No | R-454B | 3.5417 | Residential & Commercial | Ducted CEE Tier 1
214776845 | Central HP <5.4 tons | YORK | HRCU-A-CB (Split System: Heat Pump with Remote Outdoor Unit-Air-Source) | HH860E2S11 | ADP |  | CV606**C+TXV | YPLC080C16MP13 | 43500 | 18 | 8.5 | 42000 | 32800 | 78.1% | 2 | 0 | 11.7 |  |  |  | No | R-454B | 3.625 | Residential & Commercial | Ducted CEE Tier 1
214776852 | Central HP <5.4 tons | YORK | HRCU-A-CB (Split System: Heat Pump with Remote Outdoor Unit-Air-Source) | HH860E2S11 | ADP |  | CH604**C+TXV | YPLC100C20MP13 | 53000 | 19 | 8.5 | 52000 | 38500 | 74.04% | 2 | 0 | 11 |  |  |  | No | R-454B | 4.4167 | Residential & Commercial | Ducted CEE Tier 1
214776704 | Central HP <5.4 tons | YORK | HRCU-A-CB (Split System: Heat Pump with Remote Outdoor Unit-Air-Source) | HH860E2S11 | ADP |  | CV482**C+TXV | TMLV100C16MP12 | 43000 | 17 | 8.4 | 42000 | 32800 | 78.1% | 1.98 | 0 | 11.5 |  |  |  | No | R-454B | 3.5833 | Residential & Commercial | Ducted CEE Tier 1
214849143 | Central HP <5.4 tons | YORK | HRCU-A-CB (Split System: Heat Pump with Remote Outdoor Unit-Air-Source) | HMH72B341 | ADP |  | CV365*9 | Y81E080B12LMPS1 | 33200 | 18 | 8.5 | 31400 | 23000 | 73.25% | 2.04 | 0 | 10 |  |  |  | No | R-410A | 2.7667 | Residential & Commercial | Ducted CEE Tier 1
214396855 | Central HP <5.4 tons | CHAMPION HEATING AND COOLING | HRCU-A-CB (Split System: Heat Pump with Remote Outdoor Unit-Air-Source) | HH836E2S11 |  |  | CTF36B5CDS1+JMC12B2SN1 |  | 34000 | 19 | 9 | 31400 | 25600 | 81.53% | 2 | 0 | 11.7 |  |  |  | No | R-454B | 2.8333 | Residential & Commercial | Ducted CEE Tier 1
214397321 | Central HP <5.4 tons | CHAMPION HEATING AND COOLING | HRCU-A-CB (Split System: Heat Pump with Remote Outdoor Unit-Air-Source) | HH836E2S11 |  |  | JHC42C5CF2SS1 |  | 34400 | 19 | 9 | 31600 | 25000 | 79.11% | 2 | 0 | 11.7 |  |  |  | No | R-454B | 2.8667 | Residential & Commercial | Ducted CEE Tier 1
214776381 | Central HP <5.4 tons | YORK | HRCU-A-CB (Split System: Heat Pump with Remote Outdoor Unit-Air-Source) | HH824E2S11 | ADP |  | CH368A*C+TXV | Y82E060A12LMPS1 | 22800 | 18 | 8.9 | 21400 | 17300 | 80.84% | 1.98 | 0 | 11.7 |  |  |  | No | R-454B | 1.9 | Residential & Commercial | Ducted CEE Tier 1
214776914 | Central HP <5.4 tons | YORK | HRCU-A-CB (Split System: Heat Pump with Remote Outdoor Unit-Air-Source) | HH824E2S11 | ADP |  | CV360A*C+TXV+AEF36AXP* |  | 23800 | 19 | 9.15 | 22200 | 16600 | 74.77% | 2.04 | 0 | 11.7 |  |  |  | No | R-454B | 1.9833 | Residential & Commercial | Ducted CEE Tier 1
214776930 | Central HP <5.4 tons | YORK | HRCU-A-CB (Split System: Heat Pump with Remote Outdoor Unit-Air-Source) | HH824E2S11 | ADP |  | CX363B*35+TXV+AEF48BXP* |  | 24000 | 19 | 9.5 | 22400 | 16600 | 74.11% | 2.1 | 0 | 12 |  |  |  | No | R-454B | 2 | Residential & Commercial | Ducted CEE Tier 1
215425759 | Central HP <5.4 tons | YORK | HRCU-A-CB (Split System: Heat Pump with Remote Outdoor Unit-Air-Source) | HH824E2S11 | ADP |  | H,YE32*24+TXV | TM9Y060B12MP11 | 22200 | 17 | 8.65 | 21200 | 17300 | 81.6% | 1.94 | 0 | 11 |  |  |  | No | R-454B | 1.85 | Residential & Commercial | Ducted CEE Tier 1
215425761 | Central HP <5.4 tons | YORK | HRCU-A-CB (Split System: Heat Pump with Remote Outdoor Unit-Air-Source) | HH824E2S11 | ADP |  | H,YE33*30+TXV | TM9Y060B12MP11 | 23000 | 17 | 9 | 21400 | 18000 | 84.11% | 2 | 0 | 11.7 |  |  |  | No | R-454B | 1.9167 | Residential & Commercial | Ducted CEE Tier 1
215425775 | Central HP <5.4 tons | YORK | HRCU-A-CB (Split System: Heat Pump with Remote Outdoor Unit-Air-Source) | HH824E2S11 | ADP |  | H,YE33*30+TXV | Y81E060A12SMPS1 | 22400 | 17 | 8.8 | 21000 | 16900 | 80.48% | 1.96 | 0 | 11.5 |  |  |  | No | R-454B | 1.8667 | Residential & Commercial | Ducted CEE Tier 1
215425793 | Central HP <5.4 tons | YORK | HRCU-A-CB (Split System: Heat Pump with Remote Outdoor Unit-Air-Source) | HH824E2S11 | ADP |  | H,YE32*30+TXV | Y82E060A12LMPS1 | 22200 | 18 | 8.65 | 21200 | 17300 | 81.6% | 1.94 | 0 | 11.5 |  |  |  | No | R-454B | 1.85 | Residential & Commercial | Ducted CEE Tier 1
215425809 | Central HP <5.4 tons | YORK | HRCU-A-CB (Split System: Heat Pump with Remote Outdoor Unit-Air-Source) | HH824E2S11 | ADP |  | H,YE7J*24+TXV | Y91E026A08SMPS1 | 22400 | 17 | 8.3 | 21400 | 16900 | 78.97% | 1.96 | 0 | 11.5 |  |  |  | No | R-454B | 1.8667 | Residential & Commercial | Ducted CEE Tier 1
214776709 | Central HP <5.4 tons | YORK | HRCU-A-CB (Split System: Heat Pump with Remote Outdoor Unit-Air-Source) | HH860E2S11 | ADP |  | CV605**C+TXV | TMLV100C16MP12 | 43500 | 18 | 8.5 | 42000 | 32800 | 78.1% | 2 | 0 | 11.7 |  |  |  | No | R-454B | 3.625 | Residential & Commercial | Ducted CEE Tier 1
214776727 | Central HP <5.4 tons | YORK | HRCU-A-CB (Split System: Heat Pump with Remote Outdoor Unit-Air-Source) | HH860E2S11 | ADP |  | CV609**A+TXV | TMLV120C20MP12 | 53000 | 19 | 8.5 | 52000 | 38500 | 74.04% | 2 | 0 | 11 |  |  |  | No | R-454B | 4.4167 | Residential & Commercial | Ducted CEE Tier 1
214776745 | Central HP <5.4 tons | YORK | HRCU-A-CB (Split System: Heat Pump with Remote Outdoor Unit-Air-Source) | HH860E2S11 | ADP |  | CV609**A+TXV | Y81E080C16SMPS1 | 44500 | 18 | 8.5 | 42500 | 33000 | 77.65% | 2 | 0 | 12 |  |  |  | No | R-454B | 3.7083 | Residential & Commercial | Ducted CEE Tier 1
214569322 | Central HP <5.4 tons | CARRIER | HRCU-A-CB (Split System: Heat Pump with Remote Outdoor Unit-Air-Source) | 25VNA424A*031* |  |  | CAP**3621AL*+UI | 59MN7C060C21**20 | 23200 | 20 | 10.5 | 26600 | 19900 | 74.81% | 2.42 | 0 | 12.5 |  |  |  | No | R-410A | 1.9333 | Residential & Commercial | Ducted CEE Tier 1
214569354 | Central HP <5.4 tons | CARRIER | HRCU-A-CB (Split System: Heat Pump with Remote Outdoor Unit-Air-Source) | 25VNA424A*031* |  |  | CAP**4321AL*+UI | 59MN7C060C21**20 | 24000 | 20 | 11 | 26400 | 19800 | 75% | 2.54 | 0 | 13 |  |  |  | No | R-410A | 2 | Residential & Commercial | Ducted CEE Tier 1
214569388 | Central HP <5.4 tons | CARRIER | HRCU-A-CB (Split System: Heat Pump with Remote Outdoor Unit-Air-Source) | 25VNA424A*031* |  |  | CNPV*4221AL*+UI | 58TN*B070C21**20 | 23400 | 20 | 10.5 | 26600 | 19800 | 74.44% | 2.46 | 0 | 13 |  |  |  | No | R-410A | 1.95 | Residential & Commercial | Ducted CEE Tier 1
214569390 | Central HP <5.4 tons | CARRIER | HRCU-A-CB (Split System: Heat Pump with Remote Outdoor Unit-Air-Source) | 25VNA424A*031* |  |  | CNPV*4221AL*+UI | 59CU5B080C21**20 | 23400 | 20 | 10.5 | 26600 | 19800 | 74.44% | 2.46 | 0 | 13 |  |  |  | No | R-410A | 1.95 | Residential & Commercial | Ducted CEE Tier 1
213069973 | Central HP <5.4 tons | ACIQ | HRCU-A-CB (Split System: Heat Pump with Remote Outdoor Unit-Air-Source) | DLCURAH24ABK |  |  | EA*4X36L17A* | *95ESU0401712A* | 23800 | 16.5 | 8.5 | 25800 | 23200 | 89.92% | 1.92 | 0 | 10 |  |  |  | No | R-410A | 1.9833 | Residential & Commercial | Ducted CEE Tier 1
213069984 | Central HP <5.4 tons | ACIQ | HRCU-A-CB (Split System: Heat Pump with Remote Outdoor Unit-Air-Source) | DLCURAH24ABK |  |  | EA*4X36L17A* | *80VSL0451716A* | 24200 | 16.5 | 8.5 | 26200 | 22600 | 86.26% | 1.86 | 0 | 10 |  |  |  | No | R-410A | 2.0167 | Residential & Commercial | Ducted CEE Tier 1
213070077 | Central HP <5.4 tons | ACIQ | HRCU-A-CB (Split System: Heat Pump with Remote Outdoor Unit-Air-Source) | DLCURAH24ABK |  |  | EA*4X36L17A* | *80ES(N,L)0451712A* | 24200 | 16.5 | 8.5 | 26200 | 22600 | 86.26% | 1.88 | 0 | 10 |  |  |  | No | R-410A | 2.0167 | Residential & Commercial | Ducted CEE Tier 1
213070159 | Central HP <5.4 tons | ACIQ | HRCU-A-CB (Split System: Heat Pump with Remote Outdoor Unit-Air-Source) | DLCURAH24ABK |  |  | EA*4X36L17A* | OMV112K14A | 24200 | 16 | 8.5 | 26200 | 22600 | 86.26% | 1.86 | 0 | 10 |  |  |  | No | R-410A | 2.0167 | Residential & Commercial | Ducted CEE Tier 1
213070266 | Central HP <5.4 tons | ACIQ | HRCU-A-CB (Split System: Heat Pump with Remote Outdoor Unit-Air-Source) | DLCURAH24ABK |  |  | EA*4X36L21A* | *80VTL0701716A* | 24400 | 17 | 8.5 | 26200 | 22400 | 85.5% | 1.88 | 0 | 10 |  |  |  | No | R-410A | 2.0333 | Residential & Commercial | Ducted CEE Tier 1
213070452 | Central HP <5.4 tons | ACIQ | HRCU-A-CB (Split System: Heat Pump with Remote Outdoor Unit-Air-Source) | DLCURAH24ABK |  |  | EA*4X37L17A* | *80VSL0451412A* | 24800 | 16.5 | 8.5 | 25800 | 21400 | 82.95% | 1.78 | 0 | 10 |  |  |  | No | R-410A | 2.0667 | Residential & Commercial | Ducted CEE Tier 1
213070527 | Central HP <5.4 tons | ACIQ | HRCU-A-CB (Split System: Heat Pump with Remote Outdoor Unit-Air-Source) | DLCURAH24ABK |  |  | EA*4X37L17A* | *96VTN0401712A* | 24600 | 15.5 | 8.5 | 25800 | 21600 | 83.72% | 1.78 | 0 | 10 |  |  |  | No | R-410A | 2.05 | Residential & Commercial | Ducted CEE Tier 1
213070745 | Central HP <5.4 tons | ACIQ | HRCU-A-CB (Split System: Heat Pump with Remote Outdoor Unit-Air-Source) | DLCURAH24ABK |  |  | EA*4X37L21A* | *80ESU0401712A* | 24600 | 17.5 | 8.5 | 25200 | 21000 | 83.33% | 1.78 | 0 | 10.5 |  |  |  | No | R-410A | 2.05 | Residential & Commercial | Ducted CEE Tier 1
207455034 | Central HP <5.4 tons | LENNOX | HRCU-A-CB (Split System: Heat Pump with Remote Outdoor Unit-Air-Source) | SL25XPV-036-230A** | ADP |  | LH35/38F9 | EL296UH090XV36C* | 34000 | 22 | 8.8 | 34000 | 27200 | 80% | 1.82 | 14 | 13 |  |  |  | No | R-410A | 2.8333 | Residential & Commercial | Ducted CEE Tier 1
207455066 | Central HP <5.4 tons | LENNOX | HRCU-A-CB (Split System: Heat Pump with Remote Outdoor Unit-Air-Source) | SL25XPV-036-230A** | ADP |  | LH35/38F9 | EL296UH110XV60C* | 34000 | 21 | 8.8 | 34000 | 27000 | 79.41% | 1.82 | 14 | 13.5 |  |  |  | No | R-410A | 2.8333 | Residential & Commercial | Ducted CEE Tier 1
207455134 | Central HP <5.4 tons | LENNOX | HRCU-A-CB (Split System: Heat Pump with Remote Outdoor Unit-Air-Source) | SL25XPV-036-230A** | ADP |  | L*23/37Z9 | SL280UH090V36B* | 34800 | 22 | 8.8 | 32600 | 25800 | 79.14% | 1.84 | 14 | 13.5 |  |  |  | No | R-410A | 2.9 | Residential & Commercial | Ducted CEE Tier 1
207455149 | Central HP <5.4 tons | LENNOX | HRCU-A-CB (Split System: Heat Pump with Remote Outdoor Unit-Air-Source) | SL25XPV-036-230A** | ADP |  | LH23/37W9 | SL280UH090V60C* | 34000 | 21 | 8.8 | 33800 | 27000 | 79.88% | 1.84 | 14 | 13.5 |  |  |  | No | R-410A | 2.8333 | Residential & Commercial | Ducted CEE Tier 1
207455151 | Central HP <5.4 tons | LENNOX | HRCU-A-CB (Split System: Heat Pump with Remote Outdoor Unit-Air-Source) | SL25XPV-036-230A** | ADP |  | LH35/36F9 | SL280UH090XV48B* | 33800 | 21 | 8.8 | 32800 | 25400 | 77.44% | 1.84 | 13.5 | 13 |  |  |  | No | R-410A | 2.8167 | Residential & Commercial | Ducted CEE Tier 1
207455249 | Central HP <5.4 tons | LENNOX | HRCU-A-CB (Split System: Heat Pump with Remote Outdoor Unit-Air-Source) | SL25XPV-036-230A** | ADP |  | L*35/36U9 | SLP99UH090XV36C* | 34000 | 22 | 8.8 | 34000 | 27200 | 80% | 1.82 | 14 | 13 |  |  |  | No | R-410A | 2.8333 | Residential & Commercial | Ducted CEE Tier 1
214776559 | Central HP <5.4 tons | YORK | HRCU-A-CB (Split System: Heat Pump with Remote Outdoor Unit-Air-Source) | HH860E2S11 | ADP |  | CV606**C+TXV | TM9V080C16MP12 | 43500 | 18 | 8.5 | 42000 | 33000 | 78.57% | 2 | 0 | 11 |  |  |  | No | R-454B | 3.625 | Residential & Commercial | Ducted CEE Tier 1
214776561 | Central HP <5.4 tons | YORK | HRCU-A-CB (Split System: Heat Pump with Remote Outdoor Unit-Air-Source) | HH860E2S11 | ADP |  | CV607**C+TXV | TM9V080C16MP12 | 43500 | 18 | 8.5 | 42000 | 33000 | 78.57% | 2 | 0 | 11 |  |  |  | No | R-454B | 3.625 | Residential & Commercial | Ducted CEE Tier 1
214776570 | Central HP <5.4 tons | YORK | HRCU-A-CB (Split System: Heat Pump with Remote Outdoor Unit-Air-Source) | HH860E2S11 | ADP |  | CV482**C+TXV | TM9V100C16MP12 | 43000 | 17 | 8.4 | 42000 | 32800 | 78.1% | 1.98 | 0 | 11.5 |  |  |  | No | R-454B | 3.5833 | Residential & Commercial | Ducted CEE Tier 1
214776625 | Central HP <5.4 tons | YORK | HRCU-A-CB (Split System: Heat Pump with Remote Outdoor Unit-Air-Source) | HH860E2S11 | ADP |  | CH600C*C+TXV | TMLE080C20MP11 | 52500 | 18 | 8.3 | 53000 | 39500 | 74.53% | 1.96 | 0 | 10.5 |  |  |  | No | R-454B | 4.375 | Residential & Commercial | Ducted CEE Tier 1
214776581 | Central HP <5.4 tons | YORK | HRCU-A-CB (Split System: Heat Pump with Remote Outdoor Unit-Air-Source) | HH860E2S11 | ADP |  | CV609**A+TXV | TM9V100C16MP12 | 43500 | 18 | 8.5 | 42000 | 32800 | 78.1% | 2 | 0 | 11.7 |  |  |  | No | R-454B | 3.625 | Residential & Commercial | Ducted CEE Tier 1
214776582 | Central HP <5.4 tons | YORK | HRCU-A-CB (Split System: Heat Pump with Remote Outdoor Unit-Air-Source) | HH860E2S11 | ADP |  | CH600C*C+TXV | TM9V100C20MP12 | 51000 | 18 | 8.3 | 51500 | 38000 | 73.79% | 1.96 | 0 | 10.5 |  |  |  | No | R-454B | 4.25 | Residential & Commercial | Ducted CEE Tier 1
214776596 | Central HP <5.4 tons | YORK | HRCU-A-CB (Split System: Heat Pump with Remote Outdoor Unit-Air-Source) | HH860E2S11 | ADP |  | CH600C*C+TXV | TM9V120D20MP12 | 52000 | 18 | 8.3 | 52000 | 38500 | 74.04% | 1.96 | 0 | 10.5 |  |  |  | No | R-454B | 4.3333 | Residential & Commercial | Ducted CEE Tier 1
214776613 | Central HP <5.4 tons | YORK | HRCU-A-CB (Split System: Heat Pump with Remote Outdoor Unit-Air-Source) | HH860E2S11 | ADP |  | CV482**C+TXV | TMLE080C16MP11 | 44000 | 17 | 8.4 | 43500 | 33800 | 77.7% | 1.98 | 0 | 10.5 |  |  |  | No | R-454B | 3.6667 | Residential & Commercial | Ducted CEE Tier 1
215932945 | Central HP <5.4 tons | BRYANT HEATING AND COOLING SYSTEMS | HRCU-A-CB (Split System: Heat Pump with Remote Outdoor Unit-Air-Source) | 293VAN036**AA* |  |  | CAA**6124AM*+UI | 986TD66100C21*** | 34400 | 20.5 | 9.5 | 34200 | 26000 | 76.02% | 2.08 | 0 | 12 |  |  |  | No | R-454B | 2.8667 | Residential & Commercial | Ducted CEE Tier 1
215933215 | Central HP <5.4 tons | BRYANT HEATING AND COOLING SYSTEMS | HRCU-A-CB (Split System: Heat Pump with Remote Outdoor Unit-Air-Source) | 293VAN036**AA* |  |  | CSAH*3612AM*+UI | 987MC66120C24*** | 33200 | 19 | 9 | 35000 | 26800 | 76.57% | 1.92 | 0 | 11 |  |  |  | No | R-454B | 2.7667 | Residential & Commercial | Ducted CEE Tier 1
213360660 | Central HP <5.4 tons | LENNOX | HRCU-A-CB (Split System: Heat Pump with Remote Outdoor Unit-Air-Source) | EL22XPV-024-230A** | ADP |  | LH29/36X9 | EL297UH070XV36B* | 23800 | 21 | 8.5 | 22000 | 15400 | 70% | 1.92 | 0 | 13.5 |  |  |  | No | R-410A | 1.9833 | Residential & Commercial | Ducted CEE Tier 1
214776777 | Central HP <5.4 tons | YORK | HRCU-A-CB (Split System: Heat Pump with Remote Outdoor Unit-Air-Source) | HH860E2S11 | ADP |  | CV600**C+TXV | Y81E120C20SMPS1 | 51000 | 18 | 8.3 | 51500 | 38000 | 73.79% | 1.96 | 0 | 11 |  |  |  | No | R-454B | 4.25 | Residential & Commercial | Ducted CEE Tier 1
214776811 | Central HP <5.4 tons | YORK | HRCU-A-CB (Split System: Heat Pump with Remote Outdoor Unit-Air-Source) | HH860E2S11 | ADP |  | CV600**C+TXV | YP9C100C20MP13 | 50500 | 18 | 8.3 | 51500 | 38000 | 73.79% | 1.96 | 0 | 10.5 |  |  |  | No | R-454B | 4.2083 | Residential & Commercial | Ducted CEE Tier 1
214776868 | Central HP <5.4 tons | YORK | HRCU-A-CB (Split System: Heat Pump with Remote Outdoor Unit-Air-Source) | HH860E2S11 | ADP |  | CV603**A+TXV | YPLC100C20MP13 | 53000 | 19 | 8.5 | 52000 | 38500 | 74.04% | 2 | 0 | 11 |  |  |  | No | R-454B | 4.4167 | Residential & Commercial | Ducted CEE Tier 1
214776886 | Central HP <5.4 tons | YORK | HRCU-A-CB (Split System: Heat Pump with Remote Outdoor Unit-Air-Source) | HH860E2S11 | ADP |  | CV600**C+TXV | YPLC120C20MP13 | 51500 | 18 | 8.3 | 52000 | 38500 | 74.04% | 1.96 | 0 | 10.5 |  |  |  | No | R-454B | 4.2917 | Residential & Commercial | Ducted CEE Tier 1
215731709 | Central HP <5.4 tons | YORK | HRCU-A-CB (Split System: Heat Pump with Remote Outdoor Unit-Air-Source) | HH860E2S11 | ADP |  | H,YG3K*48+TXV-BLEED | Y81E120C16SMPS1 | 44000 | 17 | 8.5 | 42000 | 32600 | 77.62% | 2 | 0 | 12 |  |  |  | No | R-454B | 3.6667 | Residential & Commercial | Ducted CEE Tier 1
215731773 | Central HP <5.4 tons | YORK | HRCU-A-CB (Split System: Heat Pump with Remote Outdoor Unit-Air-Source) | HH860E2S11 | ADP |  | H,YG3K*48+TXV-BLEED | Y81E130D20SMPS1 | 45000 | 18 | 9 | 43000 | 33200 | 77.21% | 2 | 0 | 12 |  |  |  | No | R-454B | 3.75 | Residential & Commercial | Ducted CEE Tier 1
214609114 | Central HP <5.4 tons | CHAMPION HEATING AND COOLING | HRCU-A-CB (Split System: Heat Pump with Remote Outdoor Unit-Air-Source) | HH860E2S11 |  |  | CTF60D5CGS1 | Z9ES120D20SMPS1 | 46000 | 18 | 9 | 47000 | 34200 | 72.77% | 2 | 0 | 11.7 |  |  |  | No | R-454B | 3.8333 | Residential & Commercial | Ducted CEE Tier 1
214609198 | Central HP <5.4 tons | CHAMPION HEATING AND COOLING | HRCU-A-CB (Split System: Heat Pump with Remote Outdoor Unit-Air-Source) | HH860E2S11 |  |  | CTF60C5CGS1 | Z9ES080C20SMPS1 | 44500 | 18 | 9 | 45500 | 33400 | 73.41% | 2 | 0 | 11.7 |  |  |  | No | R-454B | 3.7083 | Residential & Commercial | Ducted CEE Tier 1
213297270 | Central HP <5.4 tons | FRASER-JOHNSTON | HRCU-A-CB (Split System: Heat Pump with Remote Outdoor Unit-Air-Source) | HMH72B341 |  |  | XAFB36DBCN1 | Z9ES080B12SMPS1 | 33200 | 17 | 8.5 | 32200 | 22600 | 70.19% | 1.8 | 0 | 10 |  |  |  | No | R-410A | 2.7667 | Residential & Commercial | Ducted CEE Tier 1
207455268 | Central HP <5.4 tons | LENNOX | HRCU-A-CB (Split System: Heat Pump with Remote Outdoor Unit-Air-Source) | SL25XPV-036-230A** | ADP |  | LH23/37W9 | SLP99UH090XV60C* | 33600 | 21 | 8.6 | 32800 | 26200 | 79.88% | 1.8 | 14 | 13 |  |  |  | No | R-410A | 2.8 | Residential & Commercial | Ducted CEE Tier 1
207455269 | Central HP <5.4 tons | LENNOX | HRCU-A-CB (Split System: Heat Pump with Remote Outdoor Unit-Air-Source) | SL25XPV-036-230A** | ADP |  | L*23/37Z9 | SLP99UH090XV60C* | 33600 | 21 | 8.6 | 32800 | 26200 | 79.88% | 1.8 | 14 | 13 |  |  |  | No | R-410A | 2.8 | Residential & Commercial | Ducted CEE Tier 1
215425810 | Central HP <5.4 tons | YORK | HRCU-A-CB (Split System: Heat Pump with Remote Outdoor Unit-Air-Source) | HH824E2S11 | ADP |  | H,YE24*24+TXV | Y91E040A10SMPS1 | 21800 | 17 | 8.1 | 21200 | 17400 | 82.08% | 1.92 | 0 | 11 |  |  |  | No | R-454B | 1.8167 | Residential & Commercial | Ducted CEE Tier 1
215425811 | Central HP <5.4 tons | YORK | HRCU-A-CB (Split System: Heat Pump with Remote Outdoor Unit-Air-Source) | HH824E2S11 | ADP |  | H,YE24*36+TXV | Y91E040A10SMPS1 | 21800 | 17 | 8.1 | 21200 | 17400 | 82.08% | 1.92 | 0 | 11 |  |  |  | No | R-454B | 1.8167 | Residential & Commercial | Ducted CEE Tier 1
215425827 | Central HP <5.4 tons | YORK | HRCU-A-CB (Split System: Heat Pump with Remote Outdoor Unit-Air-Source) | HH824E2S11 | ADP |  | H,YE32*24+TXV | Y91E060B12SMPS1 | 22800 | 16 | 8.95 | 21400 | 18200 | 85.05% | 1.98 | 0 | 11.5 |  |  |  | No | R-454B | 1.9 | Residential & Commercial | Ducted CEE Tier 1
214397078 | Central HP <5.4 tons | CHAMPION HEATING AND COOLING | HRCU-A-CB (Split System: Heat Pump with Remote Outdoor Unit-Air-Source) | HH860E2S11 |  |  | CTM60D5CGS1 | TMLE130D20MP11 | 46000 | 17 | 9 | 47000 | 34800 | 74.04% | 2 | 0 | 11 |  |  |  | No | R-454B | 3.8333 | Residential & Commercial | Ducted CEE Tier 1
214397028 | Central HP <5.4 tons | CHAMPION HEATING AND COOLING | HRCU-A-CB (Split System: Heat Pump with Remote Outdoor Unit-Air-Source) | HH860E2S11 |  |  | CTF60C5CGS1+JMVT16CC2N1 |  | 45000 | 19 | 9 | 45000 | 33600 | 74.67% | 2 | 0 | 12 |  |  |  | No | R-454B | 3.75 | Residential & Commercial | Ducted CEE Tier 1
214396587 | Central HP <5.4 tons | CHAMPION HEATING AND COOLING | HRCU-A-CB (Split System: Heat Pump with Remote Outdoor Unit-Air-Source) | HH860E2S11 |  |  | CTM60D5CGS1+JME18D2SN1 |  | 45000 | 19 | 9 | 44500 | 33000 | 74.16% | 2 | 0 | 12 |  |  |  | No | R-454B | 3.75 | Residential & Commercial | Ducted CEE Tier 1
214396612 | Central HP <5.4 tons | CHAMPION HEATING AND COOLING | HRCU-A-CB (Split System: Heat Pump with Remote Outdoor Unit-Air-Source) | HH860E2S11 |  |  | CTM60D5CGS1+JMC20D2SN1 |  | 45000 | 18 | 9.5 | 46500 | 33800 | 72.69% | 2 | 0 | 12 |  |  |  | No | R-454B | 3.75 | Residential & Commercial | Ducted CEE Tier 1
214776551 | Central HP <5.4 tons | YORK | HRCU-A-CB (Split System: Heat Pump with Remote Outdoor Unit-Air-Source) | HH860E2S11 | ADP |  | CH604**C+TXV | TM9V080C16MP12 | 43500 | 18 | 8.5 | 42000 | 33000 | 78.57% | 2 | 0 | 11 |  |  |  | No | R-454B | 3.625 | Residential & Commercial | Ducted CEE Tier 1
214776567 | Central HP <5.4 tons | YORK | HRCU-A-CB (Split System: Heat Pump with Remote Outdoor Unit-Air-Source) | HH860E2S11 | ADP |  | CH600C*C+TXV | TM9V100C16MP12 | 43000 | 17 | 8.45 | 42000 | 32800 | 78.1% | 1.98 | 0 | 11.5 |  |  |  | No | R-454B | 3.5833 | Residential & Commercial | Ducted CEE Tier 1
214776585 | Central HP <5.4 tons | YORK | HRCU-A-CB (Split System: Heat Pump with Remote Outdoor Unit-Air-Source) | HH860E2S11 | ADP |  | CV600**C+TXV | TM9V100C20MP12 | 50500 | 18 | 8.3 | 51500 | 38000 | 73.79% | 1.96 | 0 | 10.5 |  |  |  | No | R-454B | 4.2083 | Residential & Commercial | Ducted CEE Tier 1
214776587 | Central HP <5.4 tons | YORK | HRCU-A-CB (Split System: Heat Pump with Remote Outdoor Unit-Air-Source) | HH860E2S11 | ADP |  | CX601C*35+TXV | TM9V100C20MP12 | 52000 | 19 | 8.5 | 51500 | 38000 | 73.79% | 2 | 0 | 11 |  |  |  | No | R-454B | 4.3333 | Residential & Commercial | Ducted CEE Tier 1
215295730 | Central HP <5.4 tons | AIRQUEST | HRCU-A-CB (Split System: Heat Pump with Remote Outdoor Unit-Air-Source) | DLCURAH36ABK | ADP |  | H,GE9J936 | *96VTN1202422A* | 35600 | 16 | 8.1 | 36800 | 34600 | 94.02% | 1.88 | 0 | 10 |  |  |  | No | R-410A | 2.9667 | Residential & Commercial | Ducted CEE Tier 1
213785634 | Central HP <5.4 tons | CARRIER | HRCU-A-CB (Split System: Heat Pump with Remote Outdoor Unit-Air-Source) | 25VNA436A*031* |  |  | CSPH*3612AL*+UI | 58TN*B045C17**12 | 32800 | 17.5 | 8.5 | 37400 | 26600 | 71.12% | 1.98 | 0 | 11 |  |  |  | No | R-410A | 2.7333 | Residential & Commercial | Ducted CEE Tier 1
213785666 | Central HP <5.4 tons | CARRIER | HRCU-A-CB (Split System: Heat Pump with Remote Outdoor Unit-Air-Source) | 25VNA436A*031* |  |  | CSPH*4212AL*+UI | 58TN*B045C17**12 | 33000 | 18 | 8.5 | 37000 | 26200 | 70.81% | 2 | 0 | 11 |  |  |  | No | R-410A | 2.75 | Residential & Commercial | Ducted CEE Tier 1
213785700 | Central HP <5.4 tons | CARRIER | HRCU-A-CB (Split System: Heat Pump with Remote Outdoor Unit-Air-Source) | 25VNA436A*031* |  |  | CSPH*4812AL*+UI | 58TN*B070C14**12 | 33400 | 18.5 | 8.5 | 36800 | 26000 | 70.65% | 2.02 | 0 | 11.7 |  |  |  | No | R-410A | 2.7833 | Residential & Commercial | Ducted CEE Tier 1
214396880 | Central HP <5.4 tons | CHAMPION HEATING AND COOLING | HRCU-A-CB (Split System: Heat Pump with Remote Outdoor Unit-Air-Source) | HH836E2S11 |  |  | CTM36C5CDS1 | TPLC100C16MP13 | 34000 | 18 | 8.5 | 32000 | 26200 | 81.88% | 2 | 0 | 11 |  |  |  | No | R-454B | 2.8333 | Residential & Commercial | Ducted CEE Tier 1
214396919 | Central HP <5.4 tons | CHAMPION HEATING AND COOLING | HRCU-A-CB (Split System: Heat Pump with Remote Outdoor Unit-Air-Source) | HH836E2S11 |  |  | CTF36C5CDS1 | TMLE080C20MP11 | 34800 | 17 | 8.5 | 32800 | 27000 | 82.32% | 2 | 0 | 11 |  |  |  | No | R-454B | 2.9 | Residential & Commercial | Ducted CEE Tier 1
214776679 | Central HP <5.4 tons | YORK | HRCU-A-CB (Split System: Heat Pump with Remote Outdoor Unit-Air-Source) | HH860E2S11 | ADP |  | CV606**C+TXV | TMLE120C20MP11 | 53000 | 19 | 8.5 | 52500 | 39000 | 74.29% | 2 | 0 | 11 |  |  |  | No | R-454B | 4.4167 | Residential & Commercial | Ducted CEE Tier 1
214776686 | Central HP <5.4 tons | YORK | HRCU-A-CB (Split System: Heat Pump with Remote Outdoor Unit-Air-Source) | HH860E2S11 | ADP |  | CH604**C+TXV | TMLE130D20MP11 | 54000 | 19 | 8.5 | 53000 | 39500 | 74.53% | 2 | 0 | 11 |  |  |  | No | R-454B | 4.5 | Residential & Commercial | Ducted CEE Tier 1
214776734 | Central HP <5.4 tons | YORK | HRCU-A-CB (Split System: Heat Pump with Remote Outdoor Unit-Air-Source) | HH860E2S11 | ADP |  | CV600**C+TXV | Y81E080C16SMPS1 | 44000 | 17 | 8.4 | 42500 | 33000 | 77.65% | 1.98 | 0 | 11.7 |  |  |  | No | R-454B | 3.6667 | Residential & Commercial | Ducted CEE Tier 1
214776736 | Central HP <5.4 tons | YORK | HRCU-A-CB (Split System: Heat Pump with Remote Outdoor Unit-Air-Source) | HH860E2S11 | ADP |  | CX601C*35+TXV | Y81E080C16SMPS1 | 44500 | 18 | 8.5 | 42500 | 33000 | 77.65% | 2 | 0 | 12 |  |  |  | No | R-454B | 3.7083 | Residential & Commercial | Ducted CEE Tier 1
214776531 | Central HP <5.4 tons | YORK | HRCU-A-CB (Split System: Heat Pump with Remote Outdoor Unit-Air-Source) | HH860E2S11 | ADP |  | CH602**A+TXV | TM9E100C20MP12 | 53500 | 19 | 8.5 | 53000 | 39500 | 74.53% | 2 | 0 | 11 |  |  |  | No | R-454B | 4.4583 | Residential & Commercial | Ducted CEE Tier 1
214776546 | Central HP <5.4 tons | YORK | HRCU-A-CB (Split System: Heat Pump with Remote Outdoor Unit-Air-Source) | HH860E2S11 | ADP |  | CV602D*A+TXV | TM9E120D20MP12 | 53000 | 19 | 8.5 | 52500 | 39000 | 74.29% | 2 | 0 | 11 |  |  |  | No | R-454B | 4.4167 | Residential & Commercial | Ducted CEE Tier 1
214776583 | Central HP <5.4 tons | YORK | HRCU-A-CB (Split System: Heat Pump with Remote Outdoor Unit-Air-Source) | HH860E2S11 | ADP |  | CH604**C+TXV | TM9V100C20MP12 | 52000 | 19 | 8.5 | 51500 | 38000 | 73.79% | 2 | 0 | 11 |  |  |  | No | R-454B | 4.3333 | Residential & Commercial | Ducted CEE Tier 1
214776597 | Central HP <5.4 tons | YORK | HRCU-A-CB (Split System: Heat Pump with Remote Outdoor Unit-Air-Source) | HH860E2S11 | ADP |  | CH604**C+TXV | TM9V120D20MP12 | 53000 | 19 | 8.5 | 52500 | 39000 | 74.29% | 2 | 0 | 11 |  |  |  | No | R-454B | 4.4167 | Residential & Commercial | Ducted CEE Tier 1
211387892 | Central HP <5.4 tons | FRASER-JOHNSTON | HRCU-A-CB (Split System: Heat Pump with Remote Outdoor Unit-Air-Source) | HMH72B341 |  |  | XAFB36DXXN1+TXV | TP9C080B12MP13 | 33600 | 17.5 | 8.5 | 33400 | 23400 | 70.06% | 2.04 | 0 | 10 |  |  |  | No | R-410A | 2.8 | Residential & Commercial | Ducted CEE Tier 1
214396894 | Central HP <5.4 tons | CHAMPION HEATING AND COOLING | HRCU-A-CB (Split System: Heat Pump with Remote Outdoor Unit-Air-Source) | HH836E2S11 |  |  | CTM36C5CDS1 | TM8E100C20MP11 | 34600 | 17 | 8.5 | 32600 | 26800 | 82.21% | 2 | 0 | 11 |  |  |  | No | R-454B | 2.8833 | Residential & Commercial | Ducted CEE Tier 1
214397237 | Central HP <5.4 tons | CHAMPION HEATING AND COOLING | HRCU-A-CB (Split System: Heat Pump with Remote Outdoor Unit-Air-Source) | HH836E2S11 |  |  | CTF36C5CDS1+JMET16CS2N1 |  | 34200 | 19 | 9 | 31400 | 25600 | 81.53% | 2 | 0 | 11.7 |  |  |  | No | R-454B | 2.85 | Residential & Commercial | Ducted CEE Tier 1
210472896 | Central HP <5.4 tons | CARRIER | HRCU-A-CB (Split System: Heat Pump with Remote Outdoor Unit-Air-Source) | 25VNA825A*032* |  |  | CAP**4221AL*+UI | 59TN6B060C17**14 | 23600 | 16.5 | 8.1 | 21400 | 16700 | 78.04% | 1.94 | 0 | 11 |  |  |  | No | R-410A | 1.9667 | Residential & Commercial | Ducted CEE Tier 1
210473281 | Central HP <5.4 tons | CARRIER | HRCU-A-CB (Split System: Heat Pump with Remote Outdoor Unit-Air-Source) | 25VNA825A*032* |  |  | CAP**4821AL*+UI | 59CU5A100C21**22 | 24200 | 17 | 8.1 | 21000 | 16500 | 78.57% | 2.02 | 0 | 11 |  |  |  | No | R-410A | 2.0167 | Residential & Commercial | Ducted CEE Tier 1
210473413 | Central HP <5.4 tons | CARRIER | HRCU-A-CB (Split System: Heat Pump with Remote Outdoor Unit-Air-Source) | 25VNA825A*032* |  |  | CAP**4821AL*+UI | 58TN*A090C17**16 | 24200 | 17.5 | 8.1 | 20800 | 16500 | 79.33% | 2.04 | 0 | 11.5 |  |  |  | No | R-410A | 2.0167 | Residential & Commercial | Ducted CEE Tier 1
210473446 | Central HP <5.4 tons | CARRIER | HRCU-A-CB (Split System: Heat Pump with Remote Outdoor Unit-Air-Source) | 25VNA825A*032* |  |  | CAP**4824AL*+UI | 59CU5A100C21**22 | 24200 | 17 | 8.1 | 21000 | 16500 | 78.57% | 2.02 | 0 | 11 |  |  |  | No | R-410A | 2.0167 | Residential & Commercial | Ducted CEE Tier 1
210474047 | Central HP <5.4 tons | CARRIER | HRCU-A-CB (Split System: Heat Pump with Remote Outdoor Unit-Air-Source) | 25VNA825A*032* |  |  | CNPV*4821AL*+UI | 59MN7B060C21**20 | 24000 | 16.5 | 8.1 | 21400 | 16700 | 78.04% | 2 | 0 | 11 |  |  |  | No | R-410A | 2 | Residential & Commercial | Ducted CEE Tier 1
214396245 | Central HP <5.4 tons | CHAMPION HEATING AND COOLING | HRCU-A-CB (Split System: Heat Pump with Remote Outdoor Unit-Air-Source) | HH824E2S11 |  |  | CTF36B5ADS1 | TMLE100B12MP11 | 23000 | 18 | 9.5 | 23000 | 18900 | 82.17% | 2 | 0 | 12 |  |  |  | No | R-454B | 1.9167 | Residential & Commercial | Ducted CEE Tier 1
214396686 | Central HP <5.4 tons | CHAMPION HEATING AND COOLING | HRCU-A-CB (Split System: Heat Pump with Remote Outdoor Unit-Air-Source) | HH824E2S11 |  |  | CTF36B5ADS1 | TM9E060B12MP12 | 23000 | 18 | 9.5 | 23000 | 19200 | 83.48% | 2 | 0 | 12 |  |  |  | No | R-454B | 1.9167 | Residential & Commercial | Ducted CEE Tier 1
214776786 | Central HP <5.4 tons | YORK | HRCU-A-CB (Split System: Heat Pump with Remote Outdoor Unit-Air-Source) | HH860E2S11 | ADP |  | CV602D*A+TXV | Y81E120C20SMPS1 | 52500 | 19 | 8.5 | 51500 | 38000 | 73.79% | 2 | 0 | 11.7 |  |  |  | No | R-454B | 4.375 | Residential & Commercial | Ducted CEE Tier 1
214776820 | Central HP <5.4 tons | YORK | HRCU-A-CB (Split System: Heat Pump with Remote Outdoor Unit-Air-Source) | HH860E2S11 | ADP |  | CV602D*A+TXV | YP9C100C20MP13 | 52000 | 19 | 8.5 | 51500 | 38000 | 73.79% | 2 | 0 | 11 |  |  |  | No | R-454B | 4.3333 | Residential & Commercial | Ducted CEE Tier 1
214776836 | Central HP <5.4 tons | YORK | HRCU-A-CB (Split System: Heat Pump with Remote Outdoor Unit-Air-Source) | HH860E2S11 | ADP |  | CH600C*C+TXV | YPLC080C16MP13 | 43000 | 17 | 8.45 | 42000 | 32800 | 78.1% | 1.98 | 0 | 11.5 |  |  |  | No | R-454B | 3.5833 | Residential & Commercial | Ducted CEE Tier 1
214776843 | Central HP <5.4 tons | YORK | HRCU-A-CB (Split System: Heat Pump with Remote Outdoor Unit-Air-Source) | HH860E2S11 | ADP |  | CH605D*C+TXV | YPLC080C16MP13 | 43500 | 18 | 8.5 | 42000 | 32800 | 78.1% | 2 | 0 | 11.7 |  |  |  | No | R-454B | 3.625 | Residential & Commercial | Ducted CEE Tier 1
214776598 | Central HP <5.4 tons | YORK | HRCU-A-CB (Split System: Heat Pump with Remote Outdoor Unit-Air-Source) | HH860E2S11 | ADP |  | CH600D*C+TXV | TM9V120D20MP12 | 51500 | 18 | 8.3 | 52500 | 39000 | 74.29% | 1.96 | 0 | 10.5 |  |  |  | No | R-454B | 4.2917 | Residential & Commercial | Ducted CEE Tier 1
214776663 | Central HP <5.4 tons | YORK | HRCU-A-CB (Split System: Heat Pump with Remote Outdoor Unit-Air-Source) | HH860E2S11 | ADP |  | CH605D*C+TXV | TMLE100C20MP11 | 53500 | 18 | 8.5 | 53000 | 39500 | 74.53% | 2 | 0 | 11 |  |  |  | No | R-454B | 4.4583 | Residential & Commercial | Ducted CEE Tier 1
214776664 | Central HP <5.4 tons | YORK | HRCU-A-CB (Split System: Heat Pump with Remote Outdoor Unit-Air-Source) | HH860E2S11 | ADP |  | CV605**C+TXV | TMLE100C20MP11 | 53500 | 18 | 8.5 | 53000 | 39500 | 74.53% | 2 | 0 | 11 |  |  |  | No | R-454B | 4.4583 | Residential & Commercial | Ducted CEE Tier 1
214776666 | Central HP <5.4 tons | YORK | HRCU-A-CB (Split System: Heat Pump with Remote Outdoor Unit-Air-Source) | HH860E2S11 | ADP |  | CV603**A+TXV | TMLE100C20MP11 | 53500 | 19 | 8.5 | 53000 | 39500 | 74.53% | 2 | 0 | 11 |  |  |  | No | R-454B | 4.4583 | Residential & Commercial | Ducted CEE Tier 1
215940630 | Central HP <5.4 tons | DAY & NIGHT | HRCU-A-CB (Split System: Heat Pump with Remote Outdoor Unit-Air-Source) | C5H3V36*K*AAA* |  |  | EVD5X42M21A*+WALLCON | *80CSU0401712B* | 34600 | 21 | 8.5 | 38500 | 28000 | 72.73% | 2.04 | 0 | 12 |  |  |  | No | R-454B | 2.8833 | Residential & Commercial | Ducted CEE Tier 1
215942366 | Central HP <5.4 tons | DAY & NIGHT | HRCU-A-CB (Split System: Heat Pump with Remote Outdoor Unit-Air-Source) | C5H3V36*K*AAA* |  |  | EVM5X44M21A*+WALLCON | *97CMN0601714B* | 35200 | 21 | 8.5 | 37400 | 28000 | 74.87% | 2.06 | 0 | 11.7 |  |  |  | No | R-454B | 2.9333 | Residential & Commercial | Ducted CEE Tier 1
215942536 | Central HP <5.4 tons | DAY & NIGHT | HRCU-A-CB (Split System: Heat Pump with Remote Outdoor Unit-Air-Source) | C5H3V36*K*AAA* |  |  | EVD5X61M21A*+WALLCON | *97CMN1002122B* | 36000 | 22 | 8.5 | 37400 | 28200 | 75.4% | 2.04 | 0 | 12.5 |  |  |  | No | R-454B | 3 | Residential & Commercial | Ducted CEE Tier 1
215746027 | Central HP <5.4 tons | Custom Comfort | HRCU-A-CB (Split System: Heat Pump with Remote Outdoor Unit-Air-Source) | CCOXHB24V24HP |  |  | CCOXHBAH24V24 |  | 23000 | 18.3 | 10 | 24000 | 21600 | 90% | 1.87 | 0 | 11.7 |  |  |  | No | R-454B | 1.9167 | Residential & Commercial | Ducted CEE Tier 1
215939630 | Central HP <5.4 tons | DAY & NIGHT | HRCU-A-CB (Split System: Heat Pump with Remote Outdoor Unit-Air-Source) | C5H3V36*K*AAA* |  |  | EA*5X36M17A*+WALLCON | *97CTN0601716A* | 32000 | 18.5 | 9 | 35800 | 27600 | 77.09% | 1.88 | 0 | 10.5 |  |  |  | No | R-454B | 2.6667 | Residential & Commercial | Ducted CEE Tier 1
215942506 | Central HP <5.4 tons | DAY & NIGHT | HRCU-A-CB (Split System: Heat Pump with Remote Outdoor Unit-Air-Source) | C5H3V36*K*AAA* |  |  | EVD5X61M21A*+WALLCON | *80CTL1102120B* | 36000 | 22 | 8.5 | 37400 | 28200 | 75.4% | 2.04 | 0 | 12.5 |  |  |  | No | R-454B | 3 | Residential & Commercial | Ducted CEE Tier 1
214609119 | Central HP <5.4 tons | CHAMPION HEATING AND COOLING | HRCU-A-CB (Split System: Heat Pump with Remote Outdoor Unit-Air-Source) | HH836E2S11 |  |  | CTM48C5CFS1 | Z9ES080C16SMPS1 | 34400 | 19 | 9 | 32600 | 25800 | 79.14% | 2 | 0 | 11 |  |  |  | No | R-454B | 2.8667 | Residential & Commercial | Ducted CEE Tier 1
214609178 | Central HP <5.4 tons | CHAMPION HEATING AND COOLING | HRCU-A-CB (Split System: Heat Pump with Remote Outdoor Unit-Air-Source) | HH836E2S11 |  |  | CTM48C5CFS1 | Z9ES080C20SMPS1 | 34000 | 19 | 9 | 32000 | 25600 | 80% | 2 | 0 | 11 |  |  |  | No | R-454B | 2.8333 | Residential & Commercial | Ducted CEE Tier 1
213297420 | Central HP <5.4 tons | FRASER-JOHNSTON | HRCU-A-CB (Split System: Heat Pump with Remote Outdoor Unit-Air-Source) | HMH72B341 |  |  | XAFB36DBCN1+JMVT12BC2N1 |  | 34000 | 18.5 | 8.5 | 33600 | 23600 | 70.24% | 2.1 | 0 | 10 |  |  |  | No | R-410A | 2.8333 | Residential & Commercial | Ducted CEE Tier 1
214776870 | Central HP <5.4 tons | YORK | HRCU-A-CB (Split System: Heat Pump with Remote Outdoor Unit-Air-Source) | HH860E2S11 | ADP |  | CV607**C+TXV | YPLC100C20MP13 | 53000 | 19 | 8.5 | 52000 | 38500 | 74.04% | 2 | 0 | 11 |  |  |  | No | R-454B | 4.4167 | Residential & Commercial | Ducted CEE Tier 1
214777202 | Central HP <5.4 tons | YORK | HRCU-A-CB (Split System: Heat Pump with Remote Outdoor Unit-Air-Source) | HH860E2S11 | ADP |  | CV602C*A+TXV | TM9E080C20MP12 | 53500 | 19 | 8.5 | 53000 | 39500 | 74.53% | 2 | 0 | 11 |  |  |  | No | R-454B | 4.4583 | Residential & Commercial | Ducted CEE Tier 1
214777222 | Central HP <5.4 tons | YORK | HRCU-A-CB (Split System: Heat Pump with Remote Outdoor Unit-Air-Source) | HH860E2S11 | ADP |  | CV602C*A+TXV | YP9C080C16MP13 | 43500 | 18 | 8.5 | 42000 | 33000 | 78.57% | 2 | 0 | 11 |  |  |  | No | R-454B | 3.625 | Residential & Commercial | Ducted CEE Tier 1
207573696 | Central HP <5.4 tons | DAY & NIGHT | HRCU-A-CB (Split System: Heat Pump with Remote Outdoor Unit-Air-Source) | CVH848GKA2* | ADP |  | PL60H210P299 | *80CTL0902120A* | 44500 | 17 | 8.5 | 44500 | 34600 | 77.75% | 2 | 10 | 10 |  |  |  | No | R-410A | 3.7083 | Residential & Commercial | Ducted CEE Tier 1
212609409 | Central HP <5.4 tons | RHEEM | HRCU-A-CB (Split System: Heat Pump with Remote Outdoor Unit-Air-Source) | RP18AZ60AJVC |  |  | RCFZ6021SEAAM | R802V0755A21UHS | 52500 | 18 | 8.1 | 52500 | 50500 | 96.19% | 1.9 | 0 | 10 |  |  |  | No | R-410A | 4.375 | Residential & Commercial | Ducted CEE Tier 1
214776432 | Central HP <5.4 tons | YORK | HRCU-A-CB (Split System: Heat Pump with Remote Outdoor Unit-Air-Source) | HH860E2S11 | ADP |  | CX601C*35+TXV | TL8E100C20UH11 | 52000 | 19 | 8.5 | 51500 | 38000 | 73.79% | 2 | 0 | 11 |  |  |  | No | R-454B | 4.3333 | Residential & Commercial | Ducted CEE Tier 1
214776479 | Central HP <5.4 tons | YORK | HRCU-A-CB (Split System: Heat Pump with Remote Outdoor Unit-Air-Source) | HH860E2S11 | ADP |  | CV601**C+TXV | TM9E080C16MP12 | 44500 | 17 | 8.5 | 43500 | 34000 | 78.16% | 2 | 0 | 11 |  |  |  | No | R-454B | 3.7083 | Residential & Commercial | Ducted CEE Tier 1
214776480 | Central HP <5.4 tons | YORK | HRCU-A-CB (Split System: Heat Pump with Remote Outdoor Unit-Air-Source) | HH860E2S11 | ADP |  | CX601C*35+TXV | TM9E080C16MP12 | 44500 | 18 | 8.5 | 43500 | 34000 | 78.16% | 2 | 0 | 11 |  |  |  | No | R-454B | 3.7083 | Residential & Commercial | Ducted CEE Tier 1
213081035 | Central HP <5.4 tons | ACIQ | HRCU-A-CB (Split System: Heat Pump with Remote Outdoor Unit-Air-Source) | HVH837GKA** |  |  | EN(A,D,W)4X60L24**+WALLCON | *95CSU1002122A* | 32800 | 18 | 8.1 | 32200 | 24600 | 76.4% | 1.98 | 0 | 12 |  |  |  | No | R-410A | 2.7333 | Residential & Commercial | Ducted CEE Tier 1
214572871 | Central HP <5.4 tons | AIRQUEST | HRCU-A-CB (Split System: Heat Pump with Remote Outdoor Unit-Air-Source) | HVH837GKA** |  |  | EA*4X48L24A*+WALLCON | *97CMN0802120B* | 32400 | 17.5 | 8.5 | 32400 | 25000 | 77.16% | 1.98 | 0 | 11 |  |  |  | No | R-410A | 2.7 | Residential & Commercial | Ducted CEE Tier 1
214572941 | Central HP <5.4 tons | AIRQUEST | HRCU-A-CB (Split System: Heat Pump with Remote Outdoor Unit-Air-Source) | HVH837GKA** |  |  | EA*4X60L24A*+WALLCON | *96CTN0802120B* | 32800 | 18 | 8.5 | 31600 | 24600 | 77.85% | 2 | 0 | 11.5 |  |  |  | No | R-410A | 2.7333 | Residential & Commercial | Ducted CEE Tier 1
214569520 | Central HP <5.4 tons | CARRIER | HRCU-A-CB (Split System: Heat Pump with Remote Outdoor Unit-Air-Source) | 25VNA436A*031* |  |  | CAP**3721AL*+UI | 59CU5B100C21**22 | 34400 | 19.5 | 9.5 | 36400 | 25600 | 70.33% | 2.06 | 0 | 12 |  |  |  | No | R-410A | 2.8667 | Residential & Commercial | Ducted CEE Tier 1
214569556 | Central HP <5.4 tons | CARRIER | HRCU-A-CB (Split System: Heat Pump with Remote Outdoor Unit-Air-Source) | 25VNA436A*031* |  |  | CAP**4321AL*+UI | 59MN7C080C21**20 | 34400 | 19 | 9.5 | 36400 | 25600 | 70.33% | 2.04 | 0 | 12 |  |  |  | No | R-410A | 2.8667 | Residential & Commercial | Ducted CEE Tier 1
214776696 | Central HP <5.4 tons | YORK | HRCU-A-CB (Split System: Heat Pump with Remote Outdoor Unit-Air-Source) | HH860E2S11 | ADP |  | CH602**A+TXV | TMLE130D20MP11 | 54000 | 19 | 8.5 | 53000 | 39500 | 74.53% | 2 | 0 | 11 |  |  |  | No | R-454B | 4.5 | Residential & Commercial | Ducted CEE Tier 1
214776713 | Central HP <5.4 tons | YORK | HRCU-A-CB (Split System: Heat Pump with Remote Outdoor Unit-Air-Source) | HH860E2S11 | ADP |  | CH602**A+TXV | TMLV100C16MP12 | 43500 | 18 | 8.5 | 42000 | 32800 | 78.1% | 2 | 0 | 11.7 |  |  |  | No | R-454B | 3.625 | Residential & Commercial | Ducted CEE Tier 1
214776715 | Central HP <5.4 tons | YORK | HRCU-A-CB (Split System: Heat Pump with Remote Outdoor Unit-Air-Source) | HH860E2S11 | ADP |  | CV609**A+TXV | TMLV100C16MP12 | 43500 | 18 | 8.5 | 42000 | 32800 | 78.1% | 2 | 0 | 11.7 |  |  |  | No | R-454B | 3.625 | Residential & Commercial | Ducted CEE Tier 1
214776730 | Central HP <5.4 tons | YORK | HRCU-A-CB (Split System: Heat Pump with Remote Outdoor Unit-Air-Source) | HH860E2S11 | ADP |  | CH600C*C+TXV | Y81E080C16SMPS1 | 44000 | 17 | 8.45 | 42500 | 33000 | 77.65% | 1.98 | 0 | 11.7 |  |  |  | No | R-454B | 3.6667 | Residential & Commercial | Ducted CEE Tier 1
214776481 | Central HP <5.4 tons | YORK | HRCU-A-CB (Split System: Heat Pump with Remote Outdoor Unit-Air-Source) | HH860E2S11 | ADP |  | CH605D*C+TXV | TM9E080C16MP12 | 44500 | 18 | 8.5 | 43500 | 34000 | 78.16% | 2 | 0 | 11 |  |  |  | No | R-454B | 3.7083 | Residential & Commercial | Ducted CEE Tier 1
214776482 | Central HP <5.4 tons | YORK | HRCU-A-CB (Split System: Heat Pump with Remote Outdoor Unit-Air-Source) | HH860E2S11 | ADP |  | CV605**C+TXV | TM9E080C16MP12 | 44500 | 18 | 8.5 | 43500 | 34000 | 78.16% | 2 | 0 | 11 |  |  |  | No | R-454B | 3.7083 | Residential & Commercial | Ducted CEE Tier 1
214776515 | Central HP <5.4 tons | YORK | HRCU-A-CB (Split System: Heat Pump with Remote Outdoor Unit-Air-Source) | HH860E2S11 | ADP |  | CV603**A+TXV | TM9E100C16MP12 | 44500 | 18 | 8.5 | 44000 | 34000 | 77.27% | 2 | 0 | 11 |  |  |  | No | R-454B | 3.7083 | Residential & Commercial | Ducted CEE Tier 1
214776532 | Central HP <5.4 tons | YORK | HRCU-A-CB (Split System: Heat Pump with Remote Outdoor Unit-Air-Source) | HH860E2S11 | ADP |  | CV602D*A+TXV | TM9E100C20MP12 | 53500 | 19 | 8.5 | 53000 | 39500 | 74.53% | 2 | 0 | 11 |  |  |  | No | R-454B | 4.4583 | Residential & Commercial | Ducted CEE Tier 1
211391305 | Central HP <5.4 tons | COLEMAN | HRCU-A-CB (Split System: Heat Pump with Remote Outdoor Unit-Air-Source) | HMH72B341 |  |  | XAFC36DXXN1+TXV | TM8E120C16MP11 | 34000 | 18 | 8.5 | 33600 | 23800 | 70.83% | 2.08 | 0 | 10 |  |  |  | No | R-410A | 2.8333 | Residential & Commercial | Ducted CEE Tier 1
214776859 | Central HP <5.4 tons | YORK | HRCU-A-CB (Split System: Heat Pump with Remote Outdoor Unit-Air-Source) | HH860E2S11 | ADP |  | CX601C*35+TXV | YPLC100C20MP13 | 53000 | 19 | 8.5 | 52000 | 38500 | 74.04% | 2 | 0 | 11 |  |  |  | No | R-454B | 4.4167 | Residential & Commercial | Ducted CEE Tier 1
214776861 | Central HP <5.4 tons | YORK | HRCU-A-CB (Split System: Heat Pump with Remote Outdoor Unit-Air-Source) | HH860E2S11 | ADP |  | CH605D*C+TXV | YPLC100C20MP13 | 44000 | 18 | 8.5 | 42500 | 33200 | 78.12% | 2 | 0 | 11.7 |  |  |  | No | R-454B | 3.6667 | Residential & Commercial | Ducted CEE Tier 1
214777197 | Central HP <5.4 tons | YORK | HRCU-A-CB (Split System: Heat Pump with Remote Outdoor Unit-Air-Source) | HH860E2S11 | ADP |  | CV602C*A+TXV | TL8E080C16UH11 | 44500 | 18 | 8.5 | 43500 | 33800 | 77.7% | 2 | 0 | 11 |  |  |  | No | R-454B | 3.7083 | Residential & Commercial | Ducted CEE Tier 1
214777220 | Central HP <5.4 tons | YORK | HRCU-A-CB (Split System: Heat Pump with Remote Outdoor Unit-Air-Source) | HH860E2S11 | ADP |  | CV602C*A+TXV | Y81E100C20SMPS1 | 53000 | 19 | 8.5 | 51500 | 38000 | 73.79% | 2 | 0 | 11.7 |  |  |  | No | R-454B | 4.4167 | Residential & Commercial | Ducted CEE Tier 1
214776733 | Central HP <5.4 tons | YORK | HRCU-A-CB (Split System: Heat Pump with Remote Outdoor Unit-Air-Source) | HH860E2S11 | ADP |  | CV482**C+TXV | Y81E080C16SMPS1 | 44000 | 17 | 8.4 | 42500 | 33000 | 77.65% | 1.98 | 0 | 11.7 |  |  |  | No | R-454B | 3.6667 | Residential & Commercial | Ducted CEE Tier 1
214776747 | Central HP <5.4 tons | YORK | HRCU-A-CB (Split System: Heat Pump with Remote Outdoor Unit-Air-Source) | HH860E2S11 | ADP |  | CH604**C+TXV | Y81E080C20SMPS1 | 53000 | 19 | 8.5 | 52000 | 38500 | 74.04% | 2 | 0 | 11 |  |  |  | No | R-454B | 4.4167 | Residential & Commercial | Ducted CEE Tier 1
214776750 | Central HP <5.4 tons | YORK | HRCU-A-CB (Split System: Heat Pump with Remote Outdoor Unit-Air-Source) | HH860E2S11 | ADP |  | CV601**C+TXV | Y81E080C20SMPS1 | 52000 | 18 | 8.35 | 52000 | 38500 | 74.04% | 1.98 | 0 | 10.5 |  |  |  | No | R-454B | 4.3333 | Residential & Commercial | Ducted CEE Tier 1
214776763 | Central HP <5.4 tons | YORK | HRCU-A-CB (Split System: Heat Pump with Remote Outdoor Unit-Air-Source) | HH860E2S11 | ADP |  | CV600**C+TXV | Y81E100C20SMPS1 | 51500 | 18 | 8.3 | 51500 | 38000 | 73.79% | 1.96 | 0 | 11 |  |  |  | No | R-454B | 4.2917 | Residential & Commercial | Ducted CEE Tier 1
213785719 | Central HP <5.4 tons | BRYANT HEATING AND COOLING SYSTEMS | HRCU-A-CB (Split System: Heat Pump with Remote Outdoor Unit-Air-Source) | 284ANV036*0**B* |  |  | CSPH*4812AL*+UI | 987MC66100C21*** | 33600 | 18.5 | 8.5 | 36600 | 25800 | 70.49% | 2.04 | 0 | 12 |  |  |  | No | R-410A | 2.8 | Residential & Commercial | Ducted CEE Tier 1
215934475 | Central HP <5.4 tons | BRYANT HEATING AND COOLING SYSTEMS | HRCU-A-CB (Split System: Heat Pump with Remote Outdoor Unit-Air-Source) | 293VAN048**AA* |  |  | CSAH*4812AM*+UI | 88*TB66135C24*** | 44500 | 20.5 | 9 | 48500 | 36400 | 75.05% | 1.82 | 0 | 11 |  |  |  | No | R-454B | 3.7083 | Residential & Commercial | Ducted CEE Tier 1
214569494 | Central HP <5.4 tons | CARRIER | HRCU-A-CB (Split System: Heat Pump with Remote Outdoor Unit-Air-Source) | 25VNA448A*031* |  |  | CNPV*4824AL*+UI | 59CU5B080C21**20 | 43500 | 20.5 | 9 | 46500 | 36600 | 78.71% | 2.16 | 0 | 11.5 |  |  |  | No | R-410A | 3.625 | Residential & Commercial | Ducted CEE Tier 1
211392072 | Central HP <5.4 tons | COLEMAN | HRCU-A-CB (Split System: Heat Pump with Remote Outdoor Unit-Air-Source) | HMH72B341 |  |  | XAFC36DBCN1 | TM8E080C16MP11 | 34000 | 17 | 8.5 | 33600 | 23600 | 70.24% | 2.08 | 0 | 10 |  |  |  | No | R-410A | 2.8333 | Residential & Commercial | Ducted CEE Tier 1
208699666 | Central HP <5.4 tons | CARRIER | HRCU-A-CB (Split System: Heat Pump with Remote Outdoor Unit-Air-Source) | 25VNA436A*031* | ADP |  | H,PG34936 | 58TN*A090C17**16 | 33200 | 20 | 9 | 33200 | 25200 | 75.9% | 2.04 | 12.5 | 12 |  |  |  | No | R-410A | 2.7667 | Residential & Commercial | Ducted CEE Tier 1
214849125 | Central HP <5.4 tons | YORK | HRCU-A-CB (Split System: Heat Pump with Remote Outdoor Unit-Air-Source) | HMH72B341 | ADP |  | CX360B935 | Y81E040A12SMPS1 | 33200 | 18 | 8.5 | 31400 | 23000 | 73.25% | 2.06 | 0 | 10 |  |  |  | No | R-410A | 2.7667 | Residential & Commercial | Ducted CEE Tier 1
214849150 | Central HP <5.4 tons | YORK | HRCU-A-CB (Split System: Heat Pump with Remote Outdoor Unit-Air-Source) | HMH72B341 | ADP |  | CV363*9 | Y81E080B12SMPS1 | 33200 | 18 | 8.5 | 31400 | 23000 | 73.25% | 2.04 | 0 | 10 |  |  |  | No | R-410A | 2.7667 | Residential & Commercial | Ducted CEE Tier 1
214569598 | Central HP <5.4 tons | CARRIER | HRCU-A-CB (Split System: Heat Pump with Remote Outdoor Unit-Air-Source) | 25VNA436A*031* |  |  | CAP**6121AL*+UI | 59CU5B080C21**20 | 34800 | 19.5 | 9 | 35800 | 25200 | 70.39% | 2.02 | 0 | 12 |  |  |  | No | R-410A | 2.9 | Residential & Commercial | Ducted CEE Tier 1
214776610 | Central HP <5.4 tons | YORK | HRCU-A-CB (Split System: Heat Pump with Remote Outdoor Unit-Air-Source) | HH860E2S11 | ADP |  | CH600C*C+TXV | TMLE080C16MP11 | 44000 | 17 | 8.45 | 43500 | 33800 | 77.7% | 1.98 | 0 | 10.5 |  |  |  | No | R-454B | 3.6667 | Residential & Commercial | Ducted CEE Tier 1
214776617 | Central HP <5.4 tons | YORK | HRCU-A-CB (Split System: Heat Pump with Remote Outdoor Unit-Air-Source) | HH860E2S11 | ADP |  | CH605D*C+TXV | TMLE080C16MP11 | 44500 | 18 | 8.5 | 43500 | 33800 | 77.7% | 2 | 0 | 11 |  |  |  | No | R-454B | 3.7083 | Residential & Commercial | Ducted CEE Tier 1
214776667 | Central HP <5.4 tons | YORK | HRCU-A-CB (Split System: Heat Pump with Remote Outdoor Unit-Air-Source) | HH860E2S11 | ADP |  | CV607**C+TXV | TMLE100C20MP11 | 53500 | 19 | 8.5 | 53000 | 39500 | 74.53% | 2 | 0 | 11 |  |  |  | No | R-454B | 4.4583 | Residential & Commercial | Ducted CEE Tier 1
214776687 | Central HP <5.4 tons | YORK | HRCU-A-CB (Split System: Heat Pump with Remote Outdoor Unit-Air-Source) | HH860E2S11 | ADP |  | CH600D*C+TXV | TMLE130D20MP11 | 52500 | 18 | 8.3 | 53000 | 39500 | 74.53% | 1.96 | 0 | 10.5 |  |  |  | No | R-454B | 4.375 | Residential & Commercial | Ducted CEE Tier 1
214776632 | Central HP <5.4 tons | YORK | HRCU-A-CB (Split System: Heat Pump with Remote Outdoor Unit-Air-Source) | HH860E2S11 | ADP |  | CV605**C+TXV | TMLE080C20MP11 | 53500 | 18 | 8.5 | 53000 | 39500 | 74.53% | 2 | 0 | 11 |  |  |  | No | R-454B | 4.4583 | Residential & Commercial | Ducted CEE Tier 1
214776650 | Central HP <5.4 tons | YORK | HRCU-A-CB (Split System: Heat Pump with Remote Outdoor Unit-Air-Source) | HH860E2S11 | ADP |  | CV605**C+TXV | TMLE100C16MP11 | 44500 | 18 | 8.5 | 43500 | 33800 | 77.7% | 2 | 0 | 11 |  |  |  | No | R-454B | 3.7083 | Residential & Commercial | Ducted CEE Tier 1
214776665 | Central HP <5.4 tons | YORK | HRCU-A-CB (Split System: Heat Pump with Remote Outdoor Unit-Air-Source) | HH860E2S11 | ADP |  | CV606**C+TXV | TMLE100C20MP11 | 53500 | 19 | 8.5 | 53000 | 39500 | 74.53% | 2 | 0 | 11 |  |  |  | No | R-454B | 4.4583 | Residential & Commercial | Ducted CEE Tier 1
214776682 | Central HP <5.4 tons | YORK | HRCU-A-CB (Split System: Heat Pump with Remote Outdoor Unit-Air-Source) | HH860E2S11 | ADP |  | CH602**A+TXV | TMLE120C20MP11 | 53000 | 19 | 8.5 | 52000 | 38500 | 74.04% | 2 | 0 | 11 |  |  |  | No | R-454B | 4.4167 | Residential & Commercial | Ducted CEE Tier 1
215835680 | Central HP <5.4 tons | AMERICAN STANDARD | HRCU-A-CB (Split System: Heat Pump with Remote Outdoor Unit-Air-Source) | 5A6V8X36A1 |  |  | 5TEMCD04AV31+TDR |  | 33600 | 18.1 | 8.5 | 33000 | 25400 | 76.97% | 2.1 | 0 | 10 |  |  |  | No | R-454B | 2.8 | Residential & Commercial | Ducted CEE Tier 1
214569680 | Central HP <5.4 tons | CARRIER | HRCU-A-CB (Split System: Heat Pump with Remote Outdoor Unit-Air-Source) | 25VNA436A*031* |  |  | CNPV*4821AL*+UI | 59MN7C080C21**20 | 33800 | 19.5 | 9 | 36800 | 26000 | 70.65% | 2.04 | 0 | 12.5 |  |  |  | No | R-410A | 2.8167 | Residential & Commercial | Ducted CEE Tier 1
214396394 | Central HP <5.4 tons | CHAMPION HEATING AND COOLING | HRCU-A-CB (Split System: Heat Pump with Remote Outdoor Unit-Air-Source) | HH836E2S11 |  |  | CTF36B5CDS1+JMVT12BC2N1 |  | 34000 | 19 | 9 | 31400 | 25600 | 81.53% | 2 | 0 | 11.7 |  |  |  | No | R-454B | 2.8333 | Residential & Commercial | Ducted CEE Tier 1
214397447 | Central HP <5.4 tons | CHAMPION HEATING AND COOLING | HRCU-A-CB (Split System: Heat Pump with Remote Outdoor Unit-Air-Source) | HH860E2S11 |  |  | CTF60C5CGS1 | TM8E080C16MP11 | 44500 | 18 | 9 | 45500 | 34200 | 75.16% | 2 | 0 | 11 |  |  |  | No | R-454B | 3.7083 | Residential & Commercial | Ducted CEE Tier 1
215889437 | Central HP <5.4 tons | YORK | HRCU-A-CB (Split System: Heat Pump with Remote Outdoor Unit-Air-Source) | HH860E2S11 | ADP |  | FE*TT4*60+TXV |  | 46000 | 19 | 9 | 44000 | 33600 | 76.36% | 2.1 | 0 | 12 |  |  |  | No | R-454B | 3.8333 | Residential & Commercial | Ducted CEE Tier 1
214809150 | Central HP <5.4 tons | CHAMPION HEATING AND COOLING | HRCU-A-CB (Split System: Heat Pump with Remote Outdoor Unit-Air-Source) | HH860E2S11 |  |  | CTU60D5XGS1+JMVT20DC2N1+TXV |  | 45500 | 19 | 9.5 | 45000 | 33800 | 75.11% | 2 | 0 | 12 |  |  |  | No | R-454B | 3.7917 | Residential & Commercial | Ducted CEE Tier 1
214396345 | Central HP <5.4 tons | CHAMPION HEATING AND COOLING | HRCU-A-CB (Split System: Heat Pump with Remote Outdoor Unit-Air-Source) | HH860E2S11 |  |  | CTM60C5CHS1 | TP9C100C20MP13 | 53000 | 19 | 8.5 | 53500 | 38500 | 71.96% | 2 | 0 | 11 |  |  |  | No | R-454B | 4.4167 | Residential & Commercial | Ducted CEE Tier 1
214776683 | Central HP <5.4 tons | YORK | HRCU-A-CB (Split System: Heat Pump with Remote Outdoor Unit-Air-Source) | HH860E2S11 | ADP |  | CV602D*A+TXV | TMLE120C20MP11 | 53000 | 19 | 8.5 | 52500 | 39000 | 74.29% | 2 | 0 | 11 |  |  |  | No | R-454B | 4.4167 | Residential & Commercial | Ducted CEE Tier 1
214776698 | Central HP <5.4 tons | YORK | HRCU-A-CB (Split System: Heat Pump with Remote Outdoor Unit-Air-Source) | HH860E2S11 | ADP |  | CV609**A+TXV | TMLE130D20MP11 | 54000 | 19 | 8.5 | 53000 | 39500 | 74.53% | 2 | 0 | 11 |  |  |  | No | R-454B | 4.5 | Residential & Commercial | Ducted CEE Tier 1
214776699 | Central HP <5.4 tons | YORK | HRCU-A-CB (Split System: Heat Pump with Remote Outdoor Unit-Air-Source) | HH860E2S11 | ADP |  | CH480C*C+TXV | TMLV100C16MP12 | 42500 | 17 | 8.3 | 42000 | 32800 | 78.1% | 1.96 | 0 | 11 |  |  |  | No | R-454B | 3.5417 | Residential & Commercial | Ducted CEE Tier 1
214776813 | Central HP <5.4 tons | YORK | HRCU-A-CB (Split System: Heat Pump with Remote Outdoor Unit-Air-Source) | HH860E2S11 | ADP |  | CX601C*35+TXV | YP9C100C20MP13 | 52000 | 19 | 8.5 | 51500 | 38000 | 73.79% | 2 | 0 | 11 |  |  |  | No | R-454B | 4.3333 | Residential & Commercial | Ducted CEE Tier 1
214569656 | Central HP <5.4 tons | CARRIER | HRCU-A-CB (Split System: Heat Pump with Remote Outdoor Unit-Air-Source) | 25VNA436A*031* |  |  | CSPH*6012AL*+UI | 58TN*B070C21**20 | 34400 | 19 | 9 | 36000 | 25400 | 70.56% | 2.04 | 0 | 12 |  |  |  | No | R-410A | 2.8667 | Residential & Commercial | Ducted CEE Tier 1
211393249 | Central HP <5.4 tons | COLEMAN | HRCU-A-CB (Split System: Heat Pump with Remote Outdoor Unit-Air-Source) | HMH72B341 |  |  | XAFB36DBCN1 | TL9E060B12UH11 | 33400 | 17.5 | 8.1 | 33000 | 23200 | 70.3% | 2.02 | 0 | 10 |  |  |  | No | R-410A | 2.7833 | Residential & Commercial | Ducted CEE Tier 1
211393602 | Central HP <5.4 tons | COLEMAN | HRCU-A-CB (Split System: Heat Pump with Remote Outdoor Unit-Air-Source) | HMH72B341 |  |  | JHVTC36DBCC2N1 |  | 34000 | 18.5 | 8.5 | 34000 | 24000 | 70.59% | 2.18 | 0 | 10.5 |  |  |  | No | R-410A | 2.8333 | Residential & Commercial | Ducted CEE Tier 1
214776815 | Central HP <5.4 tons | YORK | HRCU-A-CB (Split System: Heat Pump with Remote Outdoor Unit-Air-Source) | HH860E2S11 | ADP |  | CV605**C+TXV | YP9C100C20MP13 | 44000 | 18 | 8.5 | 42500 | 33200 | 78.12% | 2 | 0 | 11.7 |  |  |  | No | R-454B | 3.6667 | Residential & Commercial | Ducted CEE Tier 1
214776816 | Central HP <5.4 tons | YORK | HRCU-A-CB (Split System: Heat Pump with Remote Outdoor Unit-Air-Source) | HH860E2S11 | ADP |  | CV606**C+TXV | YP9C100C20MP13 | 52000 | 19 | 8.5 | 51500 | 38000 | 73.79% | 2 | 0 | 11 |  |  |  | No | R-454B | 4.3333 | Residential & Commercial | Ducted CEE Tier 1
214776848 | Central HP <5.4 tons | YORK | HRCU-A-CB (Split System: Heat Pump with Remote Outdoor Unit-Air-Source) | HH860E2S11 | ADP |  | CH602**A+TXV | YPLC080C16MP13 | 43500 | 18 | 8.5 | 42000 | 32800 | 78.1% | 2 | 0 | 11.7 |  |  |  | No | R-454B | 3.625 | Residential & Commercial | Ducted CEE Tier 1
214777198 | Central HP <5.4 tons | YORK | HRCU-A-CB (Split System: Heat Pump with Remote Outdoor Unit-Air-Source) | HH860E2S11 | ADP |  | CV602C*A+TXV | TL8E100C20UH11 | 52000 | 19 | 8.5 | 51500 | 38000 | 73.79% | 2 | 0 | 11 |  |  |  | No | R-454B | 4.3333 | Residential & Commercial | Ducted CEE Tier 1
214777212 | Central HP <5.4 tons | YORK | HRCU-A-CB (Split System: Heat Pump with Remote Outdoor Unit-Air-Source) | HH860E2S11 | ADP |  | CV602C*A+TXV | TMLE100C16MP11 | 44500 | 18 | 8.5 | 43500 | 33800 | 77.7% | 2 | 0 | 11 |  |  |  | No | R-454B | 3.7083 | Residential & Commercial | Ducted CEE Tier 1
214609061 | Central HP <5.4 tons | CHAMPION HEATING AND COOLING | HRCU-A-CB (Split System: Heat Pump with Remote Outdoor Unit-Air-Source) | HH860E2S11 |  |  | CTF60C5CGS1 | Z9ES100C20SMPS1 | 45500 | 18 | 9 | 46500 | 34000 | 73.12% | 2 | 0 | 11.7 |  |  |  | No | R-454B | 3.7917 | Residential & Commercial | Ducted CEE Tier 1
214609168 | Central HP <5.4 tons | CHAMPION HEATING AND COOLING | HRCU-A-CB (Split System: Heat Pump with Remote Outdoor Unit-Air-Source) | HH860E2S11 |  |  | CTM60C5CGS1 | Z9ES100C20SMPS1 | 45500 | 18 | 9 | 47000 | 34400 | 73.19% | 2 | 0 | 11.7 |  |  |  | No | R-454B | 3.7917 | Residential & Commercial | Ducted CEE Tier 1
214397113 | Central HP <5.4 tons | CHAMPION HEATING AND COOLING | HRCU-A-CB (Split System: Heat Pump with Remote Outdoor Unit-Air-Source) | HH824E2S11 |  |  | CTF36B5ADS1 | TM9E080B12MP12 | 23000 | 18 | 9.5 | 23000 | 18800 | 81.74% | 2 | 0 | 12 |  |  |  | No | R-454B | 1.9167 | Residential & Commercial | Ducted CEE Tier 1
215425713 | Central HP <5.4 tons | YORK | HRCU-A-CB (Split System: Heat Pump with Remote Outdoor Unit-Air-Source) | HH824E2S11 | ADP |  | H,YE7J*24+TXV | TM9E060A10MP12 | 22400 | 16 | 8.8 | 21400 | 17700 | 82.71% | 1.96 | 0 | 10.5 |  |  |  | No | R-454B | 1.8667 | Residential & Commercial | Ducted CEE Tier 1
215425774 | Central HP <5.4 tons | YORK | HRCU-A-CB (Split System: Heat Pump with Remote Outdoor Unit-Air-Source) | HH824E2S11 | ADP |  | H,YE32*30+TXV | Y81E060A12SMPS1 | 22200 | 17 | 8.65 | 20800 | 16900 | 81.25% | 1.94 | 0 | 11.5 |  |  |  | No | R-454B | 1.85 | Residential & Commercial | Ducted CEE Tier 1
215425806 | Central HP <5.4 tons | YORK | HRCU-A-CB (Split System: Heat Pump with Remote Outdoor Unit-Air-Source) | HH824E2S11 | ADP |  | H,YE32*24+TXV | Y91E026A08SMPS1 | 22200 | 17 | 8.2 | 21200 | 16900 | 79.72% | 1.94 | 0 | 11.5 |  |  |  | No | R-454B | 1.85 | Residential & Commercial | Ducted CEE Tier 1
215425813 | Central HP <5.4 tons | YORK | HRCU-A-CB (Split System: Heat Pump with Remote Outdoor Unit-Air-Source) | HH824E2S11 | ADP |  | H,YE32*24+TXV | Y91E040A10SMPS1 | 22200 | 17 | 8.2 | 21200 | 17400 | 82.08% | 1.94 | 0 | 11.5 |  |  |  | No | R-454B | 1.85 | Residential & Commercial | Ducted CEE Tier 1
215425838 | Central HP <5.4 tons | YORK | HRCU-A-CB (Split System: Heat Pump with Remote Outdoor Unit-Air-Source) | HH824E2S11 | ADP |  | H,YE24*24+TXV | YP9C060B12MP13 | 21800 | 17 | 8.55 | 21200 | 17200 | 81.13% | 1.92 | 0 | 11 |  |  |  | No | R-454B | 1.8167 | Residential & Commercial | Ducted CEE Tier 1
215588084 | Central HP <5.4 tons | BRYANT HEATING AND COOLING SYSTEMS | HRCU-A-CB (Split System: Heat Pump with Remote Outdoor Unit-Air-Source) | 291VAN054**AA* |  |  | CAA**4821AM*+UI | 987MC60080C21*** | 48000 | 18.5 | 12 | 52500 | 52000 | 99.05% | 2.02 | 0 | 10.5 |  |  |  | No | R-454B | 4 | Residential & Commercial | Ducted CEE Tier 1
215588086 | Central HP <5.4 tons | BRYANT HEATING AND COOLING SYSTEMS | HRCU-A-CB (Split System: Heat Pump with Remote Outdoor Unit-Air-Source) | 291VAN054**AA* |  |  | CAA**4821AM*+UI | 986TD42080C17*** | 46500 | 18 | 10 | 50000 | 50000 | 100% | 2.06 | 0 | 11.5 |  |  |  | No | R-454B | 3.875 | Residential & Commercial | Ducted CEE Tier 1
214776402 | Central HP <5.4 tons | YORK | HRCU-A-CB (Split System: Heat Pump with Remote Outdoor Unit-Air-Source) | HH836E2S11 | ADP |  | CV361**C+TXV | Y81E080B12SMPS1 | 32000 | 17 | 8.2 | 28200 | 24400 | 86.52% | 1.94 | 0 | 11 |  |  |  | No | R-454B | 2.6667 | Residential & Commercial | Ducted CEE Tier 1
211392646 | Central HP <5.4 tons | COLEMAN | HRCU-A-CB (Split System: Heat Pump with Remote Outdoor Unit-Air-Source) | HMH72B341 |  |  | XAUB36DXXN1+TXV | TM8E060A12MP11 | 34000 | 18 | 8.1 | 33800 | 23800 | 70.41% | 2.06 | 0 | 10 |  |  |  | No | R-410A | 2.8333 | Residential & Commercial | Ducted CEE Tier 1
214397262 | Central HP <5.4 tons | CHAMPION HEATING AND COOLING | HRCU-A-CB (Split System: Heat Pump with Remote Outdoor Unit-Air-Source) | HH836E2S11 |  |  | CTF36B5CDS1 | TM8Y080B12MP11 | 33400 | 18 | 8.5 | 31200 | 25600 | 82.05% | 2 | 0 | 11 |  |  |  | No | R-454B | 2.7833 | Residential & Commercial | Ducted CEE Tier 1
214776403 | Central HP <5.4 tons | YORK | HRCU-A-CB (Split System: Heat Pump with Remote Outdoor Unit-Air-Source) | HH836E2S11 | ADP |  | CH365B*C+TXV | Y81E080B12SMPS1 | 32400 | 17 | 8.4 | 28400 | 24400 | 85.92% | 1.98 | 0 | 11.5 |  |  |  | No | R-454B | 2.7 | Residential & Commercial | Ducted CEE Tier 1
214776764 | Central HP <5.4 tons | YORK | HRCU-A-CB (Split System: Heat Pump with Remote Outdoor Unit-Air-Source) | HH860E2S11 | ADP |  | CV601**C+TXV | Y81E100C20SMPS1 | 52000 | 18 | 8.35 | 51500 | 38000 | 73.79% | 1.98 | 0 | 11 |  |  |  | No | R-454B | 4.3333 | Residential & Commercial | Ducted CEE Tier 1
214776765 | Central HP <5.4 tons | YORK | HRCU-A-CB (Split System: Heat Pump with Remote Outdoor Unit-Air-Source) | HH860E2S11 | ADP |  | CX601C*35+TXV | Y81E100C20SMPS1 | 53000 | 19 | 8.5 | 51500 | 38000 | 73.79% | 2 | 0 | 11.7 |  |  |  | No | R-454B | 4.4167 | Residential & Commercial | Ducted CEE Tier 1
214776780 | Central HP <5.4 tons | YORK | HRCU-A-CB (Split System: Heat Pump with Remote Outdoor Unit-Air-Source) | HH860E2S11 | ADP |  | CH605D*C+TXV | Y81E120C20SMPS1 | 52500 | 18 | 8.5 | 51500 | 38000 | 73.79% | 2 | 0 | 11.7 |  |  |  | No | R-454B | 4.375 | Residential & Commercial | Ducted CEE Tier 1
214776781 | Central HP <5.4 tons | YORK | HRCU-A-CB (Split System: Heat Pump with Remote Outdoor Unit-Air-Source) | HH860E2S11 | ADP |  | CV605**C+TXV | Y81E120C20SMPS1 | 52500 | 18 | 8.5 | 51500 | 38000 | 73.79% | 2 | 0 | 11.7 |  |  |  | No | R-454B | 4.375 | Residential & Commercial | Ducted CEE Tier 1
214776783 | Central HP <5.4 tons | YORK | HRCU-A-CB (Split System: Heat Pump with Remote Outdoor Unit-Air-Source) | HH860E2S11 | ADP |  | CV603**A+TXV | Y81E120C20SMPS1 | 52500 | 19 | 8.5 | 51500 | 38000 | 73.79% | 2 | 0 | 11.7 |  |  |  | No | R-454B | 4.375 | Residential & Commercial | Ducted CEE Tier 1
214776798 | Central HP <5.4 tons | YORK | HRCU-A-CB (Split System: Heat Pump with Remote Outdoor Unit-Air-Source) | HH860E2S11 | ADP |  | CH605D*C+TXV | YP9C080C16MP13 | 43500 | 18 | 8.5 | 42000 | 33000 | 78.57% | 2 | 0 | 11 |  |  |  | No | R-454B | 3.625 | Residential & Commercial | Ducted CEE Tier 1
214776882 | Central HP <5.4 tons | YORK | HRCU-A-CB (Split System: Heat Pump with Remote Outdoor Unit-Air-Source) | HH860E2S11 | ADP |  | CH604**C+TXV | YPLC120C20MP13 | 53000 | 19 | 8.5 | 52000 | 38500 | 74.04% | 2 | 0 | 11 |  |  |  | No | R-454B | 4.4167 | Residential & Commercial | Ducted CEE Tier 1
214777216 | Central HP <5.4 tons | YORK | HRCU-A-CB (Split System: Heat Pump with Remote Outdoor Unit-Air-Source) | HH860E2S11 | ADP |  | CV602C*A+TXV | TMLV100C16MP12 | 43500 | 18 | 8.5 | 42000 | 32800 | 78.1% | 2 | 0 | 11.7 |  |  |  | No | R-454B | 3.625 | Residential & Commercial | Ducted CEE Tier 1
214569576 | Central HP <5.4 tons | CARRIER | HRCU-A-CB (Split System: Heat Pump with Remote Outdoor Unit-Air-Source) | 25VNA436A*031* |  |  | CAP**4824AL*+UI | 59CU5B100C21**22 | 33800 | 19.5 | 9.5 | 36400 | 25600 | 70.33% | 2.04 | 0 | 12 |  |  |  | No | R-410A | 2.8167 | Residential & Commercial | Ducted CEE Tier 1
214569592 | Central HP <5.4 tons | CARRIER | HRCU-A-CB (Split System: Heat Pump with Remote Outdoor Unit-Air-Source) | 25VNA436A*031* |  |  | CAP**6024AL*+UI | 59MN7C080C21**20 | 34200 | 19.5 | 9 | 35800 | 25200 | 70.39% | 2.02 | 0 | 12 |  |  |  | No | R-410A | 2.85 | Residential & Commercial | Ducted CEE Tier 1
214776694 | Central HP <5.4 tons | YORK | HRCU-A-CB (Split System: Heat Pump with Remote Outdoor Unit-Air-Source) | HH860E2S11 | ADP |  | CV603**A+TXV | TMLE130D20MP11 | 54000 | 19 | 8.5 | 53000 | 39500 | 74.53% | 2 | 0 | 11 |  |  |  | No | R-454B | 4.5 | Residential & Commercial | Ducted CEE Tier 1
214776701 | Central HP <5.4 tons | YORK | HRCU-A-CB (Split System: Heat Pump with Remote Outdoor Unit-Air-Source) | HH860E2S11 | ADP |  | CH600C*C+TXV | TMLV100C16MP12 | 43000 | 17 | 8.45 | 42000 | 32800 | 78.1% | 1.98 | 0 | 11.5 |  |  |  | No | R-454B | 3.5833 | Residential & Commercial | Ducted CEE Tier 1
214776717 | Central HP <5.4 tons | YORK | HRCU-A-CB (Split System: Heat Pump with Remote Outdoor Unit-Air-Source) | HH860E2S11 | ADP |  | CH604**C+TXV | TMLV120C20MP12 | 53000 | 19 | 8.5 | 52000 | 38500 | 74.04% | 2 | 0 | 11 |  |  |  | No | R-454B | 4.4167 | Residential & Commercial | Ducted CEE Tier 1
214776728 | Central HP <5.4 tons | YORK | HRCU-A-CB (Split System: Heat Pump with Remote Outdoor Unit-Air-Source) | HH860E2S11 | ADP |  | CH480C*C+TXV | Y81E080C16SMPS1 | 43500 | 17 | 8.3 | 42500 | 33000 | 77.65% | 1.96 | 0 | 11.7 |  |  |  | No | R-454B | 3.625 | Residential & Commercial | Ducted CEE Tier 1
214776760 | Central HP <5.4 tons | YORK | HRCU-A-CB (Split System: Heat Pump with Remote Outdoor Unit-Air-Source) | HH860E2S11 | ADP |  | CH600C*C+TXV | Y81E100C20SMPS1 | 52000 | 18 | 8.3 | 51500 | 38000 | 73.79% | 1.96 | 0 | 11 |  |  |  | No | R-454B | 4.3333 | Residential & Commercial | Ducted CEE Tier 1
214776771 | Central HP <5.4 tons | YORK | HRCU-A-CB (Split System: Heat Pump with Remote Outdoor Unit-Air-Source) | HH860E2S11 | ADP |  | CH602**A+TXV | Y81E100C20SMPS1 | 53000 | 19 | 8.5 | 51500 | 38000 | 73.79% | 2 | 0 | 11.7 |  |  |  | No | R-454B | 4.4167 | Residential & Commercial | Ducted CEE Tier 1
214776785 | Central HP <5.4 tons | YORK | HRCU-A-CB (Split System: Heat Pump with Remote Outdoor Unit-Air-Source) | HH860E2S11 | ADP |  | CH602**A+TXV | Y81E120C20SMPS1 | 52500 | 19 | 8.5 | 51500 | 38000 | 73.79% | 2 | 0 | 11.7 |  |  |  | No | R-454B | 4.375 | Residential & Commercial | Ducted CEE Tier 1
214776810 | Central HP <5.4 tons | YORK | HRCU-A-CB (Split System: Heat Pump with Remote Outdoor Unit-Air-Source) | HH860E2S11 | ADP |  | CH600D*C+TXV | YP9C100C20MP13 | 50500 | 18 | 8.3 | 51500 | 38000 | 73.79% | 1.96 | 0 | 10.5 |  |  |  | No | R-454B | 4.2083 | Residential & Commercial | Ducted CEE Tier 1
213067305 | Central HP <5.4 tons | ACIQ | HRCU-A-CB (Split System: Heat Pump with Remote Outdoor Unit-Air-Source) | HVH825GKA3* |  |  | EA*4X43L21A*+WALLCON | *80CSU0401712A* | 24400 | 17 | 8.5 | 21200 | 16600 | 78.3% | 2.02 | 0 | 11 |  |  |  | No | R-410A | 2.0333 | Residential & Commercial | Ducted CEE Tier 1
213067307 | Central HP <5.4 tons | ACIQ | HRCU-A-CB (Split System: Heat Pump with Remote Outdoor Unit-Air-Source) | HVH825GKA3* |  |  | EA*4X43L21A*+WALLCON | *80CSU1002120A* | 24400 | 16.5 | 8.1 | 21200 | 16600 | 78.3% | 2.02 | 0 | 10.5 |  |  |  | No | R-410A | 2.0333 | Residential & Commercial | Ducted CEE Tier 1
213067340 | Central HP <5.4 tons | ACIQ | HRCU-A-CB (Split System: Heat Pump with Remote Outdoor Unit-Air-Source) | HVH825GKA3* |  |  | EA*4X48L24A*+WALLCON | *96CTN1002122A* | 24200 | 16.5 | 8.1 | 21000 | 16500 | 78.57% | 2.02 | 0 | 11 |  |  |  | No | R-410A | 2.0167 | Residential & Commercial | Ducted CEE Tier 1
213067387 | Central HP <5.4 tons | ACIQ | HRCU-A-CB (Split System: Heat Pump with Remote Outdoor Unit-Air-Source) | HVH825GKA3* |  |  | EN(A,D)4X48L24**+WALLCON | *80CTL1352422A* | 24200 | 17 | 8.1 | 21400 | 16600 | 77.57% | 2.02 | 0 | 11.5 |  |  |  | No | R-410A | 2.0167 | Residential & Commercial | Ducted CEE Tier 1
213067389 | Central HP <5.4 tons | ACIQ | HRCU-A-CB (Split System: Heat Pump with Remote Outdoor Unit-Air-Source) | HVH825GKA3* |  |  | EN(A,D)4X48L24**+WALLCON | *97CMN1002122A* | 24200 | 17 | 8.1 | 21400 | 16600 | 77.57% | 2.02 | 0 | 11.5 |  |  |  | No | R-410A | 2.0167 | Residential & Commercial | Ducted CEE Tier 1
213067390 | Central HP <5.4 tons | ACIQ | HRCU-A-CB (Split System: Heat Pump with Remote Outdoor Unit-Air-Source) | HVH825GKA3* |  |  | EN(A,D)4X48L24**+WALLCON | *97CMN1202422A* | 24200 | 16.5 | 8.1 | 21400 | 16600 | 77.57% | 2 | 0 | 11 |  |  |  | No | R-410A | 2.0167 | Residential & Commercial | Ducted CEE Tier 1
214396431 | Central HP <5.4 tons | CHAMPION HEATING AND COOLING | HRCU-A-CB (Split System: Heat Pump with Remote Outdoor Unit-Air-Source) | HH836E2S11 |  |  | CTM36C5CDS1 | TM9E100C20MP12 | 34400 | 17 | 8.5 | 32400 | 26600 | 82.1% | 2 | 0 | 11 |  |  |  | No | R-454B | 2.8667 | Residential & Commercial | Ducted CEE Tier 1
214396998 | Central HP <5.4 tons | CHAMPION HEATING AND COOLING | HRCU-A-CB (Split System: Heat Pump with Remote Outdoor Unit-Air-Source) | HH836E2S11 |  |  | CTM48C5CFS1 | TL9E100C20UH11 | 34000 | 18 | 9 | 32000 | 25600 | 80% | 2 | 0 | 11 |  |  |  | No | R-454B | 2.8333 | Residential & Commercial | Ducted CEE Tier 1
211387877 | Central HP <5.4 tons | FRASER-JOHNSTON | HRCU-A-CB (Split System: Heat Pump with Remote Outdoor Unit-Air-Source) | HMH72B341 |  |  | XAFB36DXXN1+TXV | TM9V080B12MP12 | 33600 | 17.5 | 8.5 | 33400 | 23400 | 70.06% | 2.04 | 0 | 10 |  |  |  | No | R-410A | 2.8 | Residential & Commercial | Ducted CEE Tier 1
211387926 | Central HP <5.4 tons | FRASER-JOHNSTON | HRCU-A-CB (Split System: Heat Pump with Remote Outdoor Unit-Air-Source) | HMH72B341 |  |  | XAUB36DXXN1+TXV | TM9V080B12MP12 | 33600 | 17.5 | 8.5 | 33400 | 23400 | 70.06% | 2.04 | 0 | 10 |  |  |  | No | R-410A | 2.8 | Residential & Commercial | Ducted CEE Tier 1
214396404 | Central HP <5.4 tons | CHAMPION HEATING AND COOLING | HRCU-A-CB (Split System: Heat Pump with Remote Outdoor Unit-Air-Source) | HH836E2S11 |  |  | CTF36C5CDS1 | TM9V100C20MP12 | 34600 | 18 | 8.5 | 33000 | 27200 | 82.42% | 2 | 0 | 10 |  |  |  | No | R-454B | 2.8833 | Residential & Commercial | Ducted CEE Tier 1
214396555 | Central HP <5.4 tons | CHAMPION HEATING AND COOLING | HRCU-A-CB (Split System: Heat Pump with Remote Outdoor Unit-Air-Source) | HH836E2S11 |  |  | CTM48C5CFS1 | TL8E080C16UH11 | 33800 | 19 | 9 | 32000 | 25600 | 80% | 2 | 0 | 11 |  |  |  | No | R-454B | 2.8167 | Residential & Commercial | Ducted CEE Tier 1
215853384 | Central HP <5.4 tons | LUXAIRE | HRCU-A-CB (Split System: Heat Pump with Remote Outdoor Unit-Air-Source) | HH836E2S11 |  |  | CTU36B5XDS1+TXV | TL9E060B12UH11 | 33000 | 18 | 8.5 | 30800 | 25200 | 81.82% | 2 | 0 | 11 |  |  |  | No | R-454B | 2.75 | Residential & Commercial | Ducted CEE Tier 1
214776821 | Central HP <5.4 tons | YORK | HRCU-A-CB (Split System: Heat Pump with Remote Outdoor Unit-Air-Source) | HH860E2S11 | ADP |  | CV609**A+TXV | YP9C100C20MP13 | 52000 | 19 | 8.5 | 51500 | 38000 | 73.79% | 2 | 0 | 11 |  |  |  | No | R-454B | 4.3333 | Residential & Commercial | Ducted CEE Tier 1
214776835 | Central HP <5.4 tons | YORK | HRCU-A-CB (Split System: Heat Pump with Remote Outdoor Unit-Air-Source) | HH860E2S11 | ADP |  | CV481**C+TXV | YPLC080C16MP13 | 42500 | 17 | 8.3 | 42000 | 32800 | 78.1% | 1.96 | 0 | 11 |  |  |  | No | R-454B | 3.5417 | Residential & Commercial | Ducted CEE Tier 1
214776846 | Central HP <5.4 tons | YORK | HRCU-A-CB (Split System: Heat Pump with Remote Outdoor Unit-Air-Source) | HH860E2S11 | ADP |  | CV603**A+TXV | YPLC080C16MP13 | 43500 | 18 | 8.5 | 42000 | 32800 | 78.1% | 2 | 0 | 11.7 |  |  |  | No | R-454B | 3.625 | Residential & Commercial | Ducted CEE Tier 1
214776851 | Central HP <5.4 tons | YORK | HRCU-A-CB (Split System: Heat Pump with Remote Outdoor Unit-Air-Source) | HH860E2S11 | ADP |  | CH600C*C+TXV | YPLC100C20MP13 | 52000 | 18 | 8.3 | 52000 | 38500 | 74.04% | 1.96 | 0 | 10.5 |  |  |  | No | R-454B | 4.3333 | Residential & Commercial | Ducted CEE Tier 1
214396627 | Central HP <5.4 tons | CHAMPION HEATING AND COOLING | HRCU-A-CB (Split System: Heat Pump with Remote Outdoor Unit-Air-Source) | HH860E2S11 |  |  | CTF60D5CGS1 | TMLE130D20MP11 | 46000 | 18 | 9 | 47500 | 35200 | 74.11% | 2 | 0 | 11 |  |  |  | No | R-454B | 3.8333 | Residential & Commercial | Ducted CEE Tier 1
214395407 | Central HP <5.4 tons | CHAMPION HEATING AND COOLING | HRCU-A-CB (Split System: Heat Pump with Remote Outdoor Unit-Air-Source) | HH860E2S11 |  |  | JHC48C5CG2SS1 |  | 46000 | 19 | 9 | 46000 | 34000 | 73.91% | 2.1 | 0 | 12 |  |  |  | No | R-454B | 3.8333 | Residential & Commercial | Ducted CEE Tier 1
214777210 | Central HP <5.4 tons | YORK | HRCU-A-CB (Split System: Heat Pump with Remote Outdoor Unit-Air-Source) | HH860E2S11 | ADP |  | CV602C*A+TXV | TMLE080C16MP11 | 44500 | 18 | 8.5 | 43500 | 33800 | 77.7% | 2 | 0 | 11 |  |  |  | No | R-454B | 3.7083 | Residential & Commercial | Ducted CEE Tier 1
214396743 | Central HP <5.4 tons | CHAMPION HEATING AND COOLING | HRCU-A-CB (Split System: Heat Pump with Remote Outdoor Unit-Air-Source) | HH860E2S11 |  |  | CTF60D5CHS1+JME18D2SN1 |  | 54000 | 19 | 9 | 53500 | 38500 | 71.96% | 2 | 0 | 12 |  |  |  | No | R-454B | 4.5 | Residential & Commercial | Ducted CEE Tier 1
216581428 | Central HP <5.4 tons | CARRIER | HRCU-A-CB (Split System: Heat Pump with Remote Outdoor Unit-Air-Source) | 25VNA436A*031* |  |  | CAP**6121AL*+UI | 59TN7A100C21**22 | 34400 | 19.5 | 9 | 34200 | 24800 | 72.51% | 1.9 | 0 | 12 |  |  |  | No | R-410A | 2.8667 | Residential & Commercial | Ducted CEE Tier 1
214396843 | Central HP <5.4 tons | CHAMPION HEATING AND COOLING | HRCU-A-CB (Split System: Heat Pump with Remote Outdoor Unit-Air-Source) | HH836E2S11 |  |  | CTF36B5CDS1 | TM9V060B12MP12 | 33000 | 17 | 8.5 | 31000 | 25200 | 81.29% | 2 | 0 | 11 |  |  |  | No | R-454B | 2.75 | Residential & Commercial | Ducted CEE Tier 1
214569642 | Central HP <5.4 tons | CARRIER | HRCU-A-CB (Split System: Heat Pump with Remote Outdoor Unit-Air-Source) | 25VNA436A*031* |  |  | CSPH*4212AL*+UI | 59TN6C080C21**20 | 34000 | 18.5 | 9 | 36600 | 26000 | 71.04% | 2.04 | 0 | 12 |  |  |  | No | R-410A | 2.8333 | Residential & Commercial | Ducted CEE Tier 1
213372392 | Central HP <5.4 tons | RHEEM | HRCU-A-CB (Split System: Heat Pump with Remote Outdoor Unit-Air-Source) | RP18AZ60AJVC |  |  | RCFZ6021SEAAM | R951V1005A21UHU | 52500 | 18 | 8.1 | 52500 | 50500 | 96.19% | 1.9 | 0 | 10 |  |  |  | No | R-410A | 4.375 | Residential & Commercial | Ducted CEE Tier 1
214776441 | Central HP <5.4 tons | YORK | HRCU-A-CB (Split System: Heat Pump with Remote Outdoor Unit-Air-Source) | HH860E2S11 | ADP |  | CH480C*C+TXV | TL9E080C16UH11 | 43500 | 17 | 8.3 | 44000 | 34000 | 77.27% | 1.96 | 0 | 10.5 |  |  |  | No | R-454B | 3.625 | Residential & Commercial | Ducted CEE Tier 1
214776489 | Central HP <5.4 tons | YORK | HRCU-A-CB (Split System: Heat Pump with Remote Outdoor Unit-Air-Source) | HH860E2S11 | ADP |  | CH600C*C+TXV | TM9E080C20MP12 | 52500 | 18 | 8.3 | 53000 | 39500 | 74.53% | 1.96 | 0 | 10.5 |  |  |  | No | R-454B | 4.375 | Residential & Commercial | Ducted CEE Tier 1
214776521 | Central HP <5.4 tons | YORK | HRCU-A-CB (Split System: Heat Pump with Remote Outdoor Unit-Air-Source) | HH860E2S11 | ADP |  | CH604**C+TXV | TM9E100C20MP12 | 53500 | 19 | 8.5 | 53000 | 39500 | 74.53% | 2 | 0 | 11 |  |  |  | No | R-454B | 4.4583 | Residential & Commercial | Ducted CEE Tier 1
214776538 | Central HP <5.4 tons | YORK | HRCU-A-CB (Split System: Heat Pump with Remote Outdoor Unit-Air-Source) | HH860E2S11 | ADP |  | CV601**C+TXV | TM9E120D20MP12 | 52000 | 18 | 8.35 | 52500 | 39000 | 74.29% | 1.98 | 0 | 10.5 |  |  |  | No | R-454B | 4.3333 | Residential & Commercial | Ducted CEE Tier 1
214776541 | Central HP <5.4 tons | YORK | HRCU-A-CB (Split System: Heat Pump with Remote Outdoor Unit-Air-Source) | HH860E2S11 | ADP |  | CV605**C+TXV | TM9E120D20MP12 | 53000 | 18 | 8.5 | 52500 | 39000 | 74.29% | 2 | 0 | 11 |  |  |  | No | R-454B | 4.4167 | Residential & Commercial | Ducted CEE Tier 1
214776571 | Central HP <5.4 tons | YORK | HRCU-A-CB (Split System: Heat Pump with Remote Outdoor Unit-Air-Source) | HH860E2S11 | ADP |  | CV600**C+TXV | TM9V100C16MP12 | 43000 | 17 | 8.4 | 42000 | 32800 | 78.1% | 1.98 | 0 | 11.5 |  |  |  | No | R-454B | 3.5833 | Residential & Commercial | Ducted CEE Tier 1
214776590 | Central HP <5.4 tons | YORK | HRCU-A-CB (Split System: Heat Pump with Remote Outdoor Unit-Air-Source) | HH860E2S11 | ADP |  | CV606**C+TXV | TM9V100C20MP12 | 52000 | 19 | 8.5 | 51500 | 38000 | 73.79% | 2 | 0 | 11 |  |  |  | No | R-454B | 4.3333 | Residential & Commercial | Ducted CEE Tier 1
214569660 | Central HP <5.4 tons | CARRIER | HRCU-A-CB (Split System: Heat Pump with Remote Outdoor Unit-Air-Source) | 25VNA436A*031* |  |  | CSPH*6012AL*+UI | 59CU5B100C21**22 | 34600 | 19 | 9 | 36000 | 25200 | 70% | 2.04 | 0 | 12 |  |  |  | No | R-410A | 2.8833 | Residential & Commercial | Ducted CEE Tier 1
214569692 | Central HP <5.4 tons | CARRIER | HRCU-A-CB (Split System: Heat Pump with Remote Outdoor Unit-Air-Source) | 25VNA436A*031* |  |  | CNPV*4824AL*+UI | 59MN7C080C21**20 | 33800 | 19.5 | 9 | 36800 | 26000 | 70.65% | 2.04 | 0 | 12.5 |  |  |  | No | R-410A | 2.8167 | Residential & Commercial | Ducted CEE Tier 1
214569694 | Central HP <5.4 tons | CARRIER | HRCU-A-CB (Split System: Heat Pump with Remote Outdoor Unit-Air-Source) | 25VNA436A*031* |  |  | CNPV*4824AL*+UI | 59TN6C080C21**20 | 34000 | 19.5 | 9 | 36600 | 26000 | 71.04% | 2.04 | 0 | 12.5 |  |  |  | No | R-410A | 2.8333 | Residential & Commercial | Ducted CEE Tier 1
214396793 | Central HP <5.4 tons | CHAMPION HEATING AND COOLING | HRCU-A-CB (Split System: Heat Pump with Remote Outdoor Unit-Air-Source) | HH836E2S11 |  |  | CTM36C5CDS1 | TM8Y080C16MP11 | 33600 | 18 | 8.5 | 31400 | 25200 | 80.25% | 2 | 0 | 11 |  |  |  | No | R-454B | 2.8 | Residential & Commercial | Ducted CEE Tier 1
214396870 | Central HP <5.4 tons | CHAMPION HEATING AND COOLING | HRCU-A-CB (Split System: Heat Pump with Remote Outdoor Unit-Air-Source) | HH836E2S11 |  |  | CTM36C5CDS1 | TMLV100C16MP12 | 34000 | 18 | 8.5 | 32000 | 26200 | 81.88% | 2 | 0 | 11 |  |  |  | No | R-454B | 2.8333 | Residential & Commercial | Ducted CEE Tier 1
215588166 | Central HP <5.4 tons | BRYANT HEATING AND COOLING SYSTEMS | HRCU-A-CB (Split System: Heat Pump with Remote Outdoor Unit-Air-Source) | 291VAN054**AA* |  |  | CSAH*6012AM*+UI | 88*TB60110C21*** | 50000 | 18.5 | 10.5 | 52500 | 53000 | 101% | 1.94 | 0 | 11.5 |  |  |  | No | R-454B | 4.1667 | Residential & Commercial | Ducted CEE Tier 1
215588184 | Central HP <5.4 tons | BRYANT HEATING AND COOLING SYSTEMS | HRCU-A-CB (Split System: Heat Pump with Remote Outdoor Unit-Air-Source) | 291VAN054**AA* |  |  | CSAH*6012AM*+UI | 987MC66120C24*** | 49500 | 18.5 | 10.5 | 52500 | 53500 | 101.9% | 1.9 | 0 | 11 |  |  |  | No | R-454B | 4.125 | Residential & Commercial | Ducted CEE Tier 1
214776924 | Central HP <5.4 tons | YORK | HRCU-A-CB (Split System: Heat Pump with Remote Outdoor Unit-Air-Source) | HH824E2S11 | ADP |  | CV363B*C+TXV+AEF48BXP* |  | 24000 | 19 | 9.5 | 22400 | 16600 | 74.11% | 2.1 | 0 | 12 |  |  |  | No | R-454B | 2 | Residential & Commercial | Ducted CEE Tier 1
215425735 | Central HP <5.4 tons | YORK | HRCU-A-CB (Split System: Heat Pump with Remote Outdoor Unit-Air-Source) | HH824E2S11 | ADP |  | H,YE24*24+TXV | TM9V060B12MP12 | 21800 | 17 | 8.55 | 21200 | 17200 | 81.13% | 1.92 | 0 | 11 |  |  |  | No | R-454B | 1.8167 | Residential & Commercial | Ducted CEE Tier 1
215425737 | Central HP <5.4 tons | YORK | HRCU-A-CB (Split System: Heat Pump with Remote Outdoor Unit-Air-Source) | HH824E2S11 | ADP |  | H,YE32*30+TXV-BLEED | TM9V060B12MP12 | 22200 | 17 | 8.65 | 21200 | 17200 | 81.13% | 1.94 | 0 | 11 |  |  |  | No | R-454B | 1.85 | Residential & Commercial | Ducted CEE Tier 1
215425767 | Central HP <5.4 tons | YORK | HRCU-A-CB (Split System: Heat Pump with Remote Outdoor Unit-Air-Source) | HH824E2S11 | ADP |  | H,YE32*30+TXV | TM9Y080B12MP11 | 22200 | 17 | 8.65 | 21000 | 17000 | 80.95% | 1.94 | 0 | 11.5 |  |  |  | No | R-454B | 1.85 | Residential & Commercial | Ducted CEE Tier 1
215425800 | Central HP <5.4 tons | YORK | HRCU-A-CB (Split System: Heat Pump with Remote Outdoor Unit-Air-Source) | HH824E2S11 | ADP |  | H,YE32*30+TXV | Y82E080B12LMPS1 | 22200 | 18 | 9.1 | 21200 | 17500 | 82.55% | 1.94 | 0 | 11 |  |  |  | No | R-454B | 1.85 | Residential & Commercial | Ducted CEE Tier 1
215425802 | Central HP <5.4 tons | YORK | HRCU-A-CB (Split System: Heat Pump with Remote Outdoor Unit-Air-Source) | HH824E2S11 | ADP |  | H,YE7J*24+TXV | Y82E080B12LMPS1 | 23000 | 18 | 9 | 21400 | 18100 | 84.58% | 2 | 0 | 12 |  |  |  | No | R-454B | 1.9167 | Residential & Commercial | Ducted CEE Tier 1
214776608 | Central HP <5.4 tons | YORK | HRCU-A-CB (Split System: Heat Pump with Remote Outdoor Unit-Air-Source) | HH860E2S11 | ADP |  | CH480C*C+TXV | TMLE080C16MP11 | 43500 | 17 | 8.3 | 43500 | 33800 | 77.7% | 1.96 | 0 | 10.5 |  |  |  | No | R-454B | 3.625 | Residential & Commercial | Ducted CEE Tier 1
214776624 | Central HP <5.4 tons | YORK | HRCU-A-CB (Split System: Heat Pump with Remote Outdoor Unit-Air-Source) | HH860E2S11 | ADP |  | CV609**A+TXV | TMLE080C16MP11 | 44500 | 18 | 8.5 | 43500 | 33800 | 77.7% | 2 | 0 | 11 |  |  |  | No | R-454B | 3.7083 | Residential & Commercial | Ducted CEE Tier 1
214776671 | Central HP <5.4 tons | YORK | HRCU-A-CB (Split System: Heat Pump with Remote Outdoor Unit-Air-Source) | HH860E2S11 | ADP |  | CH600C*C+TXV | TMLE120C20MP11 | 52000 | 18 | 8.3 | 52500 | 39000 | 74.29% | 1.96 | 0 | 10.5 |  |  |  | No | R-454B | 4.3333 | Residential & Commercial | Ducted CEE Tier 1
214776672 | Central HP <5.4 tons | YORK | HRCU-A-CB (Split System: Heat Pump with Remote Outdoor Unit-Air-Source) | HH860E2S11 | ADP |  | CH604**C+TXV | TMLE120C20MP11 | 53000 | 19 | 8.5 | 52500 | 39000 | 74.29% | 2 | 0 | 11 |  |  |  | No | R-454B | 4.4167 | Residential & Commercial | Ducted CEE Tier 1
214776673 | Central HP <5.4 tons | YORK | HRCU-A-CB (Split System: Heat Pump with Remote Outdoor Unit-Air-Source) | HH860E2S11 | ADP |  | CH600D*C+TXV | TMLE120C20MP11 | 51500 | 18 | 8.3 | 52500 | 39000 | 74.29% | 1.96 | 0 | 10.5 |  |  |  | No | R-454B | 4.2917 | Residential & Commercial | Ducted CEE Tier 1
214776688 | Central HP <5.4 tons | YORK | HRCU-A-CB (Split System: Heat Pump with Remote Outdoor Unit-Air-Source) | HH860E2S11 | ADP |  | CV600**C+TXV | TMLE130D20MP11 | 52500 | 18 | 8.3 | 53000 | 39500 | 74.53% | 1.96 | 0 | 10.5 |  |  |  | No | R-454B | 4.375 | Residential & Commercial | Ducted CEE Tier 1
214776691 | Central HP <5.4 tons | YORK | HRCU-A-CB (Split System: Heat Pump with Remote Outdoor Unit-Air-Source) | HH860E2S11 | ADP |  | CH605D*C+TXV | TMLE130D20MP11 | 54000 | 18 | 8.5 | 53000 | 39500 | 74.53% | 2 | 0 | 11 |  |  |  | No | R-454B | 4.5 | Residential & Commercial | Ducted CEE Tier 1
214776722 | Central HP <5.4 tons | YORK | HRCU-A-CB (Split System: Heat Pump with Remote Outdoor Unit-Air-Source) | HH860E2S11 | ADP |  | CV606**C+TXV | TMLV120C20MP12 | 53000 | 19 | 8.5 | 52000 | 38500 | 74.04% | 2 | 0 | 11 |  |  |  | No | R-454B | 4.4167 | Residential & Commercial | Ducted CEE Tier 1
213732713 | Central HP <5.4 tons | YORK | HRCU-A-CB (Split System: Heat Pump with Remote Outdoor Unit-Air-Source) | HMH72B341 | ADP |  | AD-34(P,U)*****9 | Y81E080B12LMPS1 | 33200 | 18 | 8.5 | 31400 | 23000 | 73.25% | 2.04 | 0 | 10 |  |  |  | No | R-410A | 2.7667 | Residential & Commercial | Ducted CEE Tier 1
214569706 | Central HP <5.4 tons | CARRIER | HRCU-A-CB (Split System: Heat Pump with Remote Outdoor Unit-Air-Source) | 25VNA436A*031* |  |  | CNPV*6024AL*+UI | 59TN6C080C21**20 | 34400 | 20 | 9 | 36200 | 25400 | 70.17% | 2.04 | 0 | 12.5 |  |  |  | No | R-410A | 2.8667 | Residential & Commercial | Ducted CEE Tier 1
215939800 | Central HP <5.4 tons | DAY & NIGHT | HRCU-A-CB (Split System: Heat Pump with Remote Outdoor Unit-Air-Source) | C5H3V36*K*AAA* |  |  | EA*5X60M24A*+WALLCON | *97CTN0802120A* | 34000 | 20 | 9.5 | 34200 | 26000 | 76.02% | 2.06 | 0 | 11.7 |  |  |  | No | R-454B | 2.8333 | Residential & Commercial | Ducted CEE Tier 1
215940030 | Central HP <5.4 tons | DAY & NIGHT | HRCU-A-CB (Split System: Heat Pump with Remote Outdoor Unit-Air-Source) | C5H3V36*K*AAA* |  |  | ESH5X42M12A*+WALLCON | *80CSU0401712B* | 33600 | 19.5 | 9 | 34600 | 26600 | 76.88% | 1.92 | 0 | 11.7 |  |  |  | No | R-454B | 2.8 | Residential & Commercial | Ducted CEE Tier 1
215940870 | Central HP <5.4 tons | DAY & NIGHT | HRCU-A-CB (Split System: Heat Pump with Remote Outdoor Unit-Air-Source) | C5H3V36*K*AAA* |  |  | EVD5X60M21A*+WALLCON | *97CTN1002122A* | 35600 | 22 | 8.5 | 38000 | 28600 | 75.26% | 2.02 | 0 | 12.5 |  |  |  | No | R-454B | 2.9667 | Residential & Commercial | Ducted CEE Tier 1
215425818 | Central HP <5.4 tons | YORK | HRCU-A-CB (Split System: Heat Pump with Remote Outdoor Unit-Air-Source) | HH824E2S11 | ADP |  | H,YE24*36+TXV | Y91E060A10SMPS1 | 21800 | 17 | 8.1 | 21200 | 17200 | 81.13% | 1.92 | 0 | 11 |  |  |  | No | R-454B | 1.8167 | Residential & Commercial | Ducted CEE Tier 1
215425820 | Central HP <5.4 tons | YORK | HRCU-A-CB (Split System: Heat Pump with Remote Outdoor Unit-Air-Source) | HH824E2S11 | ADP |  | H,YE32*24+TXV | Y91E060A10SMPS1 | 22200 | 17 | 8.2 | 21200 | 17200 | 81.13% | 1.94 | 0 | 11.5 |  |  |  | No | R-454B | 1.85 | Residential & Commercial | Ducted CEE Tier 1
215425837 | Central HP <5.4 tons | YORK | HRCU-A-CB (Split System: Heat Pump with Remote Outdoor Unit-Air-Source) | HH824E2S11 | ADP |  | H,YE7J*24+TXV | Y91E080B12SMPS1 | 22400 | 17 | 8.8 | 21400 | 17400 | 81.31% | 1.96 | 0 | 11.5 |  |  |  | No | R-454B | 1.8667 | Residential & Commercial | Ducted CEE Tier 1
214609213 | Central HP <5.4 tons | CHAMPION HEATING AND COOLING | HRCU-A-CB (Split System: Heat Pump with Remote Outdoor Unit-Air-Source) | HH824E2S11 |  |  | CTF30A5ADS1 | Z9ES040A10SMPS1 | 23000 | 18 | 9 | 23000 | 17700 | 76.96% | 2 | 0 | 12 |  |  |  | No | R-454B | 1.9167 | Residential & Commercial | Ducted CEE Tier 1
214396282 | Central HP <5.4 tons | CHAMPION HEATING AND COOLING | HRCU-A-CB (Split System: Heat Pump with Remote Outdoor Unit-Air-Source) | HH824E2S11 |  |  | CTM30B5ACS1 | TM8E100B12MP11 | 23000 | 17 | 9.5 | 23000 | 18300 | 79.57% | 2 | 0 | 12 |  |  |  | No | R-454B | 1.9167 | Residential & Commercial | Ducted CEE Tier 1
214776320 | Central HP <5.4 tons | YORK | HRCU-A-CB (Split System: Heat Pump with Remote Outdoor Unit-Air-Source) | HH824E2S11 | ADP |  | CH368A*C+TXV | TM9E026A08MP12 | 22800 | 16 | 8.9 | 21400 | 17200 | 80.37% | 1.98 | 0 | 10.5 |  |  |  | No | R-454B | 1.9 | Residential & Commercial | Ducted CEE Tier 1
214776323 | Central HP <5.4 tons | YORK | HRCU-A-CB (Split System: Heat Pump with Remote Outdoor Unit-Air-Source) | HH824E2S11 | ADP |  | CV240**C+TXV | TM9E040A10MP12 | 21800 | 16 | 8.5 | 21200 | 17700 | 83.49% | 1.9 | 0 | 10 |  |  |  | No | R-454B | 1.8167 | Residential & Commercial | Ducted CEE Tier 1
214776324 | Central HP <5.4 tons | YORK | HRCU-A-CB (Split System: Heat Pump with Remote Outdoor Unit-Air-Source) | HH824E2S11 | ADP |  | CX360A*35+TXV | TM9E040A10MP12 | 22200 | 16 | 8.65 | 21200 | 17700 | 83.49% | 1.94 | 0 | 10.5 |  |  |  | No | R-454B | 1.85 | Residential & Commercial | Ducted CEE Tier 1
214776723 | Central HP <5.4 tons | YORK | HRCU-A-CB (Split System: Heat Pump with Remote Outdoor Unit-Air-Source) | HH860E2S11 | ADP |  | CV603**A+TXV | TMLV120C20MP12 | 53000 | 19 | 8.5 | 52000 | 38500 | 74.04% | 2 | 0 | 11 |  |  |  | No | R-454B | 4.4167 | Residential & Commercial | Ducted CEE Tier 1
214776725 | Central HP <5.4 tons | YORK | HRCU-A-CB (Split System: Heat Pump with Remote Outdoor Unit-Air-Source) | HH860E2S11 | ADP |  | CH602**A+TXV | TMLV120C20MP12 | 53000 | 19 | 8.5 | 52000 | 38500 | 74.04% | 2 | 0 | 11 |  |  |  | No | R-454B | 4.4167 | Residential & Commercial | Ducted CEE Tier 1
214776738 | Central HP <5.4 tons | YORK | HRCU-A-CB (Split System: Heat Pump with Remote Outdoor Unit-Air-Source) | HH860E2S11 | ADP |  | CV605**C+TXV | Y81E080C16SMPS1 | 44500 | 18 | 8.5 | 42500 | 33000 | 77.65% | 2 | 0 | 12 |  |  |  | No | R-454B | 3.7083 | Residential & Commercial | Ducted CEE Tier 1
214776739 | Central HP <5.4 tons | YORK | HRCU-A-CB (Split System: Heat Pump with Remote Outdoor Unit-Air-Source) | HH860E2S11 | ADP |  | CV606**C+TXV | Y81E080C16SMPS1 | 44500 | 18 | 8.5 | 42500 | 33000 | 77.65% | 2 | 0 | 12 |  |  |  | No | R-454B | 3.7083 | Residential & Commercial | Ducted CEE Tier 1
214776772 | Central HP <5.4 tons | YORK | HRCU-A-CB (Split System: Heat Pump with Remote Outdoor Unit-Air-Source) | HH860E2S11 | ADP |  | CV602D*A+TXV | Y81E100C20SMPS1 | 53000 | 19 | 8.5 | 51500 | 38000 | 73.79% | 2 | 0 | 11.7 |  |  |  | No | R-454B | 4.4167 | Residential & Commercial | Ducted CEE Tier 1
214776842 | Central HP <5.4 tons | YORK | HRCU-A-CB (Split System: Heat Pump with Remote Outdoor Unit-Air-Source) | HH860E2S11 | ADP |  | CX601C*35+TXV | YPLC080C16MP13 | 43500 | 18 | 8.5 | 42000 | 32800 | 78.1% | 2 | 0 | 11.7 |  |  |  | No | R-454B | 3.625 | Residential & Commercial | Ducted CEE Tier 1
214776857 | Central HP <5.4 tons | YORK | HRCU-A-CB (Split System: Heat Pump with Remote Outdoor Unit-Air-Source) | HH860E2S11 | ADP |  | CV601**C+TXV | YPLC100C20MP13 | 52000 | 18 | 8.35 | 52000 | 38500 | 74.04% | 1.98 | 0 | 10.5 |  |  |  | No | R-454B | 4.3333 | Residential & Commercial | Ducted CEE Tier 1
214776872 | Central HP <5.4 tons | YORK | HRCU-A-CB (Split System: Heat Pump with Remote Outdoor Unit-Air-Source) | HH860E2S11 | ADP |  | CH602**A+TXV | YPLC100C20MP13 | 53000 | 19 | 8.5 | 52000 | 38500 | 74.04% | 2 | 0 | 11 |  |  |  | No | R-454B | 4.4167 | Residential & Commercial | Ducted CEE Tier 1
215933925 | Central HP <5.4 tons | BRYANT HEATING AND COOLING SYSTEMS | HRCU-A-CB (Split System: Heat Pump with Remote Outdoor Unit-Air-Source) | 293VAN036**AA* |  |  | CSAH*6012AM*+UI | 986TD42080C17*** | 34000 | 19.5 | 9 | 34600 | 26400 | 76.3% | 1.94 | 0 | 11.5 |  |  |  | No | R-454B | 2.8333 | Residential & Commercial | Ducted CEE Tier 1
215934975 | Central HP <5.4 tons | BRYANT HEATING AND COOLING SYSTEMS | HRCU-A-CB (Split System: Heat Pump with Remote Outdoor Unit-Air-Source) | 293VAN036**AA* |  |  | CVAMA4921XMA*+UI | 83*CA36040C17*** | 35600 | 22 | 8.5 | 38000 | 28800 | 75.79% | 2.02 | 0 | 12 |  |  |  | No | R-454B | 2.9667 | Residential & Commercial | Ducted CEE Tier 1
215935025 | Central HP <5.4 tons | BRYANT HEATING AND COOLING SYSTEMS | HRCU-A-CB (Split System: Heat Pump with Remote Outdoor Unit-Air-Source) | 293VAN036**AA* |  |  | CVAMA4921XMA*+UI | 88*TB48090C17*** | 35600 | 22 | 8.5 | 38000 | 28600 | 75.26% | 2.02 | 0 | 12 |  |  |  | No | R-454B | 2.9667 | Residential & Commercial | Ducted CEE Tier 1
215935045 | Central HP <5.4 tons | BRYANT HEATING AND COOLING SYSTEMS | HRCU-A-CB (Split System: Heat Pump with Remote Outdoor Unit-Air-Source) | 293VAN036**AA* |  |  | CVAMA4921XMA*+UI | 88*TB60110C21*** | 35600 | 22 | 8.5 | 38000 | 28400 | 74.74% | 2.02 | 0 | 12.5 |  |  |  | No | R-454B | 2.9667 | Residential & Commercial | Ducted CEE Tier 1
215933585 | Central HP <5.4 tons | BRYANT HEATING AND COOLING SYSTEMS | HRCU-A-CB (Split System: Heat Pump with Remote Outdoor Unit-Air-Source) | 293VAN036**AA* |  |  | CSAH*4812AM*+UI | 88*TB60090C21*** | 33800 | 19.5 | 9 | 34600 | 26400 | 76.3% | 1.94 | 0 | 11.7 |  |  |  | No | R-454B | 2.8167 | Residential & Commercial | Ducted CEE Tier 1
213885879 | Central HP <5.4 tons | CARRIER | HRCU-A-C (Split System: Heat Pump with Remote Outdoor Unit with No Indoor Fan --Air Source) | 38MURAQ18AB3 | ADP |  | H,PE20924+TD |  | 17100 | 15.2 | 8.65 | 17000 | 14500 | 85.29% | 2.02 | 0 | 11 |  |  |  | No | R-410A | 1.425 | Residential & Commercial | Ducted CEE Tier 1
214849135 | Central HP <5.4 tons | YORK | HRCU-A-CB (Split System: Heat Pump with Remote Outdoor Unit-Air-Source) | HMH72B341 | ADP |  | CX360B935 | Y81E080B12LMPS1 | 33200 | 18 | 8.5 | 31400 | 23000 | 73.25% | 2.04 | 0 | 10 |  |  |  | No | R-410A | 2.7667 | Residential & Commercial | Ducted CEE Tier 1
214849142 | Central HP <5.4 tons | YORK | HRCU-A-CB (Split System: Heat Pump with Remote Outdoor Unit-Air-Source) | HMH72B341 | ADP |  | CX361B935 | Y81E080B12LMPS1 | 33200 | 18 | 8.5 | 31400 | 23000 | 73.25% | 2.04 | 0 | 10 |  |  |  | No | R-410A | 2.7667 | Residential & Commercial | Ducted CEE Tier 1
214849144 | Central HP <5.4 tons | YORK | HRCU-A-CB (Split System: Heat Pump with Remote Outdoor Unit-Air-Source) | HMH72B341 | ADP |  | CX363B935 | Y81E080B12LMPS1 | 33200 | 18 | 8.5 | 31400 | 23000 | 73.25% | 2.04 | 0 | 10 |  |  |  | No | R-410A | 2.7667 | Residential & Commercial | Ducted CEE Tier 1
211393761 | Central HP <5.4 tons | COLEMAN | HRCU-A-CB (Split System: Heat Pump with Remote Outdoor Unit-Air-Source) | HMH72B341 |  |  | XAFA30DXXN1+TXV | TMLE040A12MP11 | 33800 | 18 | 8.1 | 33600 | 23600 | 70.24% | 2.04 | 0 | 10 |  |  |  | No | R-410A | 2.8167 | Residential & Commercial | Ducted CEE Tier 1
214777207 | Central HP <5.4 tons | YORK | HRCU-A-CB (Split System: Heat Pump with Remote Outdoor Unit-Air-Source) | HH860E2S11 | ADP |  | CV602C*A+TXV | TM9V100C16MP12 | 43500 | 18 | 8.5 | 42000 | 32800 | 78.1% | 2 | 0 | 11.7 |  |  |  | No | R-454B | 3.625 | Residential & Commercial | Ducted CEE Tier 1
214777209 | Central HP <5.4 tons | YORK | HRCU-A-CB (Split System: Heat Pump with Remote Outdoor Unit-Air-Source) | HH860E2S11 | ADP |  | CV602C*A+TXV | TM9V120D20MP12 | 53000 | 19 | 8.5 | 52500 | 39000 | 74.29% | 2 | 0 | 11 |  |  |  | No | R-454B | 4.4167 | Residential & Commercial | Ducted CEE Tier 1
214777226 | Central HP <5.4 tons | YORK | HRCU-A-CB (Split System: Heat Pump with Remote Outdoor Unit-Air-Source) | HH860E2S11 | ADP |  | CV602C*A+TXV | YPLC100C20MP13 | 53000 | 19 | 8.5 | 52000 | 38500 | 74.04% | 2 | 0 | 11 |  |  |  | No | R-454B | 4.4167 | Residential & Commercial | Ducted CEE Tier 1
214776421 | Central HP <5.4 tons | YORK | HRCU-A-CB (Split System: Heat Pump with Remote Outdoor Unit-Air-Source) | HH860E2S11 | ADP |  | CV606**C+TXV | TL8E080C16UH11 | 44500 | 18 | 8.5 | 43500 | 33800 | 77.7% | 2 | 0 | 11 |  |  |  | No | R-454B | 3.7083 | Residential & Commercial | Ducted CEE Tier 1
214776424 | Central HP <5.4 tons | YORK | HRCU-A-CB (Split System: Heat Pump with Remote Outdoor Unit-Air-Source) | HH860E2S11 | ADP |  | CH602**A+TXV | TL8E080C16UH11 | 44500 | 18 | 8.5 | 43500 | 33800 | 77.7% | 2 | 0 | 11 |  |  |  | No | R-454B | 3.7083 | Residential & Commercial | Ducted CEE Tier 1
214776439 | Central HP <5.4 tons | YORK | HRCU-A-CB (Split System: Heat Pump with Remote Outdoor Unit-Air-Source) | HH860E2S11 | ADP |  | CV602D*A+TXV | TL8E100C20UH11 | 52000 | 19 | 8.5 | 51500 | 38000 | 73.79% | 2 | 0 | 11 |  |  |  | No | R-454B | 4.3333 | Residential & Commercial | Ducted CEE Tier 1
214776440 | Central HP <5.4 tons | YORK | HRCU-A-CB (Split System: Heat Pump with Remote Outdoor Unit-Air-Source) | HH860E2S11 | ADP |  | CV609**A+TXV | TL8E100C20UH11 | 52000 | 19 | 8.5 | 51500 | 38000 | 73.79% | 2 | 0 | 11 |  |  |  | No | R-454B | 4.3333 | Residential & Commercial | Ducted CEE Tier 1
214396297 | Central HP <5.4 tons | CHAMPION HEATING AND COOLING | HRCU-A-CB (Split System: Heat Pump with Remote Outdoor Unit-Air-Source) | HH860E2S11 |  |  | CTM60C5CHS1 | TM9Y100C20MP11 | 53000 | 19 | 8.5 | 54500 | 39500 | 72.48% | 2 | 0 | 11 |  |  |  | No | R-454B | 4.4167 | Residential & Commercial | Ducted CEE Tier 1
215939660 | Central HP <5.4 tons | DAY & NIGHT | HRCU-A-CB (Split System: Heat Pump with Remote Outdoor Unit-Air-Source) | C5H3V36*K*AAA* |  |  | EA*5X42M21A*+WALLCON | *80CSU0401712B* | 32800 | 20 | 9.5 | 34800 | 26600 | 76.44% | 2.02 | 0 | 11.5 |  |  |  | No | R-454B | 2.7333 | Residential & Commercial | Ducted CEE Tier 1
215939710 | Central HP <5.4 tons | DAY & NIGHT | HRCU-A-CB (Split System: Heat Pump with Remote Outdoor Unit-Air-Source) | C5H3V36*K*AAA* |  |  | EA*5X42M21A*+WALLCON | *97CTN1002122A* | 32800 | 20 | 9.5 | 34800 | 26600 | 76.44% | 2 | 0 | 11.5 |  |  |  | No | R-454B | 2.7333 | Residential & Commercial | Ducted CEE Tier 1
215939810 | Central HP <5.4 tons | DAY & NIGHT | HRCU-A-CB (Split System: Heat Pump with Remote Outdoor Unit-Air-Source) | C5H3V36*K*AAA* |  |  | EA*5X60M24A*+WALLCON | *97CTN1002122A* | 34000 | 20.5 | 9.5 | 34000 | 25800 | 75.88% | 2.06 | 0 | 12 |  |  |  | No | R-454B | 2.8333 | Residential & Commercial | Ducted CEE Tier 1
215939910 | Central HP <5.4 tons | DAY & NIGHT | HRCU-A-CB (Split System: Heat Pump with Remote Outdoor Unit-Air-Source) | C5H3V36*K*AAA* |  |  | EA*5X61M24A*+WALLCON | *97CTN0802120A* | 34400 | 20.5 | 9.5 | 34400 | 26000 | 75.58% | 2.06 | 0 | 12 |  |  |  | No | R-454B | 2.8667 | Residential & Commercial | Ducted CEE Tier 1
215940110 | Central HP <5.4 tons | DAY & NIGHT | HRCU-A-CB (Split System: Heat Pump with Remote Outdoor Unit-Air-Source) | C5H3V36*K*AAA* |  |  | ESH5X48M12A*+WALLCON | *80CSU0401712B* | 33800 | 19.5 | 9 | 34600 | 26400 | 76.3% | 1.92 | 0 | 11.7 |  |  |  | No | R-454B | 2.8167 | Residential & Commercial | Ducted CEE Tier 1
215940260 | Central HP <5.4 tons | DAY & NIGHT | HRCU-A-CB (Split System: Heat Pump with Remote Outdoor Unit-Air-Source) | C5H3V36*K*AAA* |  |  | EVM5X44M21A*+WALLCON | *96CTN0802120B* | 35600 | 21.5 | 8.5 | 38000 | 28600 | 75.26% | 2.04 | 0 | 12 |  |  |  | No | R-454B | 2.9667 | Residential & Commercial | Ducted CEE Tier 1
214776338 | Central HP <5.4 tons | YORK | HRCU-A-CB (Split System: Heat Pump with Remote Outdoor Unit-Air-Source) | HH824E2S11 | ADP |  | CH360B*C+TXV | TM9E060B12MP12 | 22800 | 16 | 8.9 | 21400 | 17900 | 83.64% | 1.98 | 0 | 11.5 |  |  |  | No | R-454B | 1.9 | Residential & Commercial | Ducted CEE Tier 1
214776357 | Central HP <5.4 tons | YORK | HRCU-A-CB (Split System: Heat Pump with Remote Outdoor Unit-Air-Source) | HH824E2S11 | ADP |  | CX360A*35+TXV | TMLE040A12MP11 | 22200 | 16 | 8.65 | 20800 | 16800 | 80.77% | 1.94 | 0 | 11.5 |  |  |  | No | R-454B | 1.85 | Residential & Commercial | Ducted CEE Tier 1
215588186 | Central HP <5.4 tons | BRYANT HEATING AND COOLING SYSTEMS | HRCU-A-CB (Split System: Heat Pump with Remote Outdoor Unit-Air-Source) | 291VAN054**AA* |  |  | CSAH*6012AM*+UI | 986TD42080C17*** | 48000 | 18 | 9 | 50500 | 50000 | 99.01% | 1.96 | 0 | 12 |  |  |  | No | R-454B | 4 | Residential & Commercial | Ducted CEE Tier 1
215588218 | Central HP <5.4 tons | BRYANT HEATING AND COOLING SYSTEMS | HRCU-A-CB (Split System: Heat Pump with Remote Outdoor Unit-Air-Source) | 291VAN054**AA* |  |  | CVAMA4921XMA*+UI | 987MC60060C21*** | 51000 | 18.5 | 8.1 | 54000 | 46500 | 86.11% | 1.86 | 0 | 10.5 |  |  |  | No | R-454B | 4.25 | Residential & Commercial | Ducted CEE Tier 1
215588284 | Central HP <5.4 tons | BRYANT HEATING AND COOLING SYSTEMS | HRCU-A-CB (Split System: Heat Pump with Remote Outdoor Unit-Air-Source) | 291VAN054**AA* |  |  | CVAMA6124XMA*+UI | 987MC66100C21*** | 52500 | 19.5 | 8.1 | 53500 | 46500 | 86.92% | 1.84 | 0 | 12 |  |  |  | No | R-454B | 4.375 | Residential & Commercial | Ducted CEE Tier 1
215588302 | Central HP <5.4 tons | BRYANT HEATING AND COOLING SYSTEMS | HRCU-A-CB (Split System: Heat Pump with Remote Outdoor Unit-Air-Source) | 291VAN054**AA* |  |  | CVAVA4821XMA*+UI | 987MC60080C21*** | 50500 | 18 | 8.1 | 52500 | 45500 | 86.67% | 1.88 | 0 | 11 |  |  |  | No | R-454B | 4.2083 | Residential & Commercial | Ducted CEE Tier 1
214776373 | Central HP <5.4 tons | YORK | HRCU-A-CB (Split System: Heat Pump with Remote Outdoor Unit-Air-Source) | HH824E2S11 | ADP |  | CV363**C+TXV | Y81E060A12SMPS1 | 22400 | 17 | 8.8 | 21000 | 16900 | 80.48% | 1.96 | 0 | 11.5 |  |  |  | No | R-454B | 1.8667 | Residential & Commercial | Ducted CEE Tier 1
214609149 | Central HP <5.4 tons | CHAMPION HEATING AND COOLING | HRCU-A-CB (Split System: Heat Pump with Remote Outdoor Unit-Air-Source) | HH836E2S11 |  |  | CTM48C5CFS1 | Z9ES100C16SMPS1 | 35000 | 18 | 9 | 32600 | 25800 | 79.14% | 2 | 0 | 11 |  |  |  | No | R-454B | 2.9167 | Residential & Commercial | Ducted CEE Tier 1
214776407 | Central HP <5.4 tons | YORK | HRCU-A-CB (Split System: Heat Pump with Remote Outdoor Unit-Air-Source) | HH836E2S11 | ADP |  | CH365B*C+TXV | Y82E080B12LMPS1 | 32400 | 18 | 8.4 | 28400 | 24400 | 85.92% | 1.98 | 0 | 11.5 |  |  |  | No | R-454B | 2.7 | Residential & Commercial | Ducted CEE Tier 1
214396516 | Central HP <5.4 tons | CHAMPION HEATING AND COOLING | HRCU-A-CB (Split System: Heat Pump with Remote Outdoor Unit-Air-Source) | HH836E2S11 |  |  | CTM48C5CFS1 | TM8Y100C20MP11 | 34600 | 19 | 9 | 32600 | 25800 | 79.14% | 2 | 0 | 11 |  |  |  | No | R-454B | 2.8833 | Residential & Commercial | Ducted CEE Tier 1
215934755 | Central HP <5.4 tons | BRYANT HEATING AND COOLING SYSTEMS | HRCU-A-CB (Split System: Heat Pump with Remote Outdoor Unit-Air-Source) | 293VAN036**AA* |  |  | CVAMA4321XMA*+UI | 987MC42060C17*** | 34400 | 20.5 | 8.5 | 38000 | 27600 | 72.63% | 2.08 | 0 | 11 |  |  |  | No | R-454B | 2.8667 | Residential & Commercial | Ducted CEE Tier 1
215932625 | Central HP <5.4 tons | BRYANT HEATING AND COOLING SYSTEMS | HRCU-A-CB (Split System: Heat Pump with Remote Outdoor Unit-Air-Source) | 293VAN036**AA* |  |  | CAA**6024AM*+UI | 987MC66120C24*** | 34000 | 20.5 | 9.5 | 34200 | 26000 | 76.02% | 2.06 | 0 | 11.7 |  |  |  | No | R-454B | 2.8333 | Residential & Commercial | Ducted CEE Tier 1
215932775 | Central HP <5.4 tons | BRYANT HEATING AND COOLING SYSTEMS | HRCU-A-CB (Split System: Heat Pump with Remote Outdoor Unit-Air-Source) | 293VAN036**AA* |  |  | CAA**6121AM*+UI | 987MC42060C17*** | 34000 | 19.5 | 9 | 33800 | 25800 | 76.33% | 1.94 | 0 | 11 |  |  |  | No | R-454B | 2.8333 | Residential & Commercial | Ducted CEE Tier 1
215933025 | Central HP <5.4 tons | BRYANT HEATING AND COOLING SYSTEMS | HRCU-A-CB (Split System: Heat Pump with Remote Outdoor Unit-Air-Source) | 293VAN036**AA* |  |  | CSAH*3612AM*+UI | 83*CA36040C17*** | 33200 | 19 | 9 | 35000 | 27000 | 77.14% | 1.9 | 0 | 11 |  |  |  | No | R-454B | 2.7667 | Residential & Commercial | Ducted CEE Tier 1
215933125 | Central HP <5.4 tons | BRYANT HEATING AND COOLING SYSTEMS | HRCU-A-CB (Split System: Heat Pump with Remote Outdoor Unit-Air-Source) | 293VAN036**AA* |  |  | CSAH*3612AM*+UI | 88*TB66135C24*** | 33400 | 19 | 9 | 34800 | 26600 | 76.44% | 1.92 | 0 | 11.5 |  |  |  | No | R-454B | 2.7833 | Residential & Commercial | Ducted CEE Tier 1
215934855 | Central HP <5.4 tons | BRYANT HEATING AND COOLING SYSTEMS | HRCU-A-CB (Split System: Heat Pump with Remote Outdoor Unit-Air-Source) | 293VAN036**AA* |  |  | CVAMA4421XMA*+UI | 88*TB60110C21*** | 35600 | 22 | 8.5 | 38000 | 28400 | 74.74% | 2.02 | 0 | 12.5 |  |  |  | No | R-454B | 2.9667 | Residential & Commercial | Ducted CEE Tier 1
215934905 | Central HP <5.4 tons | BRYANT HEATING AND COOLING SYSTEMS | HRCU-A-CB (Split System: Heat Pump with Remote Outdoor Unit-Air-Source) | 293VAN036**AA* |  |  | CVAMA4421XMA*+UI | 987MC42080C17*** | 35400 | 21.5 | 8.5 | 38500 | 29000 | 75.32% | 2.02 | 0 | 12 |  |  |  | No | R-454B | 2.95 | Residential & Commercial | Ducted CEE Tier 1
215935105 | Central HP <5.4 tons | BRYANT HEATING AND COOLING SYSTEMS | HRCU-A-CB (Split System: Heat Pump with Remote Outdoor Unit-Air-Source) | 293VAN036**AA* |  |  | CVAMA4921XMA*+UI | 987MC60080C21*** | 35600 | 21.5 | 8.5 | 38000 | 28600 | 75.26% | 2.04 | 0 | 12 |  |  |  | No | R-454B | 2.9667 | Residential & Commercial | Ducted CEE Tier 1
214776374 | Central HP <5.4 tons | YORK | HRCU-A-CB (Split System: Heat Pump with Remote Outdoor Unit-Air-Source) | HH824E2S11 | ADP |  | CH368A*C+TXV | Y81E060A12SMPS1 | 22800 | 17 | 8.9 | 21000 | 16900 | 80.48% | 1.98 | 0 | 11.7 |  |  |  | No | R-454B | 1.9 | Residential & Commercial | Ducted CEE Tier 1
213081008 | Central HP <5.4 tons | ACIQ | HRCU-A-CB (Split System: Heat Pump with Remote Outdoor Unit-Air-Source) | HVH825GKA2* |  |  | EN(A,D,W)4X48L21**+WALLCON | *80CTL0901716A* | 24200 | 17.5 | 8.1 | 21200 | 16500 | 77.83% | 2.02 | 0 | 11.7 |  |  |  | No | R-410A | 2.0167 | Residential & Commercial | Ducted CEE Tier 1
215425850 | Central HP <5.4 tons | YORK | HRCU-A-CB (Split System: Heat Pump with Remote Outdoor Unit-Air-Source) | HH824E2S11 | ADP |  | H,YE33*30+TXV | YP9C080B12MP13 | 23000 | 17 | 9 | 21400 | 17900 | 83.64% | 2 | 0 | 12 |  |  |  | No | R-454B | 1.9167 | Residential & Commercial | Ducted CEE Tier 1
214397143 | Central HP <5.4 tons | CHAMPION HEATING AND COOLING | HRCU-A-CB (Split System: Heat Pump with Remote Outdoor Unit-Air-Source) | HH824E2S11 |  |  | CTF30B5ACS1 | TM8E080B12MP11 | 23000 | 17 | 9.5 | 23000 | 18400 | 80% | 2 | 0 | 12 |  |  |  | No | R-454B | 1.9167 | Residential & Commercial | Ducted CEE Tier 1
214397158 | Central HP <5.4 tons | CHAMPION HEATING AND COOLING | HRCU-A-CB (Split System: Heat Pump with Remote Outdoor Unit-Air-Source) | HH824E2S11 |  |  | CTF30B5ACS1 | TPLC080B12MP13 | 23000 | 17 | 9.5 | 23000 | 17900 | 77.83% | 2 | 0 | 12 |  |  |  | No | R-454B | 1.9167 | Residential & Commercial | Ducted CEE Tier 1
214651169 | Central HP <5.4 tons | LUXAIRE | HRCU-A-CB (Split System: Heat Pump with Remote Outdoor Unit-Air-Source) | HH824E2S11 |  |  | CTU36B5XDS1+TXV | TM9E060B12MP12 | 23000 | 18 | 9.5 | 23000 | 19200 | 83.48% | 2 | 0 | 12 |  |  |  | No | R-454B | 1.9167 | Residential & Commercial | Ducted CEE Tier 1
214776372 | Central HP <5.4 tons | YORK | HRCU-A-CB (Split System: Heat Pump with Remote Outdoor Unit-Air-Source) | HH824E2S11 | ADP |  | CH360**C+TXV | Y81E060A12SMPS1 | 22200 | 17 | 8.65 | 20800 | 16900 | 81.25% | 1.94 | 0 | 11.5 |  |  |  | No | R-454B | 1.85 | Residential & Commercial | Ducted CEE Tier 1
214396798 | Central HP <5.4 tons | CHAMPION HEATING AND COOLING | HRCU-A-CB (Split System: Heat Pump with Remote Outdoor Unit-Air-Source) | HH836E2S11 |  |  | CTM36B5CDS1 | TM8E080B12MP11 | 33400 | 18 | 8.5 | 31600 | 26000 | 82.28% | 2 | 0 | 11 |  |  |  | No | R-454B | 2.7833 | Residential & Commercial | Ducted CEE Tier 1
214396496 | Central HP <5.4 tons | CHAMPION HEATING AND COOLING | HRCU-A-CB (Split System: Heat Pump with Remote Outdoor Unit-Air-Source) | HH836E2S11 |  |  | CTM48C5CFS1+JME16C2SN1 |  | 34400 | 19 | 9 | 31600 | 25200 | 79.75% | 2 | 0 | 11.7 |  |  |  | No | R-454B | 2.8667 | Residential & Commercial | Ducted CEE Tier 1
214849122 | Central HP <5.4 tons | YORK | HRCU-A-CB (Split System: Heat Pump with Remote Outdoor Unit-Air-Source) | HMH72B341 | ADP |  | CH368A9 | Y81E040A12LMPS1 | 33200 | 18 | 8.5 | 31400 | 23000 | 73.25% | 2.06 | 0 | 10 |  |  |  | No | R-410A | 2.7667 | Residential & Commercial | Ducted CEE Tier 1
214849138 | Central HP <5.4 tons | YORK | HRCU-A-CB (Split System: Heat Pump with Remote Outdoor Unit-Air-Source) | HMH72B341 | ADP |  | CH360*9 | Y81E080B12LMPS1 | 33200 | 18 | 8.5 | 31400 | 23000 | 73.25% | 2.04 | 0 | 10 |  |  |  | No | R-410A | 2.7667 | Residential & Commercial | Ducted CEE Tier 1
213608458 | Central HP <5.4 tons | CARRIER | HRCU-A-C (Split System: Heat Pump with Remote Outdoor Unit with No Indoor Fan --Air Source) | 38MURAQ24AB3 | ADP |  | H,PE21924+TD |  | 23000 | 16 | 8.8 | 23000 | 19600 | 85.22% | 1.84 | 0 | 10 |  |  |  | No | R-410A | 1.9167 | Residential & Commercial | Ducted CEE Tier 1
214396486 | Central HP <5.4 tons | CHAMPION HEATING AND COOLING | HRCU-A-CB (Split System: Heat Pump with Remote Outdoor Unit-Air-Source) | HH836E2S11 |  |  | CTF48C5CFS1 | TM9Y100C20MP11 | 34200 | 17 | 8.5 | 32800 | 26000 | 79.27% | 2 | 0 | 10 |  |  |  | No | R-454B | 2.85 | Residential & Commercial | Ducted CEE Tier 1
214396813 | Central HP <5.4 tons | CHAMPION HEATING AND COOLING | HRCU-A-CB (Split System: Heat Pump with Remote Outdoor Unit-Air-Source) | HH836E2S11 |  |  | CTF36C5CDS1+JMVT17CC2N1 |  | 34800 | 19 | 9 | 32200 | 25800 | 80.12% | 2 | 0 | 11.7 |  |  |  | No | R-454B | 2.9 | Residential & Commercial | Ducted CEE Tier 1
214396818 | Central HP <5.4 tons | CHAMPION HEATING AND COOLING | HRCU-A-CB (Split System: Heat Pump with Remote Outdoor Unit-Air-Source) | HH836E2S11 |  |  | CTF36C5CDS1 | TL8E080C16UH11 | 34200 | 18 | 8.5 | 32200 | 26400 | 81.99% | 2 | 0 | 11 |  |  |  | No | R-454B | 2.85 | Residential & Commercial | Ducted CEE Tier 1
214569456 | Central HP <5.4 tons | CARRIER | HRCU-A-CB (Split System: Heat Pump with Remote Outdoor Unit-Air-Source) | 25VNA448A*031* |  |  | CSPH*4812AL*+UI | 58TN*B070C21**20 | 44000 | 20 | 9.5 | 47000 | 36800 | 78.3% | 2.2 | 0 | 11 |  |  |  | No | R-410A | 3.6667 | Residential & Commercial | Ducted CEE Tier 1
214608245 | Central HP <5.4 tons | TRANE | HRCU-A-CB (Split System: Heat Pump with Remote Outdoor Unit-Air-Source) | E4HL5036A1000A |  |  | E4AH5E24A1J30A |  | 24000 | 15.2 | 8.5 | 24000 | 18000 | 75% | 1.9 | 0 | 11 |  |  |  | No | R-410A | 2 | Residential & Commercial | Ducted CEE Tier 1
213067156 | Central HP <5.4 tons | ACIQ | HRCU-A-CB (Split System: Heat Pump with Remote Outdoor Unit-Air-Source) | HVH837GKA2* |  |  | EA*4X42L21A*+WALLCON | *95CSU0802120A* | 31800 | 17.5 | 8.1 | 33000 | 24400 | 73.94% | 1.9 | 0 | 11 |  |  |  | No | R-410A | 2.65 | Residential & Commercial | Ducted CEE Tier 1
213067170 | Central HP <5.4 tons | ACIQ | HRCU-A-CB (Split System: Heat Pump with Remote Outdoor Unit-Air-Source) | HVH837GKA2* |  |  | EA*4X61L24A*+WALLCON | *80CSU1002120A* | 33200 | 17.5 | 8.1 | 32000 | 24800 | 77.5% | 1.98 | 0 | 11.5 |  |  |  | No | R-410A | 2.7667 | Residential & Commercial | Ducted CEE Tier 1
213067188 | Central HP <5.4 tons | ACIQ | HRCU-A-CB (Split System: Heat Pump with Remote Outdoor Unit-Air-Source) | HVH837GKA2* |  |  | EHD4X60AAL+WALLCON | *80CSU0601716A* | 33000 | 16.5 | 8.1 | 32400 | 24800 | 76.54% | 1.98 | 0 | 11 |  |  |  | No | R-410A | 2.75 | Residential & Commercial | Ducted CEE Tier 1
213080977 | Central HP <5.4 tons | ACIQ | HRCU-A-CB (Split System: Heat Pump with Remote Outdoor Unit-Air-Source) | HVH837GKA2* |  |  | EA*4X60L24A*+WALLCON | *97CMN1002122A* | 32800 | 17.5 | 8.5 | 31800 | 24800 | 77.99% | 2 | 0 | 11.7 |  |  |  | No | R-410A | 2.7333 | Residential & Commercial | Ducted CEE Tier 1
214573901 | Central HP <5.4 tons | AIRQUEST | HRCU-A-CB (Split System: Heat Pump with Remote Outdoor Unit-Air-Source) | HVH837GKA2* |  |  | EA*4X43L21A*+WALLCON | *96CTN0802120B* | 33000 | 18.5 | 8.5 | 32600 | 25000 | 76.69% | 2 | 0 | 11.5 |  |  |  | No | R-410A | 2.75 | Residential & Commercial | Ducted CEE Tier 1
213071317 | Central HP <5.4 tons | ACIQ | HRCU-A-CB (Split System: Heat Pump with Remote Outdoor Unit-Air-Source) | DLCURAH24ABK |  |  | EN(A,D)4X30L17** | *80ES(N,L)0701716A* | 24800 | 16 | 8.1 | 26800 | 22200 | 82.84% | 1.82 | 0 | 10.5 |  |  |  | No | R-410A | 2.0667 | Residential & Commercial | Ducted CEE Tier 1
213071432 | Central HP <5.4 tons | ACIQ | HRCU-A-CB (Split System: Heat Pump with Remote Outdoor Unit-Air-Source) | DLCURAH24ABK |  |  | EN(A,D)4X30L17** | *92ESN0601412A* | 23400 | 17 | 8.1 | 25800 | 24000 | 93.02% | 2 | 0 | 10 |  |  |  | No | R-410A | 1.95 | Residential & Commercial | Ducted CEE Tier 1
214849139 | Central HP <5.4 tons | YORK | HRCU-A-CB (Split System: Heat Pump with Remote Outdoor Unit-Air-Source) | HMH72B341 | ADP |  | CH360B9 | Y81E080B12LMPS1 | 33200 | 18 | 8.5 | 31400 | 23000 | 73.25% | 2.04 | 0 | 10 |  |  |  | No | R-410A | 2.7667 | Residential & Commercial | Ducted CEE Tier 1
214396550 | Central HP <5.4 tons | CHAMPION HEATING AND COOLING | HRCU-A-CB (Split System: Heat Pump with Remote Outdoor Unit-Air-Source) | HH836E2S11 |  |  | CTM48C5CFS1 | TM9E100C20MP12 | 34400 | 18 | 9 | 32400 | 25600 | 79.01% | 2 | 0 | 11 |  |  |  | No | R-454B | 2.8667 | Residential & Commercial | Ducted CEE Tier 1
214396409 | Central HP <5.4 tons | CHAMPION HEATING AND COOLING | HRCU-A-CB (Split System: Heat Pump with Remote Outdoor Unit-Air-Source) | HH836E2S11 |  |  | CTF36C5CDS1 | TP9C100C20MP13 | 34600 | 18 | 8.5 | 33000 | 27200 | 82.42% | 2 | 0 | 10 |  |  |  | No | R-454B | 2.8833 | Residential & Commercial | Ducted CEE Tier 1
214396904 | Central HP <5.4 tons | CHAMPION HEATING AND COOLING | HRCU-A-CB (Split System: Heat Pump with Remote Outdoor Unit-Air-Source) | HH836E2S11 |  |  | CTM36C5CDS1 | TM9E080C20MP12 | 34400 | 17 | 8.5 | 32600 | 26600 | 81.6% | 2 | 0 | 11 |  |  |  | No | R-454B | 2.8667 | Residential & Commercial | Ducted CEE Tier 1
214396384 | Central HP <5.4 tons | CHAMPION HEATING AND COOLING | HRCU-A-CB (Split System: Heat Pump with Remote Outdoor Unit-Air-Source) | HH836E2S11 |  |  | CTM48C5CFS1 | TM8Y080C16MP11 | 33800 | 19 | 9 | 31800 | 25400 | 79.87% | 2 | 0 | 11 |  |  |  | No | R-454B | 2.8167 | Residential & Commercial | Ducted CEE Tier 1
213067421 | Central HP <5.4 tons | ACIQ | HRCU-A-CB (Split System: Heat Pump with Remote Outdoor Unit-Air-Source) | HVH825GKA3* |  |  | EHD4X48AAL+WALLCON | *80CTL1352422A* | 24200 | 16 | 8.1 | 21200 | 16600 | 78.3% | 2.02 | 0 | 11 |  |  |  | No | R-410A | 2.0167 | Residential & Commercial | Ducted CEE Tier 1
213067422 | Central HP <5.4 tons | ACIQ | HRCU-A-CB (Split System: Heat Pump with Remote Outdoor Unit-Air-Source) | HVH825GKA3* |  |  | EHD4X48AAL+WALLCON | *96CTN0601714A* | 24200 | 16 | 8.1 | 21400 | 16700 | 78.04% | 2 | 0 | 10.5 |  |  |  | No | R-410A | 2.0167 | Residential & Commercial | Ducted CEE Tier 1
213080892 | Central HP <5.4 tons | ACIQ | HRCU-A-CB (Split System: Heat Pump with Remote Outdoor Unit-Air-Source) | HVH837GKA** |  |  | EA*4X48L21A*+WALLCON | *96CTN1002122A* | 32400 | 17.5 | 8.5 | 32600 | 25000 | 76.69% | 1.98 | 12 | 11.7 |  |  |  | No | R-410A | 2.7 | Residential & Commercial | Ducted CEE Tier 1
213080908 | Central HP <5.4 tons | ACIQ | HRCU-A-CB (Split System: Heat Pump with Remote Outdoor Unit-Air-Source) | HVH837GKA** |  |  | EN(A,D)4X48L24**+WALLCON | *97CMN1002122A* | 32400 | 17.5 | 8.1 | 33000 | 24800 | 75.15% | 1.96 | 12 | 11.7 |  |  |  | No | R-410A | 2.7 | Residential & Commercial | Ducted CEE Tier 1
213081010 | Central HP <5.4 tons | ACIQ | HRCU-A-CB (Split System: Heat Pump with Remote Outdoor Unit-Air-Source) | HVH837GKA** |  |  | EA*4X60L24A*+WALLCON | *80CTL1352422A* | 32800 | 18 | 8.5 | 31800 | 24800 | 77.99% | 2 | 0 | 12 |  |  |  | No | R-410A | 2.7333 | Residential & Commercial | Ducted CEE Tier 1
213081027 | Central HP <5.4 tons | ACIQ | HRCU-A-CB (Split System: Heat Pump with Remote Outdoor Unit-Air-Source) | HVH837GKA** |  |  | EN(A,D)4X48L24**+WALLCON | *95CSU0802120A* | 32400 | 17.5 | 8.1 | 32800 | 24800 | 75.61% | 1.96 | 0 | 11.7 |  |  |  | No | R-410A | 2.7 | Residential & Commercial | Ducted CEE Tier 1
214573331 | Central HP <5.4 tons | AIRQUEST | HRCU-A-CB (Split System: Heat Pump with Remote Outdoor Unit-Air-Source) | HVH837GKA** |  |  | EN(A,D)4X36L21**+WALLCON | *95CSU1002122B* | 31400 | 17 | 8.1 | 33000 | 24000 | 72.73% | 1.84 | 0 | 11 |  |  |  | No | R-410A | 2.6167 | Residential & Commercial | Ducted CEE Tier 1
213785742 | Central HP <5.4 tons | CARRIER | HRCU-A-CB (Split System: Heat Pump with Remote Outdoor Unit-Air-Source) | 25VNA436A*031* |  |  | CSPH*6012AL*+UI | 58TN*B135C24**22 | 34000 | 19 | 8.5 | 36000 | 25200 | 70% | 2.04 | 0 | 12 |  |  |  | No | R-410A | 2.8333 | Residential & Commercial | Ducted CEE Tier 1
214849123 | Central HP <5.4 tons | YORK | HRCU-A-CB (Split System: Heat Pump with Remote Outdoor Unit-Air-Source) | HMH72B341 | ADP |  | CX363B935 | Y81E040A12LMPS1 | 33200 | 18 | 8.5 | 31400 | 23000 | 73.25% | 2.06 | 0 | 10 |  |  |  | No | R-410A | 2.7667 | Residential & Commercial | Ducted CEE Tier 1
214776907 | Central HP <5.4 tons | YORK | HRCU-A-CB (Split System: Heat Pump with Remote Outdoor Unit-Air-Source) | HH824E2S11 | ADP |  | CX241B*35+TXV+AEF48BXP* |  | 24000 | 19 | 9.5 | 22400 | 16600 | 74.11% | 2.1 | 0 | 12 |  |  |  | No | R-454B | 2 | Residential & Commercial | Ducted CEE Tier 1
207455058 | Central HP <5.4 tons | LENNOX | HRCU-A-CB (Split System: Heat Pump with Remote Outdoor Unit-Air-Source) | SL25XPV-036-230A** | ADP |  | LH35/38F9 | EL296UH110XV48C* | 33600 | 22 | 8.7 | 32800 | 26400 | 80.49% | 1.82 | 14 | 13 |  |  |  | No | R-410A | 2.8 | Residential & Commercial | Ducted CEE Tier 1
207455059 | Central HP <5.4 tons | LENNOX | HRCU-A-CB (Split System: Heat Pump with Remote Outdoor Unit-Air-Source) | SL25XPV-036-230A** | ADP |  | L*35/36U9 | EL296UH110XV48C* | 33600 | 22 | 8.7 | 32800 | 26400 | 80.49% | 1.82 | 14 | 13 |  |  |  | No | R-410A | 2.8 | Residential & Commercial | Ducted CEE Tier 1
207455142 | Central HP <5.4 tons | LENNOX | HRCU-A-CB (Split System: Heat Pump with Remote Outdoor Unit-Air-Source) | SL25XPV-036-230A** | ADP |  | L*23/37Z9 | SL280UH090V48B* | 34000 | 22 | 8.8 | 32800 | 25400 | 77.44% | 1.84 | 14 | 13.5 |  |  |  | No | R-410A | 2.8333 | Residential & Commercial | Ducted CEE Tier 1
207455191 | Central HP <5.4 tons | LENNOX | HRCU-A-CB (Split System: Heat Pump with Remote Outdoor Unit-Air-Source) | SL25XPV-036-230A** | ADP |  | LH35/36F9 | SL297UH040NV36B* | 33600 | 21 | 8.8 | 33000 | 25800 | 78.18% | 1.84 | 13.5 | 13 |  |  |  | No | R-410A | 2.8 | Residential & Commercial | Ducted CEE Tier 1
215425736 | Central HP <5.4 tons | YORK | HRCU-A-CB (Split System: Heat Pump with Remote Outdoor Unit-Air-Source) | HH824E2S11 | ADP |  | H,YE24*36+TXV | TM9V060B12MP12 | 21800 | 17 | 8.55 | 21200 | 17200 | 81.13% | 1.92 | 0 | 11 |  |  |  | No | R-454B | 1.8167 | Residential & Commercial | Ducted CEE Tier 1
215425819 | Central HP <5.4 tons | YORK | HRCU-A-CB (Split System: Heat Pump with Remote Outdoor Unit-Air-Source) | HH824E2S11 | ADP |  | H,YE32*30+TXV-BLEED | Y91E060A10SMPS1 | 22200 | 17 | 8.2 | 21200 | 17200 | 81.13% | 1.94 | 0 | 11.5 |  |  |  | No | R-454B | 1.85 | Residential & Commercial | Ducted CEE Tier 1
215933425 | Central HP <5.4 tons | BRYANT HEATING AND COOLING SYSTEMS | HRCU-A-CB (Split System: Heat Pump with Remote Outdoor Unit-Air-Source) | 293VAN036**AA* |  |  | CSAH*4212AM*+UI | 987MC60080C21*** | 33600 | 19 | 9 | 34800 | 26600 | 76.44% | 1.94 | 0 | 11.5 |  |  |  | No | R-454B | 2.8 | Residential & Commercial | Ducted CEE Tier 1
215933475 | Central HP <5.4 tons | BRYANT HEATING AND COOLING SYSTEMS | HRCU-A-CB (Split System: Heat Pump with Remote Outdoor Unit-Air-Source) | 293VAN036**AA* |  |  | CSAH*4212AM*+UI | 986TD42080C17*** | 33400 | 19 | 9 | 35000 | 26800 | 76.57% | 1.9 | 0 | 11 |  |  |  | No | R-454B | 2.7833 | Residential & Commercial | Ducted CEE Tier 1
215933695 | Central HP <5.4 tons | BRYANT HEATING AND COOLING SYSTEMS | HRCU-A-CB (Split System: Heat Pump with Remote Outdoor Unit-Air-Source) | 293VAN036**AA* |  |  | CSAH*4812AM*+UI | 986TD42060C17*** | 33400 | 19 | 9 | 34200 | 26000 | 76.02% | 1.94 | 0 | 11 |  |  |  | No | R-454B | 2.7833 | Residential & Commercial | Ducted CEE Tier 1
215933795 | Central HP <5.4 tons | BRYANT HEATING AND COOLING SYSTEMS | HRCU-A-CB (Split System: Heat Pump with Remote Outdoor Unit-Air-Source) | 293VAN036**AA* |  |  | CSAH*6012AM*+UI | 88*TB60090C21*** | 34200 | 19.5 | 9 | 34200 | 25800 | 75.44% | 1.96 | 0 | 12 |  |  |  | No | R-454B | 2.85 | Residential & Commercial | Ducted CEE Tier 1
215933775 | Central HP <5.4 tons | BRYANT HEATING AND COOLING SYSTEMS | HRCU-A-CB (Split System: Heat Pump with Remote Outdoor Unit-Air-Source) | 293VAN036**AA* |  |  | CSAH*6012AM*+UI | 88*TB60070C21*** | 34200 | 19.5 | 9 | 34400 | 26000 | 75.58% | 1.96 | 0 | 11.7 |  |  |  | No | R-454B | 2.85 | Residential & Commercial | Ducted CEE Tier 1
215933825 | Central HP <5.4 tons | BRYANT HEATING AND COOLING SYSTEMS | HRCU-A-CB (Split System: Heat Pump with Remote Outdoor Unit-Air-Source) | 293VAN036**AA* |  |  | CSAH*6012AM*+UI | 935CB48060C17*** | 34000 | 19 | 9 | 34800 | 26400 | 75.86% | 1.92 | 0 | 11 |  |  |  | No | R-454B | 2.8333 | Residential & Commercial | Ducted CEE Tier 1
214660190 | Central HP <5.4 tons | ECOER | HRCU-A-CB (Split System: Heat Pump with Remote Outdoor Unit-Air-Source) | EODA18H-4860BAA | ECOER |  | EAHETN-60HA |  | 52500 | 17.5 | 9 | 55000 | 38500 | 70% | 1.9 | 0 | 10 |  |  |  | No | R-410A | 4.375 | Residential & Commercial | Ducted CEE Tier 1
213071734 | Central HP <5.4 tons | ACIQ | HRCU-A-CB (Split System: Heat Pump with Remote Outdoor Unit-Air-Source) | DLCURAH24ABK |  |  | EN(A,D)4X36L21** | *96VSN1002120A* | 23800 | 17 | 8.1 | 26000 | 23400 | 90% | 1.94 | 0 | 10.5 |  |  |  | No | R-410A | 1.9833 | Residential & Commercial | Ducted CEE Tier 1
213071849 | Central HP <5.4 tons | ACIQ | HRCU-A-CB (Split System: Heat Pump with Remote Outdoor Unit-Air-Source) | DLCURAH24ABK |  |  | EN(A,D)4X36L21** | *96VTN1002120A* | 23800 | 16.5 | 8.1 | 26000 | 23400 | 90% | 1.94 | 0 | 10.5 |  |  |  | No | R-410A | 1.9833 | Residential & Commercial | Ducted CEE Tier 1
213070967 | Central HP <5.4 tons | ACIQ | HRCU-A-CB (Split System: Heat Pump with Remote Outdoor Unit-Air-Source) | DLCURAH24ABK |  |  | EN(A,D)4X24L14** | *80ES(N,L)0451412A* | 24200 | 15.5 | 8.5 | 27200 | 22600 | 83.09% | 1.86 | 0 | 10 |  |  |  | No | R-410A | 2.0167 | Residential & Commercial | Ducted CEE Tier 1
213071132 | Central HP <5.4 tons | ACIQ | HRCU-A-CB (Split System: Heat Pump with Remote Outdoor Unit-Air-Source) | DLCURAH24ABK |  |  | EN(A,D)4X24L17** | *80ES(N,L)0701712A* | 23800 | 16 | 8.5 | 27000 | 23200 | 85.93% | 1.9 | 0 | 10 |  |  |  | No | R-410A | 1.9833 | Residential & Commercial | Ducted CEE Tier 1
213071216 | Central HP <5.4 tons | ACIQ | HRCU-A-CB (Split System: Heat Pump with Remote Outdoor Unit-Air-Source) | DLCURAH24ABK |  |  | EN(A,D)4X30L14** | *96VSN0401410A* | 23600 | 15.5 | 8.1 | 26200 | 23600 | 90.08% | 1.92 | 0 | 10 |  |  |  | No | R-410A | 1.9667 | Residential & Commercial | Ducted CEE Tier 1
213071251 | Central HP <5.4 tons | ACIQ | HRCU-A-CB (Split System: Heat Pump with Remote Outdoor Unit-Air-Source) | DLCURAH24ABK |  |  | EN(A,D)4X30L14** | *96VTN0601412A* | 23400 | 16.5 | 8.1 | 25800 | 24000 | 93.02% | 1.98 | 0 | 10 |  |  |  | No | R-410A | 1.95 | Residential & Commercial | Ducted CEE Tier 1
213080926 | Central HP <5.4 tons | ACIQ | HRCU-A-CB (Split System: Heat Pump with Remote Outdoor Unit-Air-Source) | HVH837GKA2* |  |  | EA*4X37L21A*+WALLCON | *97CMN1002122A* | 33000 | 17.5 | 8.5 | 33000 | 25200 | 76.36% | 2 | 12 | 11.7 |  |  |  | No | R-410A | 2.75 | Residential & Commercial | Ducted CEE Tier 1
212407314 | Central HP <5.4 tons | BRYANT HEATING AND COOLING SYSTEMS | HRCU-A-CB (Split System: Heat Pump with Remote Outdoor Unit-Air-Source) | 284ANV036*0**B* | ADP |  | C36A***C059 | 88*TA36070C14*** | 31600 | 19 | 9 | 33800 | 25800 | 76.33% | 2 | 0 | 11 |  |  |  | No | R-410A | 2.6333 | Residential & Commercial | Ducted CEE Tier 1
212407365 | Central HP <5.4 tons | BRYANT HEATING AND COOLING SYSTEMS | HRCU-A-CB (Split System: Heat Pump with Remote Outdoor Unit-Air-Source) | 284ANV036*0**B* | ADP |  | C36A***C739 | 88*TA36070C14*** | 33400 | 19 | 9 | 33800 | 25800 | 76.33% | 2 | 0 | 12 |  |  |  | No | R-410A | 2.7833 | Residential & Commercial | Ducted CEE Tier 1
207455344 | Central HP <5.4 tons | LENNOX | HRCU-A-CB (Split System: Heat Pump with Remote Outdoor Unit-Air-Source) | SL25XPV-048-230A** | ADP |  | L*42/60Z9 | EL296UH090XV60C* | 45500 | 20 | 9.3 | 42000 | 35800 | 85.24% | 1.86 | 12.5 | 12 |  |  |  | No | R-410A | 3.7917 | Residential & Commercial | Ducted CEE Tier 1
207455358 | Central HP <5.4 tons | LENNOX | HRCU-A-CB (Split System: Heat Pump with Remote Outdoor Unit-Air-Source) | SL25XPV-048-230A** | ADP |  | LH42/62W9 | EL296UH110XV60C* | 46000 | 20 | 9.4 | 42000 | 35800 | 85.24% | 1.9 | 12.5 | 12.5 |  |  |  | No | R-410A | 3.8333 | Residential & Commercial | Ducted CEE Tier 1
207455377 | Central HP <5.4 tons | LENNOX | HRCU-A-CB (Split System: Heat Pump with Remote Outdoor Unit-Air-Source) | SL25XPV-048-230A** | ADP |  | LH40/61W9 | SL280UH080NV60C* | 46000 | 20 | 9.4 | 41500 | 35800 | 86.27% | 1.9 | 12.5 | 12.5 |  |  |  | No | R-410A | 3.8333 | Residential & Commercial | Ducted CEE Tier 1
214776437 | Central HP <5.4 tons | YORK | HRCU-A-CB (Split System: Heat Pump with Remote Outdoor Unit-Air-Source) | HH860E2S11 | ADP |  | CV607**C+TXV | TL8E100C20UH11 | 52000 | 19 | 8.5 | 51500 | 38000 | 73.79% | 2 | 0 | 11 |  |  |  | No | R-454B | 4.3333 | Residential & Commercial | Ducted CEE Tier 1
214776454 | Central HP <5.4 tons | YORK | HRCU-A-CB (Split System: Heat Pump with Remote Outdoor Unit-Air-Source) | HH860E2S11 | ADP |  | CV607**C+TXV | TL9E080C16UH11 | 44500 | 18 | 8.5 | 44000 | 34000 | 77.27% | 2 | 0 | 11 |  |  |  | No | R-454B | 3.7083 | Residential & Commercial | Ducted CEE Tier 1
214776456 | Central HP <5.4 tons | YORK | HRCU-A-CB (Split System: Heat Pump with Remote Outdoor Unit-Air-Source) | HH860E2S11 | ADP |  | CV602D*A+TXV | TL9E080C16UH11 | 44500 | 18 | 8.5 | 44000 | 34000 | 77.27% | 2 | 0 | 11 |  |  |  | No | R-454B | 3.7083 | Residential & Commercial | Ducted CEE Tier 1
214776473 | Central HP <5.4 tons | YORK | HRCU-A-CB (Split System: Heat Pump with Remote Outdoor Unit-Air-Source) | HH860E2S11 | ADP |  | CV481**C+TXV | TM9E080C16MP12 | 43500 | 17 | 8.3 | 43500 | 34000 | 78.16% | 1.96 | 0 | 10.5 |  |  |  | No | R-454B | 3.625 | Residential & Commercial | Ducted CEE Tier 1
214776474 | Central HP <5.4 tons | YORK | HRCU-A-CB (Split System: Heat Pump with Remote Outdoor Unit-Air-Source) | HH860E2S11 | ADP |  | CH600C*C+TXV | TM9E080C16MP12 | 44000 | 17 | 8.45 | 43500 | 34000 | 78.16% | 1.98 | 0 | 10.5 |  |  |  | No | R-454B | 3.6667 | Residential & Commercial | Ducted CEE Tier 1
214776522 | Central HP <5.4 tons | YORK | HRCU-A-CB (Split System: Heat Pump with Remote Outdoor Unit-Air-Source) | HH860E2S11 | ADP |  | CH600D*C+TXV | TM9E100C20MP12 | 52000 | 18 | 8.3 | 53000 | 39500 | 74.53% | 1.96 | 0 | 10.5 |  |  |  | No | R-454B | 4.3333 | Residential & Commercial | Ducted CEE Tier 1
214776540 | Central HP <5.4 tons | YORK | HRCU-A-CB (Split System: Heat Pump with Remote Outdoor Unit-Air-Source) | HH860E2S11 | ADP |  | CH605D*C+TXV | TM9E120D20MP12 | 53000 | 18 | 8.5 | 52500 | 39000 | 74.29% | 2 | 0 | 11 |  |  |  | No | R-454B | 4.4167 | Residential & Commercial | Ducted CEE Tier 1
214776554 | Central HP <5.4 tons | YORK | HRCU-A-CB (Split System: Heat Pump with Remote Outdoor Unit-Air-Source) | HH860E2S11 | ADP |  | CV600**C+TXV | TM9V080C16MP12 | 43000 | 17 | 8.4 | 42000 | 33000 | 78.57% | 1.98 | 0 | 10.5 |  |  |  | No | R-454B | 3.5833 | Residential & Commercial | Ducted CEE Tier 1
214776556 | Central HP <5.4 tons | YORK | HRCU-A-CB (Split System: Heat Pump with Remote Outdoor Unit-Air-Source) | HH860E2S11 | ADP |  | CX601C*35+TXV | TM9V080C16MP12 | 43500 | 18 | 8.5 | 42000 | 33000 | 78.57% | 2 | 0 | 11 |  |  |  | No | R-454B | 3.625 | Residential & Commercial | Ducted CEE Tier 1
214776588 | Central HP <5.4 tons | YORK | HRCU-A-CB (Split System: Heat Pump with Remote Outdoor Unit-Air-Source) | HH860E2S11 | ADP |  | CH605D*C+TXV | TM9V100C20MP12 | 44000 | 18 | 8.5 | 42500 | 33200 | 78.12% | 2 | 0 | 11.7 |  |  |  | No | R-454B | 3.6667 | Residential & Commercial | Ducted CEE Tier 1
214776591 | Central HP <5.4 tons | YORK | HRCU-A-CB (Split System: Heat Pump with Remote Outdoor Unit-Air-Source) | HH860E2S11 | ADP |  | CV603**A+TXV | TM9V100C20MP12 | 52000 | 19 | 8.5 | 51500 | 38000 | 73.79% | 2 | 0 | 11 |  |  |  | No | R-454B | 4.3333 | Residential & Commercial | Ducted CEE Tier 1
214776607 | Central HP <5.4 tons | YORK | HRCU-A-CB (Split System: Heat Pump with Remote Outdoor Unit-Air-Source) | HH860E2S11 | ADP |  | CV609**A+TXV | TM9V120D20MP12 | 53000 | 19 | 8.5 | 52500 | 39000 | 74.29% | 2 | 0 | 11 |  |  |  | No | R-454B | 4.4167 | Residential & Commercial | Ducted CEE Tier 1
214776639 | Central HP <5.4 tons | YORK | HRCU-A-CB (Split System: Heat Pump with Remote Outdoor Unit-Air-Source) | HH860E2S11 | ADP |  | CH480C*C+TXV | TMLE100C16MP11 | 43500 | 17 | 8.3 | 43500 | 33800 | 77.7% | 1.96 | 0 | 10.5 |  |  |  | No | R-454B | 3.625 | Residential & Commercial | Ducted CEE Tier 1
214776640 | Central HP <5.4 tons | YORK | HRCU-A-CB (Split System: Heat Pump with Remote Outdoor Unit-Air-Source) | HH860E2S11 | ADP |  | CV481**C+TXV | TMLE100C16MP11 | 43500 | 17 | 8.3 | 43500 | 33800 | 77.7% | 1.96 | 0 | 10.5 |  |  |  | No | R-454B | 3.625 | Residential & Commercial | Ducted CEE Tier 1
214776675 | Central HP <5.4 tons | YORK | HRCU-A-CB (Split System: Heat Pump with Remote Outdoor Unit-Air-Source) | HH860E2S11 | ADP |  | CV601**C+TXV | TMLE120C20MP11 | 52000 | 18 | 8.35 | 52500 | 39000 | 74.29% | 1.98 | 0 | 10.5 |  |  |  | No | R-454B | 4.3333 | Residential & Commercial | Ducted CEE Tier 1
214776689 | Central HP <5.4 tons | YORK | HRCU-A-CB (Split System: Heat Pump with Remote Outdoor Unit-Air-Source) | HH860E2S11 | ADP |  | CV601**C+TXV | TMLE130D20MP11 | 53000 | 18 | 8.35 | 53000 | 39500 | 74.53% | 1.98 | 0 | 10.5 |  |  |  | No | R-454B | 4.4167 | Residential & Commercial | Ducted CEE Tier 1
214776705 | Central HP <5.4 tons | YORK | HRCU-A-CB (Split System: Heat Pump with Remote Outdoor Unit-Air-Source) | HH860E2S11 | ADP |  | CV600**C+TXV | TMLV100C16MP12 | 43000 | 17 | 8.4 | 42000 | 32800 | 78.1% | 1.98 | 0 | 11.5 |  |  |  | No | R-454B | 3.5833 | Residential & Commercial | Ducted CEE Tier 1
214776706 | Central HP <5.4 tons | YORK | HRCU-A-CB (Split System: Heat Pump with Remote Outdoor Unit-Air-Source) | HH860E2S11 | ADP |  | CV601**C+TXV | TMLV100C16MP12 | 43500 | 17 | 8.5 | 42000 | 32800 | 78.1% | 2 | 0 | 11.7 |  |  |  | No | R-454B | 3.625 | Residential & Commercial | Ducted CEE Tier 1
214776741 | Central HP <5.4 tons | YORK | HRCU-A-CB (Split System: Heat Pump with Remote Outdoor Unit-Air-Source) | HH860E2S11 | ADP |  | CV607**C+TXV | Y81E080C16SMPS1 | 44500 | 18 | 8.5 | 42500 | 33000 | 77.65% | 2 | 0 | 12 |  |  |  | No | R-454B | 3.7083 | Residential & Commercial | Ducted CEE Tier 1
214776756 | Central HP <5.4 tons | YORK | HRCU-A-CB (Split System: Heat Pump with Remote Outdoor Unit-Air-Source) | HH860E2S11 | ADP |  | CV607**C+TXV | Y81E080C20SMPS1 | 53000 | 19 | 8.5 | 52000 | 38500 | 74.04% | 2 | 0 | 11 |  |  |  | No | R-454B | 4.4167 | Residential & Commercial | Ducted CEE Tier 1
214776758 | Central HP <5.4 tons | YORK | HRCU-A-CB (Split System: Heat Pump with Remote Outdoor Unit-Air-Source) | HH860E2S11 | ADP |  | CV602D*A+TXV | Y81E080C20SMPS1 | 53000 | 19 | 8.5 | 52000 | 38500 | 74.04% | 2 | 0 | 11 |  |  |  | No | R-454B | 4.4167 | Residential & Commercial | Ducted CEE Tier 1
214776774 | Central HP <5.4 tons | YORK | HRCU-A-CB (Split System: Heat Pump with Remote Outdoor Unit-Air-Source) | HH860E2S11 | ADP |  | CH600C*C+TXV | Y81E120C20SMPS1 | 51500 | 18 | 8.3 | 51500 | 38000 | 73.79% | 1.96 | 0 | 11 |  |  |  | No | R-454B | 4.2917 | Residential & Commercial | Ducted CEE Tier 1
214776775 | Central HP <5.4 tons | YORK | HRCU-A-CB (Split System: Heat Pump with Remote Outdoor Unit-Air-Source) | HH860E2S11 | ADP |  | CH604**C+TXV | Y81E120C20SMPS1 | 52500 | 19 | 8.5 | 51500 | 38000 | 73.79% | 2 | 0 | 11.7 |  |  |  | No | R-454B | 4.375 | Residential & Commercial | Ducted CEE Tier 1
214776788 | Central HP <5.4 tons | YORK | HRCU-A-CB (Split System: Heat Pump with Remote Outdoor Unit-Air-Source) | HH860E2S11 | ADP |  | CH600C*C+TXV | Y81E130D20SMPS1 | 53000 | 18 | 8.3 | 52500 | 39000 | 74.29% | 1.96 | 0 | 11 |  |  |  | No | R-454B | 4.4167 | Residential & Commercial | Ducted CEE Tier 1
214776789 | Central HP <5.4 tons | YORK | HRCU-A-CB (Split System: Heat Pump with Remote Outdoor Unit-Air-Source) | HH860E2S11 | ADP |  | CH480C*C+TXV | YP9C080C16MP13 | 42500 | 17 | 8.3 | 42000 | 33000 | 78.57% | 1.96 | 0 | 10.5 |  |  |  | No | R-454B | 3.5417 | Residential & Commercial | Ducted CEE Tier 1
214776805 | Central HP <5.4 tons | YORK | HRCU-A-CB (Split System: Heat Pump with Remote Outdoor Unit-Air-Source) | HH860E2S11 | ADP |  | CV609**A+TXV | YP9C080C16MP13 | 43500 | 18 | 8.5 | 42000 | 33000 | 78.57% | 2 | 0 | 11 |  |  |  | No | R-454B | 3.625 | Residential & Commercial | Ducted CEE Tier 1
214776806 | Central HP <5.4 tons | YORK | HRCU-A-CB (Split System: Heat Pump with Remote Outdoor Unit-Air-Source) | HH860E2S11 | ADP |  | CH480C*C+TXV | YP9C100C16MP13 | 42500 | 17 | 8.3 | 42000 | 32800 | 78.1% | 1.96 | 0 | 11 |  |  |  | No | R-454B | 3.5417 | Residential & Commercial | Ducted CEE Tier 1
214776822 | Central HP <5.4 tons | YORK | HRCU-A-CB (Split System: Heat Pump with Remote Outdoor Unit-Air-Source) | HH860E2S11 | ADP |  | CH600C*C+TXV | YP9C120D20MP13 | 52000 | 18 | 8.3 | 52000 | 38500 | 74.04% | 1.96 | 0 | 10.5 |  |  |  | No | R-454B | 4.3333 | Residential & Commercial | Ducted CEE Tier 1
214776823 | Central HP <5.4 tons | YORK | HRCU-A-CB (Split System: Heat Pump with Remote Outdoor Unit-Air-Source) | HH860E2S11 | ADP |  | CH604**C+TXV | YP9C120D20MP13 | 53000 | 19 | 8.5 | 52500 | 39000 | 74.29% | 2 | 0 | 11 |  |  |  | No | R-454B | 4.4167 | Residential & Commercial | Ducted CEE Tier 1
214776825 | Central HP <5.4 tons | YORK | HRCU-A-CB (Split System: Heat Pump with Remote Outdoor Unit-Air-Source) | HH860E2S11 | ADP |  | CV600**C+TXV | YP9C120D20MP13 | 51500 | 18 | 8.3 | 52500 | 39000 | 74.29% | 1.96 | 0 | 10.5 |  |  |  | No | R-454B | 4.2917 | Residential & Commercial | Ducted CEE Tier 1
214776841 | Central HP <5.4 tons | YORK | HRCU-A-CB (Split System: Heat Pump with Remote Outdoor Unit-Air-Source) | HH860E2S11 | ADP |  | CV601**C+TXV | YPLC080C16MP13 | 43500 | 17 | 8.5 | 42000 | 32800 | 78.1% | 2 | 0 | 11.7 |  |  |  | No | R-454B | 3.625 | Residential & Commercial | Ducted CEE Tier 1
214776855 | Central HP <5.4 tons | YORK | HRCU-A-CB (Split System: Heat Pump with Remote Outdoor Unit-Air-Source) | HH860E2S11 | ADP |  | CV600**C+TXV | YPLC100C20MP13 | 51500 | 18 | 8.3 | 52000 | 38500 | 74.04% | 1.96 | 0 | 10.5 |  |  |  | No | R-454B | 4.2917 | Residential & Commercial | Ducted CEE Tier 1
214660208 | Central HP <5.4 tons | ECOER | HRCU-A-CB (Split System: Heat Pump with Remote Outdoor Unit-Air-Source) | EODA18H-4860BAA | ECOER |  | EBCT4860DAA | MGH96M120D5A | 52000 | 16.5 | 8.5 | 54000 | 37800 | 70% | 1.9 | 0 | 10 |  |  |  | No | R-410A | 4.3333 | Residential & Commercial | Ducted CEE Tier 1
215932455 | Central HP <5.4 tons | BRYANT HEATING AND COOLING SYSTEMS | HRCU-A-CB (Split System: Heat Pump with Remote Outdoor Unit-Air-Source) | 293VAN036**AA* |  |  | CAA**4821AM*+UI | 935CB48060C17*** | 33200 | 19.5 | 9.5 | 35000 | 26800 | 76.57% | 2.02 | 0 | 11 |  |  |  | No | R-454B | 2.7667 | Residential & Commercial | Ducted CEE Tier 1
215932875 | Central HP <5.4 tons | BRYANT HEATING AND COOLING SYSTEMS | HRCU-A-CB (Split System: Heat Pump with Remote Outdoor Unit-Air-Source) | 293VAN036**AA* |  |  | CAA**6124AM*+UI | 88*TB66135C24*** | 34600 | 20.5 | 9.5 | 34200 | 25800 | 75.44% | 2.06 | 0 | 12 |  |  |  | No | R-454B | 2.8833 | Residential & Commercial | Ducted CEE Tier 1
215933275 | Central HP <5.4 tons | BRYANT HEATING AND COOLING SYSTEMS | HRCU-A-CB (Split System: Heat Pump with Remote Outdoor Unit-Air-Source) | 293VAN036**AA* |  |  | CSAH*4212AM*+UI | 83*CA48060C17*** | 33400 | 19.5 | 9 | 34800 | 26600 | 76.44% | 1.94 | 0 | 11 |  |  |  | No | R-454B | 2.7833 | Residential & Commercial | Ducted CEE Tier 1
215933395 | Central HP <5.4 tons | BRYANT HEATING AND COOLING SYSTEMS | HRCU-A-CB (Split System: Heat Pump with Remote Outdoor Unit-Air-Source) | 293VAN036**AA* |  |  | CSAH*4212AM*+UI | 987MC42060C17*** | 33200 | 18.5 | 9 | 34200 | 26200 | 76.61% | 1.94 | 0 | 10.5 |  |  |  | No | R-454B | 2.7667 | Residential & Commercial | Ducted CEE Tier 1
215933165 | Central HP <5.4 tons | BRYANT HEATING AND COOLING SYSTEMS | HRCU-A-CB (Split System: Heat Pump with Remote Outdoor Unit-Air-Source) | 293VAN036**AA* |  |  | CSAH*3612AM*+UI | 987MC42060C17*** | 33000 | 18.5 | 9 | 34400 | 26200 | 76.16% | 1.92 | 0 | 10.5 |  |  |  | No | R-454B | 2.75 | Residential & Commercial | Ducted CEE Tier 1
211387554 | Central HP <5.4 tons | FRASER-JOHNSTON | HRCU-A-CB (Split System: Heat Pump with Remote Outdoor Unit-Air-Source) | HMH72B341 |  |  | XAFC30CXXN1+TXV | TP9C100C16MP13 | 33200 | 17.5 | 8.5 | 33000 | 23200 | 70.3% | 2.06 | 0 | 10 |  |  |  | No | R-410A | 2.7667 | Residential & Commercial | Ducted CEE Tier 1
211391844 | Central HP <5.4 tons | COLEMAN | HRCU-A-CB (Split System: Heat Pump with Remote Outdoor Unit-Air-Source) | HMH72B341 |  |  | XAFB36DBCN1 | TM8E100B12MP11 | 34000 | 18 | 8.1 | 33800 | 23800 | 70.41% | 2.06 | 0 | 10 |  |  |  | No | R-410A | 2.8333 | Residential & Commercial | Ducted CEE Tier 1
211392894 | Central HP <5.4 tons | COLEMAN | HRCU-A-CB (Split System: Heat Pump with Remote Outdoor Unit-Air-Source) | HMH72B341 |  |  | XAUB36DXXN1+TXV | TMLE040A12MP11 | 34000 | 18 | 8.1 | 33600 | 23800 | 70.83% | 2.06 | 0 | 10 |  |  |  | No | R-410A | 2.8333 | Residential & Commercial | Ducted CEE Tier 1
207455388 | Central HP <5.4 tons | LENNOX | HRCU-A-CB (Split System: Heat Pump with Remote Outdoor Unit-Air-Source) | SL25XPV-048-230A** | ADP |  | LH42/62W9 | SL280UH090V60C* | 45000 | 21 | 9.2 | 43500 | 36800 | 84.6% | 1.84 | 12.5 | 12.5 |  |  |  | No | R-410A | 3.75 | Residential & Commercial | Ducted CEE Tier 1
212924518 | Central HP <5.4 tons | CARRIER | HRCU-A-CB (Split System: Heat Pump with Remote Outdoor Unit-Air-Source) | 25VNA848A*030* | ADP |  | H,PE35948 | 59TN6B120C24**22 | 45000 | 17 | 8.5 | 45000 | 32600 | 72.44% | 2.28 | 0 | 10 |  |  |  | No | R-410A | 3.75 | Residential & Commercial | Ducted CEE Tier 1
214609193 | Central HP <5.4 tons | CHAMPION HEATING AND COOLING | HRCU-A-CB (Split System: Heat Pump with Remote Outdoor Unit-Air-Source) | HH860E2S11 |  |  | CTM60C5CHS1 | Z9ES080C20SMPS1 | 53500 | 19 | 8.5 | 54000 | 39000 | 72.22% | 2 | 0 | 11 |  |  |  | No | R-454B | 4.4583 | Residential & Commercial | Ducted CEE Tier 1
214396325 | Central HP <5.4 tons | CHAMPION HEATING AND COOLING | HRCU-A-CB (Split System: Heat Pump with Remote Outdoor Unit-Air-Source) | HH860E2S11 |  |  | CTM60C5CHS1+JMC17C2SN1 |  | 53500 | 19 | 9 | 53000 | 38000 | 71.7% | 2 | 0 | 12 |  |  |  | No | R-454B | 4.4583 | Residential & Commercial | Ducted CEE Tier 1
214396352 | Central HP <5.4 tons | CHAMPION HEATING AND COOLING | HRCU-A-CB (Split System: Heat Pump with Remote Outdoor Unit-Air-Source) | HH860E2S11 |  |  | JHC60D5CJ2SS1 |  | 54500 | 19 | 9 | 56500 | 40000 | 70.8% | 2 | 0 | 11 |  |  |  | No | R-454B | 4.5417 | Residential & Commercial | Ducted CEE Tier 1
214397018 | Central HP <5.4 tons | CHAMPION HEATING AND COOLING | HRCU-A-CB (Split System: Heat Pump with Remote Outdoor Unit-Air-Source) | HH860E2S11 |  |  | JHC48D5CG2SS1 |  | 45000 | 19 | 9 | 45000 | 33600 | 74.67% | 2 | 0 | 12 |  |  |  | No | R-454B | 3.75 | Residential & Commercial | Ducted CEE Tier 1
214776895 | Central HP <5.4 tons | YORK | HRCU-A-CB (Split System: Heat Pump with Remote Outdoor Unit-Air-Source) | HH860E2S11 | ADP |  | CV603**A+TXV | YPLC120C20MP13 | 53000 | 19 | 8.5 | 52000 | 38500 | 74.04% | 2 | 0 | 11 |  |  |  | No | R-454B | 4.4167 | Residential & Commercial | Ducted CEE Tier 1
214777211 | Central HP <5.4 tons | YORK | HRCU-A-CB (Split System: Heat Pump with Remote Outdoor Unit-Air-Source) | HH860E2S11 | ADP |  | CV602C*A+TXV | TMLE080C20MP11 | 53500 | 19 | 8.5 | 53000 | 39500 | 74.53% | 2 | 0 | 11 |  |  |  | No | R-454B | 4.4583 | Residential & Commercial | Ducted CEE Tier 1
214777227 | Central HP <5.4 tons | YORK | HRCU-A-CB (Split System: Heat Pump with Remote Outdoor Unit-Air-Source) | HH860E2S11 | ADP |  | CV602C*A+TXV | YPLC120C20MP13 | 53000 | 19 | 8.5 | 52000 | 38500 | 74.04% | 2 | 0 | 11 |  |  |  | No | R-454B | 4.4167 | Residential & Commercial | Ducted CEE Tier 1
214650383 | Central HP <5.4 tons | LUXAIRE | HRCU-A-CB (Split System: Heat Pump with Remote Outdoor Unit-Air-Source) | HH860E2S11 |  |  | CTU60D5XHS1+TXV | TM9Y120D20MP11 | 53500 | 19 | 8.5 | 54500 | 39500 | 72.48% | 2 | 0 | 11 |  |  |  | No | R-454B | 4.4583 | Residential & Commercial | Ducted CEE Tier 1
214066781 | Central HP <5.4 tons | RHEEM | HRCU-A-CB (Split System: Heat Pump with Remote Outdoor Unit-Air-Source) | RD17AZ36AJ3N |  |  | RCFZ3621MTANM | R802VA050317M | 34200 | 18 | 8.1 | 34200 | 29600 | 86.55% | 1.9 | 0 | 10 |  |  |  | No | R-410A | 2.85 | Residential & Commercial | Ducted CEE Tier 1
214066792 | Central HP <5.4 tons | RHEEM | HRCU-A-CB (Split System: Heat Pump with Remote Outdoor Unit-Air-Source) | RD17AZ36AJ3N |  |  | RCFZ3621MTANM | R962V1005A21M4S | 34200 | 17 | 8.1 | 34200 | 29600 | 86.55% | 1.9 | 0 | 10 |  |  |  | No | R-410A | 2.85 | Residential & Commercial | Ducted CEE Tier 1
207455210 | Central HP <5.4 tons | LENNOX | HRCU-A-CB (Split System: Heat Pump with Remote Outdoor Unit-Air-Source) | SL25XPV-036-230A** | ADP |  | L*35/36U9 | SL297UH080NV48C* | 34000 | 22 | 8.8 | 33800 | 27000 | 79.88% | 1.82 | 14 | 13 |  |  |  | No | R-410A | 2.8333 | Residential & Commercial | Ducted CEE Tier 1
207455276 | Central HP <5.4 tons | LENNOX | HRCU-A-CB (Split System: Heat Pump with Remote Outdoor Unit-Air-Source) | SL25XPV-036-230A** | ADP |  | LH23/37W9 | SLP99UH110XV60C* | 34000 | 21 | 8.8 | 34000 | 27000 | 79.41% | 1.82 | 14 | 13.5 |  |  |  | No | R-410A | 2.8333 | Residential & Commercial | Ducted CEE Tier 1
213163957 | Central HP <5.4 tons | RHEEM | HRCU-A-CB (Split System: Heat Pump with Remote Outdoor Unit-Air-Source) | RP18AZ24AJVC |  |  | RCFZ2421HEAAM | R97MV1005A21DHS | 22800 | 20 | 8.5 | 22800 | 26000 | 114% | 2.1 | 0 | 12.5 |  |  |  | No | R-410A | 1.9 | Residential & Commercial | Ducted CEE Tier 1
214650215 | Central HP <5.4 tons | LUXAIRE | HRCU-A-CB (Split System: Heat Pump with Remote Outdoor Unit-Air-Source) | HH824E2S11 |  |  | CTU36B5XDS1+TXV | LPLC080B12MP13 | 23000 | 18 | 9 | 23000 | 18500 | 80.43% | 2 | 0 | 12 |  |  |  | No | R-454B | 1.9167 | Residential & Commercial | Ducted CEE Tier 1
215425823 | Central HP <5.4 tons | YORK | HRCU-A-CB (Split System: Heat Pump with Remote Outdoor Unit-Air-Source) | HH824E2S11 | ADP |  | H,YE7J*24+TXV | Y91E060A10SMPS1 | 22400 | 17 | 8.3 | 21400 | 17200 | 80.37% | 1.96 | 0 | 11.5 |  |  |  | No | R-454B | 1.8667 | Residential & Commercial | Ducted CEE Tier 1
215933315 | Central HP <5.4 tons | BRYANT HEATING AND COOLING SYSTEMS | HRCU-A-CB (Split System: Heat Pump with Remote Outdoor Unit-Air-Source) | 293VAN036**AA* |  |  | CSAH*4212AM*+UI | 88*TB48070C17*** | 33400 | 19 | 9 | 35200 | 26800 | 76.14% | 1.9 | 0 | 11 |  |  |  | No | R-454B | 2.7833 | Residential & Commercial | Ducted CEE Tier 1
215933515 | Central HP <5.4 tons | BRYANT HEATING AND COOLING SYSTEMS | HRCU-A-CB (Split System: Heat Pump with Remote Outdoor Unit-Air-Source) | 293VAN036**AA* |  |  | CSAH*4812AM*+UI | 83*CA48060C17*** | 33600 | 19.5 | 9 | 34800 | 26600 | 76.44% | 1.92 | 0 | 11 |  |  |  | No | R-454B | 2.8 | Residential & Commercial | Ducted CEE Tier 1
215933715 | Central HP <5.4 tons | BRYANT HEATING AND COOLING SYSTEMS | HRCU-A-CB (Split System: Heat Pump with Remote Outdoor Unit-Air-Source) | 293VAN036**AA* |  |  | CSAH*6012AM*+UI | 83*CA36040C17*** | 34200 | 20 | 9 | 34400 | 26200 | 76.16% | 1.94 | 0 | 11.7 |  |  |  | No | R-454B | 2.85 | Residential & Commercial | Ducted CEE Tier 1
215934885 | Central HP <5.4 tons | BRYANT HEATING AND COOLING SYSTEMS | HRCU-A-CB (Split System: Heat Pump with Remote Outdoor Unit-Air-Source) | 293VAN036**AA* |  |  | CVAMA4421XMA*+UI | 935CB66100C21*** | 35600 | 22 | 8.5 | 38000 | 28400 | 74.74% | 2.02 | 0 | 12.5 |  |  |  | No | R-454B | 2.9667 | Residential & Commercial | Ducted CEE Tier 1
215934935 | Central HP <5.4 tons | BRYANT HEATING AND COOLING SYSTEMS | HRCU-A-CB (Split System: Heat Pump with Remote Outdoor Unit-Air-Source) | 293VAN036**AA* |  |  | CVAMA4421XMA*+UI | 986TD42080C17*** | 35400 | 21.5 | 8.5 | 38500 | 28800 | 74.81% | 2.02 | 0 | 12 |  |  |  | No | R-454B | 2.95 | Residential & Commercial | Ducted CEE Tier 1
215935185 | Central HP <5.4 tons | BRYANT HEATING AND COOLING SYSTEMS | HRCU-A-CB (Split System: Heat Pump with Remote Outdoor Unit-Air-Source) | 293VAN036**AA* |  |  | CVAMA6021XMA*+UI | 88*TB48070C17*** | 35400 | 21.5 | 8.5 | 38500 | 29000 | 75.32% | 2.02 | 0 | 12 |  |  |  | No | R-454B | 2.95 | Residential & Commercial | Ducted CEE Tier 1
215935175 | Central HP <5.4 tons | BRYANT HEATING AND COOLING SYSTEMS | HRCU-A-CB (Split System: Heat Pump with Remote Outdoor Unit-Air-Source) | 293VAN036**AA* |  |  | CVAMA6021XMA*+UI | 88*TB36045C17*** | 35200 | 21 | 8.5 | 39000 | 29400 | 75.38% | 2 | 0 | 11.7 |  |  |  | No | R-454B | 2.9333 | Residential & Commercial | Ducted CEE Tier 1
213072117 | Central HP <5.4 tons | ACIQ | HRCU-A-CB (Split System: Heat Pump with Remote Outdoor Unit-Air-Source) | DLCURAH18ABK |  |  | EA*4X19L17A* | *80ESU0401712A* | 19000 | 17 | 8.5 | 18900 | 17400 | 92.06% | 2.14 | 0 | 11 |  |  |  | No | R-410A | 1.5833 | Residential & Commercial | Ducted CEE Tier 1
213081026 | Central HP <5.4 tons | ACIQ | HRCU-A-CB (Split System: Heat Pump with Remote Outdoor Unit-Air-Source) | HVH837GKA** |  |  | EA*4X61L24A*+WALLCON | *97CMN1202422A* | 33200 | 17.5 | 8.5 | 32000 | 25000 | 78.12% | 2 | 0 | 11.7 |  |  |  | No | R-410A | 2.7667 | Residential & Commercial | Ducted CEE Tier 1
213081015 | Central HP <5.4 tons | ACIQ | HRCU-A-CB (Split System: Heat Pump with Remote Outdoor Unit-Air-Source) | HVH837GKA** |  |  | EA*4X61L21A*+WALLCON | *80CTL0701716A* | 33200 | 17.5 | 8.5 | 32200 | 25000 | 77.64% | 1.98 | 0 | 11.7 |  |  |  | No | R-410A | 2.7667 | Residential & Commercial | Ducted CEE Tier 1
207455431 | Central HP <5.4 tons | LENNOX | HRCU-A-CB (Split System: Heat Pump with Remote Outdoor Unit-Air-Source) | SL25XPV-048-230A** | ADP |  | LD42/61Z9 | SLP99DF090XV48C* | 45000 | 20 | 9.1 | 42000 | 35200 | 83.81% | 1.84 | 12 | 11.7 |  |  |  | No | R-410A | 3.75 | Residential & Commercial | Ducted CEE Tier 1
215934485 | Central HP <5.4 tons | BRYANT HEATING AND COOLING SYSTEMS | HRCU-A-CB (Split System: Heat Pump with Remote Outdoor Unit-Air-Source) | 293VAN048**AA* |  |  | CSAH*4812AM*+UI | 987MC60080C21*** | 44000 | 20 | 9 | 48500 | 36600 | 75.46% | 1.8 | 0 | 10.5 |  |  |  | No | R-454B | 3.6667 | Residential & Commercial | Ducted CEE Tier 1
214776893 | Central HP <5.4 tons | YORK | HRCU-A-CB (Split System: Heat Pump with Remote Outdoor Unit-Air-Source) | HH860E2S11 | ADP |  | CV606**C+TXV | YPLC120C20MP13 | 53000 | 19 | 8.5 | 52000 | 38500 | 74.04% | 2 | 0 | 11 |  |  |  | No | R-454B | 4.4167 | Residential & Commercial | Ducted CEE Tier 1
214777204 | Central HP <5.4 tons | YORK | HRCU-A-CB (Split System: Heat Pump with Remote Outdoor Unit-Air-Source) | HH860E2S11 | ADP |  | CV602C*A+TXV | TM9E100C20MP12 | 53500 | 19 | 8.5 | 53000 | 39500 | 74.53% | 2 | 0 | 11 |  |  |  | No | R-454B | 4.4583 | Residential & Commercial | Ducted CEE Tier 1
214777213 | Central HP <5.4 tons | YORK | HRCU-A-CB (Split System: Heat Pump with Remote Outdoor Unit-Air-Source) | HH860E2S11 | ADP |  | CV602C*A+TXV | TMLE100C20MP11 | 53500 | 19 | 8.5 | 53000 | 39500 | 74.53% | 2 | 0 | 11 |  |  |  | No | R-454B | 4.4583 | Residential & Commercial | Ducted CEE Tier 1
214396560 | Central HP <5.4 tons | CHAMPION HEATING AND COOLING | HRCU-A-CB (Split System: Heat Pump with Remote Outdoor Unit-Air-Source) | HH860E2S11 |  |  | CTM60C5CGS1 | TM9Y100C16MP11 | 44000 | 18 | 9 | 44500 | 33800 | 75.96% | 2 | 0 | 11 |  |  |  | No | R-454B | 3.6667 | Residential & Commercial | Ducted CEE Tier 1
214396367 | Central HP <5.4 tons | CHAMPION HEATING AND COOLING | HRCU-A-CB (Split System: Heat Pump with Remote Outdoor Unit-Air-Source) | HH860E2S11 |  |  | CTF60D5CJS1 | TP9C120D20MP13 | 53000 | 19 | 9 | 55000 | 39500 | 71.82% | 2 | 0 | 11 |  |  |  | No | R-454B | 4.4167 | Residential & Commercial | Ducted CEE Tier 1
214396617 | Central HP <5.4 tons | CHAMPION HEATING AND COOLING | HRCU-A-CB (Split System: Heat Pump with Remote Outdoor Unit-Air-Source) | HH860E2S11 |  |  | CTF60C5CGS1 | TL9E080C16UH11 | 44500 | 18 | 9 | 45500 | 33800 | 74.29% | 2 | 0 | 11 |  |  |  | No | R-454B | 3.7083 | Residential & Commercial | Ducted CEE Tier 1
214396637 | Central HP <5.4 tons | CHAMPION HEATING AND COOLING | HRCU-A-CB (Split System: Heat Pump with Remote Outdoor Unit-Air-Source) | HH860E2S11 |  |  | CTM60C5CGS1 | TM8V080C16MP12 | 44000 | 18 | 9 | 44500 | 33600 | 75.51% | 2 | 0 | 11.7 |  |  |  | No | R-454B | 3.6667 | Residential & Commercial | Ducted CEE Tier 1
214397180 | Central HP <5.4 tons | CHAMPION HEATING AND COOLING | HRCU-A-CB (Split System: Heat Pump with Remote Outdoor Unit-Air-Source) | HH860E2S11 |  |  | CTM60D5CHS1 | TM9V120D20MP12 | 54000 | 19 | 9 | 54000 | 39000 | 72.22% | 2 | 0 | 11 |  |  |  | No | R-454B | 4.5 | Residential & Commercial | Ducted CEE Tier 1
215935195 | Central HP <5.4 tons | BRYANT HEATING AND COOLING SYSTEMS | HRCU-A-CB (Split System: Heat Pump with Remote Outdoor Unit-Air-Source) | 293VAN036**AA* |  |  | CVAMA6021XMA*+UI | 88*TB60070C21*** | 35600 | 21.5 | 8.5 | 38000 | 28600 | 75.26% | 2.02 | 0 | 12 |  |  |  | No | R-454B | 2.9667 | Residential & Commercial | Ducted CEE Tier 1
214660199 | Central HP <5.4 tons | ECOER | HRCU-A-CB (Split System: Heat Pump with Remote Outdoor Unit-Air-Source) | EODA18H-4860BAA | ECOER |  | EBCT4248CAA | MGH96M100C5A | 45000 | 17.5 | 8.5 | 46000 | 32400 | 70.43% | 1.95 | 0 | 11 |  |  |  | No | R-410A | 3.75 | Residential & Commercial | Ducted CEE Tier 1
215934635 | Central HP <5.4 tons | BRYANT HEATING AND COOLING SYSTEMS | HRCU-A-CB (Split System: Heat Pump with Remote Outdoor Unit-Air-Source) | 293VAN036**AA* |  |  | CVAMA2517XMA*+UI | 986TD42060C17*** | 34000 | 20 | 8.1 | 38000 | 27200 | 71.58% | 2 | 0 | 11 |  |  |  | No | R-454B | 2.8333 | Residential & Commercial | Ducted CEE Tier 1
215934685 | Central HP <5.4 tons | BRYANT HEATING AND COOLING SYSTEMS | HRCU-A-CB (Split System: Heat Pump with Remote Outdoor Unit-Air-Source) | 293VAN036**AA* |  |  | CVAMA3217XMA*+UI | 987MC42060C17*** | 35000 | 21 | 8.5 | 38000 | 28000 | 73.68% | 2.06 | 0 | 11.5 |  |  |  | No | R-454B | 2.9167 | Residential & Commercial | Ducted CEE Tier 1
214660201 | Central HP <5.4 tons | ECOER | HRCU-A-CB (Split System: Heat Pump with Remote Outdoor Unit-Air-Source) | EODA18H-4860BAA | ECOER |  | EBCT4860CAA | MGH96M100C5A | 52000 | 16.5 | 8.5 | 54000 | 37800 | 70% | 1.9 | 0 | 10 |  |  |  | No | R-410A | 4.3333 | Residential & Commercial | Ducted CEE Tier 1
213785654 | Central HP <5.4 tons | CARRIER | HRCU-A-CB (Split System: Heat Pump with Remote Outdoor Unit-Air-Source) | 25VNA436A*031* |  |  | CSPH*3612AL*+UI | 59MN7C100C21**22 | 33200 | 18 | 8.5 | 37000 | 26200 | 70.81% | 2.02 | 0 | 11.7 |  |  |  | No | R-410A | 2.7667 | Residential & Commercial | Ducted CEE Tier 1
213785738 | Central HP <5.4 tons | CARRIER | HRCU-A-CB (Split System: Heat Pump with Remote Outdoor Unit-Air-Source) | 25VNA436A*031* |  |  | CSPH*6012AL*+UI | 58TN*B090C21**20 | 34000 | 19 | 8.5 | 36000 | 25200 | 70% | 2.04 | 0 | 12 |  |  |  | No | R-410A | 2.8333 | Residential & Commercial | Ducted CEE Tier 1
213785754 | Central HP <5.4 tons | CARRIER | HRCU-A-CB (Split System: Heat Pump with Remote Outdoor Unit-Air-Source) | 25VNA436A*031* |  |  | CSPH*6012AL*+UI | 59TN6C060C17**14 | 33600 | 18.5 | 8.5 | 36200 | 25600 | 70.72% | 2 | 0 | 11.7 |  |  |  | No | R-410A | 2.8 | Residential & Commercial | Ducted CEE Tier 1
214396451 | Central HP <5.4 tons | CHAMPION HEATING AND COOLING | HRCU-A-CB (Split System: Heat Pump with Remote Outdoor Unit-Air-Source) | HH836E2S11 |  |  | CTF36C5CDS1 | TM8E120C16MP11 | 33200 | 18 | 8.5 | 30600 | 25000 | 81.7% | 2 | 0 | 11.7 |  |  |  | No | R-454B | 2.7667 | Residential & Commercial | Ducted CEE Tier 1
214396426 | Central HP <5.4 tons | CHAMPION HEATING AND COOLING | HRCU-A-CB (Split System: Heat Pump with Remote Outdoor Unit-Air-Source) | HH836E2S11 |  |  | CTM36B5CDS1 | TM9E060B12MP12 | 33000 | 17 | 8.5 | 31400 | 25400 | 80.89% | 2 | 0 | 11 |  |  |  | No | R-454B | 2.75 | Residential & Commercial | Ducted CEE Tier 1
214396526 | Central HP <5.4 tons | CHAMPION HEATING AND COOLING | HRCU-A-CB (Split System: Heat Pump with Remote Outdoor Unit-Air-Source) | HH836E2S11 |  |  | CTM48C5CFS1 | TM8V080C16MP12 | 33000 | 19 | 9 | 31200 | 25200 | 80.77% | 2 | 0 | 11 |  |  |  | No | R-454B | 2.75 | Residential & Commercial | Ducted CEE Tier 1
214397294 | Central HP <5.4 tons | CHAMPION HEATING AND COOLING | HRCU-A-CB (Split System: Heat Pump with Remote Outdoor Unit-Air-Source) | HH836E2S11 |  |  | CTF36B5CDS1+JME12B2SN1 |  | 33400 | 19 | 9 | 30400 | 24800 | 81.58% | 2 | 0 | 12 |  |  |  | No | R-454B | 2.7833 | Residential & Commercial | Ducted CEE Tier 1
213080942 | Central HP <5.4 tons | ACIQ | HRCU-A-CB (Split System: Heat Pump with Remote Outdoor Unit-Air-Source) | HVH837GKA2* |  |  | EA*4X48L24A*+WALLCON | *97CMN1002122A* | 32400 | 17.5 | 8.5 | 32600 | 24800 | 76.07% | 2 | 12 | 11.7 |  |  |  | No | R-410A | 2.7 | Residential & Commercial | Ducted CEE Tier 1
213080991 | Central HP <5.4 tons | ACIQ | HRCU-A-CB (Split System: Heat Pump with Remote Outdoor Unit-Air-Source) | HVH837GKA2* |  |  | EA*4X61L24A*+WALLCON | *97CMN0602120A* | 33000 | 17.5 | 8.5 | 32400 | 25200 | 77.78% | 1.98 | 0 | 11.7 |  |  |  | No | R-410A | 2.75 | Residential & Commercial | Ducted CEE Tier 1
213070784 | Central HP <5.4 tons | ACIQ | HRCU-A-CB (Split System: Heat Pump with Remote Outdoor Unit-Air-Source) | DLCURAH24ABK |  |  | EA*4X37L21A* | *96VTN0601714A* | 24600 | 16.5 | 8.5 | 25400 | 21000 | 82.68% | 1.78 | 0 | 10 |  |  |  | No | R-410A | 2.05 | Residential & Commercial | Ducted CEE Tier 1
213071052 | Central HP <5.4 tons | ACIQ | HRCU-A-CB (Split System: Heat Pump with Remote Outdoor Unit-Air-Source) | DLCURAH24ABK |  |  | EN(A,D)4X24L17** | *80ESU0401712A* | 23600 | 17 | 8.5 | 26400 | 23800 | 90.15% | 1.98 | 0 | 10 |  |  |  | No | R-410A | 1.9667 | Residential & Commercial | Ducted CEE Tier 1
213071068 | Central HP <5.4 tons | ACIQ | HRCU-A-CB (Split System: Heat Pump with Remote Outdoor Unit-Air-Source) | DLCURAH24ABK |  |  | EN(A,D)4X24L17** | *96VTN0801716A* | 23800 | 16 | 8.5 | 26800 | 23400 | 87.31% | 1.92 | 0 | 10 |  |  |  | No | R-410A | 1.9833 | Residential & Commercial | Ducted CEE Tier 1
213081031 | Central HP <5.4 tons | ACIQ | HRCU-A-CB (Split System: Heat Pump with Remote Outdoor Unit-Air-Source) | HVH837GKA** |  |  | EN(A,D,W)4X60L24**+WALLCON | *80CSU1002120A* | 32800 | 17.5 | 8.1 | 32200 | 24600 | 76.4% | 1.96 | 0 | 11.7 |  |  |  | No | R-410A | 2.7333 | Residential & Commercial | Ducted CEE Tier 1
212983709 | Central HP <5.4 tons | AIRQUEST | HRCU-A-CB (Split System: Heat Pump with Remote Outdoor Unit-Air-Source) | DLCURAH18ABK |  |  | EN(A,D)4X24L17** | *92MSN0601412A* | 17500 | 16 | 8.5 | 18500 | 19200 | 103.8% | 2.3 | 0 | 11 |  |  |  | No | R-410A | 1.4583 | Residential & Commercial | Ducted CEE Tier 1
214570391 | Central HP <5.4 tons | AIRQUEST | HRCU-A-CB (Split System: Heat Pump with Remote Outdoor Unit-Air-Source) | HVH825GKA3* |  |  | EA*4X36L21A*+WALLCON | *95CSU1002122B* | 23600 | 16.5 | 8.1 | 21400 | 16600 | 77.57% | 1.94 | 0 | 10.5 |  |  |  | No | R-410A | 1.9667 | Residential & Commercial | Ducted CEE Tier 1
214570491 | Central HP <5.4 tons | AIRQUEST | HRCU-A-CB (Split System: Heat Pump with Remote Outdoor Unit-Air-Source) | HVH825GKA3* |  |  | EA*4X42L21A*+WALLCON | *80CTL0702120B* | 23800 | 16.5 | 8.1 | 21400 | 16600 | 77.57% | 1.96 | 0 | 10.5 |  |  |  | No | R-410A | 1.9833 | Residential & Commercial | Ducted CEE Tier 1
215941246 | Central HP <5.4 tons | HEIL | HRCU-A-CB (Split System: Heat Pump with Remote Outdoor Unit-Air-Source) | H5H3V48*K*AAA* |  |  | ESH5X60M12A*+WALLCON | *97CTN1002122A* | 45000 | 20.5 | 9 | 48500 | 36600 | 75.46% | 1.82 | 0 | 11 |  |  |  | No | R-454B | 3.75 | Residential & Commercial | Ducted CEE Tier 1
215941316 | Central HP <5.4 tons | HEIL | HRCU-A-CB (Split System: Heat Pump with Remote Outdoor Unit-Air-Source) | H5H3V48*K*AAA* |  |  | EVM5X48M21A*+WALLCON | *97CTN1002122A* | 44500 | 20 | 8.1 | 52000 | 38500 | 74.04% | 2 | 0 | 11 |  |  |  | No | R-454B | 3.7083 | Residential & Commercial | Ducted CEE Tier 1
215869139 | Central HP <5.4 tons | AMERICAN STANDARD | HRCU-A-CB (Split System: Heat Pump with Remote Outdoor Unit-Air-Source) | 5A6V8X60A1 |  |  | 5PX*D010AS3 | S9V2C080U5VSB+LRP | 54000 | 18.1 | 8.5 | 55500 | 39500 | 71.17% | 2 | 0 | 10 |  |  |  | No | R-454B | 4.5 | Residential & Commercial | Ducted CEE Tier 1
212981535 | Central HP <5.4 tons | AIRQUEST | HRCU-A-CB (Split System: Heat Pump with Remote Outdoor Unit-Air-Source) | DLCURAH36ABK |  |  | EA*4X48L21A* | *80MSU1002120A* | 35600 | 16 | 8.5 | 38000 | 34600 | 91.05% | 2.04 | 0 | 10 |  |  |  | No | R-410A | 2.9667 | Residential & Commercial | Ducted CEE Tier 1
215935450 | Central HP <5.4 tons | DAY & NIGHT | HRCU-A-CB (Split System: Heat Pump with Remote Outdoor Unit-Air-Source) | C5H3V36*K*AAA* |  |  | EVM5X60M24A*+WALLCON | *96CTN1202422B* | 35600 | 22 | 8.5 | 38000 | 28400 | 74.74% | 2.04 | 0 | 12.5 |  |  |  | No | R-454B | 2.9667 | Residential & Commercial | Ducted CEE Tier 1
215425832 | Central HP <5.4 tons | YORK | HRCU-A-CB (Split System: Heat Pump with Remote Outdoor Unit-Air-Source) | HH824E2S11 | ADP |  | H,YE24*36+TXV | Y91E080B12SMPS1 | 21800 | 17 | 8.55 | 21200 | 17400 | 82.08% | 1.92 | 0 | 11 |  |  |  | No | R-454B | 1.8167 | Residential & Commercial | Ducted CEE Tier 1
215425839 | Central HP <5.4 tons | YORK | HRCU-A-CB (Split System: Heat Pump with Remote Outdoor Unit-Air-Source) | HH824E2S11 | ADP |  | H,YE24*36+TXV | YP9C060B12MP13 | 21800 | 17 | 8.55 | 21200 | 17200 | 81.13% | 1.92 | 0 | 11 |  |  |  | No | R-454B | 1.8167 | Residential & Commercial | Ducted CEE Tier 1
215425714 | Central HP <5.4 tons | YORK | HRCU-A-CB (Split System: Heat Pump with Remote Outdoor Unit-Air-Source) | HH824E2S11 | ADP |  | H,YE24*24+TXV | TM9E060B12MP12 | 22400 | 16 | 8.8 | 21400 | 17900 | 83.64% | 1.96 | 0 | 11 |  |  |  | No | R-454B | 1.8667 | Residential & Commercial | Ducted CEE Tier 1
215425841 | Central HP <5.4 tons | YORK | HRCU-A-CB (Split System: Heat Pump with Remote Outdoor Unit-Air-Source) | HH824E2S11 | ADP |  | H,YE32*24+TXV | YP9C060B12MP13 | 22200 | 17 | 8.65 | 21200 | 17200 | 81.13% | 1.94 | 0 | 11 |  |  |  | No | R-454B | 1.85 | Residential & Commercial | Ducted CEE Tier 1
214396721 | Central HP <5.4 tons | CHAMPION HEATING AND COOLING | HRCU-A-CB (Split System: Heat Pump with Remote Outdoor Unit-Air-Source) | HH824E2S11 |  |  | CTM30B5ACS1 | TP9C060B12MP13 | 23000 | 17 | 9.5 | 23000 | 18000 | 78.26% | 2 | 0 | 12 |  |  |  | No | R-454B | 1.9167 | Residential & Commercial | Ducted CEE Tier 1
213772118 | Central HP <5.4 tons | AIRQUEST | HRCU-A-CB (Split System: Heat Pump with Remote Outdoor Unit-Air-Source) | HVH825GKA2* |  |  | EHD4X36AAL+WALLCON | *80CTL0901716B* | 24200 | 16.5 | 8.1 | 21400 | 16700 | 78.04% | 1.98 | 0 | 10.5 |  |  |  | No | R-410A | 2.0167 | Residential & Commercial | Ducted CEE Tier 1
215935750 | Central HP <5.4 tons | DAY & NIGHT | HRCU-A-CB (Split System: Heat Pump with Remote Outdoor Unit-Air-Source) | C5H3V36*K*AAA* |  |  | EVD5X36M21A*+WALLCON | *97CMN1002122B* | 34400 | 21 | 8.5 | 38500 | 28000 | 72.73% | 2.06 | 0 | 12 |  |  |  | No | R-454B | 2.8667 | Residential & Commercial | Ducted CEE Tier 1
215936000 | Central HP <5.4 tons | DAY & NIGHT | HRCU-A-CB (Split System: Heat Pump with Remote Outdoor Unit-Air-Source) | C5H3V36*K*AAA* |  |  | EVD5X42M21A*+WALLCON | *80CTL0702120B* | 34400 | 21 | 8.5 | 38500 | 28200 | 73.25% | 2.04 | 0 | 11.7 |  |  |  | No | R-454B | 2.8667 | Residential & Commercial | Ducted CEE Tier 1
215936100 | Central HP <5.4 tons | DAY & NIGHT | HRCU-A-CB (Split System: Heat Pump with Remote Outdoor Unit-Air-Source) | C5H3V36*K*AAA* |  |  | EVD5X42M21A*+WALLCON | *97CMN0802120B* | 34400 | 20.5 | 8.5 | 38500 | 28200 | 73.25% | 2.04 | 0 | 11.7 |  |  |  | No | R-454B | 2.8667 | Residential & Commercial | Ducted CEE Tier 1
215936350 | Central HP <5.4 tons | DAY & NIGHT | HRCU-A-CB (Split System: Heat Pump with Remote Outdoor Unit-Air-Source) | C5H3V36*K*AAA* |  |  | EVD5X48M24A*+WALLCON | *95CSU0802120B* | 35000 | 21 | 8.5 | 38500 | 28400 | 73.77% | 2.04 | 0 | 12 |  |  |  | No | R-454B | 2.9167 | Residential & Commercial | Ducted CEE Tier 1
215936500 | Central HP <5.4 tons | DAY & NIGHT | HRCU-A-CB (Split System: Heat Pump with Remote Outdoor Unit-Air-Source) | C5H3V36*K*AAA* |  |  | EVD5X49M24A*+WALLCON | *97CMN0602120B* | 35200 | 21 | 8.5 | 38500 | 28800 | 74.81% | 2.02 | 0 | 12 |  |  |  | No | R-454B | 2.9333 | Residential & Commercial | Ducted CEE Tier 1
215682255 | Central HP <5.4 tons | HEIL | HRCU-A-CB (Split System: Heat Pump with Remote Outdoor Unit-Air-Source) | H5H0V48*K*AAA* |  |  | EVD5X49M24A*+WALLCON | *80CSU1002120B* | 48000 | 18.5 | 9 | 50000 | 36600 | 73.2% | 2 | 0 | 10 |  |  |  | No | R-454B | 4 | Residential & Commercial | Ducted CEE Tier 1
214592613 | Central HP <5.4 tons | ECOER | HRCU-A-CB (Split System: Heat Pump with Remote Outdoor Unit-Air-Source) | EODA18H-4860B | ECOER |  | EBCT3036BAA | MGH96M060B3A | 33000 | 17.5 | 8.8 | 35000 | 27000 | 77.14% | 2.1 | 0 | 11.7 |  |  |  | No | R-410A | 2.75 | Residential & Commercial | Ducted CEE Tier 1
214571111 | Central HP <5.4 tons | AIRQUEST | HRCU-A-CB (Split System: Heat Pump with Remote Outdoor Unit-Air-Source) | HVH825GKA3* |  |  | EN(A,D)4X36L21**+WALLCON | *95CSU1002122B* | 23400 | 16.5 | 8.1 | 21600 | 16700 | 77.31% | 1.92 | 0 | 11 |  |  |  | No | R-410A | 1.95 | Residential & Commercial | Ducted CEE Tier 1
214571141 | Central HP <5.4 tons | AIRQUEST | HRCU-A-CB (Split System: Heat Pump with Remote Outdoor Unit-Air-Source) | HVH825GKA3* |  |  | EN(A,D)4X36L21**+WALLCON | *96CTN0802120B* | 23600 | 16.5 | 8.1 | 21400 | 16700 | 78.04% | 1.92 | 0 | 11 |  |  |  | No | R-410A | 1.9667 | Residential & Commercial | Ducted CEE Tier 1
214570541 | Central HP <5.4 tons | AIRQUEST | HRCU-A-CB (Split System: Heat Pump with Remote Outdoor Unit-Air-Source) | HVH825GKA3* |  |  | EA*4X42L21A*+WALLCON | *96CTN0802120B* | 23800 | 16.5 | 8.1 | 21400 | 16600 | 77.57% | 1.96 | 0 | 11 |  |  |  | No | R-410A | 1.9833 | Residential & Commercial | Ducted CEE Tier 1
214572931 | Central HP <5.4 tons | AIRQUEST | HRCU-A-CB (Split System: Heat Pump with Remote Outdoor Unit-Air-Source) | HVH837GKA** |  |  | EA*4X60L24A*+WALLCON | *97CMN0802120B* | 32800 | 17.5 | 8.5 | 31600 | 24800 | 78.48% | 2 | 0 | 11.5 |  |  |  | No | R-410A | 2.7333 | Residential & Commercial | Ducted CEE Tier 1
214573231 | Central HP <5.4 tons | AIRQUEST | HRCU-A-CB (Split System: Heat Pump with Remote Outdoor Unit-Air-Source) | HVH837GKA** |  |  | EHD4X48AAL+WALLCON | *97CMN0802120B* | 32600 | 17 | 8.5 | 32800 | 25000 | 76.22% | 1.98 | 0 | 11 |  |  |  | No | R-410A | 2.7167 | Residential & Commercial | Ducted CEE Tier 1
214573381 | Central HP <5.4 tons | AIRQUEST | HRCU-A-CB (Split System: Heat Pump with Remote Outdoor Unit-Air-Source) | HVH837GKA** |  |  | EN(A,D,W)4X42L21**+WALLCON | *95CSU0802120B* | 31800 | 17 | 8.1 | 33000 | 24600 | 74.55% | 1.88 | 0 | 11 |  |  |  | No | R-410A | 2.65 | Residential & Commercial | Ducted CEE Tier 1
214573401 | Central HP <5.4 tons | AIRQUEST | HRCU-A-CB (Split System: Heat Pump with Remote Outdoor Unit-Air-Source) | HVH837GKA** |  |  | EN(A,D,W)4X42L21**+WALLCON | *97CMN0602120B* | 31600 | 16.5 | 8.1 | 33200 | 24600 | 74.1% | 1.86 | 0 | 11 |  |  |  | No | R-410A | 2.6333 | Residential & Commercial | Ducted CEE Tier 1
214660197 | Central HP <5.4 tons | ECOER | HRCU-A-CB (Split System: Heat Pump with Remote Outdoor Unit-Air-Source) | EODA18H-4860BAA | ECOER |  | EBCT3036BAA | MGH96M080B3A | 33000 | 17.5 | 8.8 | 35000 | 27000 | 77.14% | 2.1 | 0 | 11.7 |  |  |  | No | R-410A | 2.75 | Residential & Commercial | Ducted CEE Tier 1
215934995 | Central HP <5.4 tons | BRYANT HEATING AND COOLING SYSTEMS | HRCU-A-CB (Split System: Heat Pump with Remote Outdoor Unit-Air-Source) | 293VAN036**AA* |  |  | CVAMA4921XMA*+UI | 88*TB36045C17*** | 35200 | 21 | 8.5 | 39000 | 29400 | 75.38% | 2 | 0 | 11.7 |  |  |  | No | R-454B | 2.9333 | Residential & Commercial | Ducted CEE Tier 1
215935075 | Central HP <5.4 tons | BRYANT HEATING AND COOLING SYSTEMS | HRCU-A-CB (Split System: Heat Pump with Remote Outdoor Unit-Air-Source) | 293VAN036**AA* |  |  | CVAMA4921XMA*+UI | 935CB66100C21*** | 35600 | 22 | 8.5 | 38000 | 28400 | 74.74% | 2.04 | 0 | 12.5 |  |  |  | No | R-454B | 2.9667 | Residential & Commercial | Ducted CEE Tier 1
215934875 | Central HP <5.4 tons | BRYANT HEATING AND COOLING SYSTEMS | HRCU-A-CB (Split System: Heat Pump with Remote Outdoor Unit-Air-Source) | 293VAN036**AA* |  |  | CVAMA4421XMA*+UI | 935CB60080C21*** | 35600 | 21.5 | 8.5 | 38000 | 28600 | 75.26% | 2.04 | 0 | 12 |  |  |  | No | R-454B | 2.9667 | Residential & Commercial | Ducted CEE Tier 1
215934895 | Central HP <5.4 tons | BRYANT HEATING AND COOLING SYSTEMS | HRCU-A-CB (Split System: Heat Pump with Remote Outdoor Unit-Air-Source) | 293VAN036**AA* |  |  | CVAMA4421XMA*+UI | 987MC60060C21*** | 35400 | 21 | 8.5 | 38500 | 29000 | 75.32% | 2.02 | 0 | 12 |  |  |  | No | R-454B | 2.95 | Residential & Commercial | Ducted CEE Tier 1
212976995 | Central HP <5.4 tons | KEEPRITE | HRCU-A-CB (Split System: Heat Pump with Remote Outdoor Unit-Air-Source) | DLCURAH24ABK |  |  | EA*4X37L21A* | *96VTN1002122B* | 24600 | 17.5 | 8.5 | 25200 | 21200 | 84.13% | 1.78 | 0 | 10.5 |  |  |  | No | R-410A | 2.05 | Residential & Commercial | Ducted CEE Tier 1
212977606 | Central HP <5.4 tons | KEEPRITE | HRCU-A-CB (Split System: Heat Pump with Remote Outdoor Unit-Air-Source) | DLCURAH24ABK |  |  | EA*4X30L14A* | *80MS(N,L)0451412A* | 23600 | 17 | 8.5 | 26400 | 24600 | 93.18% | 2.04 | 0 | 10 |  |  |  | No | R-410A | 1.9667 | Residential & Commercial | Ducted CEE Tier 1
213782347 | Central HP <5.4 tons | HEIL | HRCU-A-CB (Split System: Heat Pump with Remote Outdoor Unit-Air-Source) | HVH837GKA2* |  |  | EHD4X60AAL+WALLCON | *96CTN1002122B* | 33000 | 16.5 | 8.1 | 32200 | 24800 | 77.02% | 2 | 0 | 11.5 |  |  |  | No | R-410A | 2.75 | Residential & Commercial | Ducted CEE Tier 1
211245260 | Central HP <5.4 tons | DAY & NIGHT | HRCU-A-CB (Split System: Heat Pump with Remote Outdoor Unit-Air-Source) | DLCURAH24ABK |  |  | EN(A,D,W)4X36L17** | OMV098J12* | 23600 | 16.5 | 8.1 | 26000 | 23600 | 90.77% | 1.96 | 0 | 10 |  |  |  | No | R-410A | 1.9667 | Residential & Commercial | Ducted CEE Tier 1
214229390 | Central HP <5.4 tons | AIRQUEST | HRCU-A-CB (Split System: Heat Pump with Remote Outdoor Unit-Air-Source) | DLCURAH24ABK |  |  | EN(A,D)4X36L21** | *80MSU0802120A* | 23400 | 17 | 8.5 | 25800 | 23800 | 92.25% | 2 | 0 | 10.5 |  |  |  | No | R-410A | 1.95 | Residential & Commercial | Ducted CEE Tier 1
212980599 | Central HP <5.4 tons | AIRQUEST | HRCU-A-CB (Split System: Heat Pump with Remote Outdoor Unit-Air-Source) | DLCURAH24ABK |  |  | EN(A,D)4X36L21** | *80MS(N,L)0902120A* | 23600 | 17 | 8.5 | 26200 | 24400 | 93.13% | 2.04 | 0 | 10.5 |  |  |  | No | R-410A | 1.9667 | Residential & Commercial | Ducted CEE Tier 1
215937331 | Central HP <5.4 tons | KEEPRITE | HRCU-A-CB (Split System: Heat Pump with Remote Outdoor Unit-Air-Source) | C5H3V48*K*AAA* |  |  | EVM5X60M21A*+WALLCON | *80CTL0901716B* | 44500 | 20.5 | 8.1 | 53500 | 37600 | 70.28% | 1.95 | 0 | 11.5 |  |  |  | No | R-454B | 3.7083 | Residential & Commercial | Ducted CEE Tier 1
215937851 | Central HP <5.4 tons | KEEPRITE | HRCU-A-CB (Split System: Heat Pump with Remote Outdoor Unit-Air-Source) | C5H3V48*K*AAA* |  |  | EVD5X48M21A*+WALLCON | *96CTN0801714B* | 43000 | 19 | 8.1 | 53000 | 37600 | 70.94% | 2 | 0 | 11 |  |  |  | No | R-454B | 3.5833 | Residential & Commercial | Ducted CEE Tier 1
215937951 | Central HP <5.4 tons | KEEPRITE | HRCU-A-CB (Split System: Heat Pump with Remote Outdoor Unit-Air-Source) | C5H3V48*K*AAA* |  |  | EVD5X48M24A*+WALLCON | *97CMN0802120B* | 44500 | 20 | 8.1 | 52000 | 38000 | 73.08% | 1.9 | 0 | 11 |  |  |  | No | R-454B | 3.7083 | Residential & Commercial | Ducted CEE Tier 1
215940950 | Central HP <5.4 tons | DAY & NIGHT | HRCU-A-CB (Split System: Heat Pump with Remote Outdoor Unit-Air-Source) | C5H3V48*K*AAA* |  |  | EA*5X48M21A*+WALLCON | *80CSU0401712B* | 43500 | 21 | 9.5 | 48000 | 36400 | 75.83% | 1.92 | 0 | 11 |  |  |  | No | R-454B | 3.625 | Residential & Commercial | Ducted CEE Tier 1
215942456 | Central HP <5.4 tons | DAY & NIGHT | HRCU-A-CB (Split System: Heat Pump with Remote Outdoor Unit-Air-Source) | C5H3V36*K*AAA* |  |  | EVD5X60M21A*+WALLCON | *97CMN0601714B* | 35200 | 21 | 8.5 | 37400 | 28000 | 74.87% | 2.06 | 0 | 11.7 |  |  |  | No | R-454B | 2.9333 | Residential & Commercial | Ducted CEE Tier 1
215936881 | Central HP <5.4 tons | KEEPRITE | HRCU-A-CB (Split System: Heat Pump with Remote Outdoor Unit-Air-Source) | C5H3V36*K*AAA* |  |  | EVD5X61M21A*+WALLCON | *80CTL0701716B* | 35800 | 22 | 9 | 38000 | 28600 | 75.26% | 2.06 | 0 | 12 |  |  |  | No | R-454B | 2.9833 | Residential & Commercial | Ducted CEE Tier 1
215936231 | Central HP <5.4 tons | KEEPRITE | HRCU-A-CB (Split System: Heat Pump with Remote Outdoor Unit-Air-Source) | C5H3V36*K*AAA* |  |  | EVD5X42M24A*+WALLCON | *97CMN0802120B* | 35400 | 21.5 | 8.5 | 38000 | 28400 | 74.74% | 2.04 | 0 | 12 |  |  |  | No | R-454B | 2.95 | Residential & Commercial | Ducted CEE Tier 1
215939850 | Central HP <5.4 tons | DAY & NIGHT | HRCU-A-CB (Split System: Heat Pump with Remote Outdoor Unit-Air-Source) | C5H3V36*K*AAA* |  |  | EA*5X61M21A*+WALLCON | *80CSU0601716B* | 34400 | 20.5 | 9.5 | 34400 | 26000 | 75.58% | 2.06 | 0 | 12 |  |  |  | No | R-454B | 2.8667 | Residential & Commercial | Ducted CEE Tier 1
215939900 | Central HP <5.4 tons | DAY & NIGHT | HRCU-A-CB (Split System: Heat Pump with Remote Outdoor Unit-Air-Source) | C5H3V36*K*AAA* |  |  | EA*5X61M24A*+WALLCON | *96CTN0802120B* | 34400 | 20.5 | 9.5 | 34400 | 26000 | 75.58% | 2.06 | 0 | 12 |  |  |  | No | R-454B | 2.8667 | Residential & Commercial | Ducted CEE Tier 1
215587917 | Central HP <5.4 tons | CARRIER | HRCU-A-CB (Split System: Heat Pump with Remote Outdoor Unit-Air-Source) | 27VNA154A*030* |  |  | FE5BNBD60L*+UI |  | 51500 | 21 | 10.5 | 51000 | 52000 | 102% | 2.1 | 0 | 13 |  |  |  | No | R-454B | 4.2917 | Residential & Commercial | Ducted CEE Tier 1
215588169 | Central HP <5.4 tons | CARRIER | HRCU-A-CB (Split System: Heat Pump with Remote Outdoor Unit-Air-Source) | 27VNA154A*030* |  |  | CSAH*6012AM*+UI | 59CU5B060C17**16 | 48500 | 17.5 | 9.5 | 51500 | 51000 | 99.03% | 1.96 | 0 | 11.5 |  |  |  | No | R-454B | 4.0417 | Residential & Commercial | Ducted CEE Tier 1
215588185 | Central HP <5.4 tons | CARRIER | HRCU-A-CB (Split System: Heat Pump with Remote Outdoor Unit-Air-Source) | 27VNA154A*030* |  |  | CSAH*6012AM*+UI | 59TN6C080C17**14 | 48000 | 18 | 9 | 50500 | 50000 | 99.01% | 1.96 | 0 | 12 |  |  |  | No | R-454B | 4 | Residential & Commercial | Ducted CEE Tier 1
215588319 | Central HP <5.4 tons | CARRIER | HRCU-A-CB (Split System: Heat Pump with Remote Outdoor Unit-Air-Source) | 27VNA154A*030* |  |  | CVAVA4924XMA*+UI | 58TN*B135C24**22 | 52000 | 19.5 | 8.1 | 52500 | 46000 | 87.62% | 1.84 | 0 | 12 |  |  |  | No | R-454B | 4.3333 | Residential & Commercial | Ducted CEE Tier 1
215588369 | Central HP <5.4 tons | CARRIER | HRCU-A-CB (Split System: Heat Pump with Remote Outdoor Unit-Air-Source) | 27VNA154A*030* |  |  | CVAVA6024XMA*+UI | 59MN7C120C24**22 | 52000 | 19 | 8.1 | 53000 | 46500 | 87.74% | 1.84 | 0 | 11.5 |  |  |  | No | R-454B | 4.3333 | Residential & Commercial | Ducted CEE Tier 1
213772738 | Central HP <5.4 tons | AIRQUEST | HRCU-A-CB (Split System: Heat Pump with Remote Outdoor Unit-Air-Source) | HVH825GKA3* |  |  | EA*4X25L17A*+WALLCON | *80CTL0701716B* | 24400 | 16.5 | 8.1 | 21200 | 16700 | 78.77% | 2 | 0 | 10.5 |  |  |  | No | R-410A | 2.0333 | Residential & Commercial | Ducted CEE Tier 1
213772938 | Central HP <5.4 tons | AIRQUEST | HRCU-A-CB (Split System: Heat Pump with Remote Outdoor Unit-Air-Source) | HVH825GKA3* |  |  | EA*4X36L17A*+WALLCON | *80CTL0451712B* | 23400 | 16 | 8.1 | 21600 | 16800 | 77.78% | 1.92 | 0 | 10.5 |  |  |  | No | R-410A | 1.95 | Residential & Commercial | Ducted CEE Tier 1
213772988 | Central HP <5.4 tons | AIRQUEST | HRCU-A-CB (Split System: Heat Pump with Remote Outdoor Unit-Air-Source) | HVH825GKA3* |  |  | EA*4X36L17A*+WALLCON | *97CMN0601714B* | 23400 | 16 | 8.1 | 21600 | 16700 | 77.31% | 1.92 | 0 | 10.5 |  |  |  | No | R-410A | 1.95 | Residential & Commercial | Ducted CEE Tier 1
213773188 | Central HP <5.4 tons | AIRQUEST | HRCU-A-CB (Split System: Heat Pump with Remote Outdoor Unit-Air-Source) | HVH825GKA3* |  |  | EA*4X37L17A*+WALLCON | *80CTL0901716B* | 24200 | 16.5 | 8.1 | 21400 | 16700 | 78.04% | 1.98 | 0 | 10.5 |  |  |  | No | R-410A | 2.0167 | Residential & Commercial | Ducted CEE Tier 1
213773558 | Central HP <5.4 tons | AIRQUEST | HRCU-A-CB (Split System: Heat Pump with Remote Outdoor Unit-Air-Source) | HVH825GKA3* |  |  | EA*4X42L24A*+WALLCON | *96CTN1202422B* | 23800 | 17 | 8.1 | 21400 | 16600 | 77.57% | 1.96 | 0 | 10.5 |  |  |  | No | R-410A | 1.9833 | Residential & Commercial | Ducted CEE Tier 1
213773708 | Central HP <5.4 tons | AIRQUEST | HRCU-A-CB (Split System: Heat Pump with Remote Outdoor Unit-Air-Source) | HVH825GKA3* |  |  | EA*4X48L21A*+WALLCON | *80CTL0901716B* | 24200 | 17 | 8.1 | 20800 | 16600 | 79.81% | 2.02 | 0 | 11 |  |  |  | No | R-410A | 2.0167 | Residential & Commercial | Ducted CEE Tier 1
213773858 | Central HP <5.4 tons | AIRQUEST | HRCU-A-CB (Split System: Heat Pump with Remote Outdoor Unit-Air-Source) | HVH825GKA3* |  |  | EA*4X48L24A*+WALLCON | *96CTN1002122B* | 24200 | 16.5 | 8.1 | 21000 | 16500 | 78.57% | 2.02 | 0 | 11 |  |  |  | No | R-410A | 2.0167 | Residential & Commercial | Ducted CEE Tier 1
214592615 | Central HP <5.4 tons | ECOER | HRCU-A-CB (Split System: Heat Pump with Remote Outdoor Unit-Air-Source) | EODA18H-2436B | ECOER |  | EBCT3036BAA | MGH96M080B3A | 32000 | 17 | 8.8 | 34600 | 24400 | 70.52% | 1.95 | 0 | 11.2 |  |  |  | No | R-410A | 2.6667 | Residential & Commercial | Ducted CEE Tier 1
213772438 | Central HP <5.4 tons | AIRQUEST | HRCU-A-CB (Split System: Heat Pump with Remote Outdoor Unit-Air-Source) | HVH825GKA2* |  |  | EHD4X48AAL+WALLCON | *80CTL0701412B* | 24400 | 17 | 8.1 | 21200 | 16600 | 78.3% | 2.02 | 0 | 11 |  |  |  | No | R-410A | 2.0333 | Residential & Commercial | Ducted CEE Tier 1
213772488 | Central HP <5.4 tons | AIRQUEST | HRCU-A-CB (Split System: Heat Pump with Remote Outdoor Unit-Air-Source) | HVH825GKA2* |  |  | EHD4X48AAL+WALLCON | *80CTL1352422B* | 24200 | 16 | 8.1 | 21200 | 16600 | 78.3% | 2.02 | 0 | 11 |  |  |  | No | R-410A | 2.0167 | Residential & Commercial | Ducted CEE Tier 1
214396676 | Central HP <5.4 tons | CHAMPION HEATING AND COOLING | HRCU-A-CB (Split System: Heat Pump with Remote Outdoor Unit-Air-Source) | HH824E2S11 |  |  | CTF30A5ADS1 | TM8E060A12MP11 | 23000 | 18 | 9.5 | 23000 | 18600 | 80.87% | 2 | 0 | 12 |  |  |  | No | R-454B | 1.9167 | Residential & Commercial | Ducted CEE Tier 1
213372370 | Central HP <5.4 tons | RHEEM | HRCU-A-CB (Split System: Heat Pump with Remote Outdoor Unit-Air-Source) | RP18AZ24AJVC |  |  | RCFZ2421HEAAM | R951V0603A17UHU | 22800 | 20 | 8.5 | 22800 | 26200 | 114.9% | 2.1 | 0 | 12.5 |  |  |  | No | R-410A | 1.9 | Residential & Commercial | Ducted CEE Tier 1
212609344 | Central HP <5.4 tons | RHEEM | HRCU-A-CB (Split System: Heat Pump with Remote Outdoor Unit-Air-Source) | RP18AZ36AJVC |  |  | RCFZ6021SEAAM | R802V0754A17DZ | 34200 | 19 | 8.5 | 34200 | 43500 | 127.2% | 2.2 | 0 | 12.5 |  |  |  | No | R-410A | 2.85 | Residential & Commercial | Ducted CEE Tier 1
212609323 | Central HP <5.4 tons | RHEEM | HRCU-A-CB (Split System: Heat Pump with Remote Outdoor Unit-Air-Source) | RP18AZ24AJVC |  |  | RCFZ2421HEAAM | R802V0504A17UHN | 22800 | 20 | 8.5 | 22800 | 26000 | 114% | 2.1 | 0 | 12.5 |  |  |  | No | R-410A | 1.9 | Residential & Commercial | Ducted CEE Tier 1
214777014 | Central HP <5.4 tons | YORK | HRCU-A-CB (Split System: Heat Pump with Remote Outdoor Unit-Air-Source) | HH824E2S11 | ADP |  | CX360A*35+TXV+AEF36AXP* |  | 24000 | 19 | 9.4 | 22400 | 16600 | 74.11% | 2.08 | 0 | 12 |  |  |  | No | R-454B | 2 | Residential & Commercial | Ducted CEE Tier 1
214719981 | Central HP <5.4 tons | COLEMAN | HRCU-A-CB (Split System: Heat Pump with Remote Outdoor Unit-Air-Source) | HH860E2S11 |  |  | CTU60C5XGS1+TXV | TM9E100C20MP12 | 44500 | 17 | 9 | 45000 | 33800 | 75.11% | 2 | 0 | 11.7 |  |  |  | No | R-454B | 3.7083 | Residential & Commercial | Ducted CEE Tier 1
214720129 | Central HP <5.4 tons | COLEMAN | HRCU-A-CB (Split System: Heat Pump with Remote Outdoor Unit-Air-Source) | HH860E2S11 |  |  | CTU60C5XGS1+TXV | TM9E080C16MP12 | 44500 | 18 | 9 | 45500 | 34400 | 75.6% | 2 | 0 | 11 |  |  |  | No | R-454B | 3.7083 | Residential & Commercial | Ducted CEE Tier 1
214720154 | Central HP <5.4 tons | COLEMAN | HRCU-A-CB (Split System: Heat Pump with Remote Outdoor Unit-Air-Source) | HH860E2S11 |  |  | CTU60C5XGS1+TXV | TM9Y100C16MP11 | 43500 | 17 | 9 | 44500 | 33800 | 75.96% | 2 | 0 | 11 |  |  |  | No | R-454B | 3.625 | Residential & Commercial | Ducted CEE Tier 1
214421513 | Central HP <5.4 tons | FRASER-JOHNSTON | HRCU-A-CB (Split System: Heat Pump with Remote Outdoor Unit-Air-Source) | HH860E2S11 |  |  | CTF60C5CHS1+JMET16CS2N1 |  | 53000 | 19 | 8.5 | 53500 | 38500 | 71.96% | 2 | 0 | 11.7 |  |  |  | No | R-454B | 4.4167 | Residential & Commercial | Ducted CEE Tier 1
214397058 | Central HP <5.4 tons | CHAMPION HEATING AND COOLING | HRCU-A-CB (Split System: Heat Pump with Remote Outdoor Unit-Air-Source) | HH860E2S11 |  |  | CTM60C5CGS1 | TMLE080C20MP11 | 44500 | 17 | 9 | 45000 | 33800 | 75.11% | 2 | 0 | 11.7 |  |  |  | No | R-454B | 3.7083 | Residential & Commercial | Ducted CEE Tier 1
214396307 | Central HP <5.4 tons | FRASER-JOHNSTON | HRCU-A-CB (Split System: Heat Pump with Remote Outdoor Unit-Air-Source) | HH860E2S11 |  |  | CTF60C5CHS1 | TP9C100C20MP13 | 53000 | 19 | 8.5 | 53500 | 38500 | 71.96% | 2 | 0 | 11 |  |  |  | No | R-454B | 4.4167 | Residential & Commercial | Ducted CEE Tier 1
214396356 | Central HP <5.4 tons | FRASER-JOHNSTON | HRCU-A-CB (Split System: Heat Pump with Remote Outdoor Unit-Air-Source) | HH860E2S11 |  |  | CTM60D5CJS1+JMC20D2SN1 |  | 54000 | 19 | 9 | 55500 | 39500 | 71.17% | 2 | 0 | 11 |  |  |  | No | R-454B | 4.5 | Residential & Commercial | Ducted CEE Tier 1
214396574 | Central HP <5.4 tons | FRASER-JOHNSTON | HRCU-A-CB (Split System: Heat Pump with Remote Outdoor Unit-Air-Source) | HH860E2S11 |  |  | CTF60C5CGS1 | TP9C100C16MP13 | 43500 | 18 | 9 | 44000 | 33200 | 75.45% | 2 | 0 | 11.7 |  |  |  | No | R-454B | 3.625 | Residential & Commercial | Ducted CEE Tier 1
214776933 | Central HP <5.4 tons | YORK | HRCU-A-CB (Split System: Heat Pump with Remote Outdoor Unit-Air-Source) | HH836E2S11 | ADP |  | CV361B*C+TXV+AEF48BXP* |  | 32200 | 19 | 8.65 | 29200 | 24800 | 84.93% | 1.94 | 0 | 11 |  |  |  | No | R-454B | 2.6833 | Residential & Commercial | Ducted CEE Tier 1
214396374 | Central HP <5.4 tons | CHAMPION HEATING AND COOLING | HRCU-A-CB (Split System: Heat Pump with Remote Outdoor Unit-Air-Source) | HH836E2S11 |  |  | CTF48C5CFS1+JME16C2SN1 |  | 34200 | 19 | 9 | 31600 | 25200 | 79.75% | 2 | 0 | 11.7 |  |  |  | No | R-454B | 2.85 | Residential & Commercial | Ducted CEE Tier 1
213774428 | Central HP <5.4 tons | AIRQUEST | HRCU-A-CB (Split System: Heat Pump with Remote Outdoor Unit-Air-Source) | HVH825GKA3* |  |  | EHD4X42AAL+WALLCON | *80CTL0902120B* | 24200 | 16 | 8.1 | 21400 | 16600 | 77.57% | 2 | 0 | 10.5 |  |  |  | No | R-410A | 2.0167 | Residential & Commercial | Ducted CEE Tier 1
213774478 | Central HP <5.4 tons | AIRQUEST | HRCU-A-CB (Split System: Heat Pump with Remote Outdoor Unit-Air-Source) | HVH825GKA3* |  |  | EHD4X42AAL+WALLCON | *97CMN0801714B* | 24000 | 16 | 8.1 | 21400 | 16600 | 77.57% | 1.98 | 0 | 10.5 |  |  |  | No | R-410A | 2 | Residential & Commercial | Ducted CEE Tier 1
213774578 | Central HP <5.4 tons | AIRQUEST | HRCU-A-CB (Split System: Heat Pump with Remote Outdoor Unit-Air-Source) | HVH825GKA3* |  |  | EHD4X48AAL+WALLCON | *80CTL0701716B* | 24200 | 16 | 8.1 | 21200 | 16600 | 78.3% | 2 | 0 | 10.5 |  |  |  | No | R-410A | 2.0167 | Residential & Commercial | Ducted CEE Tier 1
213778838 | Central HP <5.4 tons | AIRQUEST | HRCU-A-CB (Split System: Heat Pump with Remote Outdoor Unit-Air-Source) | HVH837GKA** |  |  | EA*4X36L21A*+WALLCON | *80CTL0901716B* | 31600 | 17 | 8.1 | 33000 | 24200 | 73.33% | 1.84 | 0 | 11 |  |  |  | No | R-410A | 2.6333 | Residential & Commercial | Ducted CEE Tier 1
213779208 | Central HP <5.4 tons | AIRQUEST | HRCU-A-CB (Split System: Heat Pump with Remote Outdoor Unit-Air-Source) | HVH837GKA** |  |  | EA*4X42L24A*+WALLCON | *97CMN1002122B* | 31800 | 17 | 8.1 | 33000 | 24200 | 73.33% | 1.88 | 0 | 11 |  |  |  | No | R-410A | 2.65 | Residential & Commercial | Ducted CEE Tier 1
213067310 | Central HP <5.4 tons | ACIQ | HRCU-A-CB (Split System: Heat Pump with Remote Outdoor Unit-Air-Source) | HVH825GKA3* |  |  | EA*4X43L21A*+WALLCON | *96CTN0601714A* | 24400 | 16.5 | 8.1 | 21200 | 16700 | 78.77% | 2.02 | 0 | 11 |  |  |  | No | R-410A | 2.0333 | Residential & Commercial | Ducted CEE Tier 1
213067324 | Central HP <5.4 tons | ACIQ | HRCU-A-CB (Split System: Heat Pump with Remote Outdoor Unit-Air-Source) | HVH825GKA3* |  |  | EA*4X48L21A*+WALLCON | *80CTL0701716A* | 24000 | 17 | 8.1 | 21000 | 16600 | 79.05% | 2.02 | 0 | 11 |  |  |  | No | R-410A | 2 | Residential & Commercial | Ducted CEE Tier 1
215933815 | Central HP <5.4 tons | BRYANT HEATING AND COOLING SYSTEMS | HRCU-A-CB (Split System: Heat Pump with Remote Outdoor Unit-Air-Source) | 293VAN036**AA* |  |  | CSAH*6012AM*+UI | 88*TB66135C24*** | 34200 | 19.5 | 9 | 34400 | 26000 | 75.58% | 1.96 | 0 | 11.7 |  |  |  | No | R-454B | 2.85 | Residential & Commercial | Ducted CEE Tier 1
214592621 | Central HP <5.4 tons | ECOER | HRCU-A-CB (Split System: Heat Pump with Remote Outdoor Unit-Air-Source) | EODA18H-4860B | ECOER |  | EBCT4860DAA | MGH96M100D5A | 52000 | 16.5 | 8.5 | 54000 | 37800 | 70% | 1.9 | 0 | 10 |  |  |  | No | R-410A | 4.3333 | Residential & Commercial | Ducted CEE Tier 1
215933915 | Central HP <5.4 tons | BRYANT HEATING AND COOLING SYSTEMS | HRCU-A-CB (Split System: Heat Pump with Remote Outdoor Unit-Air-Source) | 293VAN036**AA* |  |  | CSAH*6012AM*+UI | 986TD42060C17*** | 33800 | 19 | 9 | 33800 | 25600 | 75.74% | 1.94 | 0 | 11 |  |  |  | No | R-454B | 2.8167 | Residential & Commercial | Ducted CEE Tier 1
215934835 | Central HP <5.4 tons | BRYANT HEATING AND COOLING SYSTEMS | HRCU-A-CB (Split System: Heat Pump with Remote Outdoor Unit-Air-Source) | 293VAN036**AA* |  |  | CVAMA4421XMA*+UI | 88*TB48090C17*** | 35600 | 22 | 8.5 | 38000 | 28600 | 75.26% | 2.02 | 0 | 12 |  |  |  | No | R-454B | 2.9667 | Residential & Commercial | Ducted CEE Tier 1
215935205 | Central HP <5.4 tons | BRYANT HEATING AND COOLING SYSTEMS | HRCU-A-CB (Split System: Heat Pump with Remote Outdoor Unit-Air-Source) | 293VAN036**AA* |  |  | CVAMA6021XMA*+UI | 88*TB48090C17*** | 35600 | 22 | 8.5 | 38000 | 28600 | 75.26% | 2.02 | 0 | 12 |  |  |  | No | R-454B | 2.9667 | Residential & Commercial | Ducted CEE Tier 1
215935225 | Central HP <5.4 tons | BRYANT HEATING AND COOLING SYSTEMS | HRCU-A-CB (Split System: Heat Pump with Remote Outdoor Unit-Air-Source) | 293VAN036**AA* |  |  | CVAMA6021XMA*+UI | 88*TB60110C21*** | 35600 | 22 | 8.5 | 38000 | 28400 | 74.74% | 2.02 | 0 | 12.5 |  |  |  | No | R-454B | 2.9667 | Residential & Commercial | Ducted CEE Tier 1
215935255 | Central HP <5.4 tons | BRYANT HEATING AND COOLING SYSTEMS | HRCU-A-CB (Split System: Heat Pump with Remote Outdoor Unit-Air-Source) | 293VAN036**AA* |  |  | CVAMA6021XMA*+UI | 935CB66100C21*** | 35600 | 22 | 8.5 | 38000 | 28400 | 74.74% | 2.02 | 0 | 12.5 |  |  |  | No | R-454B | 2.9667 | Residential & Commercial | Ducted CEE Tier 1
215425792 | Central HP <5.4 tons | YORK | HRCU-A-CB (Split System: Heat Pump with Remote Outdoor Unit-Air-Source) | HH824E2S11 | ADP |  | H,YE32*24+TXV | Y82E060A12LMPS1 | 22200 | 18 | 8.65 | 21200 | 17300 | 81.6% | 1.94 | 0 | 11.5 |  |  |  | No | R-454B | 1.85 | Residential & Commercial | Ducted CEE Tier 1
215425794 | Central HP <5.4 tons | YORK | HRCU-A-CB (Split System: Heat Pump with Remote Outdoor Unit-Air-Source) | HH824E2S11 | ADP |  | H,YE33*30+TXV | Y82E060A12LMPS1 | 22600 | 18 | 8.8 | 21400 | 17300 | 80.84% | 1.96 | 0 | 11.7 |  |  |  | No | R-454B | 1.8833 | Residential & Commercial | Ducted CEE Tier 1
215425795 | Central HP <5.4 tons | YORK | HRCU-A-CB (Split System: Heat Pump with Remote Outdoor Unit-Air-Source) | HH824E2S11 | ADP |  | H,YE7J*24+TXV | Y82E060A12LMPS1 | 22400 | 18 | 8.8 | 21400 | 17300 | 80.84% | 1.96 | 0 | 11.5 |  |  |  | No | R-454B | 1.8667 | Residential & Commercial | Ducted CEE Tier 1
215425829 | Central HP <5.4 tons | YORK | HRCU-A-CB (Split System: Heat Pump with Remote Outdoor Unit-Air-Source) | HH824E2S11 | ADP |  | H,YE33*30+TXV | Y91E060B12SMPS1 | 23000 | 17 | 9 | 21400 | 18200 | 85.05% | 2 | 0 | 11.7 |  |  |  | No | R-454B | 1.9167 | Residential & Commercial | Ducted CEE Tier 1
215425844 | Central HP <5.4 tons | YORK | HRCU-A-CB (Split System: Heat Pump with Remote Outdoor Unit-Air-Source) | HH824E2S11 | ADP |  | H,YE7J*24+TXV | YP9C060B12MP13 | 22400 | 17 | 8.8 | 21400 | 17200 | 80.37% | 1.96 | 0 | 11 |  |  |  | No | R-454B | 1.8667 | Residential & Commercial | Ducted CEE Tier 1
215425709 | Central HP <5.4 tons | YORK | HRCU-A-CB (Split System: Heat Pump with Remote Outdoor Unit-Air-Source) | HH824E2S11 | ADP |  | H,YE32*30+TXV-BLEED | TM9E060A10MP12 | 22200 | 16 | 8.65 | 21200 | 17700 | 83.49% | 1.94 | 0 | 10.5 |  |  |  | No | R-454B | 1.85 | Residential & Commercial | Ducted CEE Tier 1
215425711 | Central HP <5.4 tons | YORK | HRCU-A-CB (Split System: Heat Pump with Remote Outdoor Unit-Air-Source) | HH824E2S11 | ADP |  | H,YE32*30+TXV | TM9E060A10MP12 | 22200 | 16 | 8.65 | 21200 | 17700 | 83.49% | 1.94 | 0 | 10.5 |  |  |  | No | R-454B | 1.85 | Residential & Commercial | Ducted CEE Tier 1
215425712 | Central HP <5.4 tons | YORK | HRCU-A-CB (Split System: Heat Pump with Remote Outdoor Unit-Air-Source) | HH824E2S11 | ADP |  | H,YE33*30+TXV | TM9E060A10MP12 | 22600 | 16 | 8.8 | 21400 | 17700 | 82.71% | 1.96 | 0 | 10.5 |  |  |  | No | R-454B | 1.8833 | Residential & Commercial | Ducted CEE Tier 1
215295737 | Central HP <5.4 tons | AIRQUEST | HRCU-A-CB (Split System: Heat Pump with Remote Outdoor Unit-Air-Source) | DLCURAH36ABK | ADP |  | HG82936 | *96VTN1202422A* | 36000 | 16 | 8.5 | 36800 | 34200 | 92.93% | 2.06 | 0 | 10 |  |  |  | No | R-410A | 3 | Residential & Commercial | Ducted CEE Tier 1
214776564 | Central HP <5.4 tons | YORK | HRCU-A-CB (Split System: Heat Pump with Remote Outdoor Unit-Air-Source) | HH860E2S11 | ADP |  | CV609**A+TXV | TM9V080C16MP12 | 43500 | 18 | 8.5 | 42000 | 33000 | 78.57% | 2 | 0 | 11 |  |  |  | No | R-454B | 3.625 | Residential & Commercial | Ducted CEE Tier 1
214776599 | Central HP <5.4 tons | YORK | HRCU-A-CB (Split System: Heat Pump with Remote Outdoor Unit-Air-Source) | HH860E2S11 | ADP |  | CV600**C+TXV | TM9V120D20MP12 | 51500 | 18 | 8.3 | 52500 | 39000 | 74.29% | 1.96 | 0 | 10.5 |  |  |  | No | R-454B | 4.2917 | Residential & Commercial | Ducted CEE Tier 1
214776615 | Central HP <5.4 tons | YORK | HRCU-A-CB (Split System: Heat Pump with Remote Outdoor Unit-Air-Source) | HH860E2S11 | ADP |  | CV601**C+TXV | TMLE080C16MP11 | 44500 | 17 | 8.5 | 43500 | 33800 | 77.7% | 2 | 0 | 11 |  |  |  | No | R-454B | 3.7083 | Residential & Commercial | Ducted CEE Tier 1
214776681 | Central HP <5.4 tons | YORK | HRCU-A-CB (Split System: Heat Pump with Remote Outdoor Unit-Air-Source) | HH860E2S11 | ADP |  | CV607**C+TXV | TMLE120C20MP11 | 53000 | 19 | 8.5 | 52500 | 39000 | 74.29% | 2 | 0 | 11 |  |  |  | No | R-454B | 4.4167 | Residential & Commercial | Ducted CEE Tier 1
214776700 | Central HP <5.4 tons | YORK | HRCU-A-CB (Split System: Heat Pump with Remote Outdoor Unit-Air-Source) | HH860E2S11 | ADP |  | CV481**C+TXV | TMLV100C16MP12 | 42500 | 17 | 8.3 | 42000 | 32800 | 78.1% | 1.96 | 0 | 11 |  |  |  | No | R-454B | 3.5417 | Residential & Commercial | Ducted CEE Tier 1
214776714 | Central HP <5.4 tons | YORK | HRCU-A-CB (Split System: Heat Pump with Remote Outdoor Unit-Air-Source) | HH860E2S11 | ADP |  | CV602D*A+TXV | TMLV100C16MP12 | 43500 | 18 | 8.5 | 42000 | 32800 | 78.1% | 2 | 0 | 11.7 |  |  |  | No | R-454B | 3.625 | Residential & Commercial | Ducted CEE Tier 1
214776732 | Central HP <5.4 tons | YORK | HRCU-A-CB (Split System: Heat Pump with Remote Outdoor Unit-Air-Source) | HH860E2S11 | ADP |  | CH600D*C+TXV | Y81E080C16SMPS1 | 44000 | 17 | 8.4 | 42500 | 33000 | 77.65% | 1.98 | 0 | 11.7 |  |  |  | No | R-454B | 3.6667 | Residential & Commercial | Ducted CEE Tier 1
214776767 | Central HP <5.4 tons | YORK | HRCU-A-CB (Split System: Heat Pump with Remote Outdoor Unit-Air-Source) | HH860E2S11 | ADP |  | CV605**C+TXV | Y81E100C20SMPS1 | 44500 | 18 | 8.5 | 42500 | 33000 | 77.65% | 2 | 0 | 12 |  |  |  | No | R-454B | 3.7083 | Residential & Commercial | Ducted CEE Tier 1
214776800 | Central HP <5.4 tons | YORK | HRCU-A-CB (Split System: Heat Pump with Remote Outdoor Unit-Air-Source) | HH860E2S11 | ADP |  | CV606**C+TXV | YP9C080C16MP13 | 43500 | 18 | 8.5 | 42000 | 33000 | 78.57% | 2 | 0 | 11 |  |  |  | No | R-454B | 3.625 | Residential & Commercial | Ducted CEE Tier 1
214776814 | Central HP <5.4 tons | YORK | HRCU-A-CB (Split System: Heat Pump with Remote Outdoor Unit-Air-Source) | HH860E2S11 | ADP |  | CH605D*C+TXV | YP9C100C20MP13 | 44000 | 18 | 8.5 | 42500 | 33200 | 78.12% | 2 | 0 | 11.7 |  |  |  | No | R-454B | 3.6667 | Residential & Commercial | Ducted CEE Tier 1
214776817 | Central HP <5.4 tons | YORK | HRCU-A-CB (Split System: Heat Pump with Remote Outdoor Unit-Air-Source) | HH860E2S11 | ADP |  | CV603**A+TXV | YP9C100C20MP13 | 52000 | 19 | 8.5 | 51500 | 38000 | 73.79% | 2 | 0 | 11 |  |  |  | No | R-454B | 4.3333 | Residential & Commercial | Ducted CEE Tier 1
214776830 | Central HP <5.4 tons | YORK | HRCU-A-CB (Split System: Heat Pump with Remote Outdoor Unit-Air-Source) | HH860E2S11 | ADP |  | CV607**C+TXV | YP9C120D20MP13 | 53000 | 19 | 8.5 | 52500 | 39000 | 74.29% | 2 | 0 | 11 |  |  |  | No | R-454B | 4.4167 | Residential & Commercial | Ducted CEE Tier 1
214776849 | Central HP <5.4 tons | YORK | HRCU-A-CB (Split System: Heat Pump with Remote Outdoor Unit-Air-Source) | HH860E2S11 | ADP |  | CV602D*A+TXV | YPLC080C16MP13 | 43500 | 18 | 8.5 | 42000 | 32800 | 78.1% | 2 | 0 | 11.7 |  |  |  | No | R-454B | 3.625 | Residential & Commercial | Ducted CEE Tier 1
214776866 | Central HP <5.4 tons | YORK | HRCU-A-CB (Split System: Heat Pump with Remote Outdoor Unit-Air-Source) | HH860E2S11 | ADP |  | CV606**C+TXV | YPLC100C20MP13 | 53000 | 19 | 8.5 | 52000 | 38500 | 74.04% | 2 | 0 | 11 |  |  |  | No | R-454B | 4.4167 | Residential & Commercial | Ducted CEE Tier 1
214776947 | Central HP <5.4 tons | YORK | HRCU-A-CB (Split System: Heat Pump with Remote Outdoor Unit-Air-Source) | HH860E2S11 | ADP |  | CV481C*C+TXV+AEF60CXP* |  | 45500 | 19 | 8.8 | 44000 | 33600 | 76.36% | 2.06 | 0 | 11.7 |  |  |  | No | R-454B | 3.7917 | Residential & Commercial | Ducted CEE Tier 1
214397427 | Central HP <5.4 tons | CHAMPION HEATING AND COOLING | HRCU-A-CB (Split System: Heat Pump with Remote Outdoor Unit-Air-Source) | HH860E2S11 |  |  | CTF60C5CGS1 | TMLE100C16MP11 | 44500 | 18 | 9 | 45500 | 34200 | 75.16% | 2 | 0 | 11 |  |  |  | No | R-454B | 3.7083 | Residential & Commercial | Ducted CEE Tier 1
215667752 | Central HP <5.4 tons | DAY & NIGHT | HRCU-A-CB (Split System: Heat Pump with Remote Outdoor Unit-Air-Source) | C5H0V24*K*AAA* |  |  | EA*5X37M17A*+WALLCON | *80CTL0701412B* | 23800 | 17.5 | 9 | 23400 | 16500 | 70.51% | 2 | 0 | 10.5 |  |  |  | No | R-454B | 1.9833 | Residential & Commercial | Ducted CEE Tier 1
216031608 | Central HP <5.4 tons | ARMSTRONG AIR | HRCU-A-C (Split System: Heat Pump with Remote Outdoor Unit with No Indoor Fan --Air Source) | A7SCP18V60P-**A |  |  | 7E[C,U]60CX-**+TDR |  | 51000 | 15.2 | 8.5 | 54000 | 40000 | 74.07% | 1.75 | 0 | 10 |  |  |  | No | R-454B | 4.25 | Residential & Commercial | Ducted CEE Tier 1
215934365 | Central HP <5.4 tons | BRYANT HEATING AND COOLING SYSTEMS | HRCU-A-CB (Split System: Heat Pump with Remote Outdoor Unit-Air-Source) | 293VAN048**AA* |  |  | CAA**6124AM*+UI | 987MC60060C21*** | 44500 | 20.5 | 9.5 | 48500 | 37400 | 77.11% | 2 | 0 | 10.5 |  |  |  | No | R-454B | 3.7083 | Residential & Commercial | Ducted CEE Tier 1
215934435 | Central HP <5.4 tons | BRYANT HEATING AND COOLING SYSTEMS | HRCU-A-CB (Split System: Heat Pump with Remote Outdoor Unit-Air-Source) | 293VAN048**AA* |  |  | CSAH*4812AM*+UI | 88*TB36070C14*** | 43000 | 19.5 | 8.5 | 49000 | 35400 | 72.24% | 1.8 | 0 | 11 |  |  |  | No | R-454B | 3.5833 | Residential & Commercial | Ducted CEE Tier 1
215934265 | Central HP <5.4 tons | BRYANT HEATING AND COOLING SYSTEMS | HRCU-A-CB (Split System: Heat Pump with Remote Outdoor Unit-Air-Source) | 293VAN048**AA* |  |  | CAA**6121AM*+UI | 987MC66100C21*** | 45500 | 21 | 9.5 | 48500 | 36800 | 75.88% | 2 | 0 | 11 |  |  |  | No | R-454B | 3.7917 | Residential & Commercial | Ducted CEE Tier 1
214397257 | Central HP <5.4 tons | CHAMPION HEATING AND COOLING | HRCU-A-CB (Split System: Heat Pump with Remote Outdoor Unit-Air-Source) | HH836E2S11 |  |  | CTF36B5CDS1 | TM9Y080B12MP11 | 33400 | 18 | 8.5 | 31400 | 25600 | 81.53% | 2 | 0 | 11 |  |  |  | No | R-454B | 2.7833 | Residential & Commercial | Ducted CEE Tier 1
214772050 | Central HP <5.4 tons | YORK | HRCU-A-CB (Split System: Heat Pump with Remote Outdoor Unit-Air-Source) | HMH72B341 | ADP |  | AD-34(P,U)*****9 | TM9E100C16MP12 | 33000 | 17 | 8.5 | 31400 | 22800 | 72.61% | 2.04 | 0 | 10 |  |  |  | No | R-410A | 2.75 | Residential & Commercial | Ducted CEE Tier 1
214397277 | Central HP <5.4 tons | CHAMPION HEATING AND COOLING | HRCU-A-CB (Split System: Heat Pump with Remote Outdoor Unit-Air-Source) | HH836E2S11 |  |  | CTF36C5CDS1 | TP9C080C16MP13 | 33800 | 18 | 8.5 | 31800 | 26000 | 81.76% | 2 | 0 | 11 |  |  |  | No | R-454B | 2.8167 | Residential & Commercial | Ducted CEE Tier 1
214397314 | Central HP <5.4 tons | CHAMPION HEATING AND COOLING | HRCU-A-CB (Split System: Heat Pump with Remote Outdoor Unit-Air-Source) | HH836E2S11 |  |  | CTF36B5CDS1 | TPLC080B12MP13 | 33000 | 17 | 8.5 | 31000 | 25200 | 81.29% | 2 | 0 | 11 |  |  |  | No | R-454B | 2.75 | Residential & Commercial | Ducted CEE Tier 1
211393616 | Central HP <5.4 tons | COLEMAN | HRCU-A-CB (Split System: Heat Pump with Remote Outdoor Unit-Air-Source) | HMH72B341 |  |  | JHVTB36DBCC2N1 |  | 34000 | 18.5 | 8.5 | 33800 | 23800 | 70.41% | 2.1 | 0 | 10 |  |  |  | No | R-410A | 2.8333 | Residential & Commercial | Ducted CEE Tier 1
213296980 | Central HP <5.4 tons | FRASER-JOHNSTON | HRCU-A-CB (Split System: Heat Pump with Remote Outdoor Unit-Air-Source) | HMH72B341 |  |  | XAFB36DXXN1+TXV | Z8ES080B12LMPS1 | 34000 | 18 | 8.1 | 33400 | 24000 | 71.86% | 2.08 | 0 | 10 |  |  |  | No | R-410A | 2.8333 | Residential & Commercial | Ducted CEE Tier 1
213297625 | Central HP <5.4 tons | FRASER-JOHNSTON | HRCU-A-CB (Split System: Heat Pump with Remote Outdoor Unit-Air-Source) | HMH72B341 |  |  | XAHC36DBCN1 | Z8ES080C16LMPS1 | 34000 | 17.5 | 8.5 | 33400 | 23600 | 70.66% | 2.08 | 0 | 10 |  |  |  | No | R-410A | 2.8333 | Residential & Commercial | Ducted CEE Tier 1
211206880 | Central HP <5.4 tons | LUXAIRE | HRCU-A-CB (Split System: Heat Pump with Remote Outdoor Unit-Air-Source) | HL20B3621 |  |  | XAMB36DE2N1+CC | TM9V080B12MP12 | 32200 | 18 | 8.5 | 34000 | 29400 | 86.47% | 1.92 | 0 | 11.7 |  |  |  | No | R-410A | 2.6833 | Residential & Commercial | Ducted CEE Tier 1
215869137 | Central HP <5.4 tons | AMERICAN STANDARD | HRCU-A-CB (Split System: Heat Pump with Remote Outdoor Unit-Air-Source) | 5A6V8X60A1 |  |  | 5PX*D010AS3 | S9V2C100U5VSB+LRP | 54000 | 18.1 | 8.5 | 55000 | 39500 | 71.82% | 2 | 0 | 10 |  |  |  | No | R-454B | 4.5 | Residential & Commercial | Ducted CEE Tier 1
215869153 | Central HP <5.4 tons | AMERICAN STANDARD | HRCU-A-CB (Split System: Heat Pump with Remote Outdoor Unit-Air-Source) | 5A6V8X60A1 |  |  | 5TXCD008AS3 | S9V2C100U5VSB+LRP | 53000 | 18.1 | 8.5 | 56000 | 40000 | 71.43% | 2 | 0 | 10 |  |  |  | No | R-454B | 4.4167 | Residential & Commercial | Ducted CEE Tier 1
215667760 | Central HP <5.4 tons | DAY & NIGHT | HRCU-A-CB (Split System: Heat Pump with Remote Outdoor Unit-Air-Source) | C5H0V24*K*AAA* |  |  | EA*5X37M17A*+WALLCON | *80CTL0701716B* | 23800 | 17 | 9 | 23400 | 16500 | 70.51% | 2 | 0 | 10.5 |  |  |  | No | R-454B | 1.9833 | Residential & Commercial | Ducted CEE Tier 1
215667928 | Central HP <5.4 tons | DAY & NIGHT | HRCU-A-CB (Split System: Heat Pump with Remote Outdoor Unit-Air-Source) | C5H0V24*K*AAA* |  |  | EA*5X37M21A*+WALLCON | *96CTN0801714B* | 24000 | 17.5 | 9 | 23200 | 16300 | 70.26% | 2.02 | 0 | 10.5 |  |  |  | No | R-454B | 2 | Residential & Commercial | Ducted CEE Tier 1
215588383 | Central HP <5.4 tons | CARRIER | HRCU-A-CB (Split System: Heat Pump with Remote Outdoor Unit-Air-Source) | 27VNA154A*030* |  |  | CVAVA6121XMA*+UI | 59MN7C060C21**20 | 51500 | 18.5 | 8.1 | 55000 | 46500 | 84.55% | 1.86 | 0 | 11 |  |  |  | No | R-454B | 4.2917 | Residential & Commercial | Ducted CEE Tier 1
215588419 | Central HP <5.4 tons | CARRIER | HRCU-A-CB (Split System: Heat Pump with Remote Outdoor Unit-Air-Source) | 27VNA154A*030* |  |  | CAA**4821AM*+UI | 58CU*B060C17**16 | 47500 | 18.5 | 10.5 | 51500 | 50500 | 98.06% | 2 | 0 | 11.5 |  |  |  | No | R-454B | 3.9583 | Residential & Commercial | Ducted CEE Tier 1
215588085 | Central HP <5.4 tons | CARRIER | HRCU-A-CB (Split System: Heat Pump with Remote Outdoor Unit-Air-Source) | 27VNA154A*030* |  |  | CAA**4821AM*+UI | 59TN6C080C17**14 | 46500 | 18 | 10 | 50000 | 50000 | 100% | 2.06 | 0 | 11.5 |  |  |  | No | R-454B | 3.875 | Residential & Commercial | Ducted CEE Tier 1
215588117 | Central HP <5.4 tons | CARRIER | HRCU-A-CB (Split System: Heat Pump with Remote Outdoor Unit-Air-Source) | 27VNA154A*030* |  |  | CAA**6121AM*+UI | 58TN*B090C17**16 | 49000 | 19 | 9.5 | 51500 | 50500 | 98.06% | 2.02 | 0 | 12 |  |  |  | No | R-454B | 4.0833 | Residential & Commercial | Ducted CEE Tier 1
215374881 | Central HP <5.4 tons | Durastar | HRCU-A-CB (Split System: Heat Pump with Remote Outdoor Unit-Air-Source) | DRA1U24S2A |  |  | DRAM24F2A |  | 24000 | 19.7 | 9 | 25000 | 18000 | 72% | 2.2 | 0 | 11.7 |  |  |  | No | R-454B | 2 | Residential & Commercial | Ducted CEE Tier 1
215935085 | Central HP <5.4 tons | BRYANT HEATING AND COOLING SYSTEMS | HRCU-A-CB (Split System: Heat Pump with Remote Outdoor Unit-Air-Source) | 293VAN036**AA* |  |  | CVAMA4921XMA*+UI | 987MC60060C21*** | 35400 | 21 | 8.5 | 38500 | 29000 | 75.32% | 2.02 | 0 | 12 |  |  |  | No | R-454B | 2.95 | Residential & Commercial | Ducted CEE Tier 1
215935335 | Central HP <5.4 tons | BRYANT HEATING AND COOLING SYSTEMS | HRCU-A-CB (Split System: Heat Pump with Remote Outdoor Unit-Air-Source) | 293VAN036**AA* |  |  | CVAMA6024XMA*+UI | 88*TB60070C21*** | 35400 | 21.5 | 8.5 | 38000 | 28600 | 75.26% | 2.04 | 0 | 12 |  |  |  | No | R-454B | 2.95 | Residential & Commercial | Ducted CEE Tier 1
215932515 | Central HP <5.4 tons | BRYANT HEATING AND COOLING SYSTEMS | HRCU-A-CB (Split System: Heat Pump with Remote Outdoor Unit-Air-Source) | 293VAN036**AA* |  |  | CAA**4821AM*+UI | 986TD42080C17*** | 33200 | 20 | 9.5 | 34800 | 26600 | 76.44% | 2.02 | 0 | 11 |  |  |  | No | R-454B | 2.7667 | Residential & Commercial | Ducted CEE Tier 1
215932765 | Central HP <5.4 tons | BRYANT HEATING AND COOLING SYSTEMS | HRCU-A-CB (Split System: Heat Pump with Remote Outdoor Unit-Air-Source) | 293VAN036**AA* |  |  | CAA**6121AM*+UI | 935CB66100C21*** | 34400 | 20.5 | 9.5 | 34200 | 26000 | 76.02% | 2.08 | 0 | 12 |  |  |  | No | R-454B | 2.8667 | Residential & Commercial | Ducted CEE Tier 1
215932785 | Central HP <5.4 tons | BRYANT HEATING AND COOLING SYSTEMS | HRCU-A-CB (Split System: Heat Pump with Remote Outdoor Unit-Air-Source) | 293VAN036**AA* |  |  | CAA**6121AM*+UI | 987MC60060C21*** | 34200 | 20 | 9 | 34800 | 26600 | 76.44% | 1.92 | 0 | 11.5 |  |  |  | No | R-454B | 2.85 | Residential & Commercial | Ducted CEE Tier 1
215932915 | Central HP <5.4 tons | BRYANT HEATING AND COOLING SYSTEMS | HRCU-A-CB (Split System: Heat Pump with Remote Outdoor Unit-Air-Source) | 293VAN036**AA* |  |  | CAA**6124AM*+UI | 987MC60080C21*** | 34400 | 20.5 | 9.5 | 34400 | 26000 | 75.58% | 2.06 | 0 | 12 |  |  |  | No | R-454B | 2.8667 | Residential & Commercial | Ducted CEE Tier 1
215933015 | Central HP <5.4 tons | BRYANT HEATING AND COOLING SYSTEMS | HRCU-A-CB (Split System: Heat Pump with Remote Outdoor Unit-Air-Source) | 293VAN036**AA* |  |  | CSAH*3012AM*+UI | 986TD42060C17*** | 32400 | 18 | 9 | 34800 | 26600 | 76.44% | 1.92 | 0 | 10 |  |  |  | No | R-454B | 2.7 | Residential & Commercial | Ducted CEE Tier 1
215933945 | Central HP <5.4 tons | BRYANT HEATING AND COOLING SYSTEMS | HRCU-A-CB (Split System: Heat Pump with Remote Outdoor Unit-Air-Source) | 293VAN036**AA* |  |  | CSAH*6012AM*+UI | 986TD66120C24*** | 34200 | 19.5 | 9 | 34200 | 26000 | 76.02% | 1.94 | 0 | 11.7 |  |  |  | No | R-454B | 2.85 | Residential & Commercial | Ducted CEE Tier 1
211593683 | Central HP <5.4 tons | BRYANT HEATING AND COOLING SYSTEMS | HRCU-A-CB (Split System: Heat Pump with Remote Outdoor Unit-Air-Source) | 38MURAQ36AB3* | ADP |  | H,PG48936 | 926TB60080V21*** | 35600 | 15.2 | 8.1 | 37400 | 34400 | 91.98% | 2 | 0 | 10 |  |  |  | No | R-410A | 2.9667 | Residential & Commercial | Ducted CEE Tier 1
215934515 | Central HP <5.4 tons | BRYANT HEATING AND COOLING SYSTEMS | HRCU-A-CB (Split System: Heat Pump with Remote Outdoor Unit-Air-Source) | 293VAN048**AA* |  |  | CSAH*4812AM*+UI | 986TD42080C17*** | 43000 | 19.5 | 8.5 | 49000 | 35400 | 72.24% | 1.8 | 0 | 11 |  |  |  | No | R-454B | 3.5833 | Residential & Commercial | Ducted CEE Tier 1
215934585 | Central HP <5.4 tons | BRYANT HEATING AND COOLING SYSTEMS | HRCU-A-CB (Split System: Heat Pump with Remote Outdoor Unit-Air-Source) | 293VAN048**AA* |  |  | CSAH*6012AM*+UI | 935CB66100C21*** | 45000 | 20.5 | 9 | 48500 | 36400 | 75.05% | 1.84 | 0 | 11.5 |  |  |  | No | R-454B | 3.75 | Residential & Commercial | Ducted CEE Tier 1
215933985 | Central HP <5.4 tons | BRYANT HEATING AND COOLING SYSTEMS | HRCU-A-CB (Split System: Heat Pump with Remote Outdoor Unit-Air-Source) | 293VAN048**AA* |  |  | CAA**4821AM*+UI | 88*TB48070C17*** | 43000 | 20 | 9 | 48500 | 37200 | 76.7% | 2 | 0 | 10.5 |  |  |  | No | R-454B | 3.5833 | Residential & Commercial | Ducted CEE Tier 1
215934715 | Central HP <5.4 tons | BRYANT HEATING AND COOLING SYSTEMS | HRCU-A-CB (Split System: Heat Pump with Remote Outdoor Unit-Air-Source) | 293VAN036**AA* |  |  | CVAMA3617XMA*+UI | 987MC42060C17*** | 34000 | 20 | 8.1 | 38000 | 27200 | 71.58% | 2 | 0 | 11 |  |  |  | No | R-454B | 2.8333 | Residential & Commercial | Ducted CEE Tier 1
215933085 | Central HP <5.4 tons | BRYANT HEATING AND COOLING SYSTEMS | HRCU-A-CB (Split System: Heat Pump with Remote Outdoor Unit-Air-Source) | 293VAN036**AA* |  |  | CSAH*3612AM*+UI | 88*TB60070C21*** | 33200 | 19 | 9 | 35000 | 26800 | 76.57% | 1.92 | 0 | 11 |  |  |  | No | R-454B | 2.7667 | Residential & Commercial | Ducted CEE Tier 1
215933135 | Central HP <5.4 tons | BRYANT HEATING AND COOLING SYSTEMS | HRCU-A-CB (Split System: Heat Pump with Remote Outdoor Unit-Air-Source) | 293VAN036**AA* |  |  | CSAH*3612AM*+UI | 935CB48060C17*** | 33000 | 18.5 | 9 | 35400 | 27200 | 76.84% | 1.92 | 0 | 11 |  |  |  | No | R-454B | 2.75 | Residential & Commercial | Ducted CEE Tier 1
215933185 | Central HP <5.4 tons | BRYANT HEATING AND COOLING SYSTEMS | HRCU-A-CB (Split System: Heat Pump with Remote Outdoor Unit-Air-Source) | 293VAN036**AA* |  |  | CSAH*3612AM*+UI | 987MC42080C17*** | 33000 | 18.5 | 9 | 35600 | 27200 | 76.4% | 1.92 | 0 | 10.5 |  |  |  | No | R-454B | 2.75 | Residential & Commercial | Ducted CEE Tier 1
215933735 | Central HP <5.4 tons | BRYANT HEATING AND COOLING SYSTEMS | HRCU-A-CB (Split System: Heat Pump with Remote Outdoor Unit-Air-Source) | 293VAN036**AA* |  |  | CSAH*6012AM*+UI | 83*CA60100C21*** | 34200 | 19.5 | 9 | 34400 | 26200 | 76.16% | 1.96 | 0 | 11.7 |  |  |  | No | R-454B | 2.85 | Residential & Commercial | Ducted CEE Tier 1
215935115 | Central HP <5.4 tons | BRYANT HEATING AND COOLING SYSTEMS | HRCU-A-CB (Split System: Heat Pump with Remote Outdoor Unit-Air-Source) | 293VAN036**AA* |  |  | CVAMA4921XMA*+UI | 987MC66100C21*** | 35600 | 22 | 8.5 | 38000 | 28600 | 75.26% | 2.02 | 0 | 12.5 |  |  |  | No | R-454B | 2.9667 | Residential & Commercial | Ducted CEE Tier 1
215940150 | Central HP <5.4 tons | DAY & NIGHT | HRCU-A-CB (Split System: Heat Pump with Remote Outdoor Unit-Air-Source) | C5H3V36*K*AAA* |  |  | ESH5X48M12A*+WALLCON | *97CTN0802120A* | 33800 | 19.5 | 9 | 34800 | 26600 | 76.44% | 1.94 | 0 | 11.5 |  |  |  | No | R-454B | 2.8167 | Residential & Commercial | Ducted CEE Tier 1
215935391 | Central HP <5.4 tons | KEEPRITE | HRCU-A-CB (Split System: Heat Pump with Remote Outdoor Unit-Air-Source) | C5H3V36*K*AAA* |  |  | EVM5X60M24A*+WALLCON | *95CSU1002122B* | 35600 | 22 | 8.5 | 38000 | 28400 | 74.74% | 2.06 | 0 | 12.5 |  |  |  | No | R-454B | 2.9667 | Residential & Commercial | Ducted CEE Tier 1
215935491 | Central HP <5.4 tons | KEEPRITE | HRCU-A-CB (Split System: Heat Pump with Remote Outdoor Unit-Air-Source) | C5H3V36*K*AAA* |  |  | EVM5X61M24A*+WALLCON | *95CSU1002122B* | 36000 | 22.5 | 8.5 | 37600 | 28200 | 75% | 2.06 | 0 | 12.5 |  |  |  | No | R-454B | 3 | Residential & Commercial | Ducted CEE Tier 1
215935691 | Central HP <5.4 tons | KEEPRITE | HRCU-A-CB (Split System: Heat Pump with Remote Outdoor Unit-Air-Source) | C5H3V36*K*AAA* |  |  | EVD5X36M21A*+WALLCON | *95CSU0802120B* | 34400 | 20.5 | 8.5 | 38500 | 28200 | 73.25% | 2.04 | 0 | 11.7 |  |  |  | No | R-454B | 2.8667 | Residential & Commercial | Ducted CEE Tier 1
215939720 | Central HP <5.4 tons | DAY & NIGHT | HRCU-A-CB (Split System: Heat Pump with Remote Outdoor Unit-Air-Source) | C5H3V36*K*AAA* |  |  | EA*5X48M21A*+WALLCON | *96CTN0802120B* | 33400 | 20 | 9.5 | 34600 | 26400 | 76.3% | 2.04 | 0 | 11.5 |  |  |  | No | R-454B | 2.7833 | Residential & Commercial | Ducted CEE Tier 1
211641647 | Central HP <5.4 tons | MAINLINE | HRCU-A-CB (Split System: Heat Pump with Remote Outdoor Unit-Air-Source) | MLP18AZ24AJVC |  |  | MLHMVZ2421HEACA |  | 22800 | 18 | 8.5 | 22800 | 24800 | 108.8% | 2 | 0 | 12.5 |  |  |  | No | R-410A | 1.9 | Residential & Commercial | Ducted CEE Tier 1
215935265 | Central HP <5.4 tons | BRYANT HEATING AND COOLING SYSTEMS | HRCU-A-CB (Split System: Heat Pump with Remote Outdoor Unit-Air-Source) | 293VAN036**AA* |  |  | CVAMA6021XMA*+UI | 987MC60060C21*** | 35400 | 21 | 8.5 | 38500 | 29000 | 75.32% | 2.02 | 0 | 12 |  |  |  | No | R-454B | 2.95 | Residential & Commercial | Ducted CEE Tier 1
214660202 | Central HP <5.4 tons | ECOER | HRCU-A-CB (Split System: Heat Pump with Remote Outdoor Unit-Air-Source) | EODA18H-4860BAA | ECOER |  | EBCT4860CAA | MGH96M120D5A | 52000 | 16.5 | 8.5 | 54000 | 37800 | 70% | 1.9 | 0 | 10 |  |  |  | No | R-410A | 4.3333 | Residential & Commercial | Ducted CEE Tier 1
215935315 | Central HP <5.4 tons | BRYANT HEATING AND COOLING SYSTEMS | HRCU-A-CB (Split System: Heat Pump with Remote Outdoor Unit-Air-Source) | 293VAN036**AA* |  |  | CVAMA6021XMA*+UI | 986TD66100C21*** | 35600 | 22 | 8.5 | 38000 | 28600 | 75.26% | 2.02 | 0 | 12.5 |  |  |  | No | R-454B | 2.9667 | Residential & Commercial | Ducted CEE Tier 1
215933785 | Central HP <5.4 tons | BRYANT HEATING AND COOLING SYSTEMS | HRCU-A-CB (Split System: Heat Pump with Remote Outdoor Unit-Air-Source) | 293VAN036**AA* |  |  | CSAH*6012AM*+UI | 88*TB48090C17*** | 34200 | 19.5 | 9 | 34400 | 26200 | 76.16% | 1.94 | 0 | 11.7 |  |  |  | No | R-454B | 2.85 | Residential & Commercial | Ducted CEE Tier 1
215934205 | Central HP <5.4 tons | BRYANT HEATING AND COOLING SYSTEMS | HRCU-A-CB (Split System: Heat Pump with Remote Outdoor Unit-Air-Source) | 293VAN048**AA* |  |  | CAA**6121AM*+UI | 935CB48060C17*** | 44500 | 20.5 | 9.5 | 49000 | 36600 | 74.69% | 2 | 0 | 11 |  |  |  | No | R-454B | 3.7083 | Residential & Commercial | Ducted CEE Tier 1
215934455 | Central HP <5.4 tons | BRYANT HEATING AND COOLING SYSTEMS | HRCU-A-CB (Split System: Heat Pump with Remote Outdoor Unit-Air-Source) | 293VAN048**AA* |  |  | CSAH*4812AM*+UI | 88*TB60090C21*** | 44500 | 20.5 | 9 | 48500 | 36400 | 75.05% | 1.82 | 0 | 11 |  |  |  | No | R-454B | 3.7083 | Residential & Commercial | Ducted CEE Tier 1
215934505 | Central HP <5.4 tons | BRYANT HEATING AND COOLING SYSTEMS | HRCU-A-CB (Split System: Heat Pump with Remote Outdoor Unit-Air-Source) | 293VAN048**AA* |  |  | CSAH*4812AM*+UI | 987MC66120C24*** | 44000 | 20 | 9 | 48500 | 36600 | 75.46% | 1.82 | 0 | 10.5 |  |  |  | No | R-454B | 3.6667 | Residential & Commercial | Ducted CEE Tier 1
215934555 | Central HP <5.4 tons | BRYANT HEATING AND COOLING SYSTEMS | HRCU-A-CB (Split System: Heat Pump with Remote Outdoor Unit-Air-Source) | 293VAN048**AA* |  |  | CSAH*6012AM*+UI | 88*TB36070C14*** | 43500 | 19.5 | 9 | 49500 | 35600 | 71.92% | 1.9 | 0 | 11 |  |  |  | No | R-454B | 3.625 | Residential & Commercial | Ducted CEE Tier 1
211206999 | Central HP <5.4 tons | LUXAIRE | HRCU-A-CB (Split System: Heat Pump with Remote Outdoor Unit-Air-Source) | HL20B4821 |  |  | XAMC48HE3N1+CC | TPLC100C16MP13 | 43500 | 19 | 9 | 44500 | 36200 | 81.35% | 2.14 | 0 | 12 |  |  |  | No | R-410A | 3.625 | Residential & Commercial | Ducted CEE Tier 1
212979848 | Central HP <5.4 tons | AIRQUEST | HRCU-A-CB (Split System: Heat Pump with Remote Outdoor Unit-Air-Source) | DLCURAH24ABK |  |  | EA*4X36L17A* | *80MS(N,L)0901714A* | 23800 | 17 | 8.5 | 26200 | 23800 | 90.84% | 1.98 | 0 | 10 |  |  |  | No | R-410A | 1.9833 | Residential & Commercial | Ducted CEE Tier 1
214574201 | Central HP <5.4 tons | AIRQUEST | HRCU-A-CB (Split System: Heat Pump with Remote Outdoor Unit-Air-Source) | HVH837GKA2* |  |  | EA*4X61L24A*+WALLCON | *96CTN0802120B* | 33200 | 18.5 | 8.5 | 31800 | 24800 | 77.99% | 2.02 | 0 | 11.5 |  |  |  | No | R-410A | 2.7667 | Residential & Commercial | Ducted CEE Tier 1
214574501 | Central HP <5.4 tons | AIRQUEST | HRCU-A-CB (Split System: Heat Pump with Remote Outdoor Unit-Air-Source) | HVH837GKA2* |  |  | EN(A,D)4X36L21**+WALLCON | *96CTN0802120B* | 31400 | 17 | 8.1 | 33000 | 24000 | 72.73% | 1.84 | 0 | 11 |  |  |  | No | R-410A | 2.6167 | Residential & Commercial | Ducted CEE Tier 1
214574551 | Central HP <5.4 tons | AIRQUEST | HRCU-A-CB (Split System: Heat Pump with Remote Outdoor Unit-Air-Source) | HVH837GKA2* |  |  | EN(A,D,W)4X42L21**+WALLCON | *97CMN0802120B* | 31800 | 17 | 8.1 | 33000 | 24400 | 73.94% | 1.88 | 0 | 11 |  |  |  | No | R-410A | 2.65 | Residential & Commercial | Ducted CEE Tier 1
213080993 | Central HP <5.4 tons | ACIQ | HRCU-A-CB (Split System: Heat Pump with Remote Outdoor Unit-Air-Source) | HVH837GKA2* |  |  | EN(A,D,W)4X48L21**+WALLCON | *80CSU0601716A* | 32400 | 17 | 8.1 | 33000 | 24800 | 75.15% | 1.94 | 0 | 11.7 |  |  |  | No | R-410A | 2.7 | Residential & Commercial | Ducted CEE Tier 1
212979817 | Central HP <5.4 tons | KEEPRITE | HRCU-A-CB (Split System: Heat Pump with Remote Outdoor Unit-Air-Source) | DLCURAH24ABK |  |  | EA*4X24L17A* | *80MS(N,L)0901714A* | 23200 | 17 | 8.5 | 26800 | 26600 | 99.25% | 2.26 | 0 | 10 |  |  |  | No | R-410A | 1.9333 | Residential & Commercial | Ducted CEE Tier 1
211206833 | Central HP <5.4 tons | LUXAIRE | HRCU-A-CB (Split System: Heat Pump with Remote Outdoor Unit-Air-Source) | HL20B2421 |  |  | XAMB24DE1N1+CC | TM9V060B12MP12 | 22600 | 17 | 8.5 | 23800 | 18500 | 77.73% | 1.92 | 0 | 12 |  |  |  | No | R-410A | 1.8833 | Residential & Commercial | Ducted CEE Tier 1
213298050 | Central HP <5.4 tons | FRASER-JOHNSTON | HRCU-A-CB (Split System: Heat Pump with Remote Outdoor Unit-Air-Source) | HMH72B341 |  |  | XAFC36DBCN1 | Z8ES080B12SMPS1 | 34000 | 18 | 8.1 | 33400 | 24000 | 71.86% | 2.08 | 0 | 10 |  |  |  | No | R-410A | 2.8333 | Residential & Commercial | Ducted CEE Tier 1
216581430 | Central HP <5.4 tons | CARRIER | HRCU-A-CB (Split System: Heat Pump with Remote Outdoor Unit-Air-Source) | 25VNA436A*031* |  |  | CAP**6124AL*+UI | 59TN7A080C21**20 | 34400 | 19.5 | 9 | 34400 | 25000 | 72.67% | 1.85 | 0 | 12 |  |  |  | No | R-410A | 2.8667 | Residential & Commercial | Ducted CEE Tier 1
214396803 | Central HP <5.4 tons | CHAMPION HEATING AND COOLING | HRCU-A-CB (Split System: Heat Pump with Remote Outdoor Unit-Air-Source) | HH836E2S11 |  |  | CTM36B5CDS1 | TMLE080B12MP11 | 33400 | 18 | 8.5 | 31600 | 26000 | 82.28% | 2 | 0 | 11 |  |  |  | No | R-454B | 2.7833 | Residential & Commercial | Ducted CEE Tier 1
214421528 | Central HP <5.4 tons | FRASER-JOHNSTON | HRCU-A-CB (Split System: Heat Pump with Remote Outdoor Unit-Air-Source) | HH836E2S11 |  |  | CTM48C5CFS1+JMET16CS2N1 |  | 33800 | 19 | 9 | 31400 | 25200 | 80.25% | 2 | 0 | 11.7 |  |  |  | No | R-454B | 2.8167 | Residential & Commercial | Ducted CEE Tier 1
216581432 | Central HP <5.4 tons | CARRIER | HRCU-A-CB (Split System: Heat Pump with Remote Outdoor Unit-Air-Source) | 25VNA436A*031* |  |  | CAP**6124AL*+UI | 59TN7A100C21**22 | 34400 | 19.5 | 9 | 34200 | 24800 | 72.51% | 1.9 | 0 | 12 |  |  |  | No | R-410A | 2.8667 | Residential & Commercial | Ducted CEE Tier 1
215611118 | Central HP <5.4 tons | MAINLINE | HRCU-A-CB (Split System: Heat Pump with Remote Outdoor Unit-Air-Source) | MLP19AY48AJVC |  |  | MLHMVY4821SEACA |  | 45500 | 19 | 8.5 | 45500 | 42000 | 92.31% | 2.1 | 0 | 12 |  |  |  | No | R-454B | 3.7917 | Residential & Commercial | Ducted CEE Tier 1
211212530 | Central HP <5.4 tons | LUXAIRE | HRCU-A-CB (Split System: Heat Pump with Remote Outdoor Unit-Air-Source) | HL20B6021 |  |  | JHVVC60HE4C2N1+CC |  | 52000 | 19 | 8.5 | 52500 | 40000 | 76.19% | 2 | 0 | 12 |  |  |  | No | R-410A | 4.3333 | Residential & Commercial | Ducted CEE Tier 1
211391246 | Central HP <5.4 tons | COLEMAN | HRCU-A-CB (Split System: Heat Pump with Remote Outdoor Unit-Air-Source) | HMH72B341 |  |  | XAHC36DBCN1 | TM8E120C16MP11 | 33600 | 17.5 | 8.1 | 33000 | 23200 | 70.3% | 2.04 | 0 | 10 |  |  |  | No | R-410A | 2.8 | Residential & Commercial | Ducted CEE Tier 1
211391395 | Central HP <5.4 tons | COLEMAN | HRCU-A-CB (Split System: Heat Pump with Remote Outdoor Unit-Air-Source) | HMH72B341 |  |  | XAHC36DXXN1+TXV | TM8E100C16MP11 | 33600 | 17.5 | 8.1 | 33000 | 23200 | 70.3% | 2.04 | 0 | 10 |  |  |  | No | R-410A | 2.8 | Residential & Commercial | Ducted CEE Tier 1
215670622 | Central HP <5.4 tons | DAY & NIGHT | HRCU-A-CB (Split System: Heat Pump with Remote Outdoor Unit-Air-Source) | C5H0V36*K*AAA* |  |  | FCMA5B60L0D*+WALLCON |  | 35400 | 19.5 | 9.5 | 34000 | 24400 | 71.76% | 2.04 | 0 | 11.5 |  |  |  | No | R-454B | 2.95 | Residential & Commercial | Ducted CEE Tier 1
215933835 | Central HP <5.4 tons | BRYANT HEATING AND COOLING SYSTEMS | HRCU-A-CB (Split System: Heat Pump with Remote Outdoor Unit-Air-Source) | 293VAN036**AA* |  |  | CSAH*6012AM*+UI | 935CB60080C21*** | 34200 | 19.5 | 9 | 34400 | 26000 | 75.58% | 1.96 | 0 | 11.7 |  |  |  | No | R-454B | 2.85 | Residential & Commercial | Ducted CEE Tier 1
215934805 | Central HP <5.4 tons | BRYANT HEATING AND COOLING SYSTEMS | HRCU-A-CB (Split System: Heat Pump with Remote Outdoor Unit-Air-Source) | 293VAN036**AA* |  |  | CVAMA4421XMA*+UI | 88*TB36045C17*** | 35200 | 21 | 8.5 | 39000 | 29400 | 75.38% | 2 | 0 | 11.7 |  |  |  | No | R-454B | 2.9333 | Residential & Commercial | Ducted CEE Tier 1
215935005 | Central HP <5.4 tons | BRYANT HEATING AND COOLING SYSTEMS | HRCU-A-CB (Split System: Heat Pump with Remote Outdoor Unit-Air-Source) | 293VAN036**AA* |  |  | CVAMA4921XMA*+UI | 88*TB48070C17*** | 35400 | 21.5 | 8.5 | 38500 | 29000 | 75.32% | 2.02 | 0 | 12 |  |  |  | No | R-454B | 2.95 | Residential & Commercial | Ducted CEE Tier 1
214592619 | Central HP <5.4 tons | ECOER | HRCU-A-CB (Split System: Heat Pump with Remote Outdoor Unit-Air-Source) | EODA18H-4860B | ECOER |  | EBCT4248CAA | MGH96M100C5A | 45000 | 17.5 | 8.5 | 46000 | 32400 | 70.43% | 1.95 | 0 | 11 |  |  |  | No | R-410A | 3.75 | Residential & Commercial | Ducted CEE Tier 1
215941050 | Central HP <5.4 tons | DAY & NIGHT | HRCU-A-CB (Split System: Heat Pump with Remote Outdoor Unit-Air-Source) | C5H3V48*K*AAA* |  |  | EA*5X61M21A*+WALLCON | *80CSU0401712B* | 45500 | 21.5 | 9.5 | 48500 | 36800 | 75.88% | 2 | 0 | 11.5 |  |  |  | No | R-454B | 3.7917 | Residential & Commercial | Ducted CEE Tier 1
215941100 | Central HP <5.4 tons | DAY & NIGHT | HRCU-A-CB (Split System: Heat Pump with Remote Outdoor Unit-Air-Source) | C5H3V48*K*AAA* |  |  | EA*5X61M24A*+WALLCON | *96CTN0802120B* | 45500 | 21 | 9.5 | 48500 | 37000 | 76.29% | 2 | 0 | 11 |  |  |  | No | R-454B | 3.7917 | Residential & Commercial | Ducted CEE Tier 1
212979865 | Central HP <5.4 tons | KEEPRITE | HRCU-A-CB (Split System: Heat Pump with Remote Outdoor Unit-Air-Source) | DLCURAH24ABK |  |  | EA*4X36L21A* | *80MS(N,L)0901714A* | 23800 | 17.5 | 8.5 | 26200 | 23600 | 90.08% | 1.98 | 0 | 10 |  |  |  | No | R-410A | 1.9833 | Residential & Commercial | Ducted CEE Tier 1
212603176 | Central HP <5.4 tons | DAY & NIGHT | HRCU-A-CB (Split System: Heat Pump with Remote Outdoor Unit-Air-Source) | DLCURAH24ABK | ADP |  | V,G36H175P159 | *92ESN0801716A* | 24200 | 17 | 8.1 | 24600 | 22400 | 91.06% | 1.88 | 0 | 10.5 |  |  |  | No | R-410A | 2.0167 | Residential & Commercial | Ducted CEE Tier 1
212603226 | Central HP <5.4 tons | DAY & NIGHT | HRCU-A-CB (Split System: Heat Pump with Remote Outdoor Unit-Air-Source) | DLCURAH24ABK | ADP |  | FG33936 | *96VTN0801716A* | 24000 | 16 | 8.1 | 24600 | 22600 | 91.87% | 1.9 | 0 | 10.5 |  |  |  | No | R-410A | 2 | Residential & Commercial | Ducted CEE Tier 1
212603227 | Central HP <5.4 tons | DAY & NIGHT | HRCU-A-CB (Split System: Heat Pump with Remote Outdoor Unit-Air-Source) | DLCURAH24ABK | ADP |  | PL36H175P159 | *96VTN0801716A* | 24200 | 16 | 8.1 | 24600 | 22600 | 91.87% | 1.9 | 0 | 10.5 |  |  |  | No | R-410A | 2.0167 | Residential & Commercial | Ducted CEE Tier 1
214573651 | Central HP <5.4 tons | AIRQUEST | HRCU-A-CB (Split System: Heat Pump with Remote Outdoor Unit-Air-Source) | HVH837GKA2* |  |  | EA*4X36L21A*+WALLCON | *97CMN0802120B* | 31600 | 17 | 8.1 | 33000 | 24200 | 73.33% | 1.86 | 0 | 11 |  |  |  | No | R-410A | 2.6333 | Residential & Commercial | Ducted CEE Tier 1
214573701 | Central HP <5.4 tons | AIRQUEST | HRCU-A-CB (Split System: Heat Pump with Remote Outdoor Unit-Air-Source) | HVH837GKA2* |  |  | EA*4X37L21A*+WALLCON | *97CMN0602120B* | 32800 | 17 | 8.5 | 33000 | 25400 | 76.97% | 1.98 | 0 | 11 |  |  |  | No | R-410A | 2.7333 | Residential & Commercial | Ducted CEE Tier 1
214574001 | Central HP <5.4 tons | AIRQUEST | HRCU-A-CB (Split System: Heat Pump with Remote Outdoor Unit-Air-Source) | HVH837GKA2* |  |  | EA*4X48L24A*+WALLCON | *97CMN0602120B* | 32200 | 17 | 8.5 | 32600 | 25200 | 77.3% | 1.96 | 0 | 11 |  |  |  | No | R-410A | 2.6833 | Residential & Commercial | Ducted CEE Tier 1
215667262 | Central HP <5.4 tons | DAY & NIGHT | HRCU-A-CB (Split System: Heat Pump with Remote Outdoor Unit-Air-Source) | C5H0V24*K*AAA* |  |  | EA*5X25M17A*+WALLCON | *97CMN0801714B* | 23800 | 17 | 9 | 23400 | 16400 | 70.09% | 2 | 0 | 10.5 |  |  |  | No | R-454B | 1.9833 | Residential & Commercial | Ducted CEE Tier 1
215667800 | Central HP <5.4 tons | DAY & NIGHT | HRCU-A-CB (Split System: Heat Pump with Remote Outdoor Unit-Air-Source) | C5H0V24*K*AAA* |  |  | EA*5X37M17A*+WALLCON | *96CTN0601714B* | 23800 | 17 | 9 | 23600 | 16600 | 70.34% | 2 | 0 | 10 |  |  |  | No | R-454B | 1.9833 | Residential & Commercial | Ducted CEE Tier 1
215667848 | Central HP <5.4 tons | DAY & NIGHT | HRCU-A-CB (Split System: Heat Pump with Remote Outdoor Unit-Air-Source) | C5H0V24*K*AAA* |  |  | EA*5X37M21A*+WALLCON | *80CTL0702120B* | 24000 | 17.5 | 9 | 23200 | 16300 | 70.26% | 2.02 | 0 | 10.5 |  |  |  | No | R-454B | 2 | Residential & Commercial | Ducted CEE Tier 1
215667880 | Central HP <5.4 tons | DAY & NIGHT | HRCU-A-CB (Split System: Heat Pump with Remote Outdoor Unit-Air-Source) | C5H0V24*K*AAA* |  |  | EA*5X37M21A*+WALLCON | *95CSU1002122B* | 24000 | 17 | 9 | 23200 | 16300 | 70.26% | 2.02 | 0 | 10.5 |  |  |  | No | R-454B | 2 | Residential & Commercial | Ducted CEE Tier 1
214849149 | Central HP <5.4 tons | YORK | HRCU-A-CB (Split System: Heat Pump with Remote Outdoor Unit-Air-Source) | HMH72B341 | ADP |  | CH360B9 | Y81E080B12SMPS1 | 33200 | 18 | 8.5 | 31400 | 23000 | 73.25% | 2.04 | 0 | 10 |  |  |  | No | R-410A | 2.7667 | Residential & Commercial | Ducted CEE Tier 1
214609066 | Central HP <5.4 tons | CHAMPION HEATING AND COOLING | HRCU-A-CB (Split System: Heat Pump with Remote Outdoor Unit-Air-Source) | HH836E2S11 |  |  | CTF48C5CFS1 | Z9ES080C16SMPS1 | 34000 | 19 | 9 | 32600 | 25800 | 79.14% | 2 | 0 | 11 |  |  |  | No | R-454B | 2.8333 | Residential & Commercial | Ducted CEE Tier 1
211389360 | Central HP <5.4 tons | COLEMAN | HRCU-A-CB (Split System: Heat Pump with Remote Outdoor Unit-Air-Source) | HMH72B341 |  |  | XAFC36DXXN1+TXV | TM8Y120C20MP11 | 34000 | 17.5 | 8.5 | 33800 | 23800 | 70.41% | 2.1 | 0 | 10 |  |  |  | No | R-410A | 2.8333 | Residential & Commercial | Ducted CEE Tier 1
213067328 | Central HP <5.4 tons | ACIQ | HRCU-A-CB (Split System: Heat Pump with Remote Outdoor Unit-Air-Source) | HVH825GKA3* |  |  | EA*4X48L21A*+WALLCON | *97CMN0801714A* | 24000 | 16.5 | 8.1 | 21000 | 16600 | 79.05% | 2 | 0 | 11 |  |  |  | No | R-410A | 2 | Residential & Commercial | Ducted CEE Tier 1
213062499 | Central HP <5.4 tons | ACIQ | HRCU-A-CB (Split System: Heat Pump with Remote Outdoor Unit-Air-Source) | HVH837GKA** |  |  | EHD4X36AAL+WALLCON | *96CTN1002122A* | 32200 | 16.5 | 8.1 | 33200 | 24800 | 74.7% | 1.94 | 11.5 | 11 |  |  |  | No | R-410A | 2.6833 | Residential & Commercial | Ducted CEE Tier 1
213062519 | Central HP <5.4 tons | ACIQ | HRCU-A-CB (Split System: Heat Pump with Remote Outdoor Unit-Air-Source) | HVH837GKA** |  |  | EHD4X48AAL+WALLCON | *80CTL0701412A* | 32600 | 17 | 8.1 | 33200 | 25000 | 75.3% | 1.96 | 11.5 | 11 |  |  |  | No | R-410A | 2.7167 | Residential & Commercial | Ducted CEE Tier 1
213062717 | Central HP <5.4 tons | ACIQ | HRCU-A-CB (Split System: Heat Pump with Remote Outdoor Unit-Air-Source) | HVH837GKA** |  |  | EA*4X37L21A*+WALLCON | *80CTL0701716A* | 32800 | 17.5 | 8.5 | 33000 | 25200 | 76.36% | 1.98 | 11 | 11.5 |  |  |  | No | R-410A | 2.7333 | Residential & Commercial | Ducted CEE Tier 1
213072258 | Central HP <5.4 tons | ACIQ | HRCU-A-CB (Split System: Heat Pump with Remote Outdoor Unit-Air-Source) | DLCURAH18ABK |  |  | EA*4X30L17A* | *92ESN0601714A* | 17900 | 16.5 | 8.5 | 18300 | 18500 | 101.1% | 2.22 | 0 | 10.5 |  |  |  | No | R-410A | 1.4917 | Residential & Commercial | Ducted CEE Tier 1
211389553 | Central HP <5.4 tons | COLEMAN | HRCU-A-CB (Split System: Heat Pump with Remote Outdoor Unit-Air-Source) | HMH72B341 |  |  | XAFC36DBCN1 | TM8Y100C16MP11 | 34000 | 18.5 | 8.5 | 34000 | 24000 | 70.59% | 2.1 | 0 | 10 |  |  |  | No | R-410A | 2.8333 | Residential & Commercial | Ducted CEE Tier 1
214397284 | Central HP <5.4 tons | CHAMPION HEATING AND COOLING | HRCU-A-CB (Split System: Heat Pump with Remote Outdoor Unit-Air-Source) | HH836E2S11 |  |  | CTM36C5CDS1 | TL8E100C20UH11 | 33600 | 17 | 8.5 | 31000 | 25400 | 81.94% | 2 | 0 | 11.7 |  |  |  | No | R-454B | 2.8 | Residential & Commercial | Ducted CEE Tier 1
214396416 | Central HP <5.4 tons | CHAMPION HEATING AND COOLING | HRCU-A-CB (Split System: Heat Pump with Remote Outdoor Unit-Air-Source) | HH836E2S11 |  |  | CTM36C5CDS1 | TM8E080C16MP11 | 33800 | 18 | 8.5 | 31400 | 25600 | 81.53% | 2 | 0 | 11 |  |  |  | No | R-454B | 2.8167 | Residential & Commercial | Ducted CEE Tier 1
216440209 | Central HP <5.4 tons | AMERICAN STANDARD | HRCU-A-CB (Split System: Heat Pump with Remote Outdoor Unit-Air-Source) | 5A6V0X36A1 |  |  | 5TXCC007AS3 | S9V2C100U5PSC+LRP | 34200 | 20 | 9.4 | 32600 | 24200 | 74.23% | 2.1 | 0 | 12.5 |  |  |  | No | R-454B | 2.85 | Residential & Commercial | Ducted CEE Tier 1
213771445 | Central HP <5.4 tons | CARRIER | HRCU-A-CB (Split System: Heat Pump with Remote Outdoor Unit-Air-Source) | 25VNA825A*031* |  |  | CAP**4321AL*+UI | 58TN*B070C17**16 | 24400 | 17 | 8.5 | 21200 | 16600 | 78.3% | 2.02 | 0 | 11 |  |  |  | No | R-410A | 2.0333 | Residential & Commercial | Ducted CEE Tier 1
213771625 | Central HP <5.4 tons | CARRIER | HRCU-A-CB (Split System: Heat Pump with Remote Outdoor Unit-Air-Source) | 25VNA825A*031* |  |  | CAP**4821AL*+UI | 59MN7C080C17**14 | 24000 | 16.5 | 8.1 | 21000 | 16600 | 79.05% | 2 | 0 | 11 |  |  |  | No | R-410A | 2 | Residential & Commercial | Ducted CEE Tier 1
211206966 | Central HP <5.4 tons | LUXAIRE | HRCU-A-CB (Split System: Heat Pump with Remote Outdoor Unit-Air-Source) | HL20B4821 |  |  | XAMC48HE3N1+CC | TPLC100C20MP13 | 43500 | 19 | 9 | 44500 | 36200 | 81.35% | 2.14 | 0 | 12 |  |  |  | No | R-410A | 3.625 | Residential & Commercial | Ducted CEE Tier 1
211206990 | Central HP <5.4 tons | FRASER-JOHNSTON | HRCU-A-CB (Split System: Heat Pump with Remote Outdoor Unit-Air-Source) | HL20B4821 |  |  | XAMC48HE3N1+CC | TMLV100C16MP12 | 43500 | 19 | 9 | 44500 | 36200 | 81.35% | 2.14 | 0 | 12 |  |  |  | No | R-410A | 3.625 | Residential & Commercial | Ducted CEE Tier 1
211206940 | Central HP <5.4 tons | FRASER-JOHNSTON | HRCU-A-CB (Split System: Heat Pump with Remote Outdoor Unit-Air-Source) | HL20B4821 |  |  | XAMC48HE3N1+CC | TM9V080C16MP12 | 43500 | 18 | 8.5 | 45500 | 36800 | 80.88% | 2.14 | 0 | 11 |  |  |  | No | R-410A | 3.625 | Residential & Commercial | Ducted CEE Tier 1
215934615 | Central HP <5.4 tons | BRYANT HEATING AND COOLING SYSTEMS | HRCU-A-CB (Split System: Heat Pump with Remote Outdoor Unit-Air-Source) | 293VAN048**AA* |  |  | FE5BN(B,X)C48L*+UI |  | 45500 | 22 | 9.5 | 48500 | 36000 | 74.23% | 1.96 | 0 | 12 |  |  |  | No | R-454B | 3.7917 | Residential & Commercial | Ducted CEE Tier 1
212977630 | Central HP <5.4 tons | KEEPRITE | HRCU-A-CB (Split System: Heat Pump with Remote Outdoor Unit-Air-Source) | DLCURAH24ABK |  |  | EA*4X36L17A* | *80MS(N,L)0451412A* | 23800 | 17 | 8.5 | 26200 | 23800 | 90.84% | 1.96 | 0 | 10 |  |  |  | No | R-410A | 1.9833 | Residential & Commercial | Ducted CEE Tier 1
212978098 | Central HP <5.4 tons | KEEPRITE | HRCU-A-CB (Split System: Heat Pump with Remote Outdoor Unit-Air-Source) | DLCURAH24ABK |  |  | EA*4X24L17A* | *80MS(N,L)0701412A* | 23400 | 17 | 9 | 26800 | 26400 | 98.51% | 2.24 | 0 | 10 |  |  |  | No | R-410A | 1.95 | Residential & Commercial | Ducted CEE Tier 1
213069648 | Central HP <5.4 tons | ACIQ | HRCU-A-CB (Split System: Heat Pump with Remote Outdoor Unit-Air-Source) | DLCURAH24ABK |  |  | EA*4X24L17A* | *95ESU0401712A* | 23400 | 16.5 | 8.5 | 26400 | 25200 | 95.45% | 2.1 | 0 | 10 |  |  |  | No | R-410A | 1.95 | Residential & Commercial | Ducted CEE Tier 1
213069666 | Central HP <5.4 tons | ACIQ | HRCU-A-CB (Split System: Heat Pump with Remote Outdoor Unit-Air-Source) | DLCURAH24ABK |  |  | EA*4X24L17A* | *80ES(N,L)0451712A* | 23800 | 16.5 | 8.5 | 26800 | 24200 | 90.3% | 2 | 0 | 10 |  |  |  | No | R-410A | 1.9833 | Residential & Commercial | Ducted CEE Tier 1
213069682 | Central HP <5.4 tons | ACIQ | HRCU-A-CB (Split System: Heat Pump with Remote Outdoor Unit-Air-Source) | DLCURAH24ABK |  |  | EA*4X25L17A* | *96VSN0601714A* | 24800 | 16.5 | 8.5 | 25600 | 21200 | 82.81% | 1.78 | 0 | 10 |  |  |  | No | R-410A | 2.0667 | Residential & Commercial | Ducted CEE Tier 1
213069691 | Central HP <5.4 tons | ACIQ | HRCU-A-CB (Split System: Heat Pump with Remote Outdoor Unit-Air-Source) | DLCURAH24ABK |  |  | EA*4X25L17A* | *95ESU0601716A* | 24800 | 17 | 8.5 | 25600 | 21000 | 82.03% | 1.78 | 0 | 10.5 |  |  |  | No | R-410A | 2.0667 | Residential & Commercial | Ducted CEE Tier 1
213069825 | Central HP <5.4 tons | ACIQ | HRCU-A-CB (Split System: Heat Pump with Remote Outdoor Unit-Air-Source) | DLCURAH24ABK |  |  | EA*4X30L17A* | *96VTN0401410A* | 23200 | 16 | 8.5 | 25800 | 24200 | 93.8% | 2.02 | 0 | 10 |  |  |  | No | R-410A | 1.9333 | Residential & Commercial | Ducted CEE Tier 1
213069882 | Central HP <5.4 tons | ACIQ | HRCU-A-CB (Split System: Heat Pump with Remote Outdoor Unit-Air-Source) | DLCURAH24ABK |  |  | EA*4X30L17A* | *92ESN0801716A* | 24200 | 17 | 8.5 | 26400 | 22800 | 86.36% | 1.9 | 0 | 10 |  |  |  | No | R-410A | 2.0167 | Residential & Commercial | Ducted CEE Tier 1
213070084 | Central HP <5.4 tons | ACIQ | HRCU-A-CB (Split System: Heat Pump with Remote Outdoor Unit-Air-Source) | DLCURAH24ABK |  |  | EA*4X36L17A* | *80ES(N,L)0701712A* | 24400 | 16.5 | 8.5 | 26400 | 22400 | 84.85% | 1.84 | 0 | 10 |  |  |  | No | R-410A | 2.0333 | Residential & Commercial | Ducted CEE Tier 1
213070100 | Central HP <5.4 tons | ACIQ | HRCU-A-CB (Split System: Heat Pump with Remote Outdoor Unit-Air-Source) | DLCURAH24ABK |  |  | EA*4X36L17A* | *92ESN0601714A* | 24400 | 17 | 8.5 | 26200 | 22400 | 85.5% | 1.86 | 0 | 10 |  |  |  | No | R-410A | 2.0333 | Residential & Commercial | Ducted CEE Tier 1
213070232 | Central HP <5.4 tons | ACIQ | HRCU-A-CB (Split System: Heat Pump with Remote Outdoor Unit-Air-Source) | DLCURAH24ABK |  |  | EA*4X36L21A* | *95ESU0601716A* | 24400 | 17 | 8.5 | 26200 | 22400 | 85.5% | 1.86 | 0 | 10 |  |  |  | No | R-410A | 2.0333 | Residential & Commercial | Ducted CEE Tier 1
213070434 | Central HP <5.4 tons | ACIQ | HRCU-A-CB (Split System: Heat Pump with Remote Outdoor Unit-Air-Source) | DLCURAH24ABK |  |  | EA*4X36L21A* | OLV098A12* | 23400 | 16.5 | 8.5 | 25600 | 23800 | 92.97% | 1.98 | 0 | 10 |  |  |  | No | R-410A | 1.95 | Residential & Commercial | Ducted CEE Tier 1
213070511 | Central HP <5.4 tons | ACIQ | HRCU-A-CB (Split System: Heat Pump with Remote Outdoor Unit-Air-Source) | DLCURAH24ABK |  |  | EA*4X37L17A* | *95ESU0601716A* | 24800 | 17 | 8.5 | 25600 | 21400 | 83.59% | 1.8 | 0 | 10.5 |  |  |  | No | R-410A | 2.0667 | Residential & Commercial | Ducted CEE Tier 1
213070577 | Central HP <5.4 tons | ACIQ | HRCU-A-CB (Split System: Heat Pump with Remote Outdoor Unit-Air-Source) | DLCURAH24ABK |  |  | EA*4X37L17A* | *96VTN0601714A* | 24400 | 16.5 | 8.5 | 25600 | 21600 | 84.38% | 1.8 | 0 | 10 |  |  |  | No | R-410A | 2.0333 | Residential & Commercial | Ducted CEE Tier 1
213070693 | Central HP <5.4 tons | ACIQ | HRCU-A-CB (Split System: Heat Pump with Remote Outdoor Unit-Air-Source) | DLCURAH24ABK |  |  | EA*4X37L21A* | *96VSN0801716A* | 24800 | 17 | 8.5 | 25600 | 21000 | 82.03% | 1.76 | 0 | 10.5 |  |  |  | No | R-410A | 2.0667 | Residential & Commercial | Ducted CEE Tier 1
215425745 | Central HP <5.4 tons | YORK | HRCU-A-CB (Split System: Heat Pump with Remote Outdoor Unit-Air-Source) | HH824E2S11 | ADP |  | H,YE32*24+TXV | TM9V080B12MP12 | 22200 | 17 | 8.65 | 21200 | 17300 | 81.6% | 1.94 | 0 | 11.5 |  |  |  | No | R-454B | 1.85 | Residential & Commercial | Ducted CEE Tier 1
215425760 | Central HP <5.4 tons | YORK | HRCU-A-CB (Split System: Heat Pump with Remote Outdoor Unit-Air-Source) | HH824E2S11 | ADP |  | H,YE32*30+TXV | TM9Y060B12MP11 | 22200 | 17 | 8.65 | 21200 | 17300 | 81.6% | 1.94 | 0 | 11 |  |  |  | No | R-454B | 1.85 | Residential & Commercial | Ducted CEE Tier 1
215425776 | Central HP <5.4 tons | YORK | HRCU-A-CB (Split System: Heat Pump with Remote Outdoor Unit-Air-Source) | HH824E2S11 | ADP |  | H,YE7J*24+TXV | Y81E060A12SMPS1 | 22400 | 17 | 8.8 | 21000 | 16900 | 80.48% | 1.96 | 0 | 11.5 |  |  |  | No | R-454B | 1.8667 | Residential & Commercial | Ducted CEE Tier 1
215425710 | Central HP <5.4 tons | YORK | HRCU-A-CB (Split System: Heat Pump with Remote Outdoor Unit-Air-Source) | HH824E2S11 | ADP |  | H,YE32*24+TXV | TM9E060A10MP12 | 22200 | 16 | 8.65 | 21200 | 17700 | 83.49% | 1.94 | 0 | 10.5 |  |  |  | No | R-454B | 1.85 | Residential & Commercial | Ducted CEE Tier 1
215425725 | Central HP <5.4 tons | YORK | HRCU-A-CB (Split System: Heat Pump with Remote Outdoor Unit-Air-Source) | HH824E2S11 | ADP |  | H,YE32*30+TXV | TM9E080B12MP12 | 22200 | 17 | 8.65 | 21200 | 17600 | 83.02% | 1.94 | 0 | 11 |  |  |  | No | R-454B | 1.85 | Residential & Commercial | Ducted CEE Tier 1
215425743 | Central HP <5.4 tons | YORK | HRCU-A-CB (Split System: Heat Pump with Remote Outdoor Unit-Air-Source) | HH824E2S11 | ADP |  | H,YE24*36+TXV | TM9V080B12MP12 | 21800 | 17 | 8.55 | 21200 | 17300 | 81.6% | 1.92 | 0 | 11 |  |  |  | No | R-454B | 1.8167 | Residential & Commercial | Ducted CEE Tier 1
213080911 | Central HP <5.4 tons | ACIQ | HRCU-A-CB (Split System: Heat Pump with Remote Outdoor Unit-Air-Source) | HVH825GKA2* |  |  | EA*4X37L21A*+WALLCON | *80CTL0901716A* | 24600 | 17.5 | 8.5 | 21000 | 16500 | 78.57% | 2.04 | 12 | 11.7 |  |  |  | No | R-410A | 2.05 | Residential & Commercial | Ducted CEE Tier 1
215747656 | Central HP <5.4 tons | MAINLINE | HRCU-A-CB (Split System: Heat Pump with Remote Outdoor Unit-Air-Source) | MLP19AY24AJVC |  |  | MLHMVY3621MEACA |  | 22800 | 19 | 8.5 | 22800 | 19500 | 85.53% | 1.9 | 0 | 12 |  |  |  | No | R-454B | 1.9 | Residential & Commercial | Ducted CEE Tier 1
214396466 | Central HP <5.4 tons | CHAMPION HEATING AND COOLING | HRCU-A-CB (Split System: Heat Pump with Remote Outdoor Unit-Air-Source) | HH836E2S11 |  |  | CTF36C5CDS1 | TM8Y100C20MP11 | 33600 | 18 | 8.5 | 31000 | 25200 | 81.29% | 2 | 0 | 11.7 |  |  |  | No | R-454B | 2.8 | Residential & Commercial | Ducted CEE Tier 1
214396934 | Central HP <5.4 tons | CHAMPION HEATING AND COOLING | HRCU-A-CB (Split System: Heat Pump with Remote Outdoor Unit-Air-Source) | HH836E2S11 |  |  | CTF48C5CFS1 | TM8E080C16MP11 | 33200 | 19 | 9 | 31200 | 25400 | 81.41% | 2 | 0 | 11 |  |  |  | No | R-454B | 2.7667 | Residential & Commercial | Ducted CEE Tier 1
213297180 | Central HP <5.4 tons | FRASER-JOHNSTON | HRCU-A-CB (Split System: Heat Pump with Remote Outdoor Unit-Air-Source) | HMH72B341 |  |  | XAFC30CXXN1+TXV | Z8ES080B12SMPS1 | 33200 | 18 | 8.5 | 33000 | 23400 | 70.91% | 2.04 | 0 | 10 |  |  |  | No | R-410A | 2.7667 | Residential & Commercial | Ducted CEE Tier 1
213297230 | Central HP <5.4 tons | FRASER-JOHNSTON | HRCU-A-CB (Split System: Heat Pump with Remote Outdoor Unit-Air-Source) | HMH72B341 |  |  | XAUB30CXXN1+JMET12BS2N1+TXV |  | 33200 | 18.5 | 8.5 | 33000 | 23200 | 70.3% | 2.06 | 0 | 10 |  |  |  | No | R-410A | 2.7667 | Residential & Commercial | Ducted CEE Tier 1
214396456 | Central HP <5.4 tons | CHAMPION HEATING AND COOLING | HRCU-A-CB (Split System: Heat Pump with Remote Outdoor Unit-Air-Source) | HH836E2S11 |  |  | CTF36C5CDS1 | TMLE120C16MP11 | 33200 | 18 | 8.5 | 30600 | 25000 | 81.7% | 2 | 0 | 11.7 |  |  |  | No | R-454B | 2.7667 | Residential & Commercial | Ducted CEE Tier 1
214396541 | Central HP <5.4 tons | CHAMPION HEATING AND COOLING | HRCU-A-CB (Split System: Heat Pump with Remote Outdoor Unit-Air-Source) | HH836E2S11 |  |  | CTM48C5CFS1 | TPLC100C16MP13 | 33000 | 19 | 9 | 31200 | 25200 | 80.77% | 2 | 0 | 11 |  |  |  | No | R-454B | 2.75 | Residential & Commercial | Ducted CEE Tier 1
215934295 | Central HP <5.4 tons | BRYANT HEATING AND COOLING SYSTEMS | HRCU-A-CB (Split System: Heat Pump with Remote Outdoor Unit-Air-Source) | 293VAN048**AA* |  |  | CAA**6124AM*+UI | 83*CA60100C21*** | 45500 | 21 | 9.5 | 48500 | 36800 | 75.88% | 2 | 0 | 11 |  |  |  | No | R-454B | 3.7917 | Residential & Commercial | Ducted CEE Tier 1
215935365 | Central HP <5.4 tons | BRYANT HEATING AND COOLING SYSTEMS | HRCU-A-CB (Split System: Heat Pump with Remote Outdoor Unit-Air-Source) | 293VAN036**AA* |  |  | CVAMA6024XMA*+UI | 88*TB66135C24*** | 35600 | 22 | 8.5 | 38000 | 28400 | 74.74% | 2.04 | 0 | 12.5 |  |  |  | No | R-454B | 2.9667 | Residential & Commercial | Ducted CEE Tier 1
214660203 | Central HP <5.4 tons | ECOER | HRCU-A-CB (Split System: Heat Pump with Remote Outdoor Unit-Air-Source) | EODA18H-4860BAA | ECOER |  | EBCT4860CAA | MGH96M100D5A | 52000 | 16.5 | 8.5 | 54000 | 37800 | 70% | 1.9 | 0 | 10 |  |  |  | No | R-410A | 4.3333 | Residential & Commercial | Ducted CEE Tier 1
215933495 | Central HP <5.4 tons | BRYANT HEATING AND COOLING SYSTEMS | HRCU-A-CB (Split System: Heat Pump with Remote Outdoor Unit-Air-Source) | 293VAN036**AA* |  |  | CSAH*4212AM*+UI | 986TD66120C24*** | 33600 | 19 | 9 | 34600 | 26600 | 76.88% | 1.94 | 0 | 11.5 |  |  |  | No | R-454B | 2.8 | Residential & Commercial | Ducted CEE Tier 1
215933625 | Central HP <5.4 tons | BRYANT HEATING AND COOLING SYSTEMS | HRCU-A-CB (Split System: Heat Pump with Remote Outdoor Unit-Air-Source) | 293VAN036**AA* |  |  | CSAH*4812AM*+UI | 935CB66100C21*** | 33800 | 19.5 | 9 | 34600 | 26400 | 76.3% | 1.94 | 0 | 11.7 |  |  |  | No | R-454B | 2.8167 | Residential & Commercial | Ducted CEE Tier 1
215933675 | Central HP <5.4 tons | BRYANT HEATING AND COOLING SYSTEMS | HRCU-A-CB (Split System: Heat Pump with Remote Outdoor Unit-Air-Source) | 293VAN036**AA* |  |  | CSAH*4812AM*+UI | 987MC66120C24*** | 33800 | 19.5 | 9 | 35000 | 26600 | 76% | 1.92 | 0 | 11.5 |  |  |  | No | R-454B | 2.8167 | Residential & Commercial | Ducted CEE Tier 1
213069291 | Central HP <5.4 tons | ACIQ | HRCU-A-CB (Split System: Heat Pump with Remote Outdoor Unit-Air-Source) | DLCURAH36ABK |  |  | EA*4X37L21A* | *92ESN0601714A* | 36400 | 16 | 8.5 | 38500 | 34800 | 90.39% | 2.08 | 0 | 10 |  |  |  | No | R-410A | 3.0333 | Residential & Commercial | Ducted CEE Tier 1
213069332 | Central HP <5.4 tons | ACIQ | HRCU-A-CB (Split System: Heat Pump with Remote Outdoor Unit-Air-Source) | DLCURAH36ABK |  |  | EA*4X42L21A* | *92ESN0601714A* | 35400 | 16 | 8.1 | 38500 | 35000 | 90.91% | 1.88 | 0 | 10 |  |  |  | No | R-410A | 2.95 | Residential & Commercial | Ducted CEE Tier 1
213069357 | Central HP <5.4 tons | ACIQ | HRCU-A-CB (Split System: Heat Pump with Remote Outdoor Unit-Air-Source) | DLCURAH36ABK |  |  | EA*4X42L24A* | *80ES(N,L)0902116A* | 35800 | 16 | 8.1 | 39500 | 35000 | 88.61% | 1.9 | 0 | 10 |  |  |  | No | R-410A | 2.9833 | Residential & Commercial | Ducted CEE Tier 1
213069366 | Central HP <5.4 tons | ACIQ | HRCU-A-CB (Split System: Heat Pump with Remote Outdoor Unit-Air-Source) | DLCURAH36ABK |  |  | EA*4X42L24A* | *80VSL0902420A* | 35200 | 16 | 8.1 | 38500 | 35000 | 90.91% | 1.88 | 0 | 10 |  |  |  | No | R-410A | 2.9333 | Residential & Commercial | Ducted CEE Tier 1
213069373 | Central HP <5.4 tons | ACIQ | HRCU-A-CB (Split System: Heat Pump with Remote Outdoor Unit-Air-Source) | DLCURAH36ABK |  |  | EA*4X42L24A* | *92ESN1002120A* | 35200 | 16.5 | 8.1 | 38500 | 35000 | 90.91% | 1.88 | 0 | 10 |  |  |  | No | R-410A | 2.9333 | Residential & Commercial | Ducted CEE Tier 1
214396823 | Central HP <5.4 tons | CHAMPION HEATING AND COOLING | HRCU-A-CB (Split System: Heat Pump with Remote Outdoor Unit-Air-Source) | HH836E2S11 |  |  | CTM36B5CDS1 | TM8E100B12MP11 | 33200 | 18 | 8.5 | 31200 | 25000 | 80.13% | 2 | 0 | 11 |  |  |  | No | R-454B | 2.7667 | Residential & Commercial | Ducted CEE Tier 1
213296960 | Central HP <5.4 tons | FRASER-JOHNSTON | HRCU-A-CB (Split System: Heat Pump with Remote Outdoor Unit-Air-Source) | HMH72B341 |  |  | XAHC36DXXN1+TXV | Z8ES080B12LMPS1 | 33400 | 17.5 | 8.1 | 32800 | 23000 | 70.12% | 2.02 | 0 | 10 |  |  |  | No | R-410A | 2.7833 | Residential & Commercial | Ducted CEE Tier 1
214396531 | Central HP <5.4 tons | CHAMPION HEATING AND COOLING | HRCU-A-CB (Split System: Heat Pump with Remote Outdoor Unit-Air-Source) | HH836E2S11 |  |  | CTM48C5CFS1 | TMLV100C16MP12 | 33000 | 19 | 9 | 31200 | 25200 | 80.77% | 2 | 0 | 11 |  |  |  | No | R-454B | 2.75 | Residential & Commercial | Ducted CEE Tier 1
214396848 | Central HP <5.4 tons | CHAMPION HEATING AND COOLING | HRCU-A-CB (Split System: Heat Pump with Remote Outdoor Unit-Air-Source) | HH836E2S11 |  |  | CTF36B5CDS1 | TP9C060B12MP13 | 33000 | 17 | 8.5 | 31000 | 25200 | 81.29% | 2 | 0 | 11 |  |  |  | No | R-454B | 2.75 | Residential & Commercial | Ducted CEE Tier 1
215941530 | Central HP <5.4 tons | DAY & NIGHT | HRCU-A-CB (Split System: Heat Pump with Remote Outdoor Unit-Air-Source) | C5H3V48*K*AAA* |  |  | EVD5X48M21A*+WALLCON | *96CTN0802120B* | 44500 | 19.5 | 8.1 | 52000 | 38500 | 74.04% | 1.9 | 0 | 10.5 |  |  |  | No | R-454B | 3.7083 | Residential & Commercial | Ducted CEE Tier 1
215941580 | Central HP <5.4 tons | DAY & NIGHT | HRCU-A-CB (Split System: Heat Pump with Remote Outdoor Unit-Air-Source) | C5H3V48*K*AAA* |  |  | EVD5X48M21A*+WALLCON | *97CTN1002122A* | 44500 | 20 | 8.1 | 52000 | 38500 | 74.04% | 2 | 0 | 11 |  |  |  | No | R-454B | 3.7083 | Residential & Commercial | Ducted CEE Tier 1
215941200 | Central HP <5.4 tons | DAY & NIGHT | HRCU-A-CB (Split System: Heat Pump with Remote Outdoor Unit-Air-Source) | C5H3V48*K*AAA* |  |  | ESH5X48M12A*+WALLCON | *97CTN1202422A* | 44500 | 20 | 9 | 48500 | 36400 | 75.05% | 1.82 | 0 | 10.5 |  |  |  | No | R-454B | 3.7083 | Residential & Commercial | Ducted CEE Tier 1
215941120 | Central HP <5.4 tons | DAY & NIGHT | HRCU-A-CB (Split System: Heat Pump with Remote Outdoor Unit-Air-Source) | C5H3V48*K*AAA* |  |  | EA*5X61M24A*+WALLCON | *97CTN1002122A* | 45500 | 21.5 | 9.5 | 48500 | 36800 | 75.88% | 2 | 0 | 11 |  |  |  | No | R-454B | 3.7917 | Residential & Commercial | Ducted CEE Tier 1
213072272 | Central HP <5.4 tons | ACIQ | HRCU-A-CB (Split System: Heat Pump with Remote Outdoor Unit-Air-Source) | DLCURAH18ABK |  |  | EN(A,D)4X18L14** | *96VTN0601412A* | 17600 | 15.5 | 8.5 | 18700 | 19300 | 103.2% | 2.32 | 0 | 10.5 |  |  |  | No | R-410A | 1.4667 | Residential & Commercial | Ducted CEE Tier 1
213072308 | Central HP <5.4 tons | ACIQ | HRCU-A-CB (Split System: Heat Pump with Remote Outdoor Unit-Air-Source) | DLCURAH18ABK |  |  | EN(A,D)4X24L17** | *95ESN0601412A* | 17800 | 16 | 8.5 | 18700 | 18800 | 100.5% | 2.26 | 0 | 11 |  |  |  | No | R-410A | 1.4833 | Residential & Commercial | Ducted CEE Tier 1
213072129 | Central HP <5.4 tons | ACIQ | HRCU-A-CB (Split System: Heat Pump with Remote Outdoor Unit-Air-Source) | DLCURAH18ABK |  |  | EA*4X19L17A* | *80ES(N,L)0451412A* | 18600 | 16.5 | 8.5 | 18500 | 17500 | 94.59% | 2.14 | 0 | 11 |  |  |  | No | R-410A | 1.55 | Residential & Commercial | Ducted CEE Tier 1
213072154 | Central HP <5.4 tons | ACIQ | HRCU-A-CB (Split System: Heat Pump with Remote Outdoor Unit-Air-Source) | DLCURAH18ABK |  |  | EA*4X24L17A* | *80VSL0451412A* | 17700 | 16 | 8.5 | 18600 | 19100 | 102.7% | 2.28 | 0 | 10.5 |  |  |  | No | R-410A | 1.475 | Residential & Commercial | Ducted CEE Tier 1
213072208 | Central HP <5.4 tons | ACIQ | HRCU-A-CB (Split System: Heat Pump with Remote Outdoor Unit-Air-Source) | DLCURAH18ABK |  |  | EA*4X25L17A* | *80ES(N,L)0451412A* | 18600 | 16.5 | 8.5 | 18400 | 17400 | 94.57% | 2.12 | 0 | 11 |  |  |  | No | R-410A | 1.55 | Residential & Commercial | Ducted CEE Tier 1
213072222 | Central HP <5.4 tons | ACIQ | HRCU-A-CB (Split System: Heat Pump with Remote Outdoor Unit-Air-Source) | DLCURAH18ABK |  |  | EA*4X30L14A* | *96VSN0601412A* | 18000 | 16 | 8.5 | 18500 | 18500 | 100% | 2.22 | 0 | 10.5 |  |  |  | No | R-410A | 1.5 | Residential & Commercial | Ducted CEE Tier 1
213360216 | Central HP <5.4 tons | LENNOX | HRCU-A-CB (Split System: Heat Pump with Remote Outdoor Unit-Air-Source) | SL25XPV-024-230A** | ADP |  | LP36/37R9 | EL297UH070XV36B* | 22800 | 23 | 9.5 | 19600 | 19600 | 100% | 1.96 | 0 | 14.5 |  |  |  | No | R-410A | 1.9 | Residential & Commercial | Ducted CEE Tier 1
207454925 | Central HP <5.4 tons | LENNOX | HRCU-A-CB (Split System: Heat Pump with Remote Outdoor Unit-Air-Source) | SL25XPV-024-230A** | ADP |  | L*23/37Z9 | SL297UH080NV48C* | 22200 | 21 | 9.3 | 19800 | 19800 | 100% | 1.9 | 14 | 14 |  |  |  | No | R-410A | 1.85 | Residential & Commercial | Ducted CEE Tier 1
213070795 | Central HP <5.4 tons | ACIQ | HRCU-A-CB (Split System: Heat Pump with Remote Outdoor Unit-Air-Source) | DLCURAH24ABK |  |  | EA*4X37L21A* | *96VTN1002120A* | 24400 | 17 | 8.5 | 25200 | 21200 | 84.13% | 1.78 | 0 | 10.5 |  |  |  | No | R-410A | 2.0333 | Residential & Commercial | Ducted CEE Tier 1
213071143 | Central HP <5.4 tons | ACIQ | HRCU-A-CB (Split System: Heat Pump with Remote Outdoor Unit-Air-Source) | DLCURAH24ABK |  |  | EN(A,D)4X24L17** | *92ESN0601412A* | 24200 | 15.5 | 8.5 | 27200 | 22600 | 83.09% | 1.86 | 0 | 10 |  |  |  | No | R-410A | 2.0167 | Residential & Commercial | Ducted CEE Tier 1
213071222 | Central HP <5.4 tons | ACIQ | HRCU-A-CB (Split System: Heat Pump with Remote Outdoor Unit-Air-Source) | DLCURAH24ABK |  |  | EN(A,D)4X30L14** | *96VSN0601412A* | 23400 | 16.5 | 8.1 | 25800 | 24000 | 93.02% | 1.98 | 0 | 10 |  |  |  | No | R-410A | 1.95 | Residential & Commercial | Ducted CEE Tier 1
213071329 | Central HP <5.4 tons | ACIQ | HRCU-A-CB (Split System: Heat Pump with Remote Outdoor Unit-Air-Source) | DLCURAH24ABK |  |  | EN(A,D)4X30L17** | *80VSL0701716A* | 23800 | 16.5 | 8.1 | 26000 | 23200 | 89.23% | 1.92 | 0 | 10.5 |  |  |  | No | R-410A | 1.9833 | Residential & Commercial | Ducted CEE Tier 1
213071563 | Central HP <5.4 tons | ACIQ | HRCU-A-CB (Split System: Heat Pump with Remote Outdoor Unit-Air-Source) | DLCURAH24ABK |  |  | EN(A,D,W)4X36L17** | *80ESU0401712A* | 24000 | 17 | 8.1 | 26000 | 23200 | 89.23% | 1.94 | 0 | 10.5 |  |  |  | No | R-410A | 2 | Residential & Commercial | Ducted CEE Tier 1
213067192 | Central HP <5.4 tons | ACIQ | HRCU-A-CB (Split System: Heat Pump with Remote Outdoor Unit-Air-Source) | HVH837GKA2* |  |  | EHD4X60AAL+WALLCON | *80CTL1352422A* | 33000 | 17 | 8.1 | 32200 | 24800 | 77.02% | 2.02 | 0 | 11.5 |  |  |  | No | R-410A | 2.75 | Residential & Commercial | Ducted CEE Tier 1
212978650 | Central HP <5.4 tons | KEEPRITE | HRCU-A-CB (Split System: Heat Pump with Remote Outdoor Unit-Air-Source) | DLCURAH24ABK |  |  | EA*4X30L17A* | *80MS(N,L)0701712A* | 23400 | 17.5 | 8.5 | 26200 | 25000 | 95.42% | 2.1 | 0 | 10 |  |  |  | No | R-410A | 1.95 | Residential & Commercial | Ducted CEE Tier 1
214609129 | Central HP <5.4 tons | CHAMPION HEATING AND COOLING | HRCU-A-CB (Split System: Heat Pump with Remote Outdoor Unit-Air-Source) | HH824E2S11 |  |  | CTF36B5ADS1 | Z9ES080B12SMPS1 | 23000 | 18 | 9.5 | 23000 | 18600 | 80.87% | 2 | 0 | 12 |  |  |  | No | R-454B | 1.9167 | Residential & Commercial | Ducted CEE Tier 1
214395394 | Central HP <5.4 tons | CHAMPION HEATING AND COOLING | HRCU-A-CB (Split System: Heat Pump with Remote Outdoor Unit-Air-Source) | HH824E2S11 |  |  | JHC24B5AC2SS1 |  | 24000 | 19 | 9.5 | 24000 | 17000 | 70.83% | 2.1 | 0 | 12 |  |  |  | No | R-454B | 2 | Residential & Commercial | Ducted CEE Tier 1
214609159 | Central HP <5.4 tons | CHAMPION HEATING AND COOLING | HRCU-A-CB (Split System: Heat Pump with Remote Outdoor Unit-Air-Source) | HH824E2S11 |  |  | CTM36B5ADS1 | Z9ES080B12SMPS1 | 23000 | 18 | 9.5 | 23000 | 18600 | 80.87% | 2 | 0 | 12 |  |  |  | No | R-454B | 1.9167 | Residential & Commercial | Ducted CEE Tier 1
214396711 | Central HP <5.4 tons | CHAMPION HEATING AND COOLING | HRCU-A-CB (Split System: Heat Pump with Remote Outdoor Unit-Air-Source) | HH824E2S11 |  |  | CTF30B5ACS1 | TM9E080B12MP12 | 23000 | 17 | 9.5 | 23000 | 19400 | 84.35% | 2 | 0 | 11.7 |  |  |  | No | R-454B | 1.9167 | Residential & Commercial | Ducted CEE Tier 1
215939820 | Central HP <5.4 tons | DAY & NIGHT | HRCU-A-CB (Split System: Heat Pump with Remote Outdoor Unit-Air-Source) | C5H3V36*K*AAA* |  |  | EA*5X60M24A*+WALLCON | *97CTN1202422A* | 34000 | 20.5 | 9.5 | 34000 | 26000 | 76.47% | 2.06 | 0 | 12 |  |  |  | No | R-454B | 2.8333 | Residential & Commercial | Ducted CEE Tier 1
215940120 | Central HP <5.4 tons | DAY & NIGHT | HRCU-A-CB (Split System: Heat Pump with Remote Outdoor Unit-Air-Source) | C5H3V36*K*AAA* |  |  | ESH5X48M12A*+WALLCON | *80CSU0601716B* | 33800 | 19.5 | 9 | 34600 | 26400 | 76.3% | 1.92 | 0 | 11.7 |  |  |  | No | R-454B | 2.8167 | Residential & Commercial | Ducted CEE Tier 1
215936661 | Central HP <5.4 tons | KEEPRITE | HRCU-A-CB (Split System: Heat Pump with Remote Outdoor Unit-Air-Source) | C5H3V36*K*AAA* |  |  | EVD5X60M21A*+WALLCON | *95CSU0802120B* | 35600 | 21.5 | 8.5 | 38000 | 28600 | 75.26% | 2.04 | 0 | 12 |  |  |  | No | R-454B | 2.9667 | Residential & Commercial | Ducted CEE Tier 1
215936241 | Central HP <5.4 tons | KEEPRITE | HRCU-A-CB (Split System: Heat Pump with Remote Outdoor Unit-Air-Source) | C5H3V36*K*AAA* |  |  | EVD5X42M24A*+WALLCON | *97CMN1002122B* | 35600 | 22 | 8.5 | 38000 | 28400 | 74.74% | 2.04 | 0 | 12.5 |  |  |  | No | R-454B | 2.9667 | Residential & Commercial | Ducted CEE Tier 1
215936441 | Central HP <5.4 tons | KEEPRITE | HRCU-A-CB (Split System: Heat Pump with Remote Outdoor Unit-Air-Source) | C5H3V36*K*AAA* |  |  | EVD5X49M24A*+WALLCON | *80CTL0702120B* | 35400 | 21.5 | 8.5 | 38000 | 28600 | 75.26% | 2.04 | 0 | 12 |  |  |  | No | R-454B | 2.95 | Residential & Commercial | Ducted CEE Tier 1
215935891 | Central HP <5.4 tons | KEEPRITE | HRCU-A-CB (Split System: Heat Pump with Remote Outdoor Unit-Air-Source) | C5H3V36*K*AAA* |  |  | EVD5X38M17A*+WALLCON | *97CMN0801714B* | 35200 | 21 | 8.5 | 38500 | 29200 | 75.84% | 2 | 0 | 11.7 |  |  |  | No | R-454B | 2.9333 | Residential & Commercial | Ducted CEE Tier 1
215940830 | Central HP <5.4 tons | DAY & NIGHT | HRCU-A-CB (Split System: Heat Pump with Remote Outdoor Unit-Air-Source) | C5H3V36*K*AAA* |  |  | EVD5X60M21A*+WALLCON | *80CSU0601716B* | 35600 | 22 | 8.5 | 38000 | 28600 | 75.26% | 2.02 | 0 | 12.5 |  |  |  | No | R-454B | 2.9667 | Residential & Commercial | Ducted CEE Tier 1
215588235 | Central HP <5.4 tons | CARRIER | HRCU-A-CB (Split System: Heat Pump with Remote Outdoor Unit-Air-Source) | 27VNA154A*030* |  |  | CVAMA6021XMA*+UI | 59MN7C080C21**20 | 52000 | 19 | 8.1 | 53500 | 45500 | 85.05% | 1.88 | 0 | 11.5 |  |  |  | No | R-454B | 4.3333 | Residential & Commercial | Ducted CEE Tier 1
215588333 | Central HP <5.4 tons | CARRIER | HRCU-A-CB (Split System: Heat Pump with Remote Outdoor Unit-Air-Source) | 27VNA154A*030* |  |  | CVAVA4924XMA*+UI | 59TN6C120C24**22 | 52000 | 19 | 8.1 | 52500 | 46500 | 88.57% | 1.86 | 0 | 12 |  |  |  | No | R-454B | 4.3333 | Residential & Commercial | Ducted CEE Tier 1
215588093 | Central HP <5.4 tons | CARRIER | HRCU-A-CB (Split System: Heat Pump with Remote Outdoor Unit-Air-Source) | 27VNA154A*030* |  |  | CAA**6024AM*+UI | 58TN*B090C21**20 | 49500 | 19.5 | 10.5 | 52000 | 53000 | 101.9% | 1.96 | 0 | 11.5 |  |  |  | No | R-454B | 4.125 | Residential & Commercial | Ducted CEE Tier 1
215588243 | Central HP <5.4 tons | CARRIER | HRCU-A-CB (Split System: Heat Pump with Remote Outdoor Unit-Air-Source) | 27VNA154A*030* |  |  | CVAMA6024XMA*+UI | 58TN*B070C21**20 | 51500 | 19 | 8.1 | 53000 | 47000 | 88.68% | 1.82 | 0 | 11.5 |  |  |  | No | R-454B | 4.2917 | Residential & Commercial | Ducted CEE Tier 1
215588259 | Central HP <5.4 tons | CARRIER | HRCU-A-CB (Split System: Heat Pump with Remote Outdoor Unit-Air-Source) | 27VNA154A*030* |  |  | CVAMA6024XMA*+UI | 59MN7C100C21**22 | 52000 | 19 | 8.1 | 53000 | 46500 | 87.74% | 1.84 | 0 | 11.5 |  |  |  | No | R-454B | 4.3333 | Residential & Commercial | Ducted CEE Tier 1
215588327 | Central HP <5.4 tons | CARRIER | HRCU-A-CB (Split System: Heat Pump with Remote Outdoor Unit-Air-Source) | 27VNA154A*030* |  |  | CVAVA4924XMA*+UI | 59MN7C100C21**22 | 52000 | 19 | 8.1 | 52500 | 46500 | 88.57% | 1.84 | 0 | 11.5 |  |  |  | No | R-454B | 4.3333 | Residential & Commercial | Ducted CEE Tier 1
215934645 | Central HP <5.4 tons | BRYANT HEATING AND COOLING SYSTEMS | HRCU-A-CB (Split System: Heat Pump with Remote Outdoor Unit-Air-Source) | 293VAN036**AA* |  |  | CVAMA3017XMA*+UI | 987MC42060C17*** | 34000 | 20 | 8.1 | 38000 | 27200 | 71.58% | 2 | 0 | 11 |  |  |  | No | R-454B | 2.8333 | Residential & Commercial | Ducted CEE Tier 1
215935035 | Central HP <5.4 tons | BRYANT HEATING AND COOLING SYSTEMS | HRCU-A-CB (Split System: Heat Pump with Remote Outdoor Unit-Air-Source) | 293VAN036**AA* |  |  | CVAMA4921XMA*+UI | 88*TB60090C21*** | 35600 | 22 | 8.5 | 38000 | 28400 | 74.74% | 2.04 | 0 | 12.5 |  |  |  | No | R-454B | 2.9667 | Residential & Commercial | Ducted CEE Tier 1
215935385 | Central HP <5.4 tons | BRYANT HEATING AND COOLING SYSTEMS | HRCU-A-CB (Split System: Heat Pump with Remote Outdoor Unit-Air-Source) | 293VAN036**AA* |  |  | CVAMA6024XMA*+UI | 935CB66100C21*** | 35600 | 22 | 8.5 | 38000 | 28400 | 74.74% | 2.06 | 0 | 12.5 |  |  |  | No | R-454B | 2.9667 | Residential & Commercial | Ducted CEE Tier 1
215934695 | Central HP <5.4 tons | BRYANT HEATING AND COOLING SYSTEMS | HRCU-A-CB (Split System: Heat Pump with Remote Outdoor Unit-Air-Source) | 293VAN036**AA* |  |  | CVAMA3217XMA*+UI | 986TD30040C14*** | 33800 | 19.5 | 8.1 | 37200 | 26600 | 71.51% | 2.02 | 0 | 11.5 |  |  |  | No | R-454B | 2.8167 | Residential & Commercial | Ducted CEE Tier 1
215869111 | Central HP <5.4 tons | AMERICAN STANDARD | HRCU-A-CB (Split System: Heat Pump with Remote Outdoor Unit-Air-Source) | 5A6V8X36A1 |  |  | 5TXCC007AS3 | S9V2C080U5VSB+LRP | 33000 | 18.1 | 8.5 | 33400 | 25600 | 76.65% | 2.1 | 0 | 10.5 |  |  |  | No | R-454B | 2.75 | Residential & Commercial | Ducted CEE Tier 1
215934495 | Central HP <5.4 tons | BRYANT HEATING AND COOLING SYSTEMS | HRCU-A-CB (Split System: Heat Pump with Remote Outdoor Unit-Air-Source) | 293VAN048**AA* |  |  | CSAH*4812AM*+UI | 987MC66100C21*** | 44000 | 20 | 9 | 48500 | 36400 | 75.05% | 1.82 | 0 | 10.5 |  |  |  | No | R-454B | 3.6667 | Residential & Commercial | Ducted CEE Tier 1
215934545 | Central HP <5.4 tons | BRYANT HEATING AND COOLING SYSTEMS | HRCU-A-CB (Split System: Heat Pump with Remote Outdoor Unit-Air-Source) | 293VAN048**AA* |  |  | CSAH*6012AM*+UI | 83*CA60100C21*** | 45000 | 20.5 | 9 | 48500 | 36600 | 75.46% | 1.82 | 0 | 11 |  |  |  | No | R-454B | 3.75 | Residential & Commercial | Ducted CEE Tier 1
215934565 | Central HP <5.4 tons | BRYANT HEATING AND COOLING SYSTEMS | HRCU-A-CB (Split System: Heat Pump with Remote Outdoor Unit-Air-Source) | 293VAN048**AA* |  |  | CSAH*6012AM*+UI | 88*TB48090C17*** | 44000 | 20.5 | 9 | 49000 | 35800 | 73.06% | 1.86 | 0 | 11.5 |  |  |  | No | R-454B | 3.6667 | Residential & Commercial | Ducted CEE Tier 1
214396865 | Central HP <5.4 tons | CHAMPION HEATING AND COOLING | HRCU-A-CB (Split System: Heat Pump with Remote Outdoor Unit-Air-Source) | HH836E2S11 |  |  | CTM36C5CDS1 | TM8V080C16MP12 | 34000 | 18 | 8.5 | 32000 | 26200 | 81.88% | 2 | 0 | 11 |  |  |  | No | R-454B | 2.8333 | Residential & Commercial | Ducted CEE Tier 1
214397299 | Central HP <5.4 tons | CHAMPION HEATING AND COOLING | HRCU-A-CB (Split System: Heat Pump with Remote Outdoor Unit-Air-Source) | HH836E2S11 |  |  | CTF36C5CDS1+JME12C2SN1 |  | 33600 | 19 | 9 | 30600 | 24800 | 81.05% | 2 | 0 | 12 |  |  |  | No | R-454B | 2.8 | Residential & Commercial | Ducted CEE Tier 1
213297225 | Central HP <5.4 tons | FRASER-JOHNSTON | HRCU-A-CB (Split System: Heat Pump with Remote Outdoor Unit-Air-Source) | HMH72B341 |  |  | XAFB30CXXN1+JMET12BS2N1+TXV |  | 33200 | 18.5 | 8.5 | 33000 | 23200 | 70.3% | 2.06 | 0 | 10 |  |  |  | No | R-410A | 2.7667 | Residential & Commercial | Ducted CEE Tier 1
213297395 | Central HP <5.4 tons | FRASER-JOHNSTON | HRCU-A-CB (Split System: Heat Pump with Remote Outdoor Unit-Air-Source) | HMH72B341 |  |  | XAHB30CXXN1+TXV | Z8ES080B12SMPS1 | 31800 | 17 | 8.1 | 32200 | 22600 | 70.19% | 2 | 0 | 10 |  |  |  | No | R-410A | 2.65 | Residential & Commercial | Ducted CEE Tier 1
214396899 | Central HP <5.4 tons | CHAMPION HEATING AND COOLING | HRCU-A-CB (Split System: Heat Pump with Remote Outdoor Unit-Air-Source) | HH836E2S11 |  |  | CTM36C5CDS1 | TMLE100C20MP11 | 34600 | 17 | 8.5 | 32600 | 26800 | 82.21% | 2 | 0 | 11 |  |  |  | No | R-454B | 2.8833 | Residential & Commercial | Ducted CEE Tier 1
214396914 | Central HP <5.4 tons | CHAMPION HEATING AND COOLING | HRCU-A-CB (Split System: Heat Pump with Remote Outdoor Unit-Air-Source) | HH836E2S11 |  |  | CTF36C5CDS1 | TM8E080C20MP11 | 34800 | 17 | 8.5 | 32800 | 27000 | 82.32% | 2 | 0 | 11 |  |  |  | No | R-454B | 2.9 | Residential & Commercial | Ducted CEE Tier 1
214396949 | Central HP <5.4 tons | CHAMPION HEATING AND COOLING | HRCU-A-CB (Split System: Heat Pump with Remote Outdoor Unit-Air-Source) | HH836E2S11 |  |  | CTF48C5CFS1 | TM8E120C20MP11 | 34400 | 17 | 8.5 | 32400 | 25600 | 79.01% | 2 | 0 | 11 |  |  |  | No | R-454B | 2.8667 | Residential & Commercial | Ducted CEE Tier 1
214396964 | Central HP <5.4 tons | CHAMPION HEATING AND COOLING | HRCU-A-CB (Split System: Heat Pump with Remote Outdoor Unit-Air-Source) | HH836E2S11 |  |  | CTM48C5CFS1 | TMLE120C16MP11 | 33600 | 19 | 9 | 31400 | 25400 | 80.89% | 2 | 0 | 11 |  |  |  | No | R-454B | 2.8 | Residential & Commercial | Ducted CEE Tier 1
213297630 | Central HP <5.4 tons | FRASER-JOHNSTON | HRCU-A-CB (Split System: Heat Pump with Remote Outdoor Unit-Air-Source) | HMH72B341 |  |  | XAHB36DXXN1+TXV | Z8ES080B12SMPS1 | 33200 | 17.5 | 8.1 | 32800 | 23000 | 70.12% | 2 | 0 | 10 |  |  |  | No | R-410A | 2.7667 | Residential & Commercial | Ducted CEE Tier 1
213297845 | Central HP <5.4 tons | FRASER-JOHNSTON | HRCU-A-CB (Split System: Heat Pump with Remote Outdoor Unit-Air-Source) | HMH72B341 |  |  | XAHB36DBCN1+JMVT12BC2N1 |  | 33200 | 18 | 8.1 | 32200 | 22600 | 70.19% | 2.02 | 0 | 10 |  |  |  | No | R-410A | 2.7667 | Residential & Commercial | Ducted CEE Tier 1
213297400 | Central HP <5.4 tons | FRASER-JOHNSTON | HRCU-A-CB (Split System: Heat Pump with Remote Outdoor Unit-Air-Source) | HMH72B341 |  |  | XAHB30CXXN1+TXV | Z8ES080B12LMPS1 | 31800 | 17 | 8.1 | 32200 | 22600 | 70.19% | 2 | 0 | 10 |  |  |  | No | R-410A | 2.65 | Residential & Commercial | Ducted CEE Tier 1
213297425 | Central HP <5.4 tons | FRASER-JOHNSTON | HRCU-A-CB (Split System: Heat Pump with Remote Outdoor Unit-Air-Source) | HMH72B341 |  |  | XAUB36DXXN1+JMVT12BC2N1+TXV |  | 34000 | 18.5 | 8.5 | 33600 | 23600 | 70.24% | 2.1 | 0 | 10 |  |  |  | No | R-410A | 2.8333 | Residential & Commercial | Ducted CEE Tier 1
213069414 | Central HP <5.4 tons | ACIQ | HRCU-A-CB (Split System: Heat Pump with Remote Outdoor Unit-Air-Source) | DLCURAH36ABK |  |  | EA*4X43L21A* | *92ESN1002120A* | 37200 | 16 | 8.5 | 38500 | 34800 | 90.39% | 2.12 | 0 | 10 |  |  |  | No | R-410A | 3.1 | Residential & Commercial | Ducted CEE Tier 1
213069423 | Central HP <5.4 tons | ACIQ | HRCU-A-CB (Split System: Heat Pump with Remote Outdoor Unit-Air-Source) | DLCURAH36ABK |  |  | EA*4X43L21A* | *96VSN1002120A* | 36400 | 16 | 8.5 | 38500 | 34800 | 90.39% | 2.08 | 0 | 10 |  |  |  | No | R-410A | 3.0333 | Residential & Commercial | Ducted CEE Tier 1
213069448 | Central HP <5.4 tons | ACIQ | HRCU-A-CB (Split System: Heat Pump with Remote Outdoor Unit-Air-Source) | DLCURAH36ABK |  |  | EA*4X48L21A* | *80ESU0601716A | 36600 | 16 | 8.5 | 38500 | 34800 | 90.39% | 2.08 | 0 | 10 |  |  |  | No | R-410A | 3.05 | Residential & Commercial | Ducted CEE Tier 1
213069455 | Central HP <5.4 tons | ACIQ | HRCU-A-CB (Split System: Heat Pump with Remote Outdoor Unit-Air-Source) | DLCURAH36ABK |  |  | EA*4X48L21A* | *92ESN0801716A* | 36000 | 16 | 8.5 | 38500 | 34600 | 89.87% | 2.06 | 0 | 10 |  |  |  | No | R-410A | 3 | Residential & Commercial | Ducted CEE Tier 1
213069466 | Central HP <5.4 tons | ACIQ | HRCU-A-CB (Split System: Heat Pump with Remote Outdoor Unit-Air-Source) | DLCURAH36ABK |  |  | EA*4X48L21A* | *96VSN0802120A* | 36000 | 16 | 8.5 | 38500 | 34600 | 89.87% | 2.06 | 0 | 10 |  |  |  | No | R-410A | 3 | Residential & Commercial | Ducted CEE Tier 1
213069473 | Central HP <5.4 tons | ACIQ | HRCU-A-CB (Split System: Heat Pump with Remote Outdoor Unit-Air-Source) | DLCURAH36ABK |  |  | EA*4X48L21A* | *96VTN0802120A* | 35400 | 16 | 8.1 | 37800 | 34600 | 91.53% | 2.02 | 0 | 10 |  |  |  | No | R-410A | 2.95 | Residential & Commercial | Ducted CEE Tier 1
214776891 | Central HP <5.4 tons | YORK | HRCU-A-CB (Split System: Heat Pump with Remote Outdoor Unit-Air-Source) | HH860E2S11 | ADP |  | CX601C*35+TXV | YPLC120C20MP13 | 53000 | 19 | 8.5 | 52000 | 38500 | 74.04% | 2 | 0 | 11 |  |  |  | No | R-454B | 4.4167 | Residential & Commercial | Ducted CEE Tier 1
214777206 | Central HP <5.4 tons | YORK | HRCU-A-CB (Split System: Heat Pump with Remote Outdoor Unit-Air-Source) | HH860E2S11 | ADP |  | CV602C*A+TXV | TM9V080C16MP12 | 43500 | 18 | 8.5 | 42000 | 33000 | 78.57% | 2 | 0 | 11 |  |  |  | No | R-454B | 3.625 | Residential & Commercial | Ducted CEE Tier 1
214777223 | Central HP <5.4 tons | YORK | HRCU-A-CB (Split System: Heat Pump with Remote Outdoor Unit-Air-Source) | HH860E2S11 | ADP |  | CV602C*A+TXV | YP9C100C20MP13 | 52000 | 19 | 8.5 | 51500 | 38000 | 73.79% | 2 | 0 | 11 |  |  |  | No | R-454B | 4.3333 | Residential & Commercial | Ducted CEE Tier 1
214397033 | Central HP <5.4 tons | CHAMPION HEATING AND COOLING | HRCU-A-CB (Split System: Heat Pump with Remote Outdoor Unit-Air-Source) | HH860E2S11 |  |  | CTF60D5CGS1+JME18D2SN1 |  | 46000 | 19 | 9.5 | 45500 | 33800 | 74.29% | 2 | 0 | 12 |  |  |  | No | R-454B | 3.8333 | Residential & Commercial | Ducted CEE Tier 1
214396768 | Central HP <5.4 tons | CHAMPION HEATING AND COOLING | HRCU-A-CB (Split System: Heat Pump with Remote Outdoor Unit-Air-Source) | HH860E2S11 |  |  | CTF60D5CJS1+JME18D2SN1 |  | 53500 | 19 | 9 | 54000 | 39000 | 72.22% | 2 | 0 | 11 |  |  |  | No | R-454B | 4.4583 | Residential & Commercial | Ducted CEE Tier 1
214396602 | Central HP <5.4 tons | CHAMPION HEATING AND COOLING | HRCU-A-CB (Split System: Heat Pump with Remote Outdoor Unit-Air-Source) | HH860E2S11 |  |  | CTM60C5CGS1 | TM8E120C20MP11 | 44500 | 17 | 9 | 45000 | 33600 | 74.67% | 2 | 0 | 11.7 |  |  |  | No | R-454B | 3.7083 | Residential & Commercial | Ducted CEE Tier 1
214397013 | Central HP <5.4 tons | CHAMPION HEATING AND COOLING | HRCU-A-CB (Split System: Heat Pump with Remote Outdoor Unit-Air-Source) | HH860E2S11 |  |  | CTF60C5CGS1 | TM9Y080C16MP11 | 43500 | 17 | 9 | 44500 | 33800 | 75.96% | 2 | 0 | 11 |  |  |  | No | R-454B | 3.625 | Residential & Commercial | Ducted CEE Tier 1
214397197 | Central HP <5.4 tons | CHAMPION HEATING AND COOLING | HRCU-A-CB (Split System: Heat Pump with Remote Outdoor Unit-Air-Source) | HH860E2S11 |  |  | CTF60D5CHS1 | TM9E120D20MP12 | 53500 | 19 | 8.5 | 54500 | 39500 | 72.48% | 2 | 0 | 11 |  |  |  | No | R-454B | 4.4583 | Residential & Commercial | Ducted CEE Tier 1
213069534 | Central HP <5.4 tons | ACIQ | HRCU-A-CB (Split System: Heat Pump with Remote Outdoor Unit-Air-Source) | DLCURAH36ABK |  |  | EN(A,D,W)4X48L21** | *80ES(N,L)0701712A* | 36200 | 15.5 | 8.1 | 38500 | 35000 | 90.91% | 2.02 | 0 | 10 |  |  |  | No | R-410A | 3.0167 | Residential & Commercial | Ducted CEE Tier 1
213069550 | Central HP <5.4 tons | ACIQ | HRCU-A-CB (Split System: Heat Pump with Remote Outdoor Unit-Air-Source) | DLCURAH36ABK |  |  | EN(A,D,W)4X48L21** | *80VTL1102122A* | 37000 | 16 | 8.1 | 39500 | 35000 | 88.61% | 2.06 | 0 | 10.5 |  |  |  | No | R-410A | 3.0833 | Residential & Commercial | Ducted CEE Tier 1
213069566 | Central HP <5.4 tons | ACIQ | HRCU-A-CB (Split System: Heat Pump with Remote Outdoor Unit-Air-Source) | DLCURAH36ABK |  |  | EN(A,D,W)4X48L21** | *95ESU1002120A* | 36400 | 16 | 8.1 | 38500 | 34800 | 90.39% | 2.04 | 0 | 10.5 |  |  |  | No | R-410A | 3.0333 | Residential & Commercial | Ducted CEE Tier 1
213069575 | Central HP <5.4 tons | ACIQ | HRCU-A-CB (Split System: Heat Pump with Remote Outdoor Unit-Air-Source) | DLCURAH36ABK |  |  | EN(A,D,W)4X48L21** | OMV112K14A | 35800 | 15.5 | 8.1 | 38500 | 35000 | 90.91% | 2 | 0 | 10 |  |  |  | No | R-410A | 2.9833 | Residential & Commercial | Ducted CEE Tier 1
213069591 | Central HP <5.4 tons | ACIQ | HRCU-A-CB (Split System: Heat Pump with Remote Outdoor Unit-Air-Source) | DLCURAH36ABK |  |  | EN(A,D)4X48L24** | *80VTL1102122A* | 37000 | 16 | 8.1 | 39500 | 35000 | 88.61% | 2.06 | 0 | 10.5 |  |  |  | No | R-410A | 3.0833 | Residential & Commercial | Ducted CEE Tier 1
213069598 | Central HP <5.4 tons | ACIQ | HRCU-A-CB (Split System: Heat Pump with Remote Outdoor Unit-Air-Source) | DLCURAH36ABK |  |  | EN(A,D)4X48L24** | *95ESN1002122A* | 37600 | 15.5 | 8.5 | 39500 | 35000 | 88.61% | 2.08 | 0 | 10.5 |  |  |  | No | R-410A | 3.1333 | Residential & Commercial | Ducted CEE Tier 1
213069609 | Central HP <5.4 tons | ACIQ | HRCU-A-CB (Split System: Heat Pump with Remote Outdoor Unit-Air-Source) | DLCURAH36ABK |  |  | EN(A,D)4X48L24** | *96VTN1002122A* | 36000 | 16.5 | 8.1 | 38500 | 34800 | 90.39% | 2.02 | 0 | 10.5 |  |  |  | No | R-410A | 3 | Residential & Commercial | Ducted CEE Tier 1
213069614 | Central HP <5.4 tons | ACIQ | HRCU-A-CB (Split System: Heat Pump with Remote Outdoor Unit-Air-Source) | DLCURAH36ABK |  |  | FEM4P42**AL |  | 37000 | 16 | 8.1 | 38500 | 34800 | 90.39% | 2 | 0 | 10 |  |  |  | No | R-410A | 3.0833 | Residential & Commercial | Ducted CEE Tier 1
213069616 | Central HP <5.4 tons | ACIQ | HRCU-A-CB (Split System: Heat Pump with Remote Outdoor Unit-Air-Source) | DLCURAH36ABK |  |  | FEM4X42**BL |  | 37000 | 16 | 8.1 | 38500 | 34800 | 90.39% | 2 | 0 | 10 |  |  |  | No | R-410A | 3.0833 | Residential & Commercial | Ducted CEE Tier 1
213069623 | Central HP <5.4 tons | ACIQ | HRCU-A-CB (Split System: Heat Pump with Remote Outdoor Unit-Air-Source) | DLCURAH36ABK |  |  | FXM4X42**AL |  | 36000 | 16 | 8.1 | 38500 | 34800 | 90.39% | 1.94 | 0 | 10 |  |  |  | No | R-410A | 3 | Residential & Commercial | Ducted CEE Tier 1
215942436 | Central HP <5.4 tons | DAY & NIGHT | HRCU-A-CB (Split System: Heat Pump with Remote Outdoor Unit-Air-Source) | C5H3V36*K*AAA* |  |  | EVM5X61M24A*+WALLCON | *80CTL0702120B* | 35800 | 22 | 8.5 | 37400 | 28200 | 75.4% | 2.04 | 0 | 12.5 |  |  |  | No | R-454B | 2.9833 | Residential & Commercial | Ducted CEE Tier 1
215942486 | Central HP <5.4 tons | DAY & NIGHT | HRCU-A-CB (Split System: Heat Pump with Remote Outdoor Unit-Air-Source) | C5H3V36*K*AAA* |  |  | EVD5X61M21A*+WALLCON | *80CTL0702120B* | 35800 | 22 | 8.5 | 37400 | 28400 | 75.94% | 2.02 | 0 | 12.5 |  |  |  | No | R-454B | 2.9833 | Residential & Commercial | Ducted CEE Tier 1
215940860 | Central HP <5.4 tons | DAY & NIGHT | HRCU-A-CB (Split System: Heat Pump with Remote Outdoor Unit-Air-Source) | C5H3V36*K*AAA* |  |  | EVD5X60M21A*+WALLCON | *97CTN0802120A* | 35600 | 21.5 | 8.5 | 38000 | 28600 | 75.26% | 2.02 | 0 | 12 |  |  |  | No | R-454B | 2.9667 | Residential & Commercial | Ducted CEE Tier 1
215588343 | Central HP <5.4 tons | CARRIER | HRCU-A-CB (Split System: Heat Pump with Remote Outdoor Unit-Air-Source) | 27VNA154A*030* |  |  | CVAVA6021XMA*+UI | 59MN7C060C21**20 | 51000 | 18.5 | 8.1 | 54000 | 46500 | 86.11% | 1.86 | 0 | 10.5 |  |  |  | No | R-454B | 4.25 | Residential & Commercial | Ducted CEE Tier 1
215588425 | Central HP <5.4 tons | CARRIER | HRCU-A-CB (Split System: Heat Pump with Remote Outdoor Unit-Air-Source) | 27VNA154A*030* |  |  | CAA**6024AM*+UI | 58CU*B080C21**20 | 49500 | 19.5 | 10.5 | 52000 | 52500 | 101% | 1.98 | 0 | 12 |  |  |  | No | R-454B | 4.125 | Residential & Commercial | Ducted CEE Tier 1
215588445 | Central HP <5.4 tons | CARRIER | HRCU-A-CB (Split System: Heat Pump with Remote Outdoor Unit-Air-Source) | 27VNA154A*030* |  |  | CSAH*4812AM*+UI | 59TN7A080C17**16 | 47500 | 17 | 11.5 | 52000 | 51000 | 98.08% | 1.92 | 0 | 11 |  |  |  | No | R-454B | 3.9583 | Residential & Commercial | Ducted CEE Tier 1
215588113 | Central HP <5.4 tons | CARRIER | HRCU-A-CB (Split System: Heat Pump with Remote Outdoor Unit-Air-Source) | 27VNA154A*030* |  |  | CAA**6121AM*+UI | 58TN*B045C17**12 | 48500 | 18 | 10 | 52500 | 52000 | 99.05% | 2 | 0 | 11 |  |  |  | No | R-454B | 4.0417 | Residential & Commercial | Ducted CEE Tier 1
215588165 | Central HP <5.4 tons | CARRIER | HRCU-A-CB (Split System: Heat Pump with Remote Outdoor Unit-Air-Source) | 27VNA154A*030* |  |  | CSAH*6012AM*+UI | 58TN*B110C21**20 | 50000 | 18.5 | 10.5 | 52500 | 53000 | 101% | 1.94 | 0 | 11.5 |  |  |  | No | R-454B | 4.1667 | Residential & Commercial | Ducted CEE Tier 1
214592617 | Central HP <5.4 tons | ECOER | HRCU-A-CB (Split System: Heat Pump with Remote Outdoor Unit-Air-Source) | EODA18H-2436B | ECOER |  | EBCT4248CAA | MGH96M080C4A | 33000 | 18 | 8.8 | 34600 | 24400 | 70.52% | 1.95 | 0 | 11 |  |  |  | No | R-410A | 2.75 | Residential & Commercial | Ducted CEE Tier 1
214836552 | Central HP <5.4 tons | ECOER | HRCU-A-CB (Split System: Heat Pump with Remote Outdoor Unit-Air-Source) | EODA18H-2436BAA | ECOER |  | EAHETN-36H* |  | 34000 | 18.5 | 9.1 | 35000 | 24600 | 70.29% | 2 | 0 | 10.8 |  |  |  | No | R-410A | 2.8333 | Residential & Commercial | Ducted CEE Tier 1
215588181 | Central HP <5.4 tons | CARRIER | HRCU-A-CB (Split System: Heat Pump with Remote Outdoor Unit-Air-Source) | 27VNA154A*030* |  |  | CSAH*6012AM*+UI | 59MN7C100C21**22 | 49500 | 18.5 | 10.5 | 52500 | 53500 | 101.9% | 1.92 | 0 | 11 |  |  |  | No | R-454B | 4.125 | Residential & Commercial | Ducted CEE Tier 1
215588231 | Central HP <5.4 tons | CARRIER | HRCU-A-CB (Split System: Heat Pump with Remote Outdoor Unit-Air-Source) | 27VNA154A*030* |  |  | CVAMA6021XMA*+UI | 59MN7C060C21**20 | 51000 | 18.5 | 8.1 | 54000 | 46500 | 86.11% | 1.86 | 0 | 10.5 |  |  |  | No | R-454B | 4.25 | Residential & Commercial | Ducted CEE Tier 1
215588279 | Central HP <5.4 tons | CARRIER | HRCU-A-CB (Split System: Heat Pump with Remote Outdoor Unit-Air-Source) | 27VNA154A*030* |  |  | CVAMA6124XMA*+UI | 59MN7C060C21**20 | 51500 | 18.5 | 8.1 | 54500 | 46500 | 85.32% | 1.86 | 0 | 11 |  |  |  | No | R-454B | 4.2917 | Residential & Commercial | Ducted CEE Tier 1
215588281 | Central HP <5.4 tons | CARRIER | HRCU-A-CB (Split System: Heat Pump with Remote Outdoor Unit-Air-Source) | 27VNA154A*030* |  |  | CVAMA6124XMA*+UI | 59MN7C080C21**20 | 52500 | 19.5 | 8.1 | 53500 | 45500 | 85.05% | 1.86 | 0 | 12 |  |  |  | No | R-454B | 4.375 | Residential & Commercial | Ducted CEE Tier 1
215588329 | Central HP <5.4 tons | CARRIER | HRCU-A-CB (Split System: Heat Pump with Remote Outdoor Unit-Air-Source) | 27VNA154A*030* |  |  | CVAVA4924XMA*+UI | 59MN7C120C24**22 | 51500 | 19 | 8.1 | 53000 | 46500 | 87.74% | 1.84 | 0 | 11.5 |  |  |  | No | R-454B | 4.2917 | Residential & Commercial | Ducted CEE Tier 1
215588399 | Central HP <5.4 tons | CARRIER | HRCU-A-CB (Split System: Heat Pump with Remote Outdoor Unit-Air-Source) | 27VNA154A*030* |  |  | CVAVA6124XMA*+UI | 58TN*B135C24**22 | 53000 | 20 | 8.1 | 53000 | 46000 | 86.79% | 1.84 | 0 | 12.5 |  |  |  | No | R-454B | 4.4167 | Residential & Commercial | Ducted CEE Tier 1
215588415 | Central HP <5.4 tons | CARRIER | HRCU-A-CB (Split System: Heat Pump with Remote Outdoor Unit-Air-Source) | 27VNA154A*030* |  |  | CVAVA6124XMA*+UI | 59TN6C120C24**22 | 53000 | 19.5 | 8.1 | 53500 | 46500 | 86.92% | 1.84 | 0 | 12 |  |  |  | No | R-454B | 4.4167 | Residential & Commercial | Ducted CEE Tier 1
212978716 | Central HP <5.4 tons | KEEPRITE | HRCU-A-CB (Split System: Heat Pump with Remote Outdoor Unit-Air-Source) | DLCURAH24ABK |  |  | EN(A,D)4X30L17** | *80MS(N,L)0701712A* | 23400 | 17 | 8.1 | 25800 | 24200 | 93.8% | 2.04 | 0 | 10.5 |  |  |  | No | R-410A | 1.95 | Residential & Commercial | Ducted CEE Tier 1
212980990 | Central HP <5.4 tons | KEEPRITE | HRCU-A-CB (Split System: Heat Pump with Remote Outdoor Unit-Air-Source) | DLCURAH24ABK |  |  | EA*4X36L21A* | *80MS(N,L)1102120A* | 23600 | 17.5 | 8.5 | 26200 | 23800 | 90.84% | 2 | 0 | 10 |  |  |  | No | R-410A | 1.9667 | Residential & Commercial | Ducted CEE Tier 1
212976423 | Central HP <5.4 tons | KEEPRITE | HRCU-A-CB (Split System: Heat Pump with Remote Outdoor Unit-Air-Source) | DLCURAH24ABK |  |  | EN(A,D)4X36L21** | *96VTN0802120B* | 23800 | 17 | 8.5 | 26400 | 24000 | 90.91% | 1.98 | 0 | 10.5 |  |  |  | No | R-410A | 1.9833 | Residential & Commercial | Ducted CEE Tier 1
212978110 | Central HP <5.4 tons | KEEPRITE | HRCU-A-CB (Split System: Heat Pump with Remote Outdoor Unit-Air-Source) | DLCURAH24ABK |  |  | EA*4X25L17A* | *80MS(N,L)0701412A* | 24200 | 17.5 | 8.5 | 25200 | 21800 | 86.51% | 1.82 | 0 | 10.5 |  |  |  | No | R-410A | 2.0167 | Residential & Commercial | Ducted CEE Tier 1
212977642 | Central HP <5.4 tons | KEEPRITE | HRCU-A-CB (Split System: Heat Pump with Remote Outdoor Unit-Air-Source) | DLCURAH24ABK |  |  | EA*4X37L17A* | *80MS(N,L)0451412A* | 24200 | 17 | 8.5 | 25200 | 22000 | 87.3% | 1.84 | 0 | 10 |  |  |  | No | R-410A | 2.0167 | Residential & Commercial | Ducted CEE Tier 1
211240246 | Central HP <5.4 tons | AIRQUEST | HRCU-A-CB (Split System: Heat Pump with Remote Outdoor Unit-Air-Source) | DLCURAH24ABK |  |  | EA*4X24L14A* | *96VSN0601412A* | 23200 | 16 | 8.5 | 26400 | 25600 | 96.97% | 2.14 | 0 | 10 |  |  |  | No | R-410A | 1.9333 | Residential & Commercial | Ducted CEE Tier 1
212979661 | Central HP <5.4 tons | KEEPRITE | HRCU-A-CB (Split System: Heat Pump with Remote Outdoor Unit-Air-Source) | DLCURAH36ABK |  |  | EA*4X48L21A* | *80MS(N,L)0901714A* | 35800 | 16.5 | 8.5 | 37800 | 34600 | 91.53% | 2.02 | 0 | 10 |  |  |  | No | R-410A | 2.9833 | Residential & Commercial | Ducted CEE Tier 1
212979937 | Central HP <5.4 tons | KEEPRITE | HRCU-A-CB (Split System: Heat Pump with Remote Outdoor Unit-Air-Source) | DLCURAH24ABK |  |  | EN(A,D)4X36L21** | *80MS(N,L)0901714A* | 23600 | 17 | 8.5 | 26400 | 24400 | 92.42% | 2.02 | 0 | 10.5 |  |  |  | No | R-410A | 1.9667 | Residential & Commercial | Ducted CEE Tier 1
213063297 | Central HP <5.4 tons | ACIQ | HRCU-A-CB (Split System: Heat Pump with Remote Outdoor Unit-Air-Source) | HVH837GKA2* |  |  | EA*4X36L17A*+WALLCON | *80CTL0701412A* | 31400 | 17.5 | 8.1 | 33400 | 24400 | 73.05% | 1.84 | 11.5 | 11 |  |  |  | No | R-410A | 2.6167 | Residential & Commercial | Ducted CEE Tier 1
213063306 | Central HP <5.4 tons | ACIQ | HRCU-A-CB (Split System: Heat Pump with Remote Outdoor Unit-Air-Source) | HVH837GKA2* |  |  | EA*4X36L21A*+WALLCON | *97CMN0602120A* | 31400 | 17 | 8.1 | 33600 | 24600 | 73.21% | 1.84 | 11 | 11 |  |  |  | No | R-410A | 2.6167 | Residential & Commercial | Ducted CEE Tier 1
213063308 | Central HP <5.4 tons | ACIQ | HRCU-A-CB (Split System: Heat Pump with Remote Outdoor Unit-Air-Source) | HVH837GKA2* |  |  | EA*4X42L21A*+WALLCON | *80CTL0701716A* | 31800 | 17 | 8.1 | 33200 | 24600 | 74.1% | 1.88 | 11 | 11 |  |  |  | No | R-410A | 2.65 | Residential & Commercial | Ducted CEE Tier 1
213063315 | Central HP <5.4 tons | ACIQ | HRCU-A-CB (Split System: Heat Pump with Remote Outdoor Unit-Air-Source) | HVH837GKA2* |  |  | EA*4X42L24A*+WALLCON | *80CTL0902120A* | 31800 | 17.5 | 8.1 | 33200 | 24400 | 73.49% | 1.9 | 11 | 11.5 |  |  |  | No | R-410A | 2.65 | Residential & Commercial | Ducted CEE Tier 1
214396536 | Central HP <5.4 tons | CHAMPION HEATING AND COOLING | HRCU-A-CB (Split System: Heat Pump with Remote Outdoor Unit-Air-Source) | HH836E2S11 |  |  | CTM48C5CFS1 | TPLC080C16MP13 | 33000 | 19 | 9 | 31200 | 25200 | 80.77% | 2 | 0 | 11 |  |  |  | No | R-454B | 2.75 | Residential & Commercial | Ducted CEE Tier 1
214875847 | Central HP <5.4 tons | FRASER-JOHNSTON | HRCU-A-CB (Split System: Heat Pump with Remote Outdoor Unit-Air-Source) | HMH72B341 |  |  | XAFB36DBCN1+JME12B2SN1 |  | 34000 | 18.5 | 8.5 | 33000 | 23200 | 70.3% | 2 | 0 | 10.5 |  |  |  | No | R-410A | 2.8333 | Residential & Commercial | Ducted CEE Tier 1
214719986 | Central HP <5.4 tons | COLEMAN | HRCU-A-CB (Split System: Heat Pump with Remote Outdoor Unit-Air-Source) | HH836E2S11 |  |  | CTU48C5XFS1+TXV | TM9E080C16MP12 | 33400 | 19 | 9 | 31400 | 25400 | 80.89% | 2 | 0 | 11 |  |  |  | No | R-454B | 2.7833 | Residential & Commercial | Ducted CEE Tier 1
215942616 | Central HP <5.4 tons | DAY & NIGHT | HRCU-A-CB (Split System: Heat Pump with Remote Outdoor Unit-Air-Source) | C5H3V36*K*AAA* |  |  | EVM5X61M24A*+WALLCON | *97CTN0802120A* | 36000 | 22 | 8.5 | 37400 | 28200 | 75.4% | 2.04 | 0 | 12.5 |  |  |  | No | R-454B | 3 | Residential & Commercial | Ducted CEE Tier 1
215940510 | Central HP <5.4 tons | DAY & NIGHT | HRCU-A-CB (Split System: Heat Pump with Remote Outdoor Unit-Air-Source) | C5H3V36*K*AAA* |  |  | EVD5X36M21A*+WALLCON | *96CTN0802120B* | 34400 | 20.5 | 8.5 | 38500 | 28200 | 73.25% | 2.04 | 0 | 11.7 |  |  |  | No | R-454B | 2.8667 | Residential & Commercial | Ducted CEE Tier 1
214660193 | Central HP <5.4 tons | ECOER | HRCU-A-CB (Split System: Heat Pump with Remote Outdoor Unit-Air-Source) | EODA18H-2436BAA | ECOER |  | EBCT2430BAA | MGH96M060B3A | 22800 | 18 | 8.8 | 24000 | 19200 | 80% | 2.1 | 0 | 12.5 |  |  |  | No | R-410A | 1.9 | Residential & Commercial | Ducted CEE Tier 1
214719873 | Central HP <5.4 tons | COLEMAN | HRCU-A-CB (Split System: Heat Pump with Remote Outdoor Unit-Air-Source) | HH836E2S11 |  |  | CTU48C5XFS1+TXV | TM9E100C20MP12 | 34400 | 17 | 9 | 32400 | 25800 | 79.63% | 2 | 0 | 11 |  |  |  | No | R-454B | 2.8667 | Residential & Commercial | Ducted CEE Tier 1
214719878 | Central HP <5.4 tons | COLEMAN | HRCU-A-CB (Split System: Heat Pump with Remote Outdoor Unit-Air-Source) | HH836E2S11 |  |  | CTU48C5XFS1+TXV | TL8E100C20UH11 | 33400 | 18 | 9 | 31400 | 25200 | 80.25% | 2 | 0 | 11 |  |  |  | No | R-454B | 2.7833 | Residential & Commercial | Ducted CEE Tier 1
214719930 | Central HP <5.4 tons | COLEMAN | HRCU-A-CB (Split System: Heat Pump with Remote Outdoor Unit-Air-Source) | HH836E2S11 |  |  | CTU48C5XFS1+TXV | TM9V100C16MP12 | 33200 | 18 | 9 | 31200 | 25200 | 80.77% | 2 | 0 | 11 |  |  |  | No | R-454B | 2.7667 | Residential & Commercial | Ducted CEE Tier 1
212603257 | Central HP <5.4 tons | DAY & NIGHT | HRCU-A-CB (Split System: Heat Pump with Remote Outdoor Unit-Air-Source) | DLCURAH36ABK | ADP |  | PL36H210P179 | *80VTL1102122A* | 37000 | 16 | 8.1 | 37800 | 34600 | 91.53% | 2.06 | 0 | 10.5 |  |  |  | No | R-410A | 3.0833 | Residential & Commercial | Ducted CEE Tier 1
215835682 | Central HP <5.4 tons | AMERICAN STANDARD | HRCU-A-CB (Split System: Heat Pump with Remote Outdoor Unit-Air-Source) | 5A6V8X48A1 |  |  | 5TEMCD06AV41+TDR |  | 46500 | 18.1 | 8.5 | 44500 | 33800 | 75.96% | 2.1 | 0 | 11 |  |  |  | No | R-454B | 3.875 | Residential & Commercial | Ducted CEE Tier 1
214397212 | Central HP <5.4 tons | CHAMPION HEATING AND COOLING | HRCU-A-CB (Split System: Heat Pump with Remote Outdoor Unit-Air-Source) | HH860E2S11 |  |  | CTM60D5CJS1+JME18D2SN1 |  | 53500 | 19 | 9 | 54000 | 39000 | 72.22% | 2 | 0 | 11 |  |  |  | No | R-454B | 4.4583 | Residential & Commercial | Ducted CEE Tier 1
214609144 | Central HP <5.4 tons | CHAMPION HEATING AND COOLING | HRCU-A-CB (Split System: Heat Pump with Remote Outdoor Unit-Air-Source) | HH860E2S11 |  |  | CTM60C5CGS1 | Z9ES080C16SMPS1 | 45000 | 18 | 9 | 46000 | 33800 | 73.48% | 2 | 0 | 11.7 |  |  |  | No | R-454B | 3.75 | Residential & Commercial | Ducted CEE Tier 1
214609203 | Central HP <5.4 tons | CHAMPION HEATING AND COOLING | HRCU-A-CB (Split System: Heat Pump with Remote Outdoor Unit-Air-Source) | HH860E2S11 |  |  | CTF60C5CGS1 | Z9ES080C16SMPS1 | 44500 | 18 | 9 | 46000 | 33800 | 73.48% | 2 | 0 | 11.7 |  |  |  | No | R-454B | 3.7083 | Residential & Commercial | Ducted CEE Tier 1
214650515 | Central HP <5.4 tons | LUXAIRE | HRCU-A-CB (Split System: Heat Pump with Remote Outdoor Unit-Air-Source) | HH860E2S11 |  |  | CTU60D5XHS1+TXV | TP9C120D20MP13 | 54000 | 19 | 9 | 54500 | 39500 | 72.48% | 2 | 0 | 11 |  |  |  | No | R-454B | 4.5 | Residential & Commercial | Ducted CEE Tier 1
214609051 | Central HP <5.4 tons | CHAMPION HEATING AND COOLING | HRCU-A-CB (Split System: Heat Pump with Remote Outdoor Unit-Air-Source) | HH860E2S11 |  |  | CTF60C5CHS1 | Z9ES100C20SMPS1 | 53000 | 19 | 8.5 | 54000 | 38500 | 71.3% | 2 | 0 | 11 |  |  |  | No | R-454B | 4.4167 | Residential & Commercial | Ducted CEE Tier 1
214609085 | Central HP <5.4 tons | CHAMPION HEATING AND COOLING | HRCU-A-CB (Split System: Heat Pump with Remote Outdoor Unit-Air-Source) | HH860E2S11 |  |  | CTM60D5CGS1 | Z9ES120D20SMPS1 | 46000 | 18 | 9 | 47000 | 34200 | 72.77% | 2 | 0 | 11.7 |  |  |  | No | R-454B | 3.8333 | Residential & Commercial | Ducted CEE Tier 1
214720021 | Central HP <5.4 tons | COLEMAN | HRCU-A-CB (Split System: Heat Pump with Remote Outdoor Unit-Air-Source) | HH860E2S11 |  |  | CTU60C5XGS1+TXV | TM9E080C20MP12 | 44500 | 17 | 9 | 45000 | 33800 | 75.11% | 2 | 0 | 11.7 |  |  |  | No | R-454B | 3.7083 | Residential & Commercial | Ducted CEE Tier 1
214720164 | Central HP <5.4 tons | COLEMAN | HRCU-A-CB (Split System: Heat Pump with Remote Outdoor Unit-Air-Source) | HH860E2S11 |  |  | CTU60C5XGS1+TXV | TMLE100C16MP11 | 44500 | 18 | 9 | 45500 | 34200 | 75.16% | 2 | 0 | 11 |  |  |  | No | R-454B | 3.7083 | Residential & Commercial | Ducted CEE Tier 1
215588083 | Central HP <5.4 tons | CARRIER | HRCU-A-CB (Split System: Heat Pump with Remote Outdoor Unit-Air-Source) | 27VNA154A*030* |  |  | CAA**4821AM*+UI | 59MN7C080C21**20 | 48000 | 18.5 | 12 | 52500 | 52000 | 99.05% | 2.02 | 0 | 10.5 |  |  |  | No | R-454B | 4 | Residential & Commercial | Ducted CEE Tier 1
215588119 | Central HP <5.4 tons | CARRIER | HRCU-A-CB (Split System: Heat Pump with Remote Outdoor Unit-Air-Source) | 27VNA154A*030* |  |  | CAA**6121AM*+UI | 59MN7C060C21**20 | 49000 | 18.5 | 10.5 | 54000 | 53500 | 99.07% | 1.88 | 0 | 10 |  |  |  | No | R-454B | 4.0833 | Residential & Commercial | Ducted CEE Tier 1
215588151 | Central HP <5.4 tons | CARRIER | HRCU-A-CB (Split System: Heat Pump with Remote Outdoor Unit-Air-Source) | 27VNA154A*030* |  |  | CSAH*6012AM*+UI | 58CU*A080C21**20 | 50000 | 18.5 | 10 | 52000 | 53000 | 101.9% | 1.84 | 0 | 11.5 |  |  |  | No | R-454B | 4.1667 | Residential & Commercial | Ducted CEE Tier 1
215588073 | Central HP <5.4 tons | CARRIER | HRCU-A-CB (Split System: Heat Pump with Remote Outdoor Unit-Air-Source) | 27VNA154A*030* |  |  | CAA**4821AM*+UI | 58TN*B045C17**12 | 46500 | 17.5 | 10.5 | 52000 | 51500 | 99.04% | 1.98 | 0 | 10.5 |  |  |  | No | R-454B | 3.875 | Residential & Commercial | Ducted CEE Tier 1
215588255 | Central HP <5.4 tons | CARRIER | HRCU-A-CB (Split System: Heat Pump with Remote Outdoor Unit-Air-Source) | 27VNA154A*030* |  |  | CVAMA6024XMA*+UI | 59MN7C060C21**20 | 51000 | 18.5 | 8.1 | 54000 | 46500 | 86.11% | 1.86 | 0 | 10.5 |  |  |  | No | R-454B | 4.25 | Residential & Commercial | Ducted CEE Tier 1
215588289 | Central HP <5.4 tons | CARRIER | HRCU-A-CB (Split System: Heat Pump with Remote Outdoor Unit-Air-Source) | 27VNA154A*030* |  |  | CVAMA6124XMA*+UI | 59TN6C120C24**22 | 53000 | 19.5 | 8.1 | 53500 | 46500 | 86.92% | 1.84 | 0 | 12 |  |  |  | No | R-454B | 4.4167 | Residential & Commercial | Ducted CEE Tier 1
213063324 | Central HP <5.4 tons | ACIQ | HRCU-A-CB (Split System: Heat Pump with Remote Outdoor Unit-Air-Source) | HVH837GKA2* |  |  | EA*4X48L21A*+WALLCON | *97CMN0602120A* | 32200 | 17 | 8.1 | 32800 | 25200 | 76.83% | 1.96 | 11.5 | 11 |  |  |  | No | R-410A | 2.6833 | Residential & Commercial | Ducted CEE Tier 1
213063342 | Central HP <5.4 tons | ACIQ | HRCU-A-CB (Split System: Heat Pump with Remote Outdoor Unit-Air-Source) | HVH837GKA2* |  |  | EHD4X36AAL+WALLCON | *80CTL0902120A* | 32200 | 16.5 | 8.1 | 33200 | 24800 | 74.7% | 1.92 | 11.5 | 11 |  |  |  | No | R-410A | 2.6833 | Residential & Commercial | Ducted CEE Tier 1
213063372 | Central HP <5.4 tons | ACIQ | HRCU-A-CB (Split System: Heat Pump with Remote Outdoor Unit-Air-Source) | HVH837GKA2* |  |  | EA*4X37L21A*+WALLCON | *80CSU0601716A* | 32800 | 17 | 8.5 | 33000 | 25200 | 76.36% | 1.96 | 12 | 11 |  |  |  | No | R-410A | 2.7333 | Residential & Commercial | Ducted CEE Tier 1
213063374 | Central HP <5.4 tons | ACIQ | HRCU-A-CB (Split System: Heat Pump with Remote Outdoor Unit-Air-Source) | HVH837GKA2* |  |  | EA*4X42L21A*+WALLCON | *80CSU0601716A* | 31800 | 17 | 8.1 | 33200 | 24400 | 73.49% | 1.86 | 11.5 | 11 |  |  |  | No | R-410A | 2.65 | Residential & Commercial | Ducted CEE Tier 1
213080988 | Central HP <5.4 tons | ACIQ | HRCU-A-CB (Split System: Heat Pump with Remote Outdoor Unit-Air-Source) | HVH837GKA2* |  |  | EA*4X61L24A*+WALLCON | *97CMN1002122A* | 33200 | 18 | 8.5 | 32000 | 24800 | 77.5% | 2 | 0 | 12 |  |  |  | No | R-410A | 2.7667 | Residential & Commercial | Ducted CEE Tier 1
212977570 | Central HP <5.4 tons | KEEPRITE | HRCU-A-CB (Split System: Heat Pump with Remote Outdoor Unit-Air-Source) | DLCURAH24ABK |  |  | EA*4X24L14A* | *80MS(N,L)0451412A* | 23400 | 17 | 8.5 | 27000 | 26200 | 97.04% | 2.22 | 0 | 10 |  |  |  | No | R-410A | 1.95 | Residential & Commercial | Ducted CEE Tier 1
214660194 | Central HP <5.4 tons | ECOER | HRCU-A-CB (Split System: Heat Pump with Remote Outdoor Unit-Air-Source) | EODA18H-2436BAA | ECOER |  | EBCT3036BAA | MGH96M080B3A | 32000 | 17 | 8.8 | 34600 | 24400 | 70.52% | 1.95 | 0 | 11.2 |  |  |  | No | R-410A | 2.6667 | Residential & Commercial | Ducted CEE Tier 1
214592611 | Central HP <5.4 tons | ECOER | HRCU-A-CB (Split System: Heat Pump with Remote Outdoor Unit-Air-Source) | EODA18H-2436B | ECOER |  | EBCT2430BAA | MGH96M060B3A | 22800 | 18 | 8.8 | 24000 | 19200 | 80% | 2.1 | 0 | 12.5 |  |  |  | No | R-410A | 1.9 | Residential & Commercial | Ducted CEE Tier 1
214592612 | Central HP <5.4 tons | ECOER | HRCU-A-CB (Split System: Heat Pump with Remote Outdoor Unit-Air-Source) | EODA18H-2436B | ECOER |  | EBCT3036BAA | MGH96M060B3A | 32000 | 17 | 8.8 | 34600 | 24400 | 70.52% | 1.95 | 0 | 11.2 |  |  |  | No | R-410A | 2.6667 | Residential & Commercial | Ducted CEE Tier 1
214592618 | Central HP <5.4 tons | ECOER | HRCU-A-CB (Split System: Heat Pump with Remote Outdoor Unit-Air-Source) | EODA18H-4860B | ECOER |  | EBCT4248CAA | MGH96M080C4A | 44000 | 17 | 8.5 | 45000 | 32000 | 71.11% | 1.9 | 0 | 11 |  |  |  | No | R-410A | 3.6667 | Residential & Commercial | Ducted CEE Tier 1
215935165 | Central HP <5.4 tons | BRYANT HEATING AND COOLING SYSTEMS | HRCU-A-CB (Split System: Heat Pump with Remote Outdoor Unit-Air-Source) | 293VAN036**AA* |  |  | CVAMA6021XMA*+UI | 83*CA60100C21*** | 35600 | 21.5 | 8.5 | 38000 | 28800 | 75.79% | 2.02 | 0 | 12 |  |  |  | No | R-454B | 2.9667 | Residential & Commercial | Ducted CEE Tier 1
215934785 | Central HP <5.4 tons | BRYANT HEATING AND COOLING SYSTEMS | HRCU-A-CB (Split System: Heat Pump with Remote Outdoor Unit-Air-Source) | 293VAN036**AA* |  |  | CVAMA4421XMA*+UI | 83*CA48060C17*** | 35600 | 22 | 8.5 | 38000 | 28600 | 75.26% | 2.02 | 0 | 12 |  |  |  | No | R-454B | 2.9667 | Residential & Commercial | Ducted CEE Tier 1
215935135 | Central HP <5.4 tons | BRYANT HEATING AND COOLING SYSTEMS | HRCU-A-CB (Split System: Heat Pump with Remote Outdoor Unit-Air-Source) | 293VAN036**AA* |  |  | CVAMA4921XMA*+UI | 986TD66100C21*** | 35600 | 22 | 8.5 | 38000 | 28600 | 75.26% | 2.02 | 0 | 12.5 |  |  |  | No | R-454B | 2.9667 | Residential & Commercial | Ducted CEE Tier 1
214660209 | Central HP <5.4 tons | ECOER | HRCU-A-CB (Split System: Heat Pump with Remote Outdoor Unit-Air-Source) | EODA18H-4860BAA | ECOER |  | EBCT4860DAA | MGH96M100D5A | 52000 | 16.5 | 8.5 | 54000 | 37800 | 70% | 1.9 | 0 | 10 |  |  |  | No | R-410A | 4.3333 | Residential & Commercial | Ducted CEE Tier 1
215933285 | Central HP <5.4 tons | BRYANT HEATING AND COOLING SYSTEMS | HRCU-A-CB (Split System: Heat Pump with Remote Outdoor Unit-Air-Source) | 293VAN036**AA* |  |  | CSAH*4212AM*+UI | 83*CA60100C21*** | 33600 | 19 | 9 | 35000 | 26600 | 76% | 1.92 | 0 | 11 |  |  |  | No | R-454B | 2.8 | Residential & Commercial | Ducted CEE Tier 1
214720087 | Central HP <5.4 tons | COLEMAN | HRCU-A-CB (Split System: Heat Pump with Remote Outdoor Unit-Air-Source) | HH836E2S11 |  |  | CTU48C5XFS1+TXV | TP9C100C20MP13 | 34200 | 18 | 9 | 32600 | 25800 | 79.14% | 2 | 0 | 11 |  |  |  | No | R-454B | 2.85 | Residential & Commercial | Ducted CEE Tier 1
214720139 | Central HP <5.4 tons | COLEMAN | HRCU-A-CB (Split System: Heat Pump with Remote Outdoor Unit-Air-Source) | HH836E2S11 |  |  | CTU48C5XFS1+TXV | Z8ES100C20SMPS1 | 34400 | 19 | 9 | 32000 | 25400 | 79.38% | 2 | 0 | 11 |  |  |  | No | R-454B | 2.8667 | Residential & Commercial | Ducted CEE Tier 1
214719687 | Central HP <5.4 tons | COLEMAN | HRCU-A-CB (Split System: Heat Pump with Remote Outdoor Unit-Air-Source) | HH836E2S11 |  |  | CTU36B5XDS1+TXV | TMLE100B12MP11 | 33200 | 18 | 8.5 | 31200 | 25200 | 80.77% | 2 | 0 | 11 |  |  |  | No | R-454B | 2.7667 | Residential & Commercial | Ducted CEE Tier 1
214720073 | Central HP <5.4 tons | COLEMAN | HRCU-A-CB (Split System: Heat Pump with Remote Outdoor Unit-Air-Source) | HH836E2S11 |  |  | CTU48C5XFS1+TXV | TPLC100C16MP13 | 33400 | 18 | 9 | 31600 | 25400 | 80.38% | 2 | 0 | 11 |  |  |  | No | R-454B | 2.7833 | Residential & Commercial | Ducted CEE Tier 1
214720221 | Central HP <5.4 tons | COLEMAN | HRCU-A-CB (Split System: Heat Pump with Remote Outdoor Unit-Air-Source) | HH836E2S11 |  |  | CTU48C5XFS1+TXV | TM9E080C20MP12 | 34000 | 17 | 9 | 32000 | 25400 | 79.38% | 2 | 0 | 11 |  |  |  | No | R-454B | 2.8333 | Residential & Commercial | Ducted CEE Tier 1
214776397 | Central HP <5.4 tons | YORK | HRCU-A-CB (Split System: Heat Pump with Remote Outdoor Unit-Air-Source) | HH836E2S11 | ADP |  | CV365**C+TXV | TM9V080B12MP12 | 32600 | 17 | 8.4 | 29200 | 24800 | 84.93% | 1.98 | 0 | 10.5 |  |  |  | No | R-454B | 2.7167 | Residential & Commercial | Ducted CEE Tier 1
214783999 | Central HP <5.4 tons | ECOER | HRCU-A-CB (Split System: Heat Pump with Remote Outdoor Unit-Air-Source) | EODA19H-2436AA* | ECOER |  | EAHETN-36HA |  | 31600 | 19 | 9.1 | 35600 | 25000 | 70.22% | 2 | 0 | 12 |  |  |  | No | R-410A | 2.6333 | Residential & Commercial | Ducted CEE Tier 1
215588355 | Central HP <5.4 tons | CARRIER | HRCU-A-CB (Split System: Heat Pump with Remote Outdoor Unit-Air-Source) | 27VNA154A*030* |  |  | CVAVA6024XMA*+UI | 58TN*B090C21**20 | 52000 | 19.5 | 8.1 | 52500 | 46000 | 87.62% | 1.84 | 0 | 12 |  |  |  | No | R-454B | 4.3333 | Residential & Commercial | Ducted CEE Tier 1
215588405 | Central HP <5.4 tons | CARRIER | HRCU-A-CB (Split System: Heat Pump with Remote Outdoor Unit-Air-Source) | 27VNA154A*030* |  |  | CVAVA6124XMA*+UI | 59MN7C060C21**20 | 51500 | 18.5 | 8.1 | 54500 | 46500 | 85.32% | 1.86 | 0 | 11 |  |  |  | No | R-454B | 4.2917 | Residential & Commercial | Ducted CEE Tier 1
215588441 | Central HP <5.4 tons | CARRIER | HRCU-A-CB (Split System: Heat Pump with Remote Outdoor Unit-Air-Source) | 27VNA154A*030* |  |  | CSAH*4812AM*+UI | 58CU*B040C17**12 | 48500 | 18 | 11.5 | 51500 | 51000 | 99.03% | 1.98 | 0 | 11.5 |  |  |  | No | R-454B | 4.0417 | Residential & Commercial | Ducted CEE Tier 1
215588455 | Central HP <5.4 tons | CARRIER | HRCU-A-CB (Split System: Heat Pump with Remote Outdoor Unit-Air-Source) | 27VNA154A*030* |  |  | CSAH*6012AM*+UI | 58CU*B100C21**20 | 50000 | 18.5 | 10 | 52500 | 53000 | 101% | 1.84 | 0 | 11.5 |  |  |  | No | R-454B | 4.1667 | Residential & Commercial | Ducted CEE Tier 1
215588457 | Central HP <5.4 tons | CARRIER | HRCU-A-CB (Split System: Heat Pump with Remote Outdoor Unit-Air-Source) | 27VNA154A*030* |  |  | CSAH*6012AM*+UI | 59TN7A080C17**16 | 48500 | 17.5 | 9.5 | 52000 | 51000 | 98.08% | 1.92 | 0 | 11 |  |  |  | No | R-454B | 4.0417 | Residential & Commercial | Ducted CEE Tier 1
216013308 | Central HP <5.4 tons | LUXAIRE | HRCU-A-CB (Split System: Heat Pump with Remote Outdoor Unit-Air-Source) | HH824E2S11 |  |  | CTM36B5ADS1+JMVT12BC2N1 |  | 23000 | 18 | 9.5 | 23000 | 18600 | 80.87% | 2 | 0 | 12 |  |  |  | No | R-454B | 1.9167 | Residential & Commercial | Ducted CEE Tier 1
214650706 | Central HP <5.4 tons | LUXAIRE | HRCU-A-CB (Split System: Heat Pump with Remote Outdoor Unit-Air-Source) | HH824E2S11 |  |  | CTU36B5XDS1+TXV | TM9E080B12MP12 | 23000 | 18 | 9.5 | 23000 | 18800 | 81.74% | 2 | 0 | 12 |  |  |  | No | R-454B | 1.9167 | Residential & Commercial | Ducted CEE Tier 1
214396240 | Central HP <5.4 tons | CHAMPION HEATING AND COOLING | HRCU-A-CB (Split System: Heat Pump with Remote Outdoor Unit-Air-Source) | HH824E2S11 |  |  | CTF36B5ADS1 | TM8E100B12MP11 | 23000 | 18 | 9.5 | 23000 | 18900 | 82.17% | 2 | 0 | 12 |  |  |  | No | R-454B | 1.9167 | Residential & Commercial | Ducted CEE Tier 1
215425828 | Central HP <5.4 tons | YORK | HRCU-A-CB (Split System: Heat Pump with Remote Outdoor Unit-Air-Source) | HH824E2S11 | ADP |  | H,YE32*30+TXV | Y91E060B12SMPS1 | 22800 | 16 | 8.95 | 21400 | 18200 | 85.05% | 1.98 | 0 | 11.5 |  |  |  | No | R-454B | 1.9 | Residential & Commercial | Ducted CEE Tier 1
207454715 | Central HP <5.4 tons | LENNOX | HRCU-A-CB (Split System: Heat Pump with Remote Outdoor Unit-Air-Source) | SL25XPV-024-230A** | ADP |  | L*19/36S9 | EL296UH070XV36B* | 22000 | 22 | 9.85 | 20000 | 20000 | 100% | 1.82 | 14 | 14 |  |  |  | No | R-410A | 1.8333 | Residential & Commercial | Ducted CEE Tier 1
207454801 | Central HP <5.4 tons | LENNOX | HRCU-A-CB (Split System: Heat Pump with Remote Outdoor Unit-Air-Source) | SL25XPV-024-230A** | ADP |  | LH29/36F9 | SL280UH080NV48B* | 22000 | 21 | 8.95 | 19800 | 20200 | 102% | 1.82 | 14 | 13.5 |  |  |  | No | R-410A | 1.8333 | Residential & Commercial | Ducted CEE Tier 1
207454850 | Central HP <5.4 tons | LENNOX | HRCU-A-CB (Split System: Heat Pump with Remote Outdoor Unit-Air-Source) | SL25XPV-024-230A** | ADP |  | L*23/37Z9 | SL280UH090XV48B* | 22800 | 22 | 9.6 | 19800 | 19500 | 98.48% | 1.98 | 14 | 15 |  |  |  | No | R-410A | 1.9 | Residential & Commercial | Ducted CEE Tier 1
213360236 | Central HP <5.4 tons | LENNOX | HRCU-A-CB (Split System: Heat Pump with Remote Outdoor Unit-Air-Source) | SL25XPV-024-230A** | ADP |  | LH35/38F9 | EL297UH090XV48C* | 22200 | 21 | 9.4 | 19800 | 19600 | 98.99% | 1.9 | 0 | 14.5 |  |  |  | No | R-410A | 1.85 | Residential & Commercial | Ducted CEE Tier 1
214776399 | Central HP <5.4 tons | YORK | HRCU-A-CB (Split System: Heat Pump with Remote Outdoor Unit-Air-Source) | HH836E2S11 | ADP |  | CH365B*C+TXV | TMLE080B12MP11 | 32800 | 17 | 8.4 | 29800 | 25000 | 83.89% | 1.98 | 0 | 10.5 |  |  |  | No | R-454B | 2.7333 | Residential & Commercial | Ducted CEE Tier 1
211393559 | Central HP <5.4 tons | COLEMAN | HRCU-A-CB (Split System: Heat Pump with Remote Outdoor Unit-Air-Source) | HMH72B341 |  |  | XAUB36DXXN1+TXV | TL8E060A12UH11 | 34000 | 18 | 8.1 | 33800 | 23800 | 70.41% | 2.06 | 0 | 10 |  |  |  | No | R-410A | 2.8333 | Residential & Commercial | Ducted CEE Tier 1
213297680 | Central HP <5.4 tons | FRASER-JOHNSTON | HRCU-A-CB (Split System: Heat Pump with Remote Outdoor Unit-Air-Source) | HMH72B341 |  |  | XAFC36DXXN1+TXV | Z9ET100C16SMPS1 | 34000 | 18.5 | 8.1 | 33400 | 24400 | 73.05% | 2.08 | 0 | 10 |  |  |  | No | R-410A | 2.8333 | Residential & Commercial | Ducted CEE Tier 1
214396974 | Central HP <5.4 tons | CHAMPION HEATING AND COOLING | HRCU-A-CB (Split System: Heat Pump with Remote Outdoor Unit-Air-Source) | HH836E2S11 |  |  | CTF48C5CFS1 | TM8V080C16MP12 | 33400 | 18 | 9 | 31600 | 25400 | 80.38% | 2 | 0 | 11 |  |  |  | No | R-454B | 2.7833 | Residential & Commercial | Ducted CEE Tier 1
214592614 | Central HP <5.4 tons | ECOER | HRCU-A-CB (Split System: Heat Pump with Remote Outdoor Unit-Air-Source) | EODA18H-2436B | ECOER |  | EBCT2430BAA | MGH96M080B3A | 22800 | 18 | 8.8 | 24000 | 19200 | 80% | 2.1 | 0 | 12.5 |  |  |  | No | R-410A | 1.9 | Residential & Commercial | Ducted CEE Tier 1
211912009 | Central HP <5.4 tons | CARRIER | HRCU-A-CB (Split System: Heat Pump with Remote Outdoor Unit-Air-Source) | 38MURAQ24AB3* | ADP |  | CDP35H15P+TXV | 59SC2D080E17**16 | 24000 | 17 | 8.5 | 25200 | 23800 | 94.44% | 1.96 | 0 | 10 |  |  |  | No | R-410A | 2 | Residential & Commercial | Ducted CEE Tier 1
211902844 | Central HP <5.4 tons | CARRIER | HRCU-A-CB (Split System: Heat Pump with Remote Outdoor Unit-Air-Source) | 38MURAQ24AB3* | ADP |  | CDP29A15P+TXV | 59SC2D080E17**16 | 23800 | 17 | 8.5 | 25200 | 23800 | 94.44% | 1.96 | 0 | 10 |  |  |  | No | R-410A | 1.9833 | Residential & Commercial | Ducted CEE Tier 1
214395006 | Central HP <5.4 tons | CARRIER | HRCU-A-CB (Split System: Heat Pump with Remote Outdoor Unit-Air-Source) | 38MURAQ24AB3* |  |  | CNPV*2417AL* | 59SC6A060M17**16 | 23400 | 16 | 9 | 26600 | 24200 | 90.98% | 2 | 0 | 10 |  |  |  | No | R-410A | 1.95 | Residential & Commercial | Ducted CEE Tier 1
215588099 | Central HP <5.4 tons | CARRIER | HRCU-A-CB (Split System: Heat Pump with Remote Outdoor Unit-Air-Source) | 27VNA154A*030* |  |  | CAA**6024AM*+UI | 59CU5B100C21**22 | 49500 | 19 | 10.5 | 52000 | 53000 | 101.9% | 1.98 | 0 | 11.5 |  |  |  | No | R-454B | 4.125 | Residential & Commercial | Ducted CEE Tier 1
215588133 | Central HP <5.4 tons | CARRIER | HRCU-A-CB (Split System: Heat Pump with Remote Outdoor Unit-Air-Source) | 27VNA154A*030* |  |  | CSAH*4812AM*+UI | 58TN*B045C17**12 | 47000 | 17 | 11.5 | 52000 | 51500 | 99.04% | 1.9 | 0 | 10.5 |  |  |  | No | R-454B | 3.9167 | Residential & Commercial | Ducted CEE Tier 1
215588135 | Central HP <5.4 tons | CARRIER | HRCU-A-CB (Split System: Heat Pump with Remote Outdoor Unit-Air-Source) | 27VNA154A*030* |  |  | CSAH*4812AM*+UI | 58TN*B070C14**12 | 47000 | 17.5 | 8.5 | 50500 | 50000 | 99.01% | 1.92 | 0 | 11.5 |  |  |  | No | R-454B | 3.9167 | Residential & Commercial | Ducted CEE Tier 1
215588167 | Central HP <5.4 tons | CARRIER | HRCU-A-CB (Split System: Heat Pump with Remote Outdoor Unit-Air-Source) | 27VNA154A*030* |  |  | CSAH*6012AM*+UI | 58TN*B135C24**22 | 50000 | 18.5 | 10 | 52000 | 53000 | 101.9% | 1.84 | 0 | 11.5 |  |  |  | No | R-454B | 4.1667 | Residential & Commercial | Ducted CEE Tier 1
215588183 | Central HP <5.4 tons | CARRIER | HRCU-A-CB (Split System: Heat Pump with Remote Outdoor Unit-Air-Source) | 27VNA154A*030* |  |  | CSAH*6012AM*+UI | 59MN7C120C24**22 | 49500 | 18.5 | 10.5 | 52500 | 53500 | 101.9% | 1.9 | 0 | 11 |  |  |  | No | R-454B | 4.125 | Residential & Commercial | Ducted CEE Tier 1
215588203 | Central HP <5.4 tons | CARRIER | HRCU-A-CB (Split System: Heat Pump with Remote Outdoor Unit-Air-Source) | 27VNA154A*030* |  |  | CVAMA4821XMA*+UI | 59MN7C080C21**20 | 50500 | 18 | 8.1 | 52500 | 45500 | 86.67% | 1.88 | 0 | 11 |  |  |  | No | R-454B | 4.2083 | Residential & Commercial | Ducted CEE Tier 1
215941220 | Central HP <5.4 tons | DAY & NIGHT | HRCU-A-CB (Split System: Heat Pump with Remote Outdoor Unit-Air-Source) | C5H3V48*K*AAA* |  |  | ESH5X60M12A*+WALLCON | *80CSU0601716B* | 45000 | 20.5 | 9 | 48500 | 36600 | 75.46% | 1.82 | 0 | 11.5 |  |  |  | No | R-454B | 3.75 | Residential & Commercial | Ducted CEE Tier 1
215941320 | Central HP <5.4 tons | DAY & NIGHT | HRCU-A-CB (Split System: Heat Pump with Remote Outdoor Unit-Air-Source) | C5H3V48*K*AAA* |  |  | EVM5X48M21A*+WALLCON | *97CTN1002122A* | 44500 | 20 | 8.1 | 52000 | 38500 | 74.04% | 2 | 0 | 11 |  |  |  | No | R-454B | 3.7083 | Residential & Commercial | Ducted CEE Tier 1
215941760 | Central HP <5.4 tons | DAY & NIGHT | HRCU-A-CB (Split System: Heat Pump with Remote Outdoor Unit-Air-Source) | C5H3V48*K*AAA* |  |  | EVD5X60M24A*+WALLCON | *97CTN1202422A* | 45500 | 20.5 | 8.1 | 52500 | 38000 | 72.38% | 1.95 | 0 | 11.5 |  |  |  | No | R-454B | 3.7917 | Residential & Commercial | Ducted CEE Tier 1
212979973 | Central HP <5.4 tons | KEEPRITE | HRCU-A-CB (Split System: Heat Pump with Remote Outdoor Unit-Air-Source) | DLCURAH18ABK |  |  | EA*4X25L17A* | *80MS(N,L)0901714A* | 18100 | 16.5 | 8.5 | 17900 | 17700 | 98.88% | 2.14 | 0 | 11 |  |  |  | No | R-410A | 1.5083 | Residential & Commercial | Ducted CEE Tier 1
214572621 | Central HP <5.4 tons | AIRQUEST | HRCU-A-CB (Split System: Heat Pump with Remote Outdoor Unit-Air-Source) | HVH837GKA** |  |  | EA*4X42L21A*+WALLCON | *97CMN0602120B* | 31600 | 17 | 8.1 | 33200 | 24800 | 74.7% | 1.88 | 0 | 10.5 |  |  |  | No | R-410A | 2.6333 | Residential & Commercial | Ducted CEE Tier 1
213080913 | Central HP <5.4 tons | ACIQ | HRCU-A-CB (Split System: Heat Pump with Remote Outdoor Unit-Air-Source) | HVH837GKA** |  |  | EA*4X37L21A*+WALLCON | *97CMN1002122A* | 33000 | 17.5 | 8.5 | 33000 | 25200 | 76.36% | 2 | 12 | 11.7 |  |  |  | No | R-410A | 2.75 | Residential & Commercial | Ducted CEE Tier 1
213080922 | Central HP <5.4 tons | ACIQ | HRCU-A-CB (Split System: Heat Pump with Remote Outdoor Unit-Air-Source) | HVH837GKA** |  |  | EN(A,D,W)4X48L21**+WALLCON | *95CSU1002122A* | 32400 | 17.5 | 8.1 | 32800 | 24600 | 75% | 1.98 | 12 | 11.7 |  |  |  | No | R-410A | 2.7 | Residential & Commercial | Ducted CEE Tier 1
213081013 | Central HP <5.4 tons | ACIQ | HRCU-A-CB (Split System: Heat Pump with Remote Outdoor Unit-Air-Source) | HVH837GKA** |  |  | EA*4X60L24A*+WALLCON | *97CMN1002122A* | 32800 | 17.5 | 8.5 | 31800 | 24800 | 77.99% | 2 | 0 | 11.7 |  |  |  | No | R-410A | 2.7333 | Residential & Commercial | Ducted CEE Tier 1
212977774 | Central HP <5.4 tons | KEEPRITE | HRCU-A-CB (Split System: Heat Pump with Remote Outdoor Unit-Air-Source) | DLCURAH18ABK |  |  | EA*4X30L17A* | *80MS(N,L)0451412A* | 17700 | 16.5 | 8.5 | 18200 | 18800 | 103.3% | 2.26 | 0 | 10.5 |  |  |  | No | R-410A | 1.475 | Residential & Commercial | Ducted CEE Tier 1
212978749 | Central HP <5.4 tons | KEEPRITE | HRCU-A-CB (Split System: Heat Pump with Remote Outdoor Unit-Air-Source) | DLCURAH18ABK |  |  | EA*4X19L17A* | *80MS(N,L)0701712A* | 18000 | 17 | 8.5 | 17900 | 17800 | 99.44% | 2.16 | 0 | 11 |  |  |  | No | R-410A | 1.5 | Residential & Commercial | Ducted CEE Tier 1
212978292 | Central HP <5.4 tons | KEEPRITE | HRCU-A-CB (Split System: Heat Pump with Remote Outdoor Unit-Air-Source) | DLCURAH18ABK |  |  | EA*4X30L17A* | *80MS(N,L)0701412A* | 17400 | 16.5 | 8.5 | 17900 | 18700 | 104.5% | 2.24 | 0 | 10.5 |  |  |  | No | R-410A | 1.45 | Residential & Commercial | Ducted CEE Tier 1
212978340 | Central HP <5.4 tons | KEEPRITE | HRCU-A-CB (Split System: Heat Pump with Remote Outdoor Unit-Air-Source) | DLCURAH18ABK |  |  | EN(A,D)4X30L14** | *80MS(N,L)0701412A* | 17400 | 16.5 | 8.1 | 18000 | 18700 | 103.9% | 2.26 | 0 | 11 |  |  |  | No | R-410A | 1.45 | Residential & Commercial | Ducted CEE Tier 1
215933385 | Central HP <5.4 tons | BRYANT HEATING AND COOLING SYSTEMS | HRCU-A-CB (Split System: Heat Pump with Remote Outdoor Unit-Air-Source) | 293VAN036**AA* |  |  | CSAH*4212AM*+UI | 935CB66100C21*** | 33600 | 19.5 | 9 | 34600 | 26400 | 76.3% | 1.92 | 0 | 11.7 |  |  |  | No | R-454B | 2.8 | Residential & Commercial | Ducted CEE Tier 1
215933435 | Central HP <5.4 tons | BRYANT HEATING AND COOLING SYSTEMS | HRCU-A-CB (Split System: Heat Pump with Remote Outdoor Unit-Air-Source) | 293VAN036**AA* |  |  | CSAH*4212AM*+UI | 987MC66100C21*** | 33600 | 19 | 9 | 34600 | 26600 | 76.88% | 1.94 | 0 | 11.5 |  |  |  | No | R-454B | 2.8 | Residential & Commercial | Ducted CEE Tier 1
215933685 | Central HP <5.4 tons | BRYANT HEATING AND COOLING SYSTEMS | HRCU-A-CB (Split System: Heat Pump with Remote Outdoor Unit-Air-Source) | 293VAN036**AA* |  |  | CSAH*4812AM*+UI | 986TD30040C14*** | 32200 | 17.5 | 9 | 33800 | 26000 | 76.92% | 1.94 | 0 | 10.5 |  |  |  | No | R-454B | 2.6833 | Residential & Commercial | Ducted CEE Tier 1
215933935 | Central HP <5.4 tons | BRYANT HEATING AND COOLING SYSTEMS | HRCU-A-CB (Split System: Heat Pump with Remote Outdoor Unit-Air-Source) | 293VAN036**AA* |  |  | CSAH*6012AM*+UI | 986TD66100C21*** | 34200 | 19.5 | 9 | 34200 | 26000 | 76.02% | 1.94 | 0 | 11.7 |  |  |  | No | R-454B | 2.85 | Residential & Commercial | Ducted CEE Tier 1
215934655 | Central HP <5.4 tons | BRYANT HEATING AND COOLING SYSTEMS | HRCU-A-CB (Split System: Heat Pump with Remote Outdoor Unit-Air-Source) | 293VAN036**AA* |  |  | CVAMA3017XMA*+UI | 986TD42060C17*** | 34000 | 20 | 8.1 | 38000 | 27200 | 71.58% | 2 | 0 | 11 |  |  |  | No | R-454B | 2.8333 | Residential & Commercial | Ducted CEE Tier 1
215935375 | Central HP <5.4 tons | BRYANT HEATING AND COOLING SYSTEMS | HRCU-A-CB (Split System: Heat Pump with Remote Outdoor Unit-Air-Source) | 293VAN036**AA* |  |  | CVAMA6024XMA*+UI | 935CB60080C21*** | 35400 | 21.5 | 8.5 | 38000 | 28600 | 75.26% | 2.04 | 0 | 12 |  |  |  | No | R-454B | 2.95 | Residential & Commercial | Ducted CEE Tier 1
215940560 | Central HP <5.4 tons | DAY & NIGHT | HRCU-A-CB (Split System: Heat Pump with Remote Outdoor Unit-Air-Source) | C5H3V36*K*AAA* |  |  | EVD5X36M21A*+WALLCON | *97CTN0802120A* | 34400 | 20.5 | 8.5 | 38500 | 28200 | 73.25% | 2.04 | 0 | 11.7 |  |  |  | No | R-454B | 2.8667 | Residential & Commercial | Ducted CEE Tier 1
215942396 | Central HP <5.4 tons | DAY & NIGHT | HRCU-A-CB (Split System: Heat Pump with Remote Outdoor Unit-Air-Source) | C5H3V36*K*AAA* |  |  | EVM5X49M21A*+WALLCON | *96CTN0601714B* | 35200 | 21 | 8.5 | 37400 | 28000 | 74.87% | 2.06 | 0 | 11.7 |  |  |  | No | R-454B | 2.9333 | Residential & Commercial | Ducted CEE Tier 1
215942646 | Central HP <5.4 tons | DAY & NIGHT | HRCU-A-CB (Split System: Heat Pump with Remote Outdoor Unit-Air-Source) | C5H3V36*K*AAA* |  |  | EVD5X61M21A*+WALLCON | *97CTN1002122A* | 36000 | 22 | 8.5 | 37400 | 28200 | 75.4% | 2.04 | 0 | 12.5 |  |  |  | No | R-454B | 3 | Residential & Commercial | Ducted CEE Tier 1
216581440 | Central HP <5.4 tons | CARRIER | HRCU-A-CB (Split System: Heat Pump with Remote Outdoor Unit-Air-Source) | 25VNA448A*031* |  |  | CAP**4821AL*+UI | 59TN7A100C21**22 | 43500 | 21 | 9 | 46500 | 36000 | 77.42% | 2.1 | 0 | 10.5 |  |  |  | No | R-410A | 3.625 | Residential & Commercial | Ducted CEE Tier 1
207683193 | Central HP <5.4 tons | LENNOX | HRCU-A-CB (Split System: Heat Pump with Remote Outdoor Unit-Air-Source) | SL25XPV-048-230A** | ADP |  | LP42/62W9 | SL280UH090V60C* | 45000 | 21 | 9.2 | 43500 | 36800 | 84.6% | 1.84 | 12.5 | 12.5 |  |  |  | No | R-410A | 3.75 | Residential & Commercial | Ducted CEE Tier 1
212407322 | Central HP <5.4 tons | BRYANT HEATING AND COOLING SYSTEMS | HRCU-A-CB (Split System: Heat Pump with Remote Outdoor Unit-Air-Source) | 284ANV036*0**B* | ADP |  | C36A***C179 | 88*TA36070C14*** | 33400 | 19 | 9 | 33800 | 25800 | 76.33% | 2 | 0 | 12 |  |  |  | No | R-410A | 2.7833 | Residential & Commercial | Ducted CEE Tier 1
207455401 | Central HP <5.4 tons | LENNOX | HRCU-A-CB (Split System: Heat Pump with Remote Outdoor Unit-Air-Source) | SL25XPV-048-230A** | ADP |  | LH40/61W9 | SL280UH110V60C* | 45000 | 20 | 9.2 | 43500 | 37000 | 85.06% | 1.82 | 12.5 | 12.5 |  |  |  | No | R-410A | 3.75 | Residential & Commercial | Ducted CEE Tier 1
215934055 | Central HP <5.4 tons | BRYANT HEATING AND COOLING SYSTEMS | HRCU-A-CB (Split System: Heat Pump with Remote Outdoor Unit-Air-Source) | 293VAN048**AA* |  |  | CAA**4821AM*+UI | 987MC42080C17*** | 42500 | 20 | 9.5 | 48500 | 36400 | 75.05% | 2 | 0 | 10.5 |  |  |  | No | R-454B | 3.5417 | Residential & Commercial | Ducted CEE Tier 1
215934105 | Central HP <5.4 tons | BRYANT HEATING AND COOLING SYSTEMS | HRCU-A-CB (Split System: Heat Pump with Remote Outdoor Unit-Air-Source) | 293VAN048**AA* |  |  | CAA**6024AM*+UI | 88*TB60110C21*** | 45000 | 21.5 | 9.5 | 48000 | 36200 | 75.42% | 2 | 0 | 11 |  |  |  | No | R-454B | 3.75 | Residential & Commercial | Ducted CEE Tier 1
215674250 | Central HP <5.4 tons | DAY & NIGHT | HRCU-A-CB (Split System: Heat Pump with Remote Outdoor Unit-Air-Source) | C5H0V48*K*AAA* |  |  | EA*5X60M24A*+WALLCON | *97CMN0802120B* | 45000 | 18 | 9 | 47500 | 33600 | 70.74% | 2.06 | 0 | 10 |  |  |  | No | R-454B | 3.75 | Residential & Commercial | Ducted CEE Tier 1
215674450 | Central HP <5.4 tons | DAY & NIGHT | HRCU-A-CB (Split System: Heat Pump with Remote Outdoor Unit-Air-Source) | C5H0V48*K*AAA* |  |  | EA*5X61M21A*+WALLCON | *96CTN1002122B* | 46000 | 18 | 9 | 47500 | 33800 | 71.16% | 2.08 | 0 | 10 |  |  |  | No | R-454B | 3.8333 | Residential & Commercial | Ducted CEE Tier 1
212975394 | Central HP <5.4 tons | KEEPRITE | HRCU-A-CB (Split System: Heat Pump with Remote Outdoor Unit-Air-Source) | DLCURAH18ABK |  |  | EA*4X24L14A* | *96VTN0601412B* | 17200 | 16 | 8.5 | 18100 | 19400 | 107.2% | 2.34 | 0 | 10.5 |  |  |  | No | R-410A | 1.4333 | Residential & Commercial | Ducted CEE Tier 1
212975427 | Central HP <5.4 tons | KEEPRITE | HRCU-A-CB (Split System: Heat Pump with Remote Outdoor Unit-Air-Source) | DLCURAH18ABK |  |  | EA*4X30L14A* | *96VTN0601412B* | 17400 | 16.5 | 8.5 | 18000 | 18900 | 105% | 2.28 | 0 | 10.5 |  |  |  | No | R-410A | 1.45 | Residential & Commercial | Ducted CEE Tier 1
213779558 | Central HP <5.4 tons | AIRQUEST | HRCU-A-CB (Split System: Heat Pump with Remote Outdoor Unit-Air-Source) | HVH837GKA** |  |  | EA*4X60L24A*+WALLCON | *80CTL0902120B* | 32800 | 17.5 | 8.1 | 31800 | 24600 | 77.36% | 1.98 | 0 | 11.5 |  |  |  | No | R-410A | 2.7333 | Residential & Commercial | Ducted CEE Tier 1
213780158 | Central HP <5.4 tons | AIRQUEST | HRCU-A-CB (Split System: Heat Pump with Remote Outdoor Unit-Air-Source) | HVH837GKA** |  |  | EHD4X48AAL+WALLCON | *80CTL0701716B* | 32600 | 16.5 | 8.1 | 33200 | 25000 | 75.3% | 1.94 | 0 | 11 |  |  |  | No | R-410A | 2.7167 | Residential & Commercial | Ducted CEE Tier 1
215669535 | Central HP <5.4 tons | AIRQUEST | HRCU-A-CB (Split System: Heat Pump with Remote Outdoor Unit-Air-Source) | H5H0V36*K*AAA* |  |  | EA*5X61M21A*+WALLCON | *97CMN0601714B* | 34400 | 18 | 9 | 34600 | 25200 | 72.83% | 1.9 | 0 | 10 |  |  |  | No | R-454B | 2.8667 | Residential & Commercial | Ducted CEE Tier 1
215669605 | Central HP <5.4 tons | AIRQUEST | HRCU-A-CB (Split System: Heat Pump with Remote Outdoor Unit-Air-Source) | H5H0V36*K*AAA* |  |  | EA*5X61M21A*+WALLCON | *96CTN1002122B* | 34800 | 18.5 | 9 | 34400 | 24800 | 72.09% | 1.92 | 0 | 10.5 |  |  |  | No | R-454B | 2.9 | Residential & Commercial | Ducted CEE Tier 1
215936520 | Central HP <5.4 tons | DAY & NIGHT | HRCU-A-CB (Split System: Heat Pump with Remote Outdoor Unit-Air-Source) | C5H3V36*K*AAA* |  |  | EVD5X49M24A*+WALLCON | *97CMN1002122B* | 35400 | 22 | 8.5 | 38000 | 28400 | 74.74% | 2.04 | 0 | 12.5 |  |  |  | No | R-454B | 2.95 | Residential & Commercial | Ducted CEE Tier 1
215936650 | Central HP <5.4 tons | DAY & NIGHT | HRCU-A-CB (Split System: Heat Pump with Remote Outdoor Unit-Air-Source) | C5H3V36*K*AAA* |  |  | EVD5X60M21A*+WALLCON | *95CSU0601716B* | 35400 | 21.5 | 8.5 | 38500 | 29000 | 75.32% | 2.02 | 0 | 12 |  |  |  | No | R-454B | 2.95 | Residential & Commercial | Ducted CEE Tier 1
212977654 | Central HP <5.4 tons | KEEPRITE | HRCU-A-CB (Split System: Heat Pump with Remote Outdoor Unit-Air-Source) | DLCURAH24ABK |  |  | EN(A,D)4X24L14** | *80MS(N,L)0451412A* | 23200 | 16.5 | 8.5 | 26800 | 25000 | 93.28% | 2.08 | 0 | 10 |  |  |  | No | R-410A | 1.9333 | Residential & Commercial | Ducted CEE Tier 1
214573941 | Central HP <5.4 tons | AIRQUEST | HRCU-A-CB (Split System: Heat Pump with Remote Outdoor Unit-Air-Source) | HVH837GKA2* |  |  | EA*4X48L21A*+WALLCON | *97CMN0602120B* | 32200 | 17 | 8.5 | 32600 | 25200 | 77.3% | 1.96 | 0 | 11 |  |  |  | No | R-410A | 2.6833 | Residential & Commercial | Ducted CEE Tier 1
212975680 | Central HP <5.4 tons | KEEPRITE | HRCU-A-CB (Split System: Heat Pump with Remote Outdoor Unit-Air-Source) | DLCURAH24ABK |  |  | EA*4X30L17A* | *96VTN0601412B* | 23400 | 16.5 | 8.5 | 26400 | 24800 | 93.94% | 2.06 | 0 | 10 |  |  |  | No | R-410A | 1.95 | Residential & Commercial | Ducted CEE Tier 1
212980593 | Central HP <5.4 tons | KEEPRITE | HRCU-A-CB (Split System: Heat Pump with Remote Outdoor Unit-Air-Source) | DLCURAH24ABK |  |  | EA*4X37L21A* | *80MS(N,L)0902120A* | 24000 | 17.5 | 8.5 | 25200 | 21800 | 86.51% | 1.82 | 0 | 10 |  |  |  | No | R-410A | 2 | Residential & Commercial | Ducted CEE Tier 1
212978738 | Central HP <5.4 tons | KEEPRITE | HRCU-A-CB (Split System: Heat Pump with Remote Outdoor Unit-Air-Source) | DLCURAH24ABK |  |  | EN(A,D)4X36L21** | *80MS(N,L)0701712A* | 23400 | 17.5 | 8.5 | 26200 | 24600 | 93.89% | 2.06 | 0 | 10.5 |  |  |  | No | R-410A | 1.95 | Residential & Commercial | Ducted CEE Tier 1
214573951 | Central HP <5.4 tons | AIRQUEST | HRCU-A-CB (Split System: Heat Pump with Remote Outdoor Unit-Air-Source) | HVH837GKA2* |  |  | EA*4X48L21A*+WALLCON | *97CMN0802120B* | 32200 | 17.5 | 8.5 | 32400 | 25000 | 77.16% | 1.98 | 0 | 11 |  |  |  | No | R-410A | 2.6833 | Residential & Commercial | Ducted CEE Tier 1
213780878 | Central HP <5.4 tons | AIRQUEST | HRCU-A-CB (Split System: Heat Pump with Remote Outdoor Unit-Air-Source) | HVH837GKA2* |  |  | EA*4X37L21A*+WALLCON | *80CTL0902120B* | 32800 | 17 | 8.5 | 33000 | 25000 | 75.76% | 1.98 | 0 | 11 |  |  |  | No | R-410A | 2.7333 | Residential & Commercial | Ducted CEE Tier 1
215670489 | Central HP <5.4 tons | AIRQUEST | HRCU-A-CB (Split System: Heat Pump with Remote Outdoor Unit-Air-Source) | H5H0V36*K*AAA* |  |  | ESH5X60M12A*+WALLCON | *95CSU1002122B* | 34600 | 17 | 8.5 | 34600 | 24800 | 71.68% | 1.92 | 0 | 10 |  |  |  | No | R-454B | 2.8833 | Residential & Commercial | Ducted CEE Tier 1
215670589 | Central HP <5.4 tons | AIRQUEST | HRCU-A-CB (Split System: Heat Pump with Remote Outdoor Unit-Air-Source) | H5H0V36*K*AAA* |  |  | ESH5X60M12A*+WALLCON | *96CTN1002122B* | 34600 | 17 | 8.5 | 34600 | 24800 | 71.68% | 1.92 | 0 | 10 |  |  |  | No | R-454B | 2.8833 | Residential & Commercial | Ducted CEE Tier 1
214396939 | Central HP <5.4 tons | CHAMPION HEATING AND COOLING | HRCU-A-CB (Split System: Heat Pump with Remote Outdoor Unit-Air-Source) | HH836E2S11 |  |  | CTF48C5CFS1 | TMLE080C16MP11 | 33200 | 19 | 9 | 31200 | 25400 | 81.41% | 2 | 0 | 11 |  |  |  | No | R-454B | 2.7667 | Residential & Commercial | Ducted CEE Tier 1
214396989 | Central HP <5.4 tons | CHAMPION HEATING AND COOLING | HRCU-A-CB (Split System: Heat Pump with Remote Outdoor Unit-Air-Source) | HH836E2S11 |  |  | CTF48C5CFS1 | TPLC100C16MP13 | 33400 | 18 | 9 | 31600 | 25400 | 80.38% | 2 | 0 | 11 |  |  |  | No | R-454B | 2.7833 | Residential & Commercial | Ducted CEE Tier 1
215932457 | Central HP <5.4 tons | AIRQUEST | HRCU-A-CB (Split System: Heat Pump with Remote Outdoor Unit-Air-Source) | H5H3V36*K*AAA* |  |  | EA*5X48M21A*+WALLCON | *95CSU0601716B* | 33200 | 19.5 | 9.5 | 35000 | 26800 | 76.57% | 2.02 | 0 | 11 |  |  |  | No | R-454B | 2.7667 | Residential & Commercial | Ducted CEE Tier 1
215932607 | Central HP <5.4 tons | AIRQUEST | HRCU-A-CB (Split System: Heat Pump with Remote Outdoor Unit-Air-Source) | H5H3V36*K*AAA* |  |  | EA*5X60M24A*+WALLCON | *97CMN0802120B* | 34000 | 20 | 9.5 | 34200 | 26000 | 76.02% | 2.06 | 0 | 11.7 |  |  |  | No | R-454B | 2.8333 | Residential & Commercial | Ducted CEE Tier 1
215932957 | Central HP <5.4 tons | AIRQUEST | HRCU-A-CB (Split System: Heat Pump with Remote Outdoor Unit-Air-Source) | H5H3V36*K*AAA* |  |  | EA*5X61M24A*+WALLCON | *96CTN1202422B* | 34400 | 20.5 | 9.5 | 34200 | 26000 | 76.02% | 2.08 | 0 | 12 |  |  |  | No | R-454B | 2.8667 | Residential & Commercial | Ducted CEE Tier 1
215933377 | Central HP <5.4 tons | AIRQUEST | HRCU-A-CB (Split System: Heat Pump with Remote Outdoor Unit-Air-Source) | H5H3V36*K*AAA* |  |  | ESH5X42M12A*+WALLCON | *95CSU0802120B* | 33600 | 19 | 9 | 34800 | 26600 | 76.44% | 1.92 | 0 | 11 |  |  |  | No | R-454B | 2.8 | Residential & Commercial | Ducted CEE Tier 1
215933677 | Central HP <5.4 tons | AIRQUEST | HRCU-A-CB (Split System: Heat Pump with Remote Outdoor Unit-Air-Source) | H5H3V36*K*AAA* |  |  | ESH5X48M12A*+WALLCON | *97CMN1202422B* | 33800 | 19.5 | 9 | 35000 | 26600 | 76% | 1.92 | 0 | 11.5 |  |  |  | No | R-454B | 2.8167 | Residential & Commercial | Ducted CEE Tier 1
215934847 | Central HP <5.4 tons | AIRQUEST | HRCU-A-CB (Split System: Heat Pump with Remote Outdoor Unit-Air-Source) | H5H3V36*K*AAA* |  |  | EVM5X44M21A*+WALLCON | *80CTL0902120B* | 35600 | 22 | 8.5 | 38000 | 28400 | 74.74% | 2.02 | 0 | 12.5 |  |  |  | No | R-454B | 2.9667 | Residential & Commercial | Ducted CEE Tier 1
215935347 | Central HP <5.4 tons | AIRQUEST | HRCU-A-CB (Split System: Heat Pump with Remote Outdoor Unit-Air-Source) | H5H3V36*K*AAA* |  |  | EVM5X60M24A*+WALLCON | *80CTL0902120B* | 35600 | 22 | 8.5 | 38000 | 28400 | 74.74% | 2.04 | 0 | 12.5 |  |  |  | No | R-454B | 2.9667 | Residential & Commercial | Ducted CEE Tier 1
215667712 | Central HP <5.4 tons | DAY & NIGHT | HRCU-A-CB (Split System: Heat Pump with Remote Outdoor Unit-Air-Source) | C5H0V24*K*AAA* |  |  | EA*5X36M17A*+WALLCON | *96CTN0601714B* | 23000 | 17 | 9 | 23800 | 16700 | 70.17% | 1.96 | 0 | 10 |  |  |  | No | R-454B | 1.9167 | Residential & Commercial | Ducted CEE Tier 1
215667776 | Central HP <5.4 tons | DAY & NIGHT | HRCU-A-CB (Split System: Heat Pump with Remote Outdoor Unit-Air-Source) | C5H0V24*K*AAA* |  |  | EA*5X37M17A*+WALLCON | *97CMN0601714B* | 23600 | 17 | 9 | 23600 | 16600 | 70.34% | 1.98 | 0 | 10 |  |  |  | No | R-454B | 1.9667 | Residential & Commercial | Ducted CEE Tier 1
215934135 | Central HP <5.4 tons | BRYANT HEATING AND COOLING SYSTEMS | HRCU-A-CB (Split System: Heat Pump with Remote Outdoor Unit-Air-Source) | 293VAN048**AA* |  |  | CAA**6121AM*+UI | 83*CA60100C21*** | 45000 | 21 | 9.5 | 48500 | 37000 | 76.29% | 2 | 0 | 11 |  |  |  | No | R-454B | 3.75 | Residential & Commercial | Ducted CEE Tier 1
215674267 | Central HP <5.4 tons | AIRQUEST | HRCU-A-CB (Split System: Heat Pump with Remote Outdoor Unit-Air-Source) | H5H0V48*K*AAA* |  |  | EA*5X60M24A*+WALLCON | *97CMN1202422B* | 45000 | 18 | 9 | 47500 | 33600 | 70.74% | 2.06 | 0 | 10 |  |  |  | No | R-454B | 3.75 | Residential & Commercial | Ducted CEE Tier 1
215674367 | Central HP <5.4 tons | AIRQUEST | HRCU-A-CB (Split System: Heat Pump with Remote Outdoor Unit-Air-Source) | H5H0V48*K*AAA* |  |  | EA*5X61M21A*+WALLCON | *80CTL0902120B* | 46000 | 18.5 | 9 | 47500 | 33600 | 70.74% | 2.06 | 0 | 10 |  |  |  | No | R-454B | 3.8333 | Residential & Commercial | Ducted CEE Tier 1
214592550 | Central HP <5.4 tons | ECOER | HRCU-A-CB (Split System: Heat Pump with Remote Outdoor Unit-Air-Source) | EODA18H-4860B | ECOER |  | EAHETN-60HA |  | 52500 | 17.5 | 9 | 55000 | 38500 | 70% | 1.9 | 0 | 10 |  |  |  | No | R-410A | 4.375 | Residential & Commercial | Ducted CEE Tier 1
215588301 | Central HP <5.4 tons | CARRIER | HRCU-A-CB (Split System: Heat Pump with Remote Outdoor Unit-Air-Source) | 27VNA154A*030* |  |  | CVAVA4821XMA*+UI | 59MN7C080C21**20 | 50500 | 18 | 8.1 | 52500 | 45500 | 86.67% | 1.88 | 0 | 11 |  |  |  | No | R-454B | 4.2083 | Residential & Commercial | Ducted CEE Tier 1
215588417 | Central HP <5.4 tons | CARRIER | HRCU-A-CB (Split System: Heat Pump with Remote Outdoor Unit-Air-Source) | 27VNA154A*030* |  |  | CAA**4821AM*+UI | 58CU*B040C17**12 | 48000 | 18.5 | 10.5 | 51500 | 51000 | 99.03% | 2 | 0 | 11.5 |  |  |  | No | R-454B | 4 | Residential & Commercial | Ducted CEE Tier 1
215588453 | Central HP <5.4 tons | CARRIER | HRCU-A-CB (Split System: Heat Pump with Remote Outdoor Unit-Air-Source) | 27VNA154A*030* |  |  | CSAH*6012AM*+UI | 58CU*B080C21**20 | 50000 | 19 | 10 | 52000 | 52500 | 101% | 1.88 | 0 | 11.7 |  |  |  | No | R-454B | 4.1667 | Residential & Commercial | Ducted CEE Tier 1
215588079 | Central HP <5.4 tons | CARRIER | HRCU-A-CB (Split System: Heat Pump with Remote Outdoor Unit-Air-Source) | 27VNA154A*030* |  |  | CAA**4821AM*+UI | 59CU5B060C17**16 | 47000 | 17.5 | 10.5 | 51500 | 50500 | 98.06% | 2.04 | 0 | 11 |  |  |  | No | R-454B | 3.9167 | Residential & Commercial | Ducted CEE Tier 1
215588097 | Central HP <5.4 tons | CARRIER | HRCU-A-CB (Split System: Heat Pump with Remote Outdoor Unit-Air-Source) | 27VNA154A*030* |  |  | CAA**6024AM*+UI | 58TN*B135C24**22 | 49500 | 19.5 | 10.5 | 52000 | 53000 | 101.9% | 1.98 | 0 | 11.5 |  |  |  | No | R-454B | 4.125 | Residential & Commercial | Ducted CEE Tier 1
215588147 | Central HP <5.4 tons | CARRIER | HRCU-A-CB (Split System: Heat Pump with Remote Outdoor Unit-Air-Source) | 27VNA154A*030* |  |  | CSAH*4812AM*+UI | 59MN7C080C21**20 | 48500 | 18 | 10.5 | 52500 | 52000 | 99.05% | 1.94 | 0 | 10.5 |  |  |  | No | R-454B | 4.0417 | Residential & Commercial | Ducted CEE Tier 1
215935367 | Central HP <5.4 tons | AIRQUEST | HRCU-A-CB (Split System: Heat Pump with Remote Outdoor Unit-Air-Source) | H5H3V36*K*AAA* |  |  | EVM5X60M24A*+WALLCON | *80CTL1352422B* | 35600 | 22 | 8.5 | 38000 | 28400 | 74.74% | 2.04 | 0 | 12.5 |  |  |  | No | R-454B | 2.9667 | Residential & Commercial | Ducted CEE Tier 1
215931937 | Central HP <5.4 tons | AIRQUEST | HRCU-A-CB (Split System: Heat Pump with Remote Outdoor Unit-Air-Source) | H5H3V36*K*AAA* |  |  | EA*5X24M17A*+WALLCON | *97CMN0601714B* | 31400 | 18.5 | 9.5 | 35000 | 27000 | 77.14% | 1.98 | 0 | 10 |  |  |  | No | R-454B | 2.6167 | Residential & Commercial | Ducted CEE Tier 1
215667164 | Central HP <5.4 tons | AIRQUEST | HRCU-A-CB (Split System: Heat Pump with Remote Outdoor Unit-Air-Source) | H5H0V24*K*AAA* |  |  | EA*5X25M17A*+WALLCON | *80CTL0451712B* | 23800 | 17 | 9 | 23400 | 16500 | 70.51% | 2 | 0 | 10 |  |  |  | No | R-454B | 1.9833 | Residential & Commercial | Ducted CEE Tier 1
215667181 | Central HP <5.4 tons | AIRQUEST | HRCU-A-CB (Split System: Heat Pump with Remote Outdoor Unit-Air-Source) | H5H0V24*K*AAA* |  |  | EA*5X25M17A*+WALLCON | *80CTL0701412B* | 24000 | 17.5 | 9 | 23200 | 16400 | 70.69% | 2 | 0 | 10.5 |  |  |  | No | R-454B | 2 | Residential & Commercial | Ducted CEE Tier 1
215667330 | Central HP <5.4 tons | AIRQUEST | HRCU-A-CB (Split System: Heat Pump with Remote Outdoor Unit-Air-Source) | H5H0V24*K*AAA* |  |  | EA*5X30M14A*+WALLCON | *80CTL0701412B* | 23000 | 17 | 8.5 | 23800 | 16700 | 70.17% | 1.86 | 0 | 10 |  |  |  | No | R-454B | 1.9167 | Residential & Commercial | Ducted CEE Tier 1
215588087 | Central HP <5.4 tons | CARRIER | HRCU-A-CB (Split System: Heat Pump with Remote Outdoor Unit-Air-Source) | 27VNA154A*030* |  |  | CAA**6024AM*+UI | 58CU*A080C21**20 | 49500 | 19.5 | 10.5 | 52000 | 53000 | 101.9% | 1.98 | 0 | 11.5 |  |  |  | No | R-454B | 4.125 | Residential & Commercial | Ducted CEE Tier 1
213780208 | Central HP <5.4 tons | AIRQUEST | HRCU-A-CB (Split System: Heat Pump with Remote Outdoor Unit-Air-Source) | HVH837GKA** |  |  | EHD4X48AAL+WALLCON | *95CSU0601716B* | 32400 | 16 | 8.1 | 33000 | 25000 | 75.76% | 1.94 | 0 | 11 |  |  |  | No | R-410A | 2.7 | Residential & Commercial | Ducted CEE Tier 1
214572881 | Central HP <5.4 tons | AIRQUEST | HRCU-A-CB (Split System: Heat Pump with Remote Outdoor Unit-Air-Source) | HVH837GKA** |  |  | EA*4X48L24A*+WALLCON | *96CTN0802120B* | 32400 | 17.5 | 8.5 | 32200 | 24800 | 77.02% | 2 | 0 | 11.5 |  |  |  | No | R-410A | 2.7 | Residential & Commercial | Ducted CEE Tier 1
214573431 | Central HP <5.4 tons | AIRQUEST | HRCU-A-CB (Split System: Heat Pump with Remote Outdoor Unit-Air-Source) | HVH837GKA** |  |  | EN(A,D,W)4X48L21**+WALLCON | *80CTL0702120B* | 32400 | 18.5 | 8.1 | 32800 | 24800 | 75.61% | 1.96 | 0 | 11.5 |  |  |  | No | R-410A | 2.7 | Residential & Commercial | Ducted CEE Tier 1
214573601 | Central HP <5.4 tons | AIRQUEST | HRCU-A-CB (Split System: Heat Pump with Remote Outdoor Unit-Air-Source) | HVH837GKA** |  |  | EN(A,D,W)4X60L24**+WALLCON | *96CTN0802120B* | 32800 | 19 | 8.5 | 32200 | 24600 | 76.4% | 1.98 | 0 | 12 |  |  |  | No | R-410A | 2.7333 | Residential & Commercial | Ducted CEE Tier 1
215667414 | Central HP <5.4 tons | AIRQUEST | HRCU-A-CB (Split System: Heat Pump with Remote Outdoor Unit-Air-Source) | H5H0V24*K*AAA* |  |  | EA*5X30M17A*+WALLCON | *80CTL0701412B* | 23000 | 17 | 9 | 23800 | 16700 | 70.17% | 1.98 | 0 | 10 |  |  |  | No | R-454B | 1.9167 | Residential & Commercial | Ducted CEE Tier 1
215667597 | Central HP <5.4 tons | AIRQUEST | HRCU-A-CB (Split System: Heat Pump with Remote Outdoor Unit-Air-Source) | H5H0V24*K*AAA* |  |  | EA*5X36M17A*+WALLCON | *80CTL0451712B* | 23000 | 16.5 | 9 | 23800 | 16700 | 70.17% | 1.98 | 0 | 10 |  |  |  | No | R-454B | 1.9167 | Residential & Commercial | Ducted CEE Tier 1
215667765 | Central HP <5.4 tons | AIRQUEST | HRCU-A-CB (Split System: Heat Pump with Remote Outdoor Unit-Air-Source) | H5H0V24*K*AAA* |  |  | EA*5X37M17A*+WALLCON | *80CTL0901716B* | 23800 | 17 | 9 | 23400 | 16500 | 70.51% | 2 | 0 | 10.5 |  |  |  | No | R-454B | 1.9833 | Residential & Commercial | Ducted CEE Tier 1
215667781 | Central HP <5.4 tons | AIRQUEST | HRCU-A-CB (Split System: Heat Pump with Remote Outdoor Unit-Air-Source) | H5H0V24*K*AAA* |  |  | EA*5X37M17A*+WALLCON | *97CMN0801714B* | 23800 | 17 | 9 | 23400 | 16500 | 70.51% | 2 | 0 | 10.5 |  |  |  | No | R-454B | 1.9833 | Residential & Commercial | Ducted CEE Tier 1
215425845 | Central HP <5.4 tons | YORK | HRCU-A-CB (Split System: Heat Pump with Remote Outdoor Unit-Air-Source) | HH824E2S11 | ADP |  | H,YE24*24+TXV | YP9C080B12MP13 | 21800 | 17 | 8.55 | 21200 | 17300 | 81.6% | 1.92 | 0 | 11 |  |  |  | No | R-454B | 1.8167 | Residential & Commercial | Ducted CEE Tier 1
215912244 | Central HP <5.4 tons | LUXAIRE | HRCU-A-CB (Split System: Heat Pump with Remote Outdoor Unit-Air-Source) | HH824E2S11 |  |  | CTM36B5ADS1 | TM9Y060B12MP11 | 23000 | 17 | 9 | 23000 | 18000 | 78.26% | 2 | 0 | 12 |  |  |  | No | R-454B | 1.9167 | Residential & Commercial | Ducted CEE Tier 1
214397123 | Central HP <5.4 tons | CHAMPION HEATING AND COOLING | HRCU-A-CB (Split System: Heat Pump with Remote Outdoor Unit-Air-Source) | HH824E2S11 |  |  | CTF30B5ACS1+JMET08BS2N1 |  | 23000 | 18 | 9.5 | 23000 | 18200 | 79.13% | 2 | 0 | 12 |  |  |  | No | R-454B | 1.9167 | Residential & Commercial | Ducted CEE Tier 1
214396250 | Central HP <5.4 tons | CHAMPION HEATING AND COOLING | HRCU-A-CB (Split System: Heat Pump with Remote Outdoor Unit-Air-Source) | HH824E2S11 |  |  | CTF36B5ADS1 | TM9Y080B12MP11 | 23000 | 18 | 9.5 | 23000 | 18600 | 80.87% | 2 | 0 | 12 |  |  |  | No | R-454B | 1.9167 | Residential & Commercial | Ducted CEE Tier 1
214396661 | Central HP <5.4 tons | CHAMPION HEATING AND COOLING | HRCU-A-CB (Split System: Heat Pump with Remote Outdoor Unit-Air-Source) | HH824E2S11 |  |  | JHC36B5AD2SS1 |  | 23000 | 19 | 9.5 | 23000 | 18700 | 81.3% | 2 | 0 | 12 |  |  |  | No | R-454B | 1.9167 | Residential & Commercial | Ducted CEE Tier 1
216013293 | Central HP <5.4 tons | LUXAIRE | HRCU-A-CB (Split System: Heat Pump with Remote Outdoor Unit-Air-Source) | HH824E2S11 |  |  | JHE36B5AD2SS1 |  | 23000 | 19 | 9.5 | 23000 | 18500 | 80.43% | 2 | 0 | 12 |  |  |  | No | R-454B | 1.9167 | Residential & Commercial | Ducted CEE Tier 1
216010742 | Central HP <5.4 tons | FRASER-JOHNSTON | HRCU-A-CB (Split System: Heat Pump with Remote Outdoor Unit-Air-Source) | HH824E2S11 |  |  | CTM36B5ADS1+JME12B2SN1 |  | 23000 | 19 | 9.5 | 23000 | 18400 | 80% | 2 | 0 | 12 |  |  |  | No | R-454B | 1.9167 | Residential & Commercial | Ducted CEE Tier 1
215588320 | Central HP <5.4 tons | BRYANT HEATING AND COOLING SYSTEMS | HRCU-A-CB (Split System: Heat Pump with Remote Outdoor Unit-Air-Source) | 291VAN054**AA* |  |  | CVAVA4924XMA*+UI | 88*TB66135C24*** | 52000 | 19.5 | 8.1 | 52500 | 46000 | 87.62% | 1.84 | 0 | 12 |  |  |  | No | R-454B | 4.3333 | Residential & Commercial | Ducted CEE Tier 1
215674517 | Central HP <5.4 tons | AIRQUEST | HRCU-A-CB (Split System: Heat Pump with Remote Outdoor Unit-Air-Source) | H5H0V48*K*AAA* |  |  | EA*5X61M24A*+WALLCON | *95CSU0802120B* | 46000 | 17.5 | 9 | 48000 | 33800 | 70.42% | 2.08 | 0 | 10 |  |  |  | No | R-454B | 3.8333 | Residential & Commercial | Ducted CEE Tier 1
215675886 | Central HP <5.4 tons | AIRQUEST | HRCU-A-CB (Split System: Heat Pump with Remote Outdoor Unit-Air-Source) | H5H0V48*K*AAA* |  |  | EVM5X60M24A*+WALLCON | *80CTL1102120B* | 48000 | 19 | 9 | 50000 | 36400 | 72.8% | 2 | 0 | 10.5 |  |  |  | No | R-454B | 4 | Residential & Commercial | Ducted CEE Tier 1
215676006 | Central HP <5.4 tons | AIRQUEST | HRCU-A-CB (Split System: Heat Pump with Remote Outdoor Unit-Air-Source) | H5H0V48*K*AAA* |  |  | EVM5X61M24A*+WALLCON | *80CTL1352422B* | 48500 | 19.5 | 9.5 | 50000 | 36600 | 73.2% | 2.1 | 0 | 10.5 |  |  |  | No | R-454B | 4.0417 | Residential & Commercial | Ducted CEE Tier 1
215667933 | Central HP <5.4 tons | AIRQUEST | HRCU-A-CB (Split System: Heat Pump with Remote Outdoor Unit-Air-Source) | H5H0V24*K*AAA* |  |  | EA*5X37M21A*+WALLCON | *96CTN1002122B* | 24000 | 17.5 | 9 | 23200 | 16300 | 70.26% | 2.02 | 0 | 10.5 |  |  |  | No | R-454B | 2 | Residential & Commercial | Ducted CEE Tier 1
215678326 | Central HP <5.4 tons | AIRQUEST | HRCU-A-CB (Split System: Heat Pump with Remote Outdoor Unit-Air-Source) | H5H0V24*K*AAA* |  |  | EA*5X36M17A*+WALLCON | *97CTN0601716A* | 23000 | 16.5 | 9 | 23800 | 16700 | 70.17% | 1.98 | 0 | 10 |  |  |  | No | R-454B | 1.9167 | Residential & Commercial | Ducted CEE Tier 1
215668749 | Central HP <5.4 tons | AIRQUEST | HRCU-A-CB (Split System: Heat Pump with Remote Outdoor Unit-Air-Source) | H5H0V36*K*AAA* |  |  | EA*5X37M21A*+WALLCON | *97CMN0802120B* | 34400 | 18 | 8.1 | 35400 | 25200 | 71.19% | 1.88 | 0 | 10 |  |  |  | No | R-454B | 2.8667 | Residential & Commercial | Ducted CEE Tier 1
215679496 | Central HP <5.4 tons | AIRQUEST | HRCU-A-CB (Split System: Heat Pump with Remote Outdoor Unit-Air-Source) | H5H0V36*K*AAA* |  |  | EA*5X48M21A*+WALLCON | *80CSU0401712B* | 34000 | 18 | 9 | 35000 | 25000 | 71.43% | 1.9 | 0 | 10 |  |  |  | No | R-454B | 2.8333 | Residential & Commercial | Ducted CEE Tier 1
215588217 | Central HP <5.4 tons | CARRIER | HRCU-A-CB (Split System: Heat Pump with Remote Outdoor Unit-Air-Source) | 27VNA154A*030* |  |  | CVAMA4921XMA*+UI | 59MN7C060C21**20 | 51000 | 18.5 | 8.1 | 54000 | 46500 | 86.11% | 1.86 | 0 | 10.5 |  |  |  | No | R-454B | 4.25 | Residential & Commercial | Ducted CEE Tier 1
215588283 | Central HP <5.4 tons | CARRIER | HRCU-A-CB (Split System: Heat Pump with Remote Outdoor Unit-Air-Source) | 27VNA154A*030* |  |  | CVAMA6124XMA*+UI | 59MN7C100C21**22 | 52500 | 19.5 | 8.1 | 53500 | 46500 | 86.92% | 1.84 | 0 | 12 |  |  |  | No | R-454B | 4.375 | Residential & Commercial | Ducted CEE Tier 1
215588285 | Central HP <5.4 tons | CARRIER | HRCU-A-CB (Split System: Heat Pump with Remote Outdoor Unit-Air-Source) | 27VNA154A*030* |  |  | CVAMA6124XMA*+UI | 59MN7C120C24**22 | 52500 | 19.5 | 8.1 | 53500 | 46500 | 86.92% | 1.84 | 0 | 12 |  |  |  | No | R-454B | 4.375 | Residential & Commercial | Ducted CEE Tier 1
215588317 | Central HP <5.4 tons | CARRIER | HRCU-A-CB (Split System: Heat Pump with Remote Outdoor Unit-Air-Source) | 27VNA154A*030* |  |  | CVAVA4924XMA*+UI | 58TN*B110C21**20 | 52000 | 19.5 | 8.1 | 52500 | 46500 | 88.57% | 1.84 | 0 | 12 |  |  |  | No | R-454B | 4.3333 | Residential & Commercial | Ducted CEE Tier 1
215588103 | Central HP <5.4 tons | CARRIER | HRCU-A-CB (Split System: Heat Pump with Remote Outdoor Unit-Air-Source) | 27VNA154A*030* |  |  | CAA**6024AM*+UI | 59MN7C080C21**20 | 49000 | 19 | 10.5 | 52500 | 52500 | 100% | 2 | 0 | 11 |  |  |  | No | R-454B | 4.0833 | Residential & Commercial | Ducted CEE Tier 1
215588155 | Central HP <5.4 tons | CARRIER | HRCU-A-CB (Split System: Heat Pump with Remote Outdoor Unit-Air-Source) | 27VNA154A*030* |  |  | CSAH*6012AM*+UI | 58TN*B045C17**12 | 48000 | 17 | 9.5 | 52500 | 51500 | 98.1% | 1.9 | 0 | 11 |  |  |  | No | R-454B | 4 | Residential & Commercial | Ducted CEE Tier 1
215588171 | Central HP <5.4 tons | CARRIER | HRCU-A-CB (Split System: Heat Pump with Remote Outdoor Unit-Air-Source) | 27VNA154A*030* |  |  | CSAH*6012AM*+UI | 59CU5B080C21**20 | 49500 | 18 | 10.5 | 52500 | 52500 | 100% | 1.96 | 0 | 11 |  |  |  | No | R-454B | 4.125 | Residential & Commercial | Ducted CEE Tier 1
213781128 | Central HP <5.4 tons | AIRQUEST | HRCU-A-CB (Split System: Heat Pump with Remote Outdoor Unit-Air-Source) | HVH837GKA2* |  |  | EA*4X42L24A*+WALLCON | *97CMN1202422B* | 31800 | 17 | 8.1 | 32800 | 24400 | 74.39% | 1.88 | 0 | 11 |  |  |  | No | R-410A | 2.65 | Residential & Commercial | Ducted CEE Tier 1
213781228 | Central HP <5.4 tons | AIRQUEST | HRCU-A-CB (Split System: Heat Pump with Remote Outdoor Unit-Air-Source) | HVH837GKA2* |  |  | EA*4X43L21A*+WALLCON | *97CMN0801714B* | 32800 | 17 | 8.1 | 33000 | 25200 | 76.36% | 1.96 | 0 | 11 |  |  |  | No | R-410A | 2.7333 | Residential & Commercial | Ducted CEE Tier 1
213781428 | Central HP <5.4 tons | AIRQUEST | HRCU-A-CB (Split System: Heat Pump with Remote Outdoor Unit-Air-Source) | HVH837GKA2* |  |  | EA*4X48L24A*+WALLCON | *97CMN1002122B* | 32400 | 17 | 8.5 | 32200 | 24800 | 77.02% | 1.98 | 0 | 11 |  |  |  | No | R-410A | 2.7 | Residential & Commercial | Ducted CEE Tier 1
213781478 | Central HP <5.4 tons | AIRQUEST | HRCU-A-CB (Split System: Heat Pump with Remote Outdoor Unit-Air-Source) | HVH837GKA2* |  |  | EA*4X60L24A*+WALLCON | *80CTL1102120B* | 32800 | 17.5 | 8.1 | 31800 | 24600 | 77.36% | 1.98 | 0 | 11.5 |  |  |  | No | R-410A | 2.7333 | Residential & Commercial | Ducted CEE Tier 1
213781698 | Central HP <5.4 tons | AIRQUEST | HRCU-A-CB (Split System: Heat Pump with Remote Outdoor Unit-Air-Source) | HVH837GKA2* |  |  | EA*4X61L24A*+WALLCON | *97CMN1202422B* | 33200 | 17.5 | 8.5 | 32000 | 24800 | 77.5% | 1.98 | 0 | 11.7 |  |  |  | No | R-410A | 2.7667 | Residential & Commercial | Ducted CEE Tier 1
213782298 | Central HP <5.4 tons | AIRQUEST | HRCU-A-CB (Split System: Heat Pump with Remote Outdoor Unit-Air-Source) | HVH837GKA2* |  |  | EHD4X60AAL+WALLCON | *97CMN0801714B* | 32800 | 16.5 | 8.1 | 32600 | 25000 | 76.69% | 1.96 | 0 | 11 |  |  |  | No | R-410A | 2.7333 | Residential & Commercial | Ducted CEE Tier 1
213067151 | Central HP <5.4 tons | ACIQ | HRCU-A-CB (Split System: Heat Pump with Remote Outdoor Unit-Air-Source) | HVH837GKA2* |  |  | EA*4X36L21A*+WALLCON | *95CSU0802120A* | 31600 | 17 | 8.1 | 33200 | 24200 | 72.89% | 1.86 | 0 | 11 |  |  |  | No | R-410A | 2.6333 | Residential & Commercial | Ducted CEE Tier 1
215675586 | Central HP <5.4 tons | AIRQUEST | HRCU-A-CB (Split System: Heat Pump with Remote Outdoor Unit-Air-Source) | H5H0V48*K*AAA* |  |  | EVM5X49M21A*+WALLCON | *95CSU0601716B* | 47500 | 18 | 9 | 50000 | 37200 | 74.4% | 1.98 | 0 | 10 |  |  |  | No | R-454B | 3.9583 | Residential & Commercial | Ducted CEE Tier 1
215675686 | Central HP <5.4 tons | AIRQUEST | HRCU-A-CB (Split System: Heat Pump with Remote Outdoor Unit-Air-Source) | H5H0V48*K*AAA* |  |  | EVM5X60M21A*+WALLCON | *80CSU1002120A* | 48000 | 18.5 | 9 | 50000 | 36800 | 73.6% | 2 | 0 | 10 |  |  |  | No | R-454B | 4 | Residential & Commercial | Ducted CEE Tier 1
215676656 | Central HP <5.4 tons | AIRQUEST | HRCU-A-CB (Split System: Heat Pump with Remote Outdoor Unit-Air-Source) | H5H0V48*K*AAA* |  |  | EVD5X60M24A*+WALLCON | *97CMN0602120B* | 47500 | 18.5 | 9 | 50000 | 37000 | 74% | 1.98 | 0 | 10 |  |  |  | No | R-454B | 3.9583 | Residential & Commercial | Ducted CEE Tier 1
215676756 | Central HP <5.4 tons | AIRQUEST | HRCU-A-CB (Split System: Heat Pump with Remote Outdoor Unit-Air-Source) | H5H0V48*K*AAA* |  |  | EVD5X61M21A*+WALLCON | *80CTL1102120B* | 48500 | 19.5 | 9.5 | 50000 | 36600 | 73.2% | 2.12 | 0 | 10.5 |  |  |  | No | R-454B | 4.0417 | Residential & Commercial | Ducted CEE Tier 1
210470605 | Central HP <5.4 tons | CARRIER | HRCU-A-CB (Split System: Heat Pump with Remote Outdoor Unit-Air-Source) | 25VNA837A*031* |  |  | CAP**6124AL*+UI | 59MN7B120C24**22 | 33200 | 17.5 | 8.5 | 32000 | 25000 | 78.12% | 2 | 0 | 11.7 |  |  |  | No | R-410A | 2.7667 | Residential & Commercial | Ducted CEE Tier 1
215611117 | Central HP <5.4 tons | MAINLINE | HRCU-A-CB (Split System: Heat Pump with Remote Outdoor Unit-Air-Source) | MLP19AY36AJVC |  |  | MLHMVY3621MEACA |  | 34200 | 19 | 8.5 | 34200 | 29400 | 85.96% | 2.1 | 0 | 12 |  |  |  | No | R-454B | 2.85 | Residential & Commercial | Ducted CEE Tier 1
215679596 | Central HP <5.4 tons | AIRQUEST | HRCU-A-CB (Split System: Heat Pump with Remote Outdoor Unit-Air-Source) | H5H0V36*K*AAA* |  |  | EA*5X61M21A*+WALLCON | *96CTN0802120B* | 34800 | 18 | 9 | 34400 | 24800 | 72.09% | 1.92 | 0 | 10.5 |  |  |  | No | R-454B | 2.9 | Residential & Commercial | Ducted CEE Tier 1
215679616 | Central HP <5.4 tons | AIRQUEST | HRCU-A-CB (Split System: Heat Pump with Remote Outdoor Unit-Air-Source) | H5H0V36*K*AAA* |  |  | EA*5X61M21A*+WALLCON | *80CSU0601716B* | 35000 | 18 | 9 | 34400 | 24800 | 72.09% | 1.92 | 0 | 10 |  |  |  | No | R-454B | 2.9167 | Residential & Commercial | Ducted CEE Tier 1
211392908 | Central HP <5.4 tons | COLEMAN | HRCU-A-CB (Split System: Heat Pump with Remote Outdoor Unit-Air-Source) | HMH72B341 |  |  | XAFB30CXXN1+TXV | TM8E040A12MP11 | 32800 | 18 | 8.1 | 33400 | 23400 | 70.06% | 2.04 | 0 | 10 |  |  |  | No | R-410A | 2.7333 | Residential & Commercial | Ducted CEE Tier 1
211393042 | Central HP <5.4 tons | COLEMAN | HRCU-A-CB (Split System: Heat Pump with Remote Outdoor Unit-Air-Source) | HMH72B341 |  |  | XAFC30CXXN1+TXV | TL9E100C20UH11 | 33400 | 17 | 8.5 | 33400 | 23400 | 70.06% | 2.06 | 0 | 10 |  |  |  | No | R-410A | 2.7833 | Residential & Commercial | Ducted CEE Tier 1
215588189 | Central HP <5.4 tons | CARRIER | HRCU-A-CB (Split System: Heat Pump with Remote Outdoor Unit-Air-Source) | 27VNA154A*030* |  |  | CSAH*6012AM*+UI | 59TN6C120C24**22 | 50000 | 18.5 | 10.5 | 52500 | 53000 | 101% | 1.94 | 0 | 11.5 |  |  |  | No | R-454B | 4.1667 | Residential & Commercial | Ducted CEE Tier 1
215588111 | Central HP <5.4 tons | CARRIER | HRCU-A-CB (Split System: Heat Pump with Remote Outdoor Unit-Air-Source) | 27VNA154A*030* |  |  | CAA**6024AM*+UI | 59TN6C120C24**22 | 49500 | 19 | 10.5 | 52500 | 53500 | 101.9% | 1.96 | 0 | 11.5 |  |  |  | No | R-454B | 4.125 | Residential & Commercial | Ducted CEE Tier 1
215588143 | Central HP <5.4 tons | CARRIER | HRCU-A-CB (Split System: Heat Pump with Remote Outdoor Unit-Air-Source) | 27VNA154A*030* |  |  | CSAH*4812AM*+UI | 59MN7C060C21**20 | 47500 | 17 | 8.5 | 53500 | 53000 | 99.07% | 1.9 | 0 | 10 |  |  |  | No | R-454B | 3.9583 | Residential & Commercial | Ducted CEE Tier 1
215939827 | Central HP <5.4 tons | AIRQUEST | HRCU-A-CB (Split System: Heat Pump with Remote Outdoor Unit-Air-Source) | H5H3V36*K*AAA* |  |  | EA*5X61M21A*+WALLCON | *96CTN0802120B* | 34400 | 20 | 9 | 34400 | 26200 | 76.16% | 1.95 | 0 | 11.7 |  |  |  | No | R-454B | 2.8667 | Residential & Commercial | Ducted CEE Tier 1
215939927 | Central HP <5.4 tons | AIRQUEST | HRCU-A-CB (Split System: Heat Pump with Remote Outdoor Unit-Air-Source) | H5H3V36*K*AAA* |  |  | EA*5X61M24A*+WALLCON | *97CTN1202422A* | 34400 | 20.5 | 9.5 | 34200 | 26000 | 76.02% | 2.08 | 0 | 12 |  |  |  | No | R-454B | 2.8667 | Residential & Commercial | Ducted CEE Tier 1
215940477 | Central HP <5.4 tons | AIRQUEST | HRCU-A-CB (Split System: Heat Pump with Remote Outdoor Unit-Air-Source) | H5H3V36*K*AAA* |  |  | EVM5X60M24A*+WALLCON | *97CTN0802120A* | 35400 | 21.5 | 8.5 | 38000 | 28600 | 75.26% | 2.04 | 0 | 12 |  |  |  | No | R-454B | 2.95 | Residential & Commercial | Ducted CEE Tier 1
215940547 | Central HP <5.4 tons | AIRQUEST | HRCU-A-CB (Split System: Heat Pump with Remote Outdoor Unit-Air-Source) | H5H3V36*K*AAA* |  |  | EVD5X36M21A*+WALLCON | *97CTN0801716A* | 34200 | 20.5 | 8.5 | 39000 | 28600 | 73.33% | 2.04 | 0 | 11.5 |  |  |  | No | R-454B | 2.85 | Residential & Commercial | Ducted CEE Tier 1
215940797 | Central HP <5.4 tons | AIRQUEST | HRCU-A-CB (Split System: Heat Pump with Remote Outdoor Unit-Air-Source) | H5H3V36*K*AAA* |  |  | EVD5X49M24A*+WALLCON | *97CTN1202422A* | 35600 | 22 | 8.5 | 38500 | 28400 | 73.77% | 2.04 | 0 | 12.5 |  |  |  | No | R-454B | 2.9667 | Residential & Commercial | Ducted CEE Tier 1
215940847 | Central HP <5.4 tons | AIRQUEST | HRCU-A-CB (Split System: Heat Pump with Remote Outdoor Unit-Air-Source) | H5H3V36*K*AAA* |  |  | EVD5X60M21A*+WALLCON | *97CTN0801716A* | 35400 | 21 | 8.5 | 38500 | 29000 | 75.32% | 2 | 0 | 12 |  |  |  | No | R-454B | 2.95 | Residential & Commercial | Ducted CEE Tier 1
210471276 | Central HP <5.4 tons | CARRIER | HRCU-A-CB (Split System: Heat Pump with Remote Outdoor Unit-Air-Source) | 25VNA837A*031* |  |  | CSPH*6012AL*+UI | 59TN6B100C21**22 | 33000 | 17 | 8.1 | 32200 | 24800 | 77.02% | 2.02 | 0 | 11.5 |  |  |  | No | R-410A | 2.75 | Residential & Commercial | Ducted CEE Tier 1
215939610 | Central HP <5.4 tons | DAY & NIGHT | HRCU-A-CB (Split System: Heat Pump with Remote Outdoor Unit-Air-Source) | C5H3V36*K*AAA* |  |  | EA*5X36M17A*+WALLCON | *80CSU0401712B* | 32400 | 19.5 | 9.5 | 35000 | 26800 | 76.57% | 2 | 0 | 11 |  |  |  | No | R-454B | 2.7 | Residential & Commercial | Ducted CEE Tier 1
215940500 | Central HP <5.4 tons | DAY & NIGHT | HRCU-A-CB (Split System: Heat Pump with Remote Outdoor Unit-Air-Source) | C5H3V36*K*AAA* |  |  | EVM5X60M24A*+WALLCON | *97CTN1202422A* | 35600 | 22 | 8.5 | 38000 | 28400 | 74.74% | 2.04 | 0 | 12.5 |  |  |  | No | R-454B | 2.9667 | Residential & Commercial | Ducted CEE Tier 1
215940550 | Central HP <5.4 tons | DAY & NIGHT | HRCU-A-CB (Split System: Heat Pump with Remote Outdoor Unit-Air-Source) | C5H3V36*K*AAA* |  |  | EVD5X36M21A*+WALLCON | *97CTN0801716A* | 34200 | 20.5 | 8.5 | 39000 | 28600 | 73.33% | 2.04 | 0 | 11.5 |  |  |  | No | R-454B | 2.85 | Residential & Commercial | Ducted CEE Tier 1
215940900 | Central HP <5.4 tons | DAY & NIGHT | HRCU-A-CB (Split System: Heat Pump with Remote Outdoor Unit-Air-Source) | C5H3V36*K*AAA* |  |  | EVD5X60M24A*+WALLCON | *97CTN1002122A* | 35600 | 22 | 8.5 | 38000 | 28400 | 74.74% | 2.04 | 0 | 12.5 |  |  |  | No | R-454B | 2.9667 | Residential & Commercial | Ducted CEE Tier 1
215942606 | Central HP <5.4 tons | DAY & NIGHT | HRCU-A-CB (Split System: Heat Pump with Remote Outdoor Unit-Air-Source) | C5H3V36*K*AAA* |  |  | EVM5X61M24A*+WALLCON | *96CTN0802120B* | 36000 | 22 | 8.5 | 37400 | 28200 | 75.4% | 2.04 | 0 | 12.5 |  |  |  | No | R-454B | 3 | Residential & Commercial | Ducted CEE Tier 1
215940010 | Central HP <5.4 tons | DAY & NIGHT | HRCU-A-CB (Split System: Heat Pump with Remote Outdoor Unit-Air-Source) | C5H3V36*K*AAA* |  |  | ESH5X36M12A*+WALLCON | *97CTN1202422A* | 33400 | 19 | 9 | 34800 | 26600 | 76.44% | 1.92 | 0 | 11 |  |  |  | No | R-454B | 2.7833 | Residential & Commercial | Ducted CEE Tier 1
215940130 | Central HP <5.4 tons | DAY & NIGHT | HRCU-A-CB (Split System: Heat Pump with Remote Outdoor Unit-Air-Source) | C5H3V36*K*AAA* |  |  | ESH5X48M12A*+WALLCON | *97CTN0601716A* | 33400 | 18.5 | 9 | 35400 | 27200 | 76.84% | 1.92 | 0 | 10.5 |  |  |  | No | R-454B | 2.7833 | Residential & Commercial | Ducted CEE Tier 1
215940230 | Central HP <5.4 tons | DAY & NIGHT | HRCU-A-CB (Split System: Heat Pump with Remote Outdoor Unit-Air-Source) | C5H3V36*K*AAA* |  |  | ESH5X60M12A*+WALLCON | *97CTN0802120A* | 34200 | 19.5 | 9 | 34200 | 26000 | 76.02% | 1.96 | 0 | 11.7 |  |  |  | No | R-454B | 2.85 | Residential & Commercial | Ducted CEE Tier 1
215940280 | Central HP <5.4 tons | DAY & NIGHT | HRCU-A-CB (Split System: Heat Pump with Remote Outdoor Unit-Air-Source) | C5H3V36*K*AAA* |  |  | EVM5X44M21A*+WALLCON | *80CSU0601716B* | 35600 | 22 | 8.5 | 38000 | 28600 | 75.26% | 2.02 | 0 | 12.5 |  |  |  | No | R-454B | 2.9667 | Residential & Commercial | Ducted CEE Tier 1
215939620 | Central HP <5.4 tons | DAY & NIGHT | HRCU-A-CB (Split System: Heat Pump with Remote Outdoor Unit-Air-Source) | C5H3V36*K*AAA* |  |  | EA*5X36M17A*+WALLCON | *80CSU0601716B* | 32400 | 19.5 | 9.5 | 35000 | 27000 | 77.14% | 2 | 0 | 11 |  |  |  | No | R-454B | 2.7 | Residential & Commercial | Ducted CEE Tier 1
215939650 | Central HP <5.4 tons | DAY & NIGHT | HRCU-A-CB (Split System: Heat Pump with Remote Outdoor Unit-Air-Source) | C5H3V36*K*AAA* |  |  | EA*5X42M21A*+WALLCON | *96CTN0802120B* | 32600 | 19.5 | 9.5 | 34800 | 26800 | 77.01% | 2.02 | 0 | 11.7 |  |  |  | No | R-454B | 2.7167 | Residential & Commercial | Ducted CEE Tier 1
213069398 | Central HP <5.4 tons | ACIQ | HRCU-A-CB (Split System: Heat Pump with Remote Outdoor Unit-Air-Source) | DLCURAH36ABK |  |  | EA*4X43L21A* | *80ES(N,L)0902116A* | 36800 | 16 | 8.5 | 38500 | 34800 | 90.39% | 2.1 | 0 | 10 |  |  |  | No | R-410A | 3.0667 | Residential & Commercial | Ducted CEE Tier 1
213069439 | Central HP <5.4 tons | ACIQ | HRCU-A-CB (Split System: Heat Pump with Remote Outdoor Unit-Air-Source) | DLCURAH36ABK |  |  | EA*4X48L21A* | *80ES(N,L)0901714A* | 36400 | 16 | 8.5 | 38500 | 34800 | 90.39% | 2.08 | 0 | 10 |  |  |  | No | R-410A | 3.0333 | Residential & Commercial | Ducted CEE Tier 1
215667045 | Central HP <5.4 tons | DAY & NIGHT | HRCU-A-CB (Split System: Heat Pump with Remote Outdoor Unit-Air-Source) | C5H0V24*K*AAA* |  |  | EA*5X24M17A*+WALLCON | *80CTL0701716B* | 22800 | 16.5 | 9 | 24000 | 16900 | 70.42% | 1.96 | 0 | 10 |  |  |  | No | R-454B | 1.9 | Residential & Commercial | Ducted CEE Tier 1
215667297 | Central HP <5.4 tons | DAY & NIGHT | HRCU-A-CB (Split System: Heat Pump with Remote Outdoor Unit-Air-Source) | C5H0V24*K*AAA* |  |  | EA*5X25M17A*+WALLCON | *96CTN0601714B* | 23800 | 17 | 9 | 23400 | 16500 | 70.51% | 2.02 | 0 | 10.5 |  |  |  | No | R-454B | 1.9833 | Residential & Commercial | Ducted CEE Tier 1
213067392 | Central HP <5.4 tons | ACIQ | HRCU-A-CB (Split System: Heat Pump with Remote Outdoor Unit-Air-Source) | HVH825GKA3* |  |  | EN(A,D)4X48L24**+WALLCON | *97CMN0602120A* | 24000 | 16.5 | 8.1 | 21400 | 16700 | 78.04% | 2 | 0 | 11 |  |  |  | No | R-410A | 2 | Residential & Commercial | Ducted CEE Tier 1
213067403 | Central HP <5.4 tons | ACIQ | HRCU-A-CB (Split System: Heat Pump with Remote Outdoor Unit-Air-Source) | HVH825GKA3* |  |  | EHD4X42AAL+WALLCON | *96CTN0801714A* | 24000 | 16 | 8.1 | 21400 | 16700 | 78.04% | 2 | 0 | 10.5 |  |  |  | No | R-410A | 2 | Residential & Commercial | Ducted CEE Tier 1
213067428 | Central HP <5.4 tons | ACIQ | HRCU-A-CB (Split System: Heat Pump with Remote Outdoor Unit-Air-Source) | HVH825GKA3* |  |  | EHD4X48AAL+WALLCON | *97CMN1202422A* | 24200 | 16 | 8.1 | 21200 | 16600 | 78.3% | 2.02 | 0 | 10.5 |  |  |  | No | R-410A | 2.0167 | Residential & Commercial | Ducted CEE Tier 1
213067710 | Central HP <5.4 tons | ACIQ | HRCU-A-CB (Split System: Heat Pump with Remote Outdoor Unit-Air-Source) | HVH837GKA** |  |  | EHD4X60AAL+WALLCON | *80CTL0901716A* | 33000 | 17.5 | 8.1 | 32200 | 24800 | 77.02% | 2.02 | 0 | 11.5 |  |  |  | No | R-410A | 2.75 | Residential & Commercial | Ducted CEE Tier 1
213062965 | Central HP <5.4 tons | ACIQ | HRCU-A-CB (Split System: Heat Pump with Remote Outdoor Unit-Air-Source) | HVH825GKA3* |  |  | EA*4X37L17A*+WALLCON | *80CTL0701412A* | 24200 | 17 | 8.1 | 21400 | 16600 | 77.57% | 2 | 11 | 11 |  |  |  | No | R-410A | 2.0167 | Residential & Commercial | Ducted CEE Tier 1
213062974 | Central HP <5.4 tons | ACIQ | HRCU-A-CB (Split System: Heat Pump with Remote Outdoor Unit-Air-Source) | HVH825GKA3* |  |  | EA*4X37L21A*+WALLCON | *96CTN1002122A* | 24400 | 16.5 | 8.5 | 21200 | 16600 | 78.3% | 2.04 | 11 | 11 |  |  |  | No | R-410A | 2.0333 | Residential & Commercial | Ducted CEE Tier 1
213067277 | Central HP <5.4 tons | ACIQ | HRCU-A-CB (Split System: Heat Pump with Remote Outdoor Unit-Air-Source) | HVH825GKA3* |  |  | EA*4X42L21A*+WALLCON | *95CSU0601716A* | 23600 | 16.5 | 8.1 | 21400 | 16700 | 78.04% | 1.94 | 0 | 10.5 |  |  |  | No | R-410A | 1.9667 | Residential & Commercial | Ducted CEE Tier 1
215588161 | Central HP <5.4 tons | CARRIER | HRCU-A-CB (Split System: Heat Pump with Remote Outdoor Unit-Air-Source) | 27VNA154A*030* |  |  | CSAH*6012AM*+UI | 58TN*B070C21**20 | 49500 | 18 | 10.5 | 52500 | 54000 | 102.9% | 1.88 | 0 | 11 |  |  |  | No | R-454B | 4.125 | Residential & Commercial | Ducted CEE Tier 1
215588163 | Central HP <5.4 tons | CARRIER | HRCU-A-CB (Split System: Heat Pump with Remote Outdoor Unit-Air-Source) | 27VNA154A*030* |  |  | CSAH*6012AM*+UI | 58TN*B090C17**16 | 48500 | 18.5 | 9.5 | 51000 | 50000 | 98.04% | 1.98 | 0 | 12 |  |  |  | No | R-454B | 4.0417 | Residential & Commercial | Ducted CEE Tier 1
215588263 | Central HP <5.4 tons | CARRIER | HRCU-A-CB (Split System: Heat Pump with Remote Outdoor Unit-Air-Source) | 27VNA154A*030* |  |  | CVAMA6024XMA*+UI | 59TN6C100C21**22 | 52000 | 19 | 8.1 | 53000 | 46500 | 87.74% | 1.84 | 0 | 11.5 |  |  |  | No | R-454B | 4.3333 | Residential & Commercial | Ducted CEE Tier 1
215588331 | Central HP <5.4 tons | CARRIER | HRCU-A-CB (Split System: Heat Pump with Remote Outdoor Unit-Air-Source) | 27VNA154A*030* |  |  | CVAVA4924XMA*+UI | 59TN6C100C21**22 | 52000 | 19 | 8.1 | 52500 | 46500 | 88.57% | 1.84 | 0 | 11.5 |  |  |  | No | R-454B | 4.3333 | Residential & Commercial | Ducted CEE Tier 1
215588363 | Central HP <5.4 tons | CARRIER | HRCU-A-CB (Split System: Heat Pump with Remote Outdoor Unit-Air-Source) | 27VNA154A*030* |  |  | CVAVA6024XMA*+UI | 59MN7C060C21**20 | 51000 | 18.5 | 8.1 | 53500 | 46500 | 86.92% | 1.86 | 0 | 10.5 |  |  |  | No | R-454B | 4.25 | Residential & Commercial | Ducted CEE Tier 1
215588400 | Central HP <5.4 tons | BRYANT HEATING AND COOLING SYSTEMS | HRCU-A-CB (Split System: Heat Pump with Remote Outdoor Unit-Air-Source) | 291VAN054**AA* |  |  | CVAVA6124XMA*+UI | 88*TB66135C24*** | 53000 | 20 | 8.1 | 53000 | 46000 | 86.79% | 1.84 | 0 | 12.5 |  |  |  | No | R-454B | 4.4167 | Residential & Commercial | Ducted CEE Tier 1
216013298 | Central HP <5.4 tons | LUXAIRE | HRCU-A-CB (Split System: Heat Pump with Remote Outdoor Unit-Air-Source) | HH824E2S11 |  |  | CTM36B5ADS1+JMET08BS2N1 |  | 23000 | 18 | 9 | 23000 | 17800 | 77.39% | 2 | 0 | 12 |  |  |  | No | R-454B | 1.9167 | Residential & Commercial | Ducted CEE Tier 1
213067492 | Central HP <5.4 tons | ACIQ | HRCU-A-CB (Split System: Heat Pump with Remote Outdoor Unit-Air-Source) | HVH825GKA2* |  |  | EA*4X42L21A*+WALLCON | *80CSU0601716A* | 23800 | 16.5 | 8.1 | 21400 | 16600 | 77.57% | 1.96 | 0 | 10.5 |  |  |  | No | R-410A | 1.9833 | Residential & Commercial | Ducted CEE Tier 1
214650917 | Central HP <5.4 tons | LUXAIRE | HRCU-A-CB (Split System: Heat Pump with Remote Outdoor Unit-Air-Source) | HH824E2S11 |  |  | CTU36B5XDS1+TXV | TM8E080B12MP11 | 23000 | 18 | 9.5 | 23000 | 18700 | 81.3% | 2 | 0 | 12 |  |  |  | No | R-454B | 1.9167 | Residential & Commercial | Ducted CEE Tier 1
213067500 | Central HP <5.4 tons | ACIQ | HRCU-A-CB (Split System: Heat Pump with Remote Outdoor Unit-Air-Source) | HVH825GKA2* |  |  | EA*4X42L21A*+WALLCON | *96CTN0601714A* | 23600 | 16.5 | 8.1 | 21400 | 16700 | 78.04% | 1.94 | 0 | 11 |  |  |  | No | R-410A | 1.9667 | Residential & Commercial | Ducted CEE Tier 1
213067520 | Central HP <5.4 tons | ACIQ | HRCU-A-CB (Split System: Heat Pump with Remote Outdoor Unit-Air-Source) | HVH825GKA2* |  |  | EA*4X43L21A*+WALLCON | *80CTL0701716A* | 24400 | 17 | 8.5 | 21200 | 16600 | 78.3% | 2.02 | 0 | 11 |  |  |  | No | R-410A | 2.0333 | Residential & Commercial | Ducted CEE Tier 1
213067545 | Central HP <5.4 tons | ACIQ | HRCU-A-CB (Split System: Heat Pump with Remote Outdoor Unit-Air-Source) | HVH825GKA2* |  |  | EA*4X48L21A*+WALLCON | *97CMN0801714A* | 24000 | 16.5 | 8.1 | 21000 | 16600 | 79.05% | 2 | 0 | 11 |  |  |  | No | R-410A | 2 | Residential & Commercial | Ducted CEE Tier 1
215588179 | Central HP <5.4 tons | CARRIER | HRCU-A-CB (Split System: Heat Pump with Remote Outdoor Unit-Air-Source) | 27VNA154A*030* |  |  | CSAH*6012AM*+UI | 59MN7C080C21**20 | 49500 | 18.5 | 10.5 | 52500 | 52500 | 100% | 1.94 | 0 | 11 |  |  |  | No | R-454B | 4.125 | Residential & Commercial | Ducted CEE Tier 1
215588175 | Central HP <5.4 tons | CARRIER | HRCU-A-CB (Split System: Heat Pump with Remote Outdoor Unit-Air-Source) | 27VNA154A*030* |  |  | CSAH*6012AM*+UI | 59MN7C060C21**20 | 48500 | 17.5 | 10.5 | 53500 | 53000 | 99.07% | 1.88 | 0 | 10 |  |  |  | No | R-454B | 4.0417 | Residential & Commercial | Ducted CEE Tier 1
215588245 | Central HP <5.4 tons | CARRIER | HRCU-A-CB (Split System: Heat Pump with Remote Outdoor Unit-Air-Source) | 27VNA154A*030* |  |  | CVAMA6024XMA*+UI | 58TN*B090C21**20 | 52000 | 19.5 | 8.1 | 52500 | 46000 | 87.62% | 1.84 | 0 | 12 |  |  |  | No | R-454B | 4.3333 | Residential & Commercial | Ducted CEE Tier 1
215668664 | Central HP <5.4 tons | DAY & NIGHT | HRCU-A-CB (Split System: Heat Pump with Remote Outdoor Unit-Air-Source) | C5H0V36*K*AAA* |  |  | EA*5X37M21A*+WALLCON | *80CTL0701716B* | 34400 | 18 | 9 | 35400 | 25200 | 71.19% | 1.9 | 0 | 10 |  |  |  | No | R-454B | 2.8667 | Residential & Commercial | Ducted CEE Tier 1
215939670 | Central HP <5.4 tons | DAY & NIGHT | HRCU-A-CB (Split System: Heat Pump with Remote Outdoor Unit-Air-Source) | C5H3V36*K*AAA* |  |  | EA*5X42M21A*+WALLCON | *80CSU0601716B* | 32800 | 20 | 9.5 | 34800 | 26600 | 76.44% | 2 | 0 | 11.5 |  |  |  | No | R-454B | 2.7333 | Residential & Commercial | Ducted CEE Tier 1
215940300 | Central HP <5.4 tons | DAY & NIGHT | HRCU-A-CB (Split System: Heat Pump with Remote Outdoor Unit-Air-Source) | C5H3V36*K*AAA* |  |  | EVM5X44M21A*+WALLCON | *97CTN0801716A* | 35400 | 21 | 8.5 | 38500 | 29000 | 75.32% | 2.02 | 0 | 12 |  |  |  | No | R-454B | 2.95 | Residential & Commercial | Ducted CEE Tier 1
215940850 | Central HP <5.4 tons | DAY & NIGHT | HRCU-A-CB (Split System: Heat Pump with Remote Outdoor Unit-Air-Source) | C5H3V36*K*AAA* |  |  | EVD5X60M21A*+WALLCON | *97CTN0801716A* | 35400 | 21 | 8.5 | 38500 | 29000 | 75.32% | 2 | 0 | 12 |  |  |  | No | R-454B | 2.95 | Residential & Commercial | Ducted CEE Tier 1
215942406 | Central HP <5.4 tons | DAY & NIGHT | HRCU-A-CB (Split System: Heat Pump with Remote Outdoor Unit-Air-Source) | C5H3V36*K*AAA* |  |  | EVM5X60M21A*+WALLCON | *97CMN0601714B* | 35200 | 21 | 8.5 | 37400 | 28000 | 74.87% | 2.06 | 0 | 11.7 |  |  |  | No | R-454B | 2.9333 | Residential & Commercial | Ducted CEE Tier 1
215940100 | Central HP <5.4 tons | DAY & NIGHT | HRCU-A-CB (Split System: Heat Pump with Remote Outdoor Unit-Air-Source) | C5H3V36*K*AAA* |  |  | ESH5X48M12A*+WALLCON | *96CTN0802120B* | 33800 | 19.5 | 9 | 34800 | 26600 | 76.44% | 1.94 | 0 | 11.5 |  |  |  | No | R-454B | 2.8167 | Residential & Commercial | Ducted CEE Tier 1
215940700 | Central HP <5.4 tons | DAY & NIGHT | HRCU-A-CB (Split System: Heat Pump with Remote Outdoor Unit-Air-Source) | C5H3V36*K*AAA* |  |  | EVD5X42M24A*+WALLCON | *97CTN0802120A* | 35400 | 21.5 | 8.5 | 38000 | 28600 | 75.26% | 2.04 | 0 | 12 |  |  |  | No | R-454B | 2.95 | Residential & Commercial | Ducted CEE Tier 1
213067309 | Central HP <5.4 tons | ACIQ | HRCU-A-CB (Split System: Heat Pump with Remote Outdoor Unit-Air-Source) | HVH825GKA3* |  |  | EA*4X43L21A*+WALLCON | *80CTL0701716A* | 24400 | 17 | 8.5 | 21200 | 16600 | 78.3% | 2.02 | 0 | 11 |  |  |  | No | R-410A | 2.0333 | Residential & Commercial | Ducted CEE Tier 1
213067185 | Central HP <5.4 tons | ACIQ | HRCU-A-CB (Split System: Heat Pump with Remote Outdoor Unit-Air-Source) | HVH837GKA2* |  |  | EHD4X60AAL+WALLCON | *95CSU0802120A* | 33000 | 17 | 8.1 | 32200 | 24800 | 77.02% | 2.02 | 0 | 11.5 |  |  |  | No | R-410A | 2.75 | Residential & Commercial | Ducted CEE Tier 1
213069634 | Central HP <5.4 tons | ACIQ | HRCU-A-CB (Split System: Heat Pump with Remote Outdoor Unit-Air-Source) | DLCURAH24ABK |  |  | EA*4X24L14A* | *95ESN0601412A* | 24000 | 15.5 | 8.5 | 27200 | 23600 | 86.76% | 1.92 | 0 | 10 |  |  |  | No | R-410A | 2 | Residential & Commercial | Ducted CEE Tier 1
213069664 | Central HP <5.4 tons | ACIQ | HRCU-A-CB (Split System: Heat Pump with Remote Outdoor Unit-Air-Source) | DLCURAH24ABK |  |  | EA*4X24L17A* | *96VTN0601714A* | 23600 | 16 | 8.5 | 26800 | 24400 | 91.04% | 2.02 | 0 | 10 |  |  |  | No | R-410A | 1.9667 | Residential & Commercial | Ducted CEE Tier 1
213069684 | Central HP <5.4 tons | ACIQ | HRCU-A-CB (Split System: Heat Pump with Remote Outdoor Unit-Air-Source) | DLCURAH24ABK |  |  | EA*4X25L17A* | *96VSN0401712A* | 23800 | 16 | 8.1 | 25200 | 21800 | 86.51% | 1.82 | 0 | 10 |  |  |  | No | R-410A | 1.9833 | Residential & Commercial | Ducted CEE Tier 1
213069707 | Central HP <5.4 tons | ACIQ | HRCU-A-CB (Split System: Heat Pump with Remote Outdoor Unit-Air-Source) | DLCURAH24ABK |  |  | EA*4X25L17A* | *80ES(N,L)0901714A* | 25200 | 17 | 8.5 | 25800 | 20800 | 80.62% | 1.76 | 0 | 10.5 |  |  |  | No | R-410A | 2.1 | Residential & Commercial | Ducted CEE Tier 1
213069709 | Central HP <5.4 tons | ACIQ | HRCU-A-CB (Split System: Heat Pump with Remote Outdoor Unit-Air-Source) | DLCURAH24ABK |  |  | EA*4X25L17A* | *92ESN0601714A* | 25000 | 17 | 8.5 | 25600 | 21000 | 82.03% | 1.78 | 0 | 10.5 |  |  |  | No | R-410A | 2.0833 | Residential & Commercial | Ducted CEE Tier 1
214660196 | Central HP <5.4 tons | ECOER | HRCU-A-CB (Split System: Heat Pump with Remote Outdoor Unit-Air-Source) | EODA18H-2436BAA | ECOER |  | EBCT4248CAA | MGH96M080C4A | 33000 | 18 | 8.8 | 34600 | 24400 | 70.52% | 1.95 | 0 | 11 |  |  |  | No | R-410A | 2.75 | Residential & Commercial | Ducted CEE Tier 1
213067570 | Central HP <5.4 tons | ACIQ | HRCU-A-CB (Split System: Heat Pump with Remote Outdoor Unit-Air-Source) | HVH825GKA2* |  |  | EHD4X42AAL+WALLCON | *96CTN1202422A* | 24200 | 16 | 8.1 | 21400 | 16600 | 77.57% | 2 | 0 | 10.5 |  |  |  | No | R-410A | 2.0167 | Residential & Commercial | Ducted CEE Tier 1
213067602 | Central HP <5.4 tons | ACIQ | HRCU-A-CB (Split System: Heat Pump with Remote Outdoor Unit-Air-Source) | HVH825GKA2* |  |  | EN(A,D)4X48L24**+WALLCON | *97CMN0602120A* | 24000 | 16.5 | 8.1 | 21400 | 16700 | 78.04% | 2 | 0 | 11 |  |  |  | No | R-410A | 2 | Residential & Commercial | Ducted CEE Tier 1
213067627 | Central HP <5.4 tons | ACIQ | HRCU-A-CB (Split System: Heat Pump with Remote Outdoor Unit-Air-Source) | HVH825GKA2* |  |  | EN(A,D,W)4X48L21**+WALLCON | *95CSU0802120A* | 24200 | 17 | 8.1 | 21200 | 16600 | 78.3% | 2.02 | 0 | 11.5 |  |  |  | No | R-410A | 2.0167 | Residential & Commercial | Ducted CEE Tier 1
213067634 | Central HP <5.4 tons | ACIQ | HRCU-A-CB (Split System: Heat Pump with Remote Outdoor Unit-Air-Source) | HVH825GKA2* |  |  | EN(A,D,W)4X48L21**+WALLCON | *97CMN0801714A* | 24000 | 16.5 | 8.1 | 21400 | 16700 | 78.04% | 2 | 0 | 11 |  |  |  | No | R-410A | 2 | Residential & Commercial | Ducted CEE Tier 1
215425847 | Central HP <5.4 tons | YORK | HRCU-A-CB (Split System: Heat Pump with Remote Outdoor Unit-Air-Source) | HH824E2S11 | ADP |  | H,YE32*30+TXV-BLEED | YP9C080B12MP13 | 22200 | 17 | 8.65 | 21200 | 17300 | 81.6% | 1.94 | 0 | 11.5 |  |  |  | No | R-454B | 1.85 | Residential & Commercial | Ducted CEE Tier 1
215425849 | Central HP <5.4 tons | YORK | HRCU-A-CB (Split System: Heat Pump with Remote Outdoor Unit-Air-Source) | HH824E2S11 | ADP |  | H,YE32*30+TXV | YP9C080B12MP13 | 22200 | 17 | 8.65 | 21200 | 17300 | 81.6% | 1.94 | 0 | 11.5 |  |  |  | No | R-454B | 1.85 | Residential & Commercial | Ducted CEE Tier 1
214609100 | Central HP <5.4 tons | CHAMPION HEATING AND COOLING | HRCU-A-CB (Split System: Heat Pump with Remote Outdoor Unit-Air-Source) | HH824E2S11 |  |  | CTF36B5ADS1 | Z9ES060B12SMPS1 | 23000 | 17 | 9.5 | 23000 | 18700 | 81.3% | 2 | 0 | 12 |  |  |  | No | R-454B | 1.9167 | Residential & Commercial | Ducted CEE Tier 1
215611122 | Central HP <5.4 tons | MAINLINE | HRCU-A-CB (Split System: Heat Pump with Remote Outdoor Unit-Air-Source) | MLP19AY60AJVC |  |  | MLHMVY6024SEACN |  | 54500 | 17.5 | 8.1 | 54500 | 53000 | 97.25% | 2 | 0 | 10.5 |  |  |  | No | R-454B | 4.5417 | Residential & Commercial | Ducted CEE Tier 1
215668696 | Central HP <5.4 tons | DAY & NIGHT | HRCU-A-CB (Split System: Heat Pump with Remote Outdoor Unit-Air-Source) | C5H0V36*K*AAA* |  |  | EA*5X37M21A*+WALLCON | *80CTL1102120B* | 34600 | 18 | 9 | 35200 | 25000 | 71.02% | 1.9 | 0 | 10 |  |  |  | No | R-454B | 2.8833 | Residential & Commercial | Ducted CEE Tier 1
215588107 | Central HP <5.4 tons | CARRIER | HRCU-A-CB (Split System: Heat Pump with Remote Outdoor Unit-Air-Source) | 27VNA154A*030* |  |  | CAA**6024AM*+UI | 59MN7C120C24**22 | 49000 | 19 | 10.5 | 52500 | 53500 | 101.9% | 1.96 | 0 | 11 |  |  |  | No | R-454B | 4.0833 | Residential & Commercial | Ducted CEE Tier 1
215588187 | Central HP <5.4 tons | CARRIER | HRCU-A-CB (Split System: Heat Pump with Remote Outdoor Unit-Air-Source) | 27VNA154A*030* |  |  | CSAH*6012AM*+UI | 59TN6C100C21**22 | 49500 | 18.5 | 10.5 | 52500 | 53500 | 101.9% | 1.92 | 0 | 11 |  |  |  | No | R-454B | 4.125 | Residential & Commercial | Ducted CEE Tier 1
215588271 | Central HP <5.4 tons | CARRIER | HRCU-A-CB (Split System: Heat Pump with Remote Outdoor Unit-Air-Source) | 27VNA154A*030* |  |  | CVAMA6124XMA*+UI | 58TN*B110C21**20 | 53000 | 20 | 8.1 | 53000 | 46000 | 86.79% | 1.84 | 0 | 12.5 |  |  |  | No | R-454B | 4.4167 | Residential & Commercial | Ducted CEE Tier 1
215588091 | Central HP <5.4 tons | CARRIER | HRCU-A-CB (Split System: Heat Pump with Remote Outdoor Unit-Air-Source) | 27VNA154A*030* |  |  | CAA**6024AM*+UI | 58TN*B070C21**20 | 49000 | 19 | 10.5 | 53000 | 54000 | 101.9% | 1.92 | 0 | 11 |  |  |  | No | R-454B | 4.0833 | Residential & Commercial | Ducted CEE Tier 1
215588127 | Central HP <5.4 tons | CARRIER | HRCU-A-CB (Split System: Heat Pump with Remote Outdoor Unit-Air-Source) | 27VNA154A*030* |  |  | CAA**6124AM*+UI | 59CU5B080C21**20 | 50000 | 19 | 10.5 | 53000 | 52500 | 99.06% | 1.94 | 0 | 11 |  |  |  | No | R-454B | 4.1667 | Residential & Commercial | Ducted CEE Tier 1
205750682 | Central HP <5.4 tons | COMFORTMAKER | HRCU-A-CB (Split System: Heat Pump with Remote Outdoor Unit-Air-Source) | CVH825GKA2* |  |  | EA*4X37L21A*+WALLCON | *97CMN0601714A* | 24200 | 16 | 8.1 | 21200 | 16800 | 79.25% | 2 | 11 | 11 |  |  |  | No | R-410A | 2.0167 | Residential & Commercial | Ducted CEE Tier 1
215682036 | Central HP <5.4 tons | AIRQUEST | HRCU-A-CB (Split System: Heat Pump with Remote Outdoor Unit-Air-Source) | H5H0V48*K*AAA* |  |  | EVM5X61M24A*+WALLCON | *96CTN0802120B* | 48500 | 19 | 9.5 | 50000 | 36800 | 73.6% | 2.1 | 0 | 10.5 |  |  |  | No | R-454B | 4.0417 | Residential & Commercial | Ducted CEE Tier 1
214660192 | Central HP <5.4 tons | ECOER | HRCU-A-CB (Split System: Heat Pump with Remote Outdoor Unit-Air-Source) | EODA18H-2436BAA | ECOER |  | EBCT2430BAA | MGH96M080B3A | 22800 | 18 | 8.8 | 24000 | 19200 | 80% | 2.1 | 0 | 12.5 |  |  |  | No | R-410A | 1.9 | Residential & Commercial | Ducted CEE Tier 1
214592549 | Central HP <5.4 tons | ECOER | HRCU-A-CB (Split System: Heat Pump with Remote Outdoor Unit-Air-Source) | EODA18H-2436B | ECOER |  | EAHETN-36HA |  | 34000 | 18.5 | 9.1 | 35000 | 24600 | 70.29% | 2 | 0 | 10.8 |  |  |  | No | R-410A | 2.8333 | Residential & Commercial | Ducted CEE Tier 1
214836551 | Central HP <5.4 tons | ECOER | HRCU-A-CB (Split System: Heat Pump with Remote Outdoor Unit-Air-Source) | EODA18H-2436B | ECOER |  | EAHETN-36H* |  | 34000 | 18.5 | 9.1 | 35000 | 24600 | 70.29% | 2 | 0 | 10.8 |  |  |  | No | R-410A | 2.8333 | Residential & Commercial | Ducted CEE Tier 1
215934473 | Central HP <5.4 tons | TEMPSTAR | HRCU-A-CB (Split System: Heat Pump with Remote Outdoor Unit-Air-Source) | T5H3V48*K*AAA* |  |  | ESH5X48M12A*+WALLCON | *80CTL1102120B* | 44500 | 20.5 | 9 | 48500 | 36400 | 75.05% | 1.82 | 0 | 11 |  |  |  | No | R-454B | 3.7083 | Residential & Commercial | Ducted CEE Tier 1
213069457 | Central HP <5.4 tons | ACIQ | HRCU-A-CB (Split System: Heat Pump with Remote Outdoor Unit-Air-Source) | DLCURAH36ABK |  |  | EA*4X48L21A* | *92ESN1002120A* | 35600 | 16.5 | 8.5 | 37800 | 34600 | 91.53% | 2.04 | 0 | 10 |  |  |  | No | R-410A | 2.9667 | Residential & Commercial | Ducted CEE Tier 1
213069475 | Central HP <5.4 tons | ACIQ | HRCU-A-CB (Split System: Heat Pump with Remote Outdoor Unit-Air-Source) | DLCURAH36ABK |  |  | EA*4X48L21A* | *96VTN1002122A* | 35800 | 16.5 | 8.5 | 37800 | 34600 | 91.53% | 2.04 | 0 | 10 |  |  |  | No | R-410A | 2.9833 | Residential & Commercial | Ducted CEE Tier 1
213069509 | Central HP <5.4 tons | ACIQ | HRCU-A-CB (Split System: Heat Pump with Remote Outdoor Unit-Air-Source) | DLCURAH36ABK |  |  | EA*4X48L24A* | *95ESU1002120A* | 36200 | 16 | 8.5 | 38500 | 34600 | 89.87% | 2.08 | 0 | 10 |  |  |  | No | R-410A | 3.0167 | Residential & Commercial | Ducted CEE Tier 1
213069559 | Central HP <5.4 tons | ACIQ | HRCU-A-CB (Split System: Heat Pump with Remote Outdoor Unit-Air-Source) | DLCURAH36ABK |  |  | EN(A,D,W)4X48L21** | *95ESN1002122A* | 37600 | 15.5 | 8.5 | 39500 | 35000 | 88.61% | 2.08 | 0 | 10.5 |  |  |  | No | R-410A | 3.1333 | Residential & Commercial | Ducted CEE Tier 1
212978158 | Central HP <5.4 tons | KEEPRITE | HRCU-A-CB (Split System: Heat Pump with Remote Outdoor Unit-Air-Source) | DLCURAH24ABK |  |  | EA*4X37L17A* | *80MS(N,L)0701412A* | 24000 | 17.5 | 8.5 | 25200 | 22200 | 88.1% | 1.86 | 0 | 10 |  |  |  | No | R-410A | 2 | Residential & Commercial | Ducted CEE Tier 1
212981816 | Central HP <5.4 tons | KEEPRITE | HRCU-A-CB (Split System: Heat Pump with Remote Outdoor Unit-Air-Source) | DLCURAH24ABK |  |  | EN(A,D)4X36L21** | *80MSU1002120A* | 23400 | 16.5 | 8.1 | 26200 | 24800 | 94.66% | 2.08 | 0 | 10 |  |  |  | No | R-410A | 1.95 | Residential & Commercial | Ducted CEE Tier 1
212981732 | Central HP <5.4 tons | KEEPRITE | HRCU-A-CB (Split System: Heat Pump with Remote Outdoor Unit-Air-Source) | DLCURAH24ABK |  |  | EA*4X36L17A* | *80MSU1002120A* | 23400 | 17 | 8.5 | 26000 | 24400 | 93.85% | 2.02 | 0 | 10 |  |  |  | No | R-410A | 1.95 | Residential & Commercial | Ducted CEE Tier 1
213071797 | Central HP <5.4 tons | ACIQ | HRCU-A-CB (Split System: Heat Pump with Remote Outdoor Unit-Air-Source) | DLCURAH24ABK |  |  | EN(A,D)4X36L21** | *80ESU0401712A* | 24000 | 17 | 8.1 | 26000 | 23200 | 89.23% | 1.92 | 0 | 10.5 |  |  |  | No | R-410A | 2 | Residential & Commercial | Ducted CEE Tier 1
213071974 | Central HP <5.4 tons | ACIQ | HRCU-A-CB (Split System: Heat Pump with Remote Outdoor Unit-Air-Source) | DLCURAH24ABK |  |  | FEM4X24**CL |  | 23800 | 17.5 | 8.5 | 26000 | 23800 | 91.54% | 2 | 0 | 10 |  |  |  | No | R-410A | 1.9833 | Residential & Commercial | Ducted CEE Tier 1
213072054 | Central HP <5.4 tons | ACIQ | HRCU-A-CB (Split System: Heat Pump with Remote Outdoor Unit-Air-Source) | DLCURAH24ABK |  |  | FM(C,U)4Z36**AL* |  | 24200 | 18 | 9 | 26600 | 23000 | 86.47% | 1.92 | 0 | 10.5 |  |  |  | No | R-410A | 2.0167 | Residential & Commercial | Ducted CEE Tier 1
211641650 | Central HP <5.4 tons | MAINLINE | HRCU-A-CB (Split System: Heat Pump with Remote Outdoor Unit-Air-Source) | MLP18AZ60AJVC |  |  | MLHMVZ6021SEACA |  | 53000 | 18 | 8.5 | 48500 | 45500 | 93.81% | 1.8 | 0 | 10.5 |  |  |  | No | R-410A | 4.4167 | Residential & Commercial | Ducted CEE Tier 1
215940800 | Central HP <5.4 tons | DAY & NIGHT | HRCU-A-CB (Split System: Heat Pump with Remote Outdoor Unit-Air-Source) | C5H3V36*K*AAA* |  |  | EVD5X49M24A*+WALLCON | *97CTN1202422A* | 35600 | 22 | 8.5 | 38500 | 28400 | 73.77% | 2.04 | 0 | 12.5 |  |  |  | No | R-454B | 2.9667 | Residential & Commercial | Ducted CEE Tier 1
215940910 | Central HP <5.4 tons | DAY & NIGHT | HRCU-A-CB (Split System: Heat Pump with Remote Outdoor Unit-Air-Source) | C5H3V36*K*AAA* |  |  | EVD5X60M24A*+WALLCON | *97CTN1202422A* | 35600 | 22 | 8.5 | 38000 | 28400 | 74.74% | 2.04 | 0 | 12.5 |  |  |  | No | R-454B | 2.9667 | Residential & Commercial | Ducted CEE Tier 1
215942586 | Central HP <5.4 tons | DAY & NIGHT | HRCU-A-CB (Split System: Heat Pump with Remote Outdoor Unit-Air-Source) | C5H3V36*K*AAA* |  |  | EVD5X61M24A*+WALLCON | *97CMN0802120B* | 36000 | 22 | 8.5 | 37400 | 28200 | 75.4% | 2.04 | 0 | 12.5 |  |  |  | No | R-454B | 3 | Residential & Commercial | Ducted CEE Tier 1
215668632 | Central HP <5.4 tons | DAY & NIGHT | HRCU-A-CB (Split System: Heat Pump with Remote Outdoor Unit-Air-Source) | C5H0V36*K*AAA* |  |  | EA*5X37M21A*+WALLCON | *80CSU0401712A* | 34400 | 18 | 9 | 35200 | 25200 | 71.59% | 1.88 | 0 | 10 |  |  |  | No | R-454B | 2.8667 | Residential & Commercial | Ducted CEE Tier 1
215941467 | Central HP <5.4 tons | AIRQUEST | HRCU-A-CB (Split System: Heat Pump with Remote Outdoor Unit-Air-Source) | H5H3V48*K*AAA* |  |  | EVM5X60M24A*+WALLCON | *97CTN1002122A* | 45500 | 20.5 | 8.1 | 52500 | 38000 | 72.38% | 1.9 | 0 | 11.5 |  |  |  | No | R-454B | 3.7917 | Residential & Commercial | Ducted CEE Tier 1
215941617 | Central HP <5.4 tons | AIRQUEST | HRCU-A-CB (Split System: Heat Pump with Remote Outdoor Unit-Air-Source) | H5H3V48*K*AAA* |  |  | EVD5X48M24A*+WALLCON | *97CTN1202422A* | 45000 | 20.5 | 8.1 | 52000 | 38000 | 73.08% | 1.9 | 0 | 11 |  |  |  | No | R-454B | 3.75 | Residential & Commercial | Ducted CEE Tier 1
215941170 | Central HP <5.4 tons | DAY & NIGHT | HRCU-A-CB (Split System: Heat Pump with Remote Outdoor Unit-Air-Source) | C5H3V48*K*AAA* |  |  | ESH5X48M12A*+WALLCON | *97CTN0801716A* | 43500 | 19 | 9 | 49000 | 37400 | 76.33% | 1.8 | 0 | 10.5 |  |  |  | No | R-454B | 3.625 | Residential & Commercial | Ducted CEE Tier 1
215941270 | Central HP <5.4 tons | DAY & NIGHT | HRCU-A-CB (Split System: Heat Pump with Remote Outdoor Unit-Air-Source) | C5H3V48*K*AAA* |  |  | EVM5X48M21A*+WALLCON | *96CTN0802120B* | 44500 | 19.5 | 8.1 | 52000 | 38500 | 74.04% | 1.9 | 0 | 10.5 |  |  |  | No | R-454B | 3.7083 | Residential & Commercial | Ducted CEE Tier 1
215941770 | Central HP <5.4 tons | DAY & NIGHT | HRCU-A-CB (Split System: Heat Pump with Remote Outdoor Unit-Air-Source) | C5H3V48*K*AAA* |  |  | EVD5X61M21A*+WALLCON | *96CTN0802120B* | 46000 | 20.5 | 8.1 | 53500 | 38500 | 71.96% | 1.95 | 0 | 11.5 |  |  |  | No | R-454B | 3.8333 | Residential & Commercial | Ducted CEE Tier 1
211393629 | Central HP <5.4 tons | COLEMAN | HRCU-A-CB (Split System: Heat Pump with Remote Outdoor Unit-Air-Source) | HMH72B341 |  |  | JHETB36DBCS2N1 |  | 34000 | 18.5 | 8.5 | 33800 | 23800 | 70.41% | 2.12 | 0 | 10 |  |  |  | No | R-410A | 2.8333 | Residential & Commercial | Ducted CEE Tier 1
213067501 | Central HP <5.4 tons | ACIQ | HRCU-A-CB (Split System: Heat Pump with Remote Outdoor Unit-Air-Source) | HVH825GKA2* |  |  | EA*4X42L21A*+WALLCON | *96CTN0801714A* | 23600 | 16.5 | 8.1 | 21400 | 16700 | 78.04% | 1.96 | 0 | 11 |  |  |  | No | R-410A | 1.9667 | Residential & Commercial | Ducted CEE Tier 1
213067510 | Central HP <5.4 tons | ACIQ | HRCU-A-CB (Split System: Heat Pump with Remote Outdoor Unit-Air-Source) | HVH825GKA2* |  |  | EA*4X42L24A*+WALLCON | *95CSU1002122A* | 23800 | 17 | 8.1 | 21400 | 16600 | 77.57% | 1.96 | 0 | 11 |  |  |  | No | R-410A | 1.9833 | Residential & Commercial | Ducted CEE Tier 1
213067519 | Central HP <5.4 tons | ACIQ | HRCU-A-CB (Split System: Heat Pump with Remote Outdoor Unit-Air-Source) | HVH825GKA2* |  |  | EA*4X43L21A*+WALLCON | *80CTL0451712A* | 24200 | 16.5 | 8.1 | 21600 | 16800 | 77.78% | 2 | 0 | 11 |  |  |  | No | R-410A | 2.0167 | Residential & Commercial | Ducted CEE Tier 1
213067528 | Central HP <5.4 tons | ACIQ | HRCU-A-CB (Split System: Heat Pump with Remote Outdoor Unit-Air-Source) | HVH825GKA2* |  |  | EA*4X43L21A*+WALLCON | *97CMN0602120A* | 24400 | 16.5 | 8.1 | 21200 | 16700 | 78.77% | 2.02 | 0 | 11 |  |  |  | No | R-410A | 2.0333 | Residential & Commercial | Ducted CEE Tier 1
213067562 | Central HP <5.4 tons | ACIQ | HRCU-A-CB (Split System: Heat Pump with Remote Outdoor Unit-Air-Source) | HVH825GKA2* |  |  | EHD4X42AAL+WALLCON | *80CTL0901716A* | 24200 | 16.5 | 8.1 | 21200 | 16500 | 77.83% | 2.02 | 0 | 11 |  |  |  | No | R-410A | 2.0167 | Residential & Commercial | Ducted CEE Tier 1
213067553 | Central HP <5.4 tons | ACIQ | HRCU-A-CB (Split System: Heat Pump with Remote Outdoor Unit-Air-Source) | HVH825GKA2* |  |  | EA*4X48L24A*+WALLCON | *97CMN0602120A* | 24000 | 16.5 | 8.1 | 21000 | 16600 | 79.05% | 2 | 0 | 11 |  |  |  | No | R-410A | 2 | Residential & Commercial | Ducted CEE Tier 1
213067558 | Central HP <5.4 tons | ACIQ | HRCU-A-CB (Split System: Heat Pump with Remote Outdoor Unit-Air-Source) | HVH825GKA2* |  |  | EHD4X42AAL+WALLCON | *80CSU1002120A* | 24200 | 16 | 8.1 | 21400 | 16700 | 78.04% | 2 | 0 | 10.5 |  |  |  | No | R-410A | 2.0167 | Residential & Commercial | Ducted CEE Tier 1
212980494 | Central HP <5.4 tons | KEEPRITE | HRCU-A-CB (Split System: Heat Pump with Remote Outdoor Unit-Air-Source) | DLCURAH36ABK |  |  | EA*4X48L24A* | *80MS(N,L)0902120A* | 36000 | 16.5 | 8.5 | 37800 | 34600 | 91.53% | 2.04 | 0 | 10 |  |  |  | No | R-410A | 3 | Residential & Commercial | Ducted CEE Tier 1
212978485 | Central HP <5.4 tons | KEEPRITE | HRCU-A-CB (Split System: Heat Pump with Remote Outdoor Unit-Air-Source) | DLCURAH36ABK |  |  | EA*4X48L21A* | *80MS(N,L)0701712A* | 35400 | 16.5 | 8.1 | 37800 | 34600 | 91.53% | 2 | 0 | 10 |  |  |  | No | R-410A | 2.95 | Residential & Commercial | Ducted CEE Tier 1
213069256 | Central HP <5.4 tons | ACIQ | HRCU-A-CB (Split System: Heat Pump with Remote Outdoor Unit-Air-Source) | DLCURAH36ABK |  |  | EA*4X37L17A* | *80ES(N,L)0701716A* | 36200 | 15.5 | 8.5 | 39500 | 35000 | 88.61% | 2.02 | 0 | 10 |  |  |  | No | R-410A | 3.0167 | Residential & Commercial | Ducted CEE Tier 1
213069265 | Central HP <5.4 tons | ACIQ | HRCU-A-CB (Split System: Heat Pump with Remote Outdoor Unit-Air-Source) | DLCURAH36ABK |  |  | EA*4X37L17A* | *92ESN0801716A* | 36800 | 15.2 | 8.5 | 39500 | 35000 | 88.61% | 2.06 | 0 | 10 |  |  |  | No | R-410A | 3.0667 | Residential & Commercial | Ducted CEE Tier 1
213069281 | Central HP <5.4 tons | ACIQ | HRCU-A-CB (Split System: Heat Pump with Remote Outdoor Unit-Air-Source) | DLCURAH36ABK |  |  | EA*4X37L21A* | *80VSL0451716A* | 36200 | 15.5 | 8.5 | 38500 | 34800 | 90.39% | 2.06 | 0 | 10 |  |  |  | No | R-410A | 3.0167 | Residential & Commercial | Ducted CEE Tier 1
213069356 | Central HP <5.4 tons | ACIQ | HRCU-A-CB (Split System: Heat Pump with Remote Outdoor Unit-Air-Source) | DLCURAH36ABK |  |  | EA*4X42L24A* | *80ES(N,L)0702116A* | 35200 | 16 | 8.1 | 38500 | 35000 | 90.91% | 1.88 | 0 | 10 |  |  |  | No | R-410A | 2.9333 | Residential & Commercial | Ducted CEE Tier 1
213069374 | Central HP <5.4 tons | ACIQ | HRCU-A-CB (Split System: Heat Pump with Remote Outdoor Unit-Air-Source) | DLCURAH36ABK |  |  | EA*4X42L24A* | *92ESN1002122A* | 36800 | 15.2 | 8.5 | 40000 | 35200 | 88% | 1.94 | 0 | 10 |  |  |  | No | R-410A | 3.0667 | Residential & Commercial | Ducted CEE Tier 1
213069388 | Central HP <5.4 tons | ACIQ | HRCU-A-CB (Split System: Heat Pump with Remote Outdoor Unit-Air-Source) | DLCURAH36ABK |  |  | EA*4X42L24A* | *96VTN1002120A* | 35800 | 15.5 | 8.1 | 39500 | 35200 | 89.11% | 1.9 | 0 | 10 |  |  |  | No | R-410A | 2.9833 | Residential & Commercial | Ducted CEE Tier 1
213069390 | Central HP <5.4 tons | ACIQ | HRCU-A-CB (Split System: Heat Pump with Remote Outdoor Unit-Air-Source) | DLCURAH36ABK |  |  | EA*4X42L24A* | *96VTN1202422A* | 35600 | 16 | 8.1 | 38500 | 35000 | 90.91% | 1.88 | 0 | 10 |  |  |  | No | R-410A | 2.9667 | Residential & Commercial | Ducted CEE Tier 1
212520181 | Central HP <5.4 tons | CARRIER | HRCU-A-CB (Split System: Heat Pump with Remote Outdoor Unit-Air-Source) | 38MURAQ18AB3* | ADP |  | H,PG32936 | 58SU*A060E17**16 | 18500 | 16 | 8.5 | 17800 | 18100 | 101.7% | 2.24 | 0 | 11 |  |  |  | No | R-410A | 1.5417 | Residential & Commercial | Ducted CEE Tier 1
215675579 | Central HP <5.4 tons | DAY & NIGHT | HRCU-A-CB (Split System: Heat Pump with Remote Outdoor Unit-Air-Source) | C5H0V48*K*AAA* |  |  | EVM5X49M21A*+WALLCON | *80CTL1102120B* | 48000 | 19 | 9 | 50000 | 36600 | 73.2% | 2 | 0 | 10.5 |  |  |  | No | R-454B | 4 | Residential & Commercial | Ducted CEE Tier 1
215675879 | Central HP <5.4 tons | DAY & NIGHT | HRCU-A-CB (Split System: Heat Pump with Remote Outdoor Unit-Air-Source) | C5H0V48*K*AAA* |  |  | EVM5X60M24A*+WALLCON | *80CTL0902120B* | 48000 | 19 | 9 | 50000 | 36400 | 72.8% | 2 | 0 | 10.5 |  |  |  | No | R-454B | 4 | Residential & Commercial | Ducted CEE Tier 1
215676379 | Central HP <5.4 tons | DAY & NIGHT | HRCU-A-CB (Split System: Heat Pump with Remote Outdoor Unit-Air-Source) | C5H0V48*K*AAA* |  |  | EVD5X49M24A*+WALLCON | *97CMN1202422B* | 48000 | 19 | 9 | 50000 | 36600 | 73.2% | 2 | 0 | 10 |  |  |  | No | R-454B | 4 | Residential & Commercial | Ducted CEE Tier 1
212981852 | Central HP <5.4 tons | KEEPRITE | HRCU-A-CB (Split System: Heat Pump with Remote Outdoor Unit-Air-Source) | DLCURAH18ABK |  |  | EA*4X25L17A* | *80MSU1002120A* | 17800 | 16 | 8.1 | 17800 | 17800 | 100% | 2.14 | 0 | 10.5 |  |  |  | No | R-410A | 1.4833 | Residential & Commercial | Ducted CEE Tier 1
213072224 | Central HP <5.4 tons | ACIQ | HRCU-A-CB (Split System: Heat Pump with Remote Outdoor Unit-Air-Source) | DLCURAH18ABK |  |  | EA*4X30L14A* | *95ESN0401410A* | 17900 | 15.5 | 8.5 | 18500 | 18500 | 100% | 2.22 | 0 | 10.5 |  |  |  | No | R-410A | 1.4917 | Residential & Commercial | Ducted CEE Tier 1
213072233 | Central HP <5.4 tons | ACIQ | HRCU-A-CB (Split System: Heat Pump with Remote Outdoor Unit-Air-Source) | DLCURAH18ABK |  |  | EA*4X30L17A* | *80VSL0451412A* | 17900 | 16 | 8.5 | 18400 | 18500 | 100.5% | 2.22 | 0 | 10.5 |  |  |  | No | R-410A | 1.4917 | Residential & Commercial | Ducted CEE Tier 1
213067385 | Central HP <5.4 tons | ACIQ | HRCU-A-CB (Split System: Heat Pump with Remote Outdoor Unit-Air-Source) | HVH825GKA3* |  |  | EN(A,D)4X48L24**+WALLCON | *95CSU1002122A* | 24200 | 17 | 8.1 | 21200 | 16600 | 78.3% | 2.02 | 0 | 11.5 |  |  |  | No | R-410A | 2.0167 | Residential & Commercial | Ducted CEE Tier 1
213067401 | Central HP <5.4 tons | ACIQ | HRCU-A-CB (Split System: Heat Pump with Remote Outdoor Unit-Air-Source) | HVH825GKA3* |  |  | EHD4X42AAL+WALLCON | *80CTL1352422A* | 24200 | 16 | 8.1 | 21400 | 16600 | 77.57% | 2 | 0 | 10.5 |  |  |  | No | R-410A | 2.0167 | Residential & Commercial | Ducted CEE Tier 1
213067417 | Central HP <5.4 tons | ACIQ | HRCU-A-CB (Split System: Heat Pump with Remote Outdoor Unit-Air-Source) | HVH825GKA3* |  |  | EHD4X48AAL+WALLCON | *80CSU0601716A* | 24200 | 16.5 | 8.1 | 21200 | 16600 | 78.3% | 2 | 0 | 10.5 |  |  |  | No | R-410A | 2.0167 | Residential & Commercial | Ducted CEE Tier 1
213067685 | Central HP <5.4 tons | ACIQ | HRCU-A-CB (Split System: Heat Pump with Remote Outdoor Unit-Air-Source) | HVH837GKA** |  |  | EA*4X36L21A*+WALLCON | *95CSU1002122A* | 31600 | 17.5 | 8.1 | 33000 | 24200 | 73.33% | 1.86 | 0 | 11 |  |  |  | No | R-410A | 2.6333 | Residential & Commercial | Ducted CEE Tier 1
215588307 | Central HP <5.4 tons | CARRIER | HRCU-A-CB (Split System: Heat Pump with Remote Outdoor Unit-Air-Source) | 27VNA154A*030* |  |  | CVAVA4824XMA*+UI | 59MN7C080C21**20 | 51000 | 18.5 | 8.1 | 52500 | 45500 | 86.67% | 1.88 | 0 | 11 |  |  |  | No | R-454B | 4.25 | Residential & Commercial | Ducted CEE Tier 1
215588407 | Central HP <5.4 tons | CARRIER | HRCU-A-CB (Split System: Heat Pump with Remote Outdoor Unit-Air-Source) | 27VNA154A*030* |  |  | CVAVA6124XMA*+UI | 59MN7C080C21**20 | 52500 | 19.5 | 8.1 | 53500 | 45500 | 85.05% | 1.86 | 0 | 12 |  |  |  | No | R-454B | 4.375 | Residential & Commercial | Ducted CEE Tier 1
215588505 | Central HP <5.4 tons | CARRIER | HRCU-A-CB (Split System: Heat Pump with Remote Outdoor Unit-Air-Source) | 27VNA154A*030* |  |  | CVAMA6124XMA*+UI | 59TN7A120C24**22 | 53000 | 19.5 | 8.1 | 53500 | 46500 | 86.92% | 1.84 | 0 | 12 |  |  |  | No | R-454B | 4.4167 | Residential & Commercial | Ducted CEE Tier 1
215588523 | Central HP <5.4 tons | CARRIER | HRCU-A-CB (Split System: Heat Pump with Remote Outdoor Unit-Air-Source) | 27VNA154A*030* |  |  | CVAVA4924XMA*+UI | 59TN7A120C24**22 | 52000 | 19 | 8.1 | 52500 | 46500 | 88.57% | 1.86 | 0 | 12 |  |  |  | No | R-454B | 4.3333 | Residential & Commercial | Ducted CEE Tier 1
215588101 | Central HP <5.4 tons | CARRIER | HRCU-A-CB (Split System: Heat Pump with Remote Outdoor Unit-Air-Source) | 27VNA154A*030* |  |  | CAA**6024AM*+UI | 59MN7C060C21**20 | 48000 | 18 | 10.5 | 53500 | 53500 | 100% | 1.92 | 0 | 10 |  |  |  | No | R-454B | 4 | Residential & Commercial | Ducted CEE Tier 1
215588149 | Central HP <5.4 tons | CARRIER | HRCU-A-CB (Split System: Heat Pump with Remote Outdoor Unit-Air-Source) | 27VNA154A*030* |  |  | CSAH*4812AM*+UI | 59TN6C080C17**14 | 47000 | 17.5 | 8.5 | 50500 | 50000 | 99.01% | 1.96 | 0 | 11.5 |  |  |  | No | R-454B | 3.9167 | Residential & Commercial | Ducted CEE Tier 1
215588153 | Central HP <5.4 tons | CARRIER | HRCU-A-CB (Split System: Heat Pump with Remote Outdoor Unit-Air-Source) | 27VNA154A*030* |  |  | CSAH*6012AM*+UI | 58CU*A100C21**20 | 49500 | 18.5 | 10.5 | 52500 | 53500 | 101.9% | 1.9 | 0 | 11 |  |  |  | No | R-454B | 4.125 | Residential & Commercial | Ducted CEE Tier 1
215932484 | Central HP <5.4 tons | CARRIER | HRCU-A-CB (Split System: Heat Pump with Remote Outdoor Unit-Air-Source) | 27VNA336A*030* |  |  | CAA**4821AM*+UI | 59MN7C080C17**14 | 33200 | 19.5 | 9.5 | 35000 | 26800 | 76.57% | 2.02 | 0 | 11 |  |  |  | No | R-454B | 2.7667 | Residential & Commercial | Ducted CEE Tier 1
215932514 | Central HP <5.4 tons | CARRIER | HRCU-A-CB (Split System: Heat Pump with Remote Outdoor Unit-Air-Source) | 27VNA336A*030* |  |  | CAA**4821AM*+UI | 59TN6C080C17**14 | 33200 | 20 | 9.5 | 34800 | 26600 | 76.44% | 2.02 | 0 | 11 |  |  |  | No | R-454B | 2.7667 | Residential & Commercial | Ducted CEE Tier 1
215932634 | Central HP <5.4 tons | CARRIER | HRCU-A-CB (Split System: Heat Pump with Remote Outdoor Unit-Air-Source) | 27VNA336A*030* |  |  | CAA**6024AM*+UI | 59TN6C100C21**22 | 34000 | 20.5 | 9.5 | 34000 | 25800 | 75.88% | 2.06 | 0 | 12 |  |  |  | No | R-454B | 2.8333 | Residential & Commercial | Ducted CEE Tier 1
214660189 | Central HP <5.4 tons | ECOER | HRCU-A-CB (Split System: Heat Pump with Remote Outdoor Unit-Air-Source) | EODA18H-2436BAA | ECOER |  | EAHETN-36HA |  | 34000 | 18.5 | 9.1 | 35000 | 24600 | 70.29% | 2 | 0 | 10.8 |  |  |  | No | R-410A | 2.8333 | Residential & Commercial | Ducted CEE Tier 1
213067687 | Central HP <5.4 tons | ACIQ | HRCU-A-CB (Split System: Heat Pump with Remote Outdoor Unit-Air-Source) | HVH837GKA** |  |  | EA*4X42L21A*+WALLCON | *80CSU1002120A* | 31800 | 17 | 8.1 | 33200 | 24400 | 73.49% | 1.88 | 0 | 11 |  |  |  | No | R-410A | 2.65 | Residential & Commercial | Ducted CEE Tier 1
213067712 | Central HP <5.4 tons | ACIQ | HRCU-A-CB (Split System: Heat Pump with Remote Outdoor Unit-Air-Source) | HVH837GKA** |  |  | EHD4X60AAL+WALLCON | *80CTL1352422A* | 33000 | 17 | 8.1 | 32200 | 24800 | 77.02% | 2.02 | 0 | 11.5 |  |  |  | No | R-410A | 2.75 | Residential & Commercial | Ducted CEE Tier 1
213062780 | Central HP <5.4 tons | ACIQ | HRCU-A-CB (Split System: Heat Pump with Remote Outdoor Unit-Air-Source) | HVH837GKA** |  |  | EA*4X37L21A*+WALLCON | *80CSU0601716A* | 32800 | 17 | 8.5 | 33000 | 25200 | 76.36% | 1.96 | 12 | 11 |  |  |  | No | R-410A | 2.7333 | Residential & Commercial | Ducted CEE Tier 1
213062796 | Central HP <5.4 tons | ACIQ | HRCU-A-CB (Split System: Heat Pump with Remote Outdoor Unit-Air-Source) | HVH837GKA** |  |  | EHD4X42AAL+WALLCON | *80CSU0601716A* | 32400 | 16.5 | 8.1 | 33200 | 24800 | 74.7% | 1.94 | 11.5 | 11 |  |  |  | No | R-410A | 2.7 | Residential & Commercial | Ducted CEE Tier 1
213062805 | Central HP <5.4 tons | ACIQ | HRCU-A-CB (Split System: Heat Pump with Remote Outdoor Unit-Air-Source) | HVH837GKA** |  |  | EA*4X42L24A*+WALLCON | *95CSU1002122A* | 31800 | 17.5 | 8.1 | 33000 | 24400 | 73.94% | 1.9 | 11.5 | 11 |  |  |  | No | R-410A | 2.65 | Residential & Commercial | Ducted CEE Tier 1
213062807 | Central HP <5.4 tons | ACIQ | HRCU-A-CB (Split System: Heat Pump with Remote Outdoor Unit-Air-Source) | HVH837GKA** |  |  | EA*4X43L21A*+WALLCON | *95CSU1002122A* | 33000 | 17.5 | 8.5 | 32800 | 25000 | 76.22% | 2 | 12 | 11.5 |  |  |  | No | R-410A | 2.75 | Residential & Commercial | Ducted CEE Tier 1
212975845 | Central HP <5.4 tons | KEEPRITE | HRCU-A-CB (Split System: Heat Pump with Remote Outdoor Unit-Air-Source) | DLCURAH18ABK |  |  | EN(A,D)4X30L17** | *96VTN0801716B* | 17500 | 16 | 8.1 | 18000 | 18700 | 103.9% | 2.24 | 0 | 11 |  |  |  | No | R-410A | 1.4583 | Residential & Commercial | Ducted CEE Tier 1
212978304 | Central HP <5.4 tons | KEEPRITE | HRCU-A-CB (Split System: Heat Pump with Remote Outdoor Unit-Air-Source) | DLCURAH18ABK |  |  | EN(A,D)4X18L14** | *80MS(N,L)0701412A* | 17400 | 16 | 8.5 | 18500 | 19700 | 106.5% | 2.38 | 0 | 10.5 |  |  |  | No | R-410A | 1.45 | Residential & Commercial | Ducted CEE Tier 1
212977786 | Central HP <5.4 tons | KEEPRITE | HRCU-A-CB (Split System: Heat Pump with Remote Outdoor Unit-Air-Source) | DLCURAH18ABK |  |  | EN(A,D)4X18L14** | *80MS(N,L)0451412A* | 17200 | 16 | 8.5 | 18400 | 19800 | 107.6% | 2.4 | 0 | 10.5 |  |  |  | No | R-410A | 1.4333 | Residential & Commercial | Ducted CEE Tier 1
213062930 | Central HP <5.4 tons | ACIQ | HRCU-A-CB (Split System: Heat Pump with Remote Outdoor Unit-Air-Source) | HVH825GKA3* |  |  | EA*4X25L17A*+WALLCON | *80CTL0701412A* | 24400 | 17.5 | 8.5 | 21200 | 16600 | 78.3% | 2.02 | 11 | 11.5 |  |  |  | No | R-410A | 2.0333 | Residential & Commercial | Ducted CEE Tier 1
213062939 | Central HP <5.4 tons | ACIQ | HRCU-A-CB (Split System: Heat Pump with Remote Outdoor Unit-Air-Source) | HVH825GKA3* |  |  | EA*4X30L17A*+WALLCON | *80CTL0701412A* | 23600 | 17 | 8.1 | 21600 | 16600 | 76.85% | 1.92 | 11.5 | 11 |  |  |  | No | R-410A | 1.9667 | Residential & Commercial | Ducted CEE Tier 1
213062946 | Central HP <5.4 tons | ACIQ | HRCU-A-CB (Split System: Heat Pump with Remote Outdoor Unit-Air-Source) | HVH825GKA3* |  |  | EA*4X36L17A*+WALLCON | *97CMN0801714A* | 23400 | 16.5 | 8.1 | 21600 | 16700 | 77.31% | 1.92 | 11 | 10.5 |  |  |  | No | R-410A | 1.95 | Residential & Commercial | Ducted CEE Tier 1
212979961 | Central HP <5.4 tons | KEEPRITE | HRCU-A-CB (Split System: Heat Pump with Remote Outdoor Unit-Air-Source) | DLCURAH18ABK |  |  | EA*4X24L17A* | *80MS(N,L)0901714A* | 17500 | 16 | 8.5 | 18500 | 19400 | 104.9% | 2.34 | 0 | 10.5 |  |  |  | No | R-410A | 1.4583 | Residential & Commercial | Ducted CEE Tier 1
212979997 | Central HP <5.4 tons | KEEPRITE | HRCU-A-CB (Split System: Heat Pump with Remote Outdoor Unit-Air-Source) | DLCURAH18ABK |  |  | EN(A,D)4X24L17** | *80MS(N,L)0901714A* | 17400 | 16 | 8.5 | 18500 | 19200 | 103.8% | 2.3 | 0 | 10.5 |  |  |  | No | R-410A | 1.45 | Residential & Commercial | Ducted CEE Tier 1
212981840 | Central HP <5.4 tons | KEEPRITE | HRCU-A-CB (Split System: Heat Pump with Remote Outdoor Unit-Air-Source) | DLCURAH18ABK |  |  | EA*4X24L17A* | *80MSU1002120A* | 17200 | 15.5 | 8.5 | 18300 | 19400 | 106% | 2.32 | 0 | 10 |  |  |  | No | R-410A | 1.4333 | Residential & Commercial | Ducted CEE Tier 1
212980164 | Central HP <5.4 tons | KEEPRITE | HRCU-A-CB (Split System: Heat Pump with Remote Outdoor Unit-Air-Source) | DLCURAH36ABK |  |  | EA*4X48L21A* | *80MS(N,L)0902116A* | 35600 | 16.5 | 8.5 | 37800 | 34600 | 91.53% | 2.02 | 0 | 10 |  |  |  | No | R-410A | 2.9667 | Residential & Commercial | Ducted CEE Tier 1
211206957 | Central HP <5.4 tons | FRASER-JOHNSTON | HRCU-A-CB (Split System: Heat Pump with Remote Outdoor Unit-Air-Source) | HL20B4821 |  |  | XAMC48HE3N1+CC | TM8V100C20MP12 | 43500 | 19 | 9 | 44500 | 36200 | 81.35% | 2.14 | 0 | 12 |  |  |  | No | R-410A | 3.625 | Residential & Commercial | Ducted CEE Tier 1
215678269 | Central HP <5.4 tons | DAY & NIGHT | HRCU-A-CB (Split System: Heat Pump with Remote Outdoor Unit-Air-Source) | C5H0V24*K*AAA* |  |  | EA*5X30M17A*+WALLCON | *80CSU0401712B* | 23200 | 17 | 8.5 | 23600 | 16600 | 70.34% | 1.98 | 0 | 10 |  |  |  | No | R-454B | 1.9333 | Residential & Commercial | Ducted CEE Tier 1
215683658 | Central HP <5.4 tons | BRYANT HEATING AND COOLING SYSTEMS | HRCU-A-CB (Split System: Heat Pump with Remote Outdoor Unit-Air-Source) | 290VAN024**AA* |  |  | CAA**3617AM*+UI | 987MC42080C17*** | 23000 | 17 | 9 | 23800 | 16700 | 70.17% | 1.98 | 0 | 10 |  |  |  | No | R-454B | 1.9167 | Residential & Commercial | Ducted CEE Tier 1
215683708 | Central HP <5.4 tons | BRYANT HEATING AND COOLING SYSTEMS | HRCU-A-CB (Split System: Heat Pump with Remote Outdoor Unit-Air-Source) | 290VAN024**AA* |  |  | CAA**3721AM*+UI | 987MC60060C21*** | 24000 | 17 | 9 | 23400 | 16400 | 70.09% | 2.02 | 0 | 10.5 |  |  |  | No | R-454B | 2 | Residential & Commercial | Ducted CEE Tier 1
212979199 | Central HP <5.4 tons | KEEPRITE | HRCU-A-CB (Split System: Heat Pump with Remote Outdoor Unit-Air-Source) | DLCURAH24ABK |  |  | EA*4X37L21A* | *80MS(N,L)0701716A* | 24200 | 17.5 | 8.5 | 25200 | 21600 | 85.71% | 1.82 | 0 | 10.5 |  |  |  | No | R-410A | 2.0167 | Residential & Commercial | Ducted CEE Tier 1
212978661 | Central HP <5.4 tons | KEEPRITE | HRCU-A-CB (Split System: Heat Pump with Remote Outdoor Unit-Air-Source) | DLCURAH24ABK |  |  | EA*4X36L17A* | *80MS(N,L)0701712A* | 23600 | 17.5 | 8.5 | 26000 | 24200 | 93.08% | 2.02 | 0 | 10 |  |  |  | No | R-410A | 1.9667 | Residential & Commercial | Ducted CEE Tier 1
212978694 | Central HP <5.4 tons | KEEPRITE | HRCU-A-CB (Split System: Heat Pump with Remote Outdoor Unit-Air-Source) | DLCURAH24ABK |  |  | EA*4X37L21A* | *80MS(N,L)0701712A* | 24400 | 17.5 | 8.5 | 25200 | 21200 | 84.13% | 1.8 | 0 | 10.5 |  |  |  | No | R-410A | 2.0333 | Residential & Commercial | Ducted CEE Tier 1
213069718 | Central HP <5.4 tons | ACIQ | HRCU-A-CB (Split System: Heat Pump with Remote Outdoor Unit-Air-Source) | DLCURAH24ABK |  |  | EA*4X25L17A* | OLV098A12* | 24000 | 16.5 | 8.1 | 25000 | 21800 | 87.2% | 1.82 | 0 | 10 |  |  |  | No | R-410A | 2 | Residential & Commercial | Ducted CEE Tier 1
213069773 | Central HP <5.4 tons | ACIQ | HRCU-A-CB (Split System: Heat Pump with Remote Outdoor Unit-Air-Source) | DLCURAH24ABK |  |  | EA*4X30L17A* | *80VSL0701716A* | 23800 | 16.5 | 8.5 | 26200 | 23400 | 89.31% | 1.94 | 0 | 10 |  |  |  | No | R-410A | 1.9833 | Residential & Commercial | Ducted CEE Tier 1
213069916 | Central HP <5.4 tons | ACIQ | HRCU-A-CB (Split System: Heat Pump with Remote Outdoor Unit-Air-Source) | DLCURAH24ABK |  |  | EA*4X30L17A* | *80ESU0601716A | 24800 | 16.5 | 8.5 | 26800 | 22200 | 82.84% | 1.84 | 0 | 10 |  |  |  | No | R-410A | 2.0667 | Residential & Commercial | Ducted CEE Tier 1
213063307 | Central HP <5.4 tons | ACIQ | HRCU-A-CB (Split System: Heat Pump with Remote Outdoor Unit-Air-Source) | HVH837GKA2* |  |  | EA*4X37L21A*+WALLCON | *80CTL0701716A* | 32800 | 17.5 | 8.5 | 33000 | 25200 | 76.36% | 1.98 | 11 | 11.5 |  |  |  | No | R-410A | 2.7333 | Residential & Commercial | Ducted CEE Tier 1
213063316 | Central HP <5.4 tons | ACIQ | HRCU-A-CB (Split System: Heat Pump with Remote Outdoor Unit-Air-Source) | HVH837GKA2* |  |  | EA*4X42L24A*+WALLCON | *80CTL1352422A* | 31800 | 17.5 | 8.1 | 33000 | 24400 | 73.94% | 1.9 | 12 | 11.5 |  |  |  | No | R-410A | 2.65 | Residential & Commercial | Ducted CEE Tier 1
213063357 | Central HP <5.4 tons | ACIQ | HRCU-A-CB (Split System: Heat Pump with Remote Outdoor Unit-Air-Source) | HVH837GKA2* |  |  | EHD4X42AAL+WALLCON | *80CTL0701412A* | 32400 | 17 | 8.1 | 33200 | 25000 | 75.3% | 1.94 | 11.5 | 11 |  |  |  | No | R-410A | 2.7 | Residential & Commercial | Ducted CEE Tier 1
213063375 | Central HP <5.4 tons | ACIQ | HRCU-A-CB (Split System: Heat Pump with Remote Outdoor Unit-Air-Source) | HVH837GKA2* |  |  | EA*4X42L24A*+WALLCON | *80CSU1002120A* | 31800 | 17 | 8.1 | 33200 | 24400 | 73.49% | 1.88 | 11.5 | 11 |  |  |  | No | R-410A | 2.65 | Residential & Commercial | Ducted CEE Tier 1
213063400 | Central HP <5.4 tons | ACIQ | HRCU-A-CB (Split System: Heat Pump with Remote Outdoor Unit-Air-Source) | HVH837GKA2* |  |  | EA*4X42L21A*+WALLCON | *95CSU1002122A* | 31800 | 17.5 | 8.1 | 33000 | 24400 | 73.94% | 1.9 | 11.5 | 11 |  |  |  | No | R-410A | 2.65 | Residential & Commercial | Ducted CEE Tier 1
213063392 | Central HP <5.4 tons | ACIQ | HRCU-A-CB (Split System: Heat Pump with Remote Outdoor Unit-Air-Source) | HVH837GKA2* |  |  | EHD4X42AAL+WALLCON | *80CSU0401712A* | 32400 | 16.5 | 8.1 | 33200 | 24800 | 74.7% | 1.94 | 11.5 | 11 |  |  |  | No | R-410A | 2.7 | Residential & Commercial | Ducted CEE Tier 1
213063397 | Central HP <5.4 tons | ACIQ | HRCU-A-CB (Split System: Heat Pump with Remote Outdoor Unit-Air-Source) | HVH837GKA2* |  |  | EHD4X48AAL+WALLCON | *80CSU1002120A* | 32600 | 16.5 | 8.1 | 33000 | 25000 | 75.76% | 1.96 | 11.5 | 11 |  |  |  | No | R-410A | 2.7167 | Residential & Commercial | Ducted CEE Tier 1
216581410 | Central HP <5.4 tons | CARRIER | HRCU-A-CB (Split System: Heat Pump with Remote Outdoor Unit-Air-Source) | 25VNA436A*031* |  |  | CAP**4821AL*+UI | 59TN7A080C17**16 | 33200 | 19 | 9 | 35000 | 25800 | 73.71% | 1.85 | 0 | 11 |  |  |  | No | R-410A | 2.7667 | Residential & Commercial | Ducted CEE Tier 1
214396889 | Central HP <5.4 tons | CHAMPION HEATING AND COOLING | HRCU-A-CB (Split System: Heat Pump with Remote Outdoor Unit-Air-Source) | HH836E2S11 |  |  | CTF36C5CDS1 | TL9E080C16UH11 | 33800 | 18 | 8.5 | 32000 | 26000 | 81.25% | 2 | 0 | 11 |  |  |  | No | R-454B | 2.8167 | Residential & Commercial | Ducted CEE Tier 1
214397410 | Central HP <5.4 tons | CHAMPION HEATING AND COOLING | HRCU-A-CB (Split System: Heat Pump with Remote Outdoor Unit-Air-Source) | HH860E2S11 |  |  | CTF60D5CGS1 | TM9V120D20MP12 | 44000 | 18 | 9 | 44500 | 33400 | 75.06% | 2 | 0 | 11.7 |  |  |  | No | R-454B | 3.6667 | Residential & Commercial | Ducted CEE Tier 1
215912259 | Central HP <5.4 tons | LUXAIRE | HRCU-A-CB (Split System: Heat Pump with Remote Outdoor Unit-Air-Source) | HH860E2S11 |  |  | JSE48D5CG2SS1 |  | 45000 | 19 | 9 | 45000 | 33600 | 74.67% | 2 | 0 | 12 |  |  |  | No | R-454B | 3.75 | Residential & Commercial | Ducted CEE Tier 1
214397175 | Central HP <5.4 tons | CHAMPION HEATING AND COOLING | HRCU-A-CB (Split System: Heat Pump with Remote Outdoor Unit-Air-Source) | HH860E2S11 |  |  | CTM60D5CHS1+JME18D2SN1 |  | 54000 | 19 | 9 | 53500 | 38500 | 71.96% | 2 | 0 | 12 |  |  |  | No | R-454B | 4.5 | Residential & Commercial | Ducted CEE Tier 1
213829753 | Central HP <5.4 tons | RHEEM | HRCU-A-CB (Split System: Heat Pump with Remote Outdoor Unit-Air-Source) | RP18AZ60AJVC |  |  | RCFZ6021SEAAM | R801V1005A21UHU | 53000 | 19 | 8.1 | 53000 | 50500 | 95.28% | 1.9 | 0 | 10 |  |  |  | No | R-410A | 4.4167 | Residential & Commercial | Ducted CEE Tier 1
214584598 | Central HP <5.4 tons | FRASER-JOHNSTON | HRCU-A-CB (Split System: Heat Pump with Remote Outdoor Unit-Air-Source) | HH860E2S11 |  |  | CTM60C5CGS1 | Z8ES080C20SMPS1 | 44000 | 18 | 9 | 44500 | 33400 | 75.06% | 2 | 0 | 12 |  |  |  | No | R-454B | 3.6667 | Residential & Commercial | Ducted CEE Tier 1
214584613 | Central HP <5.4 tons | FRASER-JOHNSTON | HRCU-A-CB (Split System: Heat Pump with Remote Outdoor Unit-Air-Source) | HH860E2S11 |  |  | CTF60C5CGS1 | Z8ES080C16SMPS1 | 44500 | 18 | 9 | 44500 | 33400 | 75.06% | 2 | 0 | 12 |  |  |  | No | R-454B | 3.7083 | Residential & Commercial | Ducted CEE Tier 1
214584648 | Central HP <5.4 tons | FRASER-JOHNSTON | HRCU-A-CB (Split System: Heat Pump with Remote Outdoor Unit-Air-Source) | HH860E2S11 |  |  | CTM60C5CGS1 | Z8ES100C20SMPS1 | 44500 | 18 | 9 | 44500 | 33400 | 75.06% | 2 | 0 | 12 |  |  |  | No | R-454B | 3.7083 | Residential & Commercial | Ducted CEE Tier 1
215937472 | Central HP <5.4 tons | KENMORE | HRCU-A-CB (Split System: Heat Pump with Remote Outdoor Unit-Air-Source) | (C,H,T)5H3V48*K*AAA* |  |  | EVM5X60M24A*+WALLCON | *80CTL0902120B* | 45500 | 21 | 8.1 | 52500 | 38000 | 72.38% | 1.95 | 0 | 11.5 |  |  |  | No | R-454B | 3.7917 | Residential & Commercial | Ducted CEE Tier 1
212978316 | Central HP <5.4 tons | KEEPRITE | HRCU-A-CB (Split System: Heat Pump with Remote Outdoor Unit-Air-Source) | DLCURAH18ABK |  |  | EN(A,D)4X24L14** | *80MS(N,L)0701412A* | 17600 | 16.5 | 8.5 | 18500 | 19100 | 103.2% | 2.3 | 0 | 11 |  |  |  | No | R-410A | 1.4667 | Residential & Commercial | Ducted CEE Tier 1
213067375 | Central HP <5.4 tons | ACIQ | HRCU-A-CB (Split System: Heat Pump with Remote Outdoor Unit-Air-Source) | HVH825GKA3* |  |  | EN(A,D,W)4X48L21**+WALLCON | *80CTL0451712A* | 24000 | 16.5 | 8.1 | 21400 | 16700 | 78.04% | 2 | 0 | 11 |  |  |  | No | R-410A | 2 | Residential & Commercial | Ducted CEE Tier 1
213067411 | Central HP <5.4 tons | ACIQ | HRCU-A-CB (Split System: Heat Pump with Remote Outdoor Unit-Air-Source) | HVH825GKA3* |  |  | EHD4X42AAL+WALLCON | *80CTL0901716A* | 24200 | 16.5 | 8.1 | 21200 | 16500 | 77.83% | 2.02 | 0 | 11 |  |  |  | No | R-410A | 2.0167 | Residential & Commercial | Ducted CEE Tier 1
213067418 | Central HP <5.4 tons | ACIQ | HRCU-A-CB (Split System: Heat Pump with Remote Outdoor Unit-Air-Source) | HVH825GKA3* |  |  | EHD4X48AAL+WALLCON | *80CSU1002120A* | 24200 | 16 | 8.1 | 21200 | 16600 | 78.3% | 2 | 0 | 10.5 |  |  |  | No | R-410A | 2.0167 | Residential & Commercial | Ducted CEE Tier 1
212978242 | Central HP <5.4 tons | KEEPRITE | HRCU-A-CB (Split System: Heat Pump with Remote Outdoor Unit-Air-Source) | DLCURAH18ABK |  |  | EA*4X24L14A* | *80MS(N,L)0701412A* | 17600 | 16.5 | 8.5 | 18500 | 19400 | 104.9% | 2.34 | 0 | 10.5 |  |  |  | No | R-410A | 1.4667 | Residential & Commercial | Ducted CEE Tier 1
216581444 | Central HP <5.4 tons | CARRIER | HRCU-A-CB (Split System: Heat Pump with Remote Outdoor Unit-Air-Source) | 25VNA448A*031* |  |  | CAP**6024AL*+UI | 59TN7A100C21**22 | 44500 | 21 | 9 | 45500 | 35800 | 78.68% | 2 | 0 | 11 |  |  |  | No | R-410A | 3.7083 | Residential & Commercial | Ducted CEE Tier 1
215932562 | Central HP <5.4 tons | KENMORE | HRCU-A-CB (Split System: Heat Pump with Remote Outdoor Unit-Air-Source) | (C,H,T)5H3V36*K*AAA* |  |  | EA*5X60M24A*+WALLCON | *80CTL1102120B* | 34000 | 20.5 | 9.5 | 34000 | 25800 | 75.88% | 2.04 | 0 | 12 |  |  |  | No | R-454B | 2.8333 | Residential & Commercial | Ducted CEE Tier 1
213163983 | Central HP <5.4 tons | RHEEM | HRCU-A-CB (Split System: Heat Pump with Remote Outdoor Unit-Air-Source) | RP18AZ24AJVC |  |  | RCFZ2421HEAAM | R962V0705A21M4S | 22800 | 20 | 8.5 | 22800 | 26000 | 114% | 2.1 | 0 | 12.5 |  |  |  | No | R-410A | 1.9 | Residential & Commercial | Ducted CEE Tier 1
214397133 | Central HP <5.4 tons | CHAMPION HEATING AND COOLING | HRCU-A-CB (Split System: Heat Pump with Remote Outdoor Unit-Air-Source) | HH824E2S11 |  |  | CTF30B5ACS1 | TM9Y060B12MP11 | 23000 | 17 | 9.5 | 23000 | 18400 | 80% | 2 | 0 | 11.7 |  |  |  | No | R-454B | 1.9167 | Residential & Commercial | Ducted CEE Tier 1
214397148 | Central HP <5.4 tons | CHAMPION HEATING AND COOLING | HRCU-A-CB (Split System: Heat Pump with Remote Outdoor Unit-Air-Source) | HH824E2S11 |  |  | CTF30B5ACS1 | TMLE080B12MP11 | 23000 | 17 | 9.5 | 23000 | 18400 | 80% | 2 | 0 | 12 |  |  |  | No | R-454B | 1.9167 | Residential & Commercial | Ducted CEE Tier 1
213829727 | Central HP <5.4 tons | RHEEM | HRCU-A-CB (Split System: Heat Pump with Remote Outdoor Unit-Air-Source) | RP18AZ36AJVC |  |  | RCFZ3621MEAAM | R801V0504A17UHU | 34200 | 19 | 8.5 | 34200 | 43500 | 127.2% | 2.2 | 0 | 12.5 |  |  |  | No | R-410A | 2.85 | Residential & Commercial | Ducted CEE Tier 1
213163968 | Central HP <5.4 tons | RHEEM | HRCU-A-CB (Split System: Heat Pump with Remote Outdoor Unit-Air-Source) | RP18AZ24AJVC |  |  | RCFZ2421HEAAM | R962V0855A21M4S | 22800 | 19 | 8.5 | 22800 | 26200 | 114.9% | 2.1 | 0 | 12.5 |  |  |  | No | R-410A | 1.9 | Residential & Commercial | Ducted CEE Tier 1
216013303 | Central HP <5.4 tons | LUXAIRE | HRCU-A-CB (Split System: Heat Pump with Remote Outdoor Unit-Air-Source) | HH824E2S11 |  |  | CTM36B5ADS1+JMET12BS2N1 |  | 23000 | 18 | 9.5 | 23000 | 18000 | 78.26% | 2 | 0 | 12 |  |  |  | No | R-454B | 1.9167 | Residential & Commercial | Ducted CEE Tier 1
213829719 | Central HP <5.4 tons | RHEEM | HRCU-A-CB (Split System: Heat Pump with Remote Outdoor Unit-Air-Source) | RP18AZ24AJVC |  |  | RCFZ2421HEAAM | R801V0504A17UHU | 22800 | 20 | 8.5 | 22800 | 26000 | 114% | 2.1 | 0 | 12.5 |  |  |  | No | R-410A | 1.9 | Residential & Commercial | Ducted CEE Tier 1
212975493 | Central HP <5.4 tons | KEEPRITE | HRCU-A-CB (Split System: Heat Pump with Remote Outdoor Unit-Air-Source) | DLCURAH18ABK |  |  | EN(A,D)4X30L17** | *96VTN0601412B* | 17500 | 16.5 | 8.1 | 18000 | 18700 | 103.9% | 2.24 | 0 | 11 |  |  |  | No | R-410A | 1.4583 | Residential & Commercial | Ducted CEE Tier 1
212975471 | Central HP <5.4 tons | KEEPRITE | HRCU-A-CB (Split System: Heat Pump with Remote Outdoor Unit-Air-Source) | DLCURAH18ABK |  |  | EN(A,D)4X24L17** | *96VTN0601412B* | 17500 | 16 | 8.5 | 18500 | 19200 | 103.8% | 2.3 | 0 | 10.5 |  |  |  | No | R-410A | 1.4583 | Residential & Commercial | Ducted CEE Tier 1
212977726 | Central HP <5.4 tons | KEEPRITE | HRCU-A-CB (Split System: Heat Pump with Remote Outdoor Unit-Air-Source) | DLCURAH18ABK |  |  | EA*4X24L14A* | *80MS(N,L)0451412A* | 17500 | 16.5 | 8.5 | 18400 | 19500 | 106% | 2.34 | 0 | 10.5 |  |  |  | No | R-410A | 1.4583 | Residential & Commercial | Ducted CEE Tier 1
212974686 | Central HP <5.4 tons | KEEPRITE | HRCU-A-CB (Split System: Heat Pump with Remote Outdoor Unit-Air-Source) | DLCURAH18ABK |  |  | EA*4X30L17A* | *96VTN0401410B* | 17300 | 16 | 8.5 | 18100 | 18900 | 104.4% | 2.26 | 0 | 10.5 |  |  |  | No | R-410A | 1.4417 | Residential & Commercial | Ducted CEE Tier 1
214573031 | Central HP <5.4 tons | AIRQUEST | HRCU-A-CB (Split System: Heat Pump with Remote Outdoor Unit-Air-Source) | HVH837GKA** |  |  | EA*4X61L24A*+WALLCON | *95CSU1002122B* | 33200 | 18.5 | 8.5 | 31800 | 24800 | 77.99% | 2 | 0 | 11.5 |  |  |  | No | R-410A | 2.7667 | Residential & Commercial | Ducted CEE Tier 1
215934922 | Central HP <5.4 tons | KENMORE | HRCU-A-CB (Split System: Heat Pump with Remote Outdoor Unit-Air-Source) | (C,H,T)5H3V36*K*AAA* |  |  | EVM5X44M21A*+WALLCON | *97CMN0802120B* | 35600 | 21.5 | 8.5 | 38000 | 28600 | 75.26% | 2.02 | 0 | 12 |  |  |  | No | R-454B | 2.9667 | Residential & Commercial | Ducted CEE Tier 1
215935172 | Central HP <5.4 tons | KENMORE | HRCU-A-CB (Split System: Heat Pump with Remote Outdoor Unit-Air-Source) | (C,H,T)5H3V36*K*AAA* |  |  | EVM5X60M21A*+WALLCON | *80CSU1002120A* | 35600 | 21.5 | 8.5 | 38000 | 28800 | 75.79% | 2.02 | 0 | 12 |  |  |  | No | R-454B | 2.9667 | Residential & Commercial | Ducted CEE Tier 1
214650615 | Central HP <5.4 tons | LUXAIRE | HRCU-A-CB (Split System: Heat Pump with Remote Outdoor Unit-Air-Source) | HH824E2S11 |  |  | CTU36B5XDS1+TXV | Z8ET080B12LMPS1 | 23000 | 19 | 9.5 | 23000 | 18600 | 80.87% | 2 | 0 | 12 |  |  |  | No | R-454B | 1.9167 | Residential & Commercial | Ducted CEE Tier 1
215935142 | Central HP <5.4 tons | KENMORE | HRCU-A-CB (Split System: Heat Pump with Remote Outdoor Unit-Air-Source) | (C,H,T)5H3V36*K*AAA* |  |  | EVM5X49M21A*+WALLCON | *96CTN1002122B* | 35600 | 22 | 8.5 | 38000 | 28600 | 75.26% | 2.02 | 0 | 12.5 |  |  |  | No | R-454B | 2.9667 | Residential & Commercial | Ducted CEE Tier 1
215935212 | Central HP <5.4 tons | KENMORE | HRCU-A-CB (Split System: Heat Pump with Remote Outdoor Unit-Air-Source) | (C,H,T)5H3V36*K*AAA* |  |  | EVM5X60M21A*+WALLCON | *80CTL0901716B* | 35600 | 22 | 8.5 | 38000 | 28600 | 75.26% | 2.02 | 0 | 12 |  |  |  | No | R-454B | 2.9667 | Residential & Commercial | Ducted CEE Tier 1
215934992 | Central HP <5.4 tons | KENMORE | HRCU-A-CB (Split System: Heat Pump with Remote Outdoor Unit-Air-Source) | (C,H,T)5H3V36*K*AAA* |  |  | EVM5X49M21A*+WALLCON | *80CSU1002120A* | 35600 | 21.5 | 8.5 | 38000 | 28800 | 75.79% | 2.02 | 0 | 12 |  |  |  | No | R-454B | 2.9667 | Residential & Commercial | Ducted CEE Tier 1
215935302 | Central HP <5.4 tons | KENMORE | HRCU-A-CB (Split System: Heat Pump with Remote Outdoor Unit-Air-Source) | (C,H,T)5H3V36*K*AAA* |  |  | EVM5X60M21A*+WALLCON | *97CMN1002122B* | 35600 | 22 | 8.5 | 38000 | 28600 | 75.26% | 2.02 | 0 | 12.5 |  |  |  | No | R-454B | 2.9667 | Residential & Commercial | Ducted CEE Tier 1
215678229 | Central HP <5.4 tons | DAY & NIGHT | HRCU-A-CB (Split System: Heat Pump with Remote Outdoor Unit-Air-Source) | C5H0V24*K*AAA* |  |  | EA*5X25M17A*+WALLCON | *80CSU0401712B* | 24000 | 17 | 9 | 23200 | 16300 | 70.26% | 2.02 | 0 | 10.5 |  |  |  | No | R-454B | 2 | Residential & Commercial | Ducted CEE Tier 1
215678379 | Central HP <5.4 tons | DAY & NIGHT | HRCU-A-CB (Split System: Heat Pump with Remote Outdoor Unit-Air-Source) | C5H0V24*K*AAA* |  |  | EA*5X37M17A*+WALLCON | *97CTN0801716A* | 23800 | 17 | 9 | 23400 | 16500 | 70.51% | 2 | 0 | 10 |  |  |  | No | R-454B | 1.9833 | Residential & Commercial | Ducted CEE Tier 1
215934752 | Central HP <5.4 tons | KENMORE | HRCU-A-CB (Split System: Heat Pump with Remote Outdoor Unit-Air-Source) | (C,H,T)5H3V36*K*AAA* |  |  | EVM5X42M21A*+WALLCON | *96CTN0601714B* | 34000 | 20.5 | 8.1 | 38000 | 27000 | 71.05% | 1.95 | 0 | 11 |  |  |  | No | R-454B | 2.8333 | Residential & Commercial | Ducted CEE Tier 1
215934802 | Central HP <5.4 tons | KENMORE | HRCU-A-CB (Split System: Heat Pump with Remote Outdoor Unit-Air-Source) | (C,H,T)5H3V36*K*AAA* |  |  | EVM5X44M21A*+WALLCON | *80CSU1002120A* | 35600 | 21.5 | 8.5 | 38000 | 28800 | 75.79% | 2.02 | 0 | 12 |  |  |  | No | R-454B | 2.9667 | Residential & Commercial | Ducted CEE Tier 1
215934902 | Central HP <5.4 tons | KENMORE | HRCU-A-CB (Split System: Heat Pump with Remote Outdoor Unit-Air-Source) | (C,H,T)5H3V36*K*AAA* |  |  | EVM5X44M21A*+WALLCON | *97CMN0602120B* | 35400 | 21 | 8.5 | 38500 | 29000 | 75.32% | 2.02 | 0 | 12 |  |  |  | No | R-454B | 2.95 | Residential & Commercial | Ducted CEE Tier 1
215935322 | Central HP <5.4 tons | KENMORE | HRCU-A-CB (Split System: Heat Pump with Remote Outdoor Unit-Air-Source) | (C,H,T)5H3V36*K*AAA* |  |  | EVM5X60M21A*+WALLCON | *96CTN1002122B* | 35600 | 22 | 8.5 | 38000 | 28600 | 75.26% | 2.02 | 0 | 12.5 |  |  |  | No | R-454B | 2.9667 | Residential & Commercial | Ducted CEE Tier 1
215935342 | Central HP <5.4 tons | KENMORE | HRCU-A-CB (Split System: Heat Pump with Remote Outdoor Unit-Air-Source) | (C,H,T)5H3V36*K*AAA* |  |  | EVM5X60M24A*+WALLCON | *80CTL0702120B* | 35400 | 21.5 | 8.5 | 38000 | 28600 | 75.26% | 2.04 | 0 | 12 |  |  |  | No | R-454B | 2.95 | Residential & Commercial | Ducted CEE Tier 1
215934772 | Central HP <5.4 tons | KENMORE | HRCU-A-CB (Split System: Heat Pump with Remote Outdoor Unit-Air-Source) | (C,H,T)5H3V36*K*AAA* |  |  | EVM5X43M21A*+WALLCON | *96CTN0601714B* | 34600 | 20.5 | 8.5 | 38000 | 27600 | 72.63% | 2.06 | 0 | 11.5 |  |  |  | No | R-454B | 2.8833 | Residential & Commercial | Ducted CEE Tier 1
215934822 | Central HP <5.4 tons | KENMORE | HRCU-A-CB (Split System: Heat Pump with Remote Outdoor Unit-Air-Source) | (C,H,T)5H3V36*K*AAA* |  |  | EVM5X44M21A*+WALLCON | *80CTL0701716B* | 35400 | 21.5 | 8.5 | 38500 | 29000 | 75.32% | 2.02 | 0 | 12 |  |  |  | No | R-454B | 2.95 | Residential & Commercial | Ducted CEE Tier 1
215934242 | Central HP <5.4 tons | KENMORE | HRCU-A-CB (Split System: Heat Pump with Remote Outdoor Unit-Air-Source) | (C,H,T)5H3V48*K*AAA* |  |  | EA*5X61M21A*+WALLCON | *97CMN0602120B* | 44500 | 20.5 | 9.4 | 49000 | 37400 | 76.33% | 2 | 0 | 10 |  |  |  | No | R-454B | 3.7083 | Residential & Commercial | Ducted CEE Tier 1
215934442 | Central HP <5.4 tons | KENMORE | HRCU-A-CB (Split System: Heat Pump with Remote Outdoor Unit-Air-Source) | (C,H,T)5H3V48*K*AAA* |  |  | ESH5X48M12A*+WALLCON | *80CTL0701412B* | 43000 | 19.5 | 8.5 | 49000 | 35400 | 72.24% | 1.8 | 0 | 11 |  |  |  | No | R-454B | 3.5833 | Residential & Commercial | Ducted CEE Tier 1
215934492 | Central HP <5.4 tons | KENMORE | HRCU-A-CB (Split System: Heat Pump with Remote Outdoor Unit-Air-Source) | (C,H,T)5H3V48*K*AAA* |  |  | ESH5X48M12A*+WALLCON | *97CMN0802120B* | 44000 | 20 | 9 | 48500 | 36600 | 75.46% | 1.8 | 0 | 10.5 |  |  |  | No | R-454B | 3.6667 | Residential & Commercial | Ducted CEE Tier 1
215934542 | Central HP <5.4 tons | KENMORE | HRCU-A-CB (Split System: Heat Pump with Remote Outdoor Unit-Air-Source) | (C,H,T)5H3V48*K*AAA* |  |  | ESH5X48M12A*+WALLCON | *96CTN1202422B* | 44500 | 20 | 9 | 48500 | 36400 | 75.05% | 1.82 | 0 | 10.5 |  |  |  | No | R-454B | 3.7083 | Residential & Commercial | Ducted CEE Tier 1
214396335 | Central HP <5.4 tons | CHAMPION HEATING AND COOLING | HRCU-A-CB (Split System: Heat Pump with Remote Outdoor Unit-Air-Source) | HH860E2S11 |  |  | CTM60C5CHS1 | TM8Y100C20MP11 | 54000 | 19 | 9 | 55000 | 39500 | 71.82% | 2 | 0 | 11 |  |  |  | No | R-454B | 4.5 | Residential & Commercial | Ducted CEE Tier 1
214396753 | Central HP <5.4 tons | CHAMPION HEATING AND COOLING | HRCU-A-CB (Split System: Heat Pump with Remote Outdoor Unit-Air-Source) | HH860E2S11 |  |  | CTF60D5CHS1 | TMLE130D20MP11 | 54000 | 19 | 8.5 | 55000 | 38500 | 70% | 2 | 0 | 11.7 |  |  |  | No | R-454B | 4.5 | Residential & Commercial | Ducted CEE Tier 1
215853470 | Central HP <5.4 tons | LUXAIRE | HRCU-A-CB (Split System: Heat Pump with Remote Outdoor Unit-Air-Source) | HH860E2S11 |  |  | CTM60D5CJS1 | TM8E130D20MP11 | 53500 | 18 | 9 | 55500 | 39500 | 71.17% | 2 | 0 | 11 |  |  |  | No | R-454B | 4.4583 | Residential & Commercial | Ducted CEE Tier 1
215588269 | Central HP <5.4 tons | CARRIER | HRCU-A-CB (Split System: Heat Pump with Remote Outdoor Unit-Air-Source) | 27VNA154A*030* |  |  | CVAMA6124XMA*+UI | 58TN*B090C21**20 | 53000 | 20 | 8.1 | 53000 | 46000 | 86.79% | 1.84 | 0 | 12.5 |  |  |  | No | R-454B | 4.4167 | Residential & Commercial | Ducted CEE Tier 1
215588353 | Central HP <5.4 tons | CARRIER | HRCU-A-CB (Split System: Heat Pump with Remote Outdoor Unit-Air-Source) | 27VNA154A*030* |  |  | CVAVA6024XMA*+UI | 58TN*B070C21**20 | 51500 | 19 | 8.1 | 53000 | 47000 | 88.68% | 1.82 | 0 | 11.5 |  |  |  | No | R-454B | 4.2917 | Residential & Commercial | Ducted CEE Tier 1
215588435 | Central HP <5.4 tons | CARRIER | HRCU-A-CB (Split System: Heat Pump with Remote Outdoor Unit-Air-Source) | 27VNA154A*030* |  |  | CAA**6121AM*+UI | 58CU*B040C17**12 | 50000 | 19 | 10 | 52000 | 51500 | 99.04% | 1.96 | 0 | 12 |  |  |  | No | R-454B | 4.1667 | Residential & Commercial | Ducted CEE Tier 1
215588437 | Central HP <5.4 tons | CARRIER | HRCU-A-CB (Split System: Heat Pump with Remote Outdoor Unit-Air-Source) | 27VNA154A*030* |  |  | CAA**6121AM*+UI | 58CU*B060C17**16 | 49500 | 19 | 10 | 52000 | 51500 | 99.04% | 2 | 0 | 12 |  |  |  | No | R-454B | 4.125 | Residential & Commercial | Ducted CEE Tier 1
215588451 | Central HP <5.4 tons | CARRIER | HRCU-A-CB (Split System: Heat Pump with Remote Outdoor Unit-Air-Source) | 27VNA154A*030* |  |  | CSAH*6012AM*+UI | 58CU*B060C17**16 | 49500 | 18.5 | 10 | 51500 | 50500 | 98.06% | 2 | 0 | 11.5 |  |  |  | No | R-454B | 4.125 | Residential & Commercial | Ducted CEE Tier 1
215588089 | Central HP <5.4 tons | CARRIER | HRCU-A-CB (Split System: Heat Pump with Remote Outdoor Unit-Air-Source) | 27VNA154A*030* |  |  | CAA**6024AM*+UI | 58CU*A100C21**20 | 49000 | 19 | 10.5 | 52500 | 53500 | 101.9% | 1.96 | 0 | 11 |  |  |  | No | R-454B | 4.0833 | Residential & Commercial | Ducted CEE Tier 1
215679339 | Central HP <5.4 tons | DAY & NIGHT | HRCU-A-CB (Split System: Heat Pump with Remote Outdoor Unit-Air-Source) | C5H0V36*K*AAA* |  |  | EA*5X37M21A*+WALLCON | *97CTN1002122A* | 34600 | 18 | 9 | 35200 | 25000 | 71.02% | 1.9 | 0 | 10 |  |  |  | No | R-454B | 2.8833 | Residential & Commercial | Ducted CEE Tier 1
215679489 | Central HP <5.4 tons | DAY & NIGHT | HRCU-A-CB (Split System: Heat Pump with Remote Outdoor Unit-Air-Source) | C5H0V36*K*AAA* |  |  | EA*5X48M21A*+WALLCON | *96CTN0802120B* | 33800 | 18 | 9 | 35000 | 25000 | 71.43% | 1.88 | 0 | 10 |  |  |  | No | R-454B | 2.8167 | Residential & Commercial | Ducted CEE Tier 1
215679539 | Central HP <5.4 tons | DAY & NIGHT | HRCU-A-CB (Split System: Heat Pump with Remote Outdoor Unit-Air-Source) | C5H0V36*K*AAA* |  |  | EA*5X48M21A*+WALLCON | *97CTN0802120A* | 33800 | 18 | 9 | 35000 | 25000 | 71.43% | 1.88 | 0 | 10 |  |  |  | No | R-454B | 2.8167 | Residential & Commercial | Ducted CEE Tier 1
215588123 | Central HP <5.4 tons | CARRIER | HRCU-A-CB (Split System: Heat Pump with Remote Outdoor Unit-Air-Source) | 27VNA154A*030* |  |  | CAA**6121AM*+UI | 59MN7C080C21**20 | 50000 | 19 | 10.5 | 53000 | 53000 | 100% | 1.92 | 0 | 11 |  |  |  | No | R-454B | 4.1667 | Residential & Commercial | Ducted CEE Tier 1
215588137 | Central HP <5.4 tons | CARRIER | HRCU-A-CB (Split System: Heat Pump with Remote Outdoor Unit-Air-Source) | 27VNA154A*030* |  |  | CSAH*4812AM*+UI | 58TN*B070C17**16 | 48000 | 17.5 | 11.5 | 52000 | 51000 | 98.08% | 1.92 | 0 | 11 |  |  |  | No | R-454B | 4 | Residential & Commercial | Ducted CEE Tier 1
215588157 | Central HP <5.4 tons | CARRIER | HRCU-A-CB (Split System: Heat Pump with Remote Outdoor Unit-Air-Source) | 27VNA154A*030* |  |  | CSAH*6012AM*+UI | 58TN*B070C14**12 | 48000 | 17.5 | 9 | 50500 | 50000 | 99.01% | 1.96 | 0 | 11.7 |  |  |  | No | R-454B | 4 | Residential & Commercial | Ducted CEE Tier 1
215588173 | Central HP <5.4 tons | CARRIER | HRCU-A-CB (Split System: Heat Pump with Remote Outdoor Unit-Air-Source) | 27VNA154A*030* |  |  | CSAH*6012AM*+UI | 59CU5B100C21**22 | 50000 | 18.5 | 10 | 52000 | 53000 | 101.9% | 1.84 | 0 | 11.5 |  |  |  | No | R-454B | 4.1667 | Residential & Commercial | Ducted CEE Tier 1
215588373 | Central HP <5.4 tons | CARRIER | HRCU-A-CB (Split System: Heat Pump with Remote Outdoor Unit-Air-Source) | 27VNA154A*030* |  |  | CVAVA6024XMA*+UI | 59TN6C120C24**22 | 52000 | 19 | 8.1 | 52500 | 46500 | 88.57% | 1.86 | 0 | 12 |  |  |  | No | R-454B | 4.3333 | Residential & Commercial | Ducted CEE Tier 1
215588421 | Central HP <5.4 tons | CARRIER | HRCU-A-CB (Split System: Heat Pump with Remote Outdoor Unit-Air-Source) | 27VNA154A*030* |  |  | CAA**4821AM*+UI | 59TN7A080C17**16 | 47000 | 18 | 10.5 | 51500 | 51000 | 99.03% | 2 | 0 | 11 |  |  |  | No | R-454B | 3.9167 | Residential & Commercial | Ducted CEE Tier 1
215588257 | Central HP <5.4 tons | CARRIER | HRCU-A-CB (Split System: Heat Pump with Remote Outdoor Unit-Air-Source) | 27VNA154A*030* |  |  | CVAMA6024XMA*+UI | 59MN7C080C21**20 | 51500 | 19 | 8.1 | 53000 | 45500 | 85.85% | 1.88 | 0 | 11.5 |  |  |  | No | R-454B | 4.2917 | Residential & Commercial | Ducted CEE Tier 1
215934603 | Central HP <5.4 tons | TEMPSTAR | HRCU-A-CB (Split System: Heat Pump with Remote Outdoor Unit-Air-Source) | T5H3V48*K*AAA* |  |  | ESH5X60M12A*+WALLCON | *97CMN0801714B* | 44000 | 19.5 | 9 | 49000 | 36400 | 74.29% | 1.84 | 0 | 11 |  |  |  | No | R-454B | 3.6667 | Residential & Commercial | Ducted CEE Tier 1
213163977 | Central HP <5.4 tons | RHEEM | HRCU-A-CB (Split System: Heat Pump with Remote Outdoor Unit-Air-Source) | RP18AZ24AJVC |  |  | RCFZ2421HEAAM | R98MV0855A21UPS | 22800 | 20 | 8.5 | 22800 | 26000 | 114% | 2.1 | 0 | 12.5 |  |  |  | No | R-410A | 1.9 | Residential & Commercial | Ducted CEE Tier 1
213067498 | Central HP <5.4 tons | ACIQ | HRCU-A-CB (Split System: Heat Pump with Remote Outdoor Unit-Air-Source) | HVH825GKA2* |  |  | EA*4X42L21A*+WALLCON | *95CSU0802120A* | 23800 | 16.5 | 8.1 | 21400 | 16600 | 77.57% | 1.96 | 0 | 11 |  |  |  | No | R-410A | 1.9833 | Residential & Commercial | Ducted CEE Tier 1
213067546 | Central HP <5.4 tons | ACIQ | HRCU-A-CB (Split System: Heat Pump with Remote Outdoor Unit-Air-Source) | HVH825GKA2* |  |  | EA*4X48L21A*+WALLCON | *97CMN1002122A* | 24000 | 16.5 | 8.1 | 21000 | 16500 | 78.57% | 2.02 | 0 | 11 |  |  |  | No | R-410A | 2 | Residential & Commercial | Ducted CEE Tier 1
213067565 | Central HP <5.4 tons | ACIQ | HRCU-A-CB (Split System: Heat Pump with Remote Outdoor Unit-Air-Source) | HVH825GKA2* |  |  | EHD4X42AAL+WALLCON | *95CSU0802120A* | 24200 | 16 | 8.1 | 21400 | 16600 | 77.57% | 2 | 0 | 11 |  |  |  | No | R-410A | 2.0167 | Residential & Commercial | Ducted CEE Tier 1
213067581 | Central HP <5.4 tons | ACIQ | HRCU-A-CB (Split System: Heat Pump with Remote Outdoor Unit-Air-Source) | HVH825GKA2* |  |  | EHD4X48AAL+WALLCON | *80CTL0701716A* | 24200 | 16.5 | 8.1 | 21200 | 16600 | 78.3% | 2.02 | 0 | 10.5 |  |  |  | No | R-410A | 2.0167 | Residential & Commercial | Ducted CEE Tier 1
213067583 | Central HP <5.4 tons | ACIQ | HRCU-A-CB (Split System: Heat Pump with Remote Outdoor Unit-Air-Source) | HVH825GKA2* |  |  | EHD4X48AAL+WALLCON | *80CTL1352422A* | 24200 | 16 | 8.1 | 21200 | 16600 | 78.3% | 2.02 | 0 | 11 |  |  |  | No | R-410A | 2.0167 | Residential & Commercial | Ducted CEE Tier 1
213067596 | Central HP <5.4 tons | ACIQ | HRCU-A-CB (Split System: Heat Pump with Remote Outdoor Unit-Air-Source) | HVH825GKA2* |  |  | EN(A,D)4X48L24**+WALLCON | *80CSU1002120A* | 24000 | 16.5 | 8.1 | 21400 | 16600 | 77.57% | 2 | 0 | 11 |  |  |  | No | R-410A | 2 | Residential & Commercial | Ducted CEE Tier 1
215940947 | Central HP <5.4 tons | AIRQUEST | HRCU-A-CB (Split System: Heat Pump with Remote Outdoor Unit-Air-Source) | H5H3V48*K*AAA* |  |  | EA*5X48M21A*+WALLCON | *80CSU0401712B* | 43500 | 21 | 9.5 | 48000 | 36400 | 75.83% | 1.92 | 0 | 11 |  |  |  | No | R-454B | 3.625 | Residential & Commercial | Ducted CEE Tier 1
215937270 | Central HP <5.4 tons | DAY & NIGHT | HRCU-A-CB (Split System: Heat Pump with Remote Outdoor Unit-Air-Source) | C5H3V48*K*AAA* |  |  | EVM5X49M21A*+WALLCON | *96CTN0801714B* | 44000 | 20 | 8.1 | 53500 | 37600 | 70.28% | 2 | 0 | 11.5 |  |  |  | No | R-454B | 3.6667 | Residential & Commercial | Ducted CEE Tier 1
215937570 | Central HP <5.4 tons | DAY & NIGHT | HRCU-A-CB (Split System: Heat Pump with Remote Outdoor Unit-Air-Source) | C5H3V48*K*AAA* |  |  | EVM5X60M24A*+WALLCON | *96CTN1202422B* | 45500 | 20.5 | 8.1 | 52500 | 38000 | 72.38% | 1.95 | 0 | 11.5 |  |  |  | No | R-454B | 3.7917 | Residential & Commercial | Ducted CEE Tier 1
215938090 | Central HP <5.4 tons | DAY & NIGHT | HRCU-A-CB (Split System: Heat Pump with Remote Outdoor Unit-Air-Source) | C5H3V48*K*AAA* |  |  | EVD5X49M24A*+WALLCON | *97CMN1002122B* | 45500 | 20.5 | 8.1 | 52500 | 38000 | 72.38% | 1.9 | 0 | 11.5 |  |  |  | No | R-454B | 3.7917 | Residential & Commercial | Ducted CEE Tier 1
215932544 | Central HP <5.4 tons | CARRIER | HRCU-A-CB (Split System: Heat Pump with Remote Outdoor Unit-Air-Source) | 27VNA336A*030* |  |  | CAA**6024AM*+UI | 58TN*B090C21**20 | 34000 | 20.5 | 9.5 | 34000 | 25800 | 75.88% | 2.06 | 0 | 12 |  |  |  | No | R-454B | 2.8333 | Residential & Commercial | Ducted CEE Tier 1
215932674 | Central HP <5.4 tons | CARRIER | HRCU-A-CB (Split System: Heat Pump with Remote Outdoor Unit-Air-Source) | 27VNA336A*030* |  |  | CAA**6121AM*+UI | 58CU*A100C21**20 | 34400 | 20 | 9 | 34600 | 26200 | 75.72% | 1.94 | 0 | 11.7 |  |  |  | No | R-454B | 2.8667 | Residential & Commercial | Ducted CEE Tier 1
215679639 | Central HP <5.4 tons | DAY & NIGHT | HRCU-A-CB (Split System: Heat Pump with Remote Outdoor Unit-Air-Source) | C5H0V36*K*AAA* |  |  | EA*5X61M21A*+WALLCON | *97CTN0801716A* | 34600 | 18 | 9 | 34600 | 25000 | 72.25% | 1.92 | 0 | 10 |  |  |  | No | R-454B | 2.8833 | Residential & Commercial | Ducted CEE Tier 1
215676399 | Central HP <5.4 tons | DAY & NIGHT | HRCU-A-CB (Split System: Heat Pump with Remote Outdoor Unit-Air-Source) | C5H0V48*K*AAA* |  |  | EVD5X49M24A*+WALLCON | *96CTN1202422B* | 48000 | 19 | 9 | 50000 | 36600 | 73.2% | 2 | 0 | 10.5 |  |  |  | No | R-454B | 4 | Residential & Commercial | Ducted CEE Tier 1
215676479 | Central HP <5.4 tons | DAY & NIGHT | HRCU-A-CB (Split System: Heat Pump with Remote Outdoor Unit-Air-Source) | C5H0V48*K*AAA* |  |  | EVD5X60M21A*+WALLCON | *80CTL0902120B* | 48000 | 19 | 9.5 | 50000 | 36600 | 73.2% | 2.12 | 0 | 10.5 |  |  |  | No | R-454B | 4 | Residential & Commercial | Ducted CEE Tier 1
215588423 | Central HP <5.4 tons | CARRIER | HRCU-A-CB (Split System: Heat Pump with Remote Outdoor Unit-Air-Source) | 27VNA154A*030* |  |  | CAA**6024AM*+UI | 59TN6C080C21**20 | 49000 | 19 | 10.5 | 52500 | 53500 | 101.9% | 1.94 | 0 | 11 |  |  |  | No | R-454B | 4.0833 | Residential & Commercial | Ducted CEE Tier 1
215588439 | Central HP <5.4 tons | CARRIER | HRCU-A-CB (Split System: Heat Pump with Remote Outdoor Unit-Air-Source) | 27VNA154A*030* |  |  | CAA**6121AM*+UI | 59TN7A080C17**16 | 49000 | 18.5 | 10 | 52500 | 51500 | 98.1% | 2.02 | 0 | 11.5 |  |  |  | No | R-454B | 4.0833 | Residential & Commercial | Ducted CEE Tier 1
215588491 | Central HP <5.4 tons | CARRIER | HRCU-A-CB (Split System: Heat Pump with Remote Outdoor Unit-Air-Source) | 27VNA154A*030* |  |  | CVAMA6024XMA*+UI | 59TN7A100C21**22 | 52000 | 19 | 8.1 | 53000 | 46500 | 87.74% | 1.84 | 0 | 11.5 |  |  |  | No | R-454B | 4.3333 | Residential & Commercial | Ducted CEE Tier 1
215588141 | Central HP <5.4 tons | CARRIER | HRCU-A-CB (Split System: Heat Pump with Remote Outdoor Unit-Air-Source) | 27VNA154A*030* |  |  | CSAH*4812AM*+UI | 59CU5B080C21**20 | 48500 | 17.5 | 10.5 | 52500 | 52000 | 99.05% | 1.92 | 0 | 10.5 |  |  |  | No | R-454B | 4.0417 | Residential & Commercial | Ducted CEE Tier 1
215588159 | Central HP <5.4 tons | CARRIER | HRCU-A-CB (Split System: Heat Pump with Remote Outdoor Unit-Air-Source) | 27VNA154A*030* |  |  | CSAH*6012AM*+UI | 58TN*B070C17**16 | 48500 | 18 | 9.5 | 52000 | 51000 | 98.08% | 1.9 | 0 | 11.5 |  |  |  | No | R-454B | 4.0417 | Residential & Commercial | Ducted CEE Tier 1
215588345 | Central HP <5.4 tons | CARRIER | HRCU-A-CB (Split System: Heat Pump with Remote Outdoor Unit-Air-Source) | 27VNA154A*030* |  |  | CVAVA6021XMA*+UI | 59MN7C080C21**20 | 52000 | 19 | 8.1 | 53500 | 45500 | 85.05% | 1.88 | 0 | 11.5 |  |  |  | No | R-454B | 4.3333 | Residential & Commercial | Ducted CEE Tier 1
215588443 | Central HP <5.4 tons | CARRIER | HRCU-A-CB (Split System: Heat Pump with Remote Outdoor Unit-Air-Source) | 27VNA154A*030* |  |  | CSAH*4812AM*+UI | 58CU*B060C17**16 | 48500 | 18 | 11.5 | 51500 | 50500 | 98.06% | 1.96 | 0 | 11.5 |  |  |  | No | R-454B | 4.0417 | Residential & Commercial | Ducted CEE Tier 1
215674670 | Central HP <5.4 tons | DAY & NIGHT | HRCU-A-CB (Split System: Heat Pump with Remote Outdoor Unit-Air-Source) | C5H0V48*K*AAA* |  |  | EA*5X61M24A*+WALLCON | *96CTN1202422B* | 46000 | 18.5 | 9 | 47500 | 33600 | 70.74% | 2.06 | 0 | 10 |  |  |  | No | R-454B | 3.8333 | Residential & Commercial | Ducted CEE Tier 1
215675619 | Central HP <5.4 tons | DAY & NIGHT | HRCU-A-CB (Split System: Heat Pump with Remote Outdoor Unit-Air-Source) | C5H0V48*K*AAA* |  |  | EVM5X49M21A*+WALLCON | *97CMN0801714B* | 47500 | 18.5 | 9 | 50000 | 37400 | 74.8% | 1.98 | 0 | 10 |  |  |  | No | R-454B | 3.9583 | Residential & Commercial | Ducted CEE Tier 1
213369389 | Central HP <5.4 tons | CARRIER | HRCU-A-CB (Split System: Heat Pump with Remote Outdoor Unit-Air-Source) | 38MURAQ18AB3* | ADP |  | H,PG7J936 | 59TP6C060V14**12 | 17300 | 16 | 8.5 | 16900 | 19400 | 114.8% | 2.38 | 0 | 10.5 |  |  |  | No | R-410A | 1.4417 | Residential & Commercial | Ducted CEE Tier 1
212976066 | Central HP <5.4 tons | KEEPRITE | HRCU-A-CB (Split System: Heat Pump with Remote Outdoor Unit-Air-Source) | DLCURAH24ABK |  |  | EA*4X37L17A* | *96VTN0801716B* | 24200 | 17 | 8.5 | 25800 | 22200 | 86.05% | 1.84 | 0 | 10 |  |  |  | No | R-410A | 2.0167 | Residential & Commercial | Ducted CEE Tier 1
212978146 | Central HP <5.4 tons | KEEPRITE | HRCU-A-CB (Split System: Heat Pump with Remote Outdoor Unit-Air-Source) | DLCURAH24ABK |  |  | EA*4X36L17A* | *80MS(N,L)0701412A* | 23600 | 17.5 | 8.5 | 26200 | 23800 | 90.84% | 2 | 0 | 10 |  |  |  | No | R-410A | 1.9667 | Residential & Commercial | Ducted CEE Tier 1
213069647 | Central HP <5.4 tons | ACIQ | HRCU-A-CB (Split System: Heat Pump with Remote Outdoor Unit-Air-Source) | DLCURAH24ABK |  |  | EA*4X24L17A* | *96VSN0801716A* | 23800 | 16.5 | 8.5 | 26800 | 24000 | 89.55% | 1.98 | 0 | 10 |  |  |  | No | R-410A | 1.9833 | Residential & Commercial | Ducted CEE Tier 1
213069662 | Central HP <5.4 tons | ACIQ | HRCU-A-CB (Split System: Heat Pump with Remote Outdoor Unit-Air-Source) | DLCURAH24ABK |  |  | EA*4X24L17A* | *96VTN0601412A* | 23200 | 16.5 | 8.5 | 26400 | 25600 | 96.97% | 2.14 | 0 | 10 |  |  |  | No | R-410A | 1.9333 | Residential & Commercial | Ducted CEE Tier 1
213069677 | Central HP <5.4 tons | ACIQ | HRCU-A-CB (Split System: Heat Pump with Remote Outdoor Unit-Air-Source) | DLCURAH24ABK |  |  | EA*4X24L17A* | *80ESU0601716A | 24600 | 16.5 | 8.5 | 27200 | 23000 | 84.56% | 1.9 | 0 | 10 |  |  |  | No | R-410A | 2.05 | Residential & Commercial | Ducted CEE Tier 1
213069695 | Central HP <5.4 tons | ACIQ | HRCU-A-CB (Split System: Heat Pump with Remote Outdoor Unit-Air-Source) | DLCURAH24ABK |  |  | EA*4X25L17A* | *96VTN0801716A* | 24800 | 17 | 8.5 | 25600 | 21200 | 82.81% | 1.78 | 0 | 10.5 |  |  |  | No | R-410A | 2.0667 | Residential & Commercial | Ducted CEE Tier 1
212974099 | Central HP <5.4 tons | KEEPRITE | HRCU-A-CB (Split System: Heat Pump with Remote Outdoor Unit-Air-Source) | DLCURAH24ABK |  |  | EA*4X36L21A* | *96VSN0802120B* | 24000 | 17 | 8.5 | 26400 | 23400 | 88.64% | 1.94 | 0 | 10 |  |  |  | No | R-410A | 2 | Residential & Commercial | Ducted CEE Tier 1
213785732 | Central HP <5.4 tons | CARRIER | HRCU-A-CB (Split System: Heat Pump with Remote Outdoor Unit-Air-Source) | 25VNA436A*031* |  |  | CSPH*6012AL*+UI | 58TN*B070C14**12 | 33800 | 18.5 | 8.5 | 36200 | 25400 | 70.17% | 2 | 0 | 11.7 |  |  |  | No | R-410A | 2.8167 | Residential & Commercial | Ducted CEE Tier 1
213785748 | Central HP <5.4 tons | CARRIER | HRCU-A-CB (Split System: Heat Pump with Remote Outdoor Unit-Air-Source) | 25VNA436A*031* |  |  | CSPH*6012AL*+UI | 59MN7C080C17**14 | 33800 | 18.5 | 8.5 | 36200 | 25400 | 70.17% | 2 | 0 | 11.7 |  |  |  | No | R-410A | 2.8167 | Residential & Commercial | Ducted CEE Tier 1
215666970 | Central HP <5.4 tons | DAY & NIGHT | HRCU-A-CB (Split System: Heat Pump with Remote Outdoor Unit-Air-Source) | C5H0V24*K*AAA* |  |  | EA*5X24M17A*+WALLCON | *80CSU0401712A* | 22800 | 16.5 | 9 | 24000 | 16800 | 70% | 1.96 | 0 | 10 |  |  |  | No | R-454B | 1.9 | Residential & Commercial | Ducted CEE Tier 1
215667872 | Central HP <5.4 tons | DAY & NIGHT | HRCU-A-CB (Split System: Heat Pump with Remote Outdoor Unit-Air-Source) | C5H0V24*K*AAA* |  |  | EA*5X37M21A*+WALLCON | *80CTL1102120B* | 24000 | 17.5 | 9 | 23200 | 16300 | 70.26% | 2.02 | 0 | 10.5 |  |  |  | No | R-454B | 2 | Residential & Commercial | Ducted CEE Tier 1
213067597 | Central HP <5.4 tons | ACIQ | HRCU-A-CB (Split System: Heat Pump with Remote Outdoor Unit-Air-Source) | HVH825GKA2* |  |  | EN(A,D)4X48L24**+WALLCON | *80CTL1352422A* | 24200 | 17 | 8.1 | 21400 | 16600 | 77.57% | 2.02 | 0 | 11.5 |  |  |  | No | R-410A | 2.0167 | Residential & Commercial | Ducted CEE Tier 1
213067629 | Central HP <5.4 tons | ACIQ | HRCU-A-CB (Split System: Heat Pump with Remote Outdoor Unit-Air-Source) | HVH825GKA2* |  |  | EN(A,D,W)4X48L21**+WALLCON | *96CTN0601714A* | 24000 | 16.5 | 8.1 | 21400 | 16700 | 78.04% | 2 | 0 | 11 |  |  |  | No | R-410A | 2 | Residential & Commercial | Ducted CEE Tier 1
214396292 | Central HP <5.4 tons | CHAMPION HEATING AND COOLING | HRCU-A-CB (Split System: Heat Pump with Remote Outdoor Unit-Air-Source) | HH824E2S11 |  |  | CTM30B5ACS1 | TL9E060B12UH11 | 23000 | 17 | 9.5 | 23000 | 18300 | 79.57% | 2 | 0 | 12 |  |  |  | No | R-454B | 1.9167 | Residential & Commercial | Ducted CEE Tier 1
215425848 | Central HP <5.4 tons | YORK | HRCU-A-CB (Split System: Heat Pump with Remote Outdoor Unit-Air-Source) | HH824E2S11 | ADP |  | H,YE32*24+TXV | YP9C080B12MP13 | 22200 | 17 | 8.65 | 21200 | 17300 | 81.6% | 1.94 | 0 | 11.5 |  |  |  | No | R-454B | 1.85 | Residential & Commercial | Ducted CEE Tier 1
211641649 | Central HP <5.4 tons | MAINLINE | HRCU-A-CB (Split System: Heat Pump with Remote Outdoor Unit-Air-Source) | MLP18AZ48AJVC |  |  | MLHMVZ6021SEACA |  | 45000 | 18 | 8.5 | 40000 | 42000 | 105% | 1.8 | 0 | 12 |  |  |  | No | R-410A | 3.75 | Residential & Commercial | Ducted CEE Tier 1
215675539 | Central HP <5.4 tons | DAY & NIGHT | HRCU-A-CB (Split System: Heat Pump with Remote Outdoor Unit-Air-Source) | C5H0V48*K*AAA* |  |  | EVM5X49M21A*+WALLCON | *80CTL0701716B* | 48000 | 18.5 | 9 | 50000 | 37200 | 74.4% | 2 | 0 | 10 |  |  |  | No | R-454B | 4 | Residential & Commercial | Ducted CEE Tier 1
215675559 | Central HP <5.4 tons | DAY & NIGHT | HRCU-A-CB (Split System: Heat Pump with Remote Outdoor Unit-Air-Source) | C5H0V48*K*AAA* |  |  | EVM5X49M21A*+WALLCON | *80CTL0901716B* | 48000 | 19 | 9 | 50000 | 37000 | 74% | 1.98 | 0 | 10 |  |  |  | No | R-454B | 4 | Residential & Commercial | Ducted CEE Tier 1
215675609 | Central HP <5.4 tons | DAY & NIGHT | HRCU-A-CB (Split System: Heat Pump with Remote Outdoor Unit-Air-Source) | C5H0V48*K*AAA* |  |  | EVM5X49M21A*+WALLCON | *97CMN0602120B* | 47500 | 18.5 | 9 | 50000 | 37200 | 74.4% | 1.98 | 0 | 10 |  |  |  | No | R-454B | 3.9583 | Residential & Commercial | Ducted CEE Tier 1
215675639 | Central HP <5.4 tons | DAY & NIGHT | HRCU-A-CB (Split System: Heat Pump with Remote Outdoor Unit-Air-Source) | C5H0V48*K*AAA* |  |  | EVM5X49M21A*+WALLCON | *97CMN1002122B* | 48000 | 19 | 9 | 50000 | 36800 | 73.6% | 2 | 0 | 10.5 |  |  |  | No | R-454B | 4 | Residential & Commercial | Ducted CEE Tier 1
214719830 | Central HP <5.4 tons | FRASER-JOHNSTON | HRCU-A-CB (Split System: Heat Pump with Remote Outdoor Unit-Air-Source) | HH836E2S11 |  |  | CTU48C5XFS1+TXV | TM8E080C16MP11 | 33200 | 19 | 9 | 31200 | 25400 | 81.41% | 2 | 0 | 11 |  |  |  | No | R-454B | 2.7667 | Residential & Commercial | Ducted CEE Tier 1
213298080 | Central HP <5.4 tons | FRASER-JOHNSTON | HRCU-A-CB (Split System: Heat Pump with Remote Outdoor Unit-Air-Source) | HMH72B341 |  |  | XAFB36DBCN1 | Z8ES040A12LMPS1 | 34000 | 18 | 8.5 | 33400 | 24200 | 72.46% | 2.1 | 0 | 10 |  |  |  | No | R-410A | 2.8333 | Residential & Commercial | Ducted CEE Tier 1
214421508 | Central HP <5.4 tons | FRASER-JOHNSTON | HRCU-A-CB (Split System: Heat Pump with Remote Outdoor Unit-Air-Source) | HH836E2S11 |  |  | CTF36B5CDS1+JMET12BS2N1 |  | 34200 | 19 | 9 | 31600 | 25800 | 81.65% | 2 | 0 | 11.7 |  |  |  | No | R-454B | 2.85 | Residential & Commercial | Ducted CEE Tier 1
214779455 | Central HP <5.4 tons | LUXAIRE | HRCU-A-CB (Split System: Heat Pump with Remote Outdoor Unit-Air-Source) | HH836E2S11 |  |  | CTU36B5XDS1+JMET12BS2N1+TXV |  | 34200 | 19 | 9 | 31600 | 25800 | 81.65% | 2 | 0 | 11.7 |  |  |  | No | R-454B | 2.85 | Residential & Commercial | Ducted CEE Tier 1
215588105 | Central HP <5.4 tons | CARRIER | HRCU-A-CB (Split System: Heat Pump with Remote Outdoor Unit-Air-Source) | 27VNA154A*030* |  |  | CAA**6024AM*+UI | 59MN7C100C21**22 | 49000 | 19 | 10.5 | 52500 | 53500 | 101.9% | 1.96 | 0 | 11 |  |  |  | No | R-454B | 4.0833 | Residential & Commercial | Ducted CEE Tier 1
215588121 | Central HP <5.4 tons | CARRIER | HRCU-A-CB (Split System: Heat Pump with Remote Outdoor Unit-Air-Source) | 27VNA154A*030* |  |  | CAA**6121AM*+UI | 59MN7C080C17**14 | 49000 | 18 | 9.5 | 52000 | 51000 | 98.08% | 1.98 | 0 | 11.5 |  |  |  | No | R-454B | 4.0833 | Residential & Commercial | Ducted CEE Tier 1
215588139 | Central HP <5.4 tons | CARRIER | HRCU-A-CB (Split System: Heat Pump with Remote Outdoor Unit-Air-Source) | 27VNA154A*030* |  |  | CSAH*4812AM*+UI | 59CU5B060C17**16 | 47500 | 17 | 12.5 | 51500 | 50500 | 98.06% | 1.94 | 0 | 11 |  |  |  | No | R-454B | 3.9583 | Residential & Commercial | Ducted CEE Tier 1
215588221 | Central HP <5.4 tons | CARRIER | HRCU-A-CB (Split System: Heat Pump with Remote Outdoor Unit-Air-Source) | 27VNA154A*030* |  |  | CVAMA4921XMA*+UI | 59MN7C080C21**20 | 52000 | 19 | 8.1 | 53500 | 45500 | 85.05% | 1.88 | 0 | 11.5 |  |  |  | No | R-454B | 4.3333 | Residential & Commercial | Ducted CEE Tier 1
215588273 | Central HP <5.4 tons | CARRIER | HRCU-A-CB (Split System: Heat Pump with Remote Outdoor Unit-Air-Source) | 27VNA154A*030* |  |  | CVAMA6124XMA*+UI | 58TN*B135C24**22 | 53000 | 20 | 8.1 | 53000 | 46000 | 86.79% | 1.84 | 0 | 12.5 |  |  |  | No | R-454B | 4.4167 | Residential & Commercial | Ducted CEE Tier 1
215588287 | Central HP <5.4 tons | CARRIER | HRCU-A-CB (Split System: Heat Pump with Remote Outdoor Unit-Air-Source) | 27VNA154A*030* |  |  | CVAMA6124XMA*+UI | 59TN6C100C21**22 | 52500 | 19.5 | 8.1 | 53500 | 46500 | 86.92% | 1.84 | 0 | 12 |  |  |  | No | R-454B | 4.375 | Residential & Commercial | Ducted CEE Tier 1
215679559 | Central HP <5.4 tons | DAY & NIGHT | HRCU-A-CB (Split System: Heat Pump with Remote Outdoor Unit-Air-Source) | C5H0V36*K*AAA* |  |  | EA*5X60M24A*+WALLCON | *96CTN0802120B* | 34400 | 18 | 9 | 34200 | 24800 | 72.51% | 1.9 | 0 | 10 |  |  |  | No | R-454B | 2.8667 | Residential & Commercial | Ducted CEE Tier 1
215679609 | Central HP <5.4 tons | DAY & NIGHT | HRCU-A-CB (Split System: Heat Pump with Remote Outdoor Unit-Air-Source) | C5H0V36*K*AAA* |  |  | EA*5X61M21A*+WALLCON | *80CSU0401712B* | 35000 | 18 | 9 | 34400 | 24800 | 72.09% | 1.92 | 0 | 10 |  |  |  | No | R-454B | 2.9167 | Residential & Commercial | Ducted CEE Tier 1
215932594 | Central HP <5.4 tons | CARRIER | HRCU-A-CB (Split System: Heat Pump with Remote Outdoor Unit-Air-Source) | 27VNA336A*030* |  |  | CAA**6024AM*+UI | 59MN7C060C21**20 | 33800 | 20 | 9 | 34600 | 26400 | 76.3% | 1.92 | 0 | 11.5 |  |  |  | No | R-454B | 2.8167 | Residential & Commercial | Ducted CEE Tier 1
215932964 | Central HP <5.4 tons | CARRIER | HRCU-A-CB (Split System: Heat Pump with Remote Outdoor Unit-Air-Source) | 27VNA336A*030* |  |  | CSAH*2412AM*+UI | 59MN7C060C17**14 | 32000 | 17.5 | 9 | 35000 | 27000 | 77.14% | 1.9 | 0 | 10 |  |  |  | No | R-454B | 2.6667 | Residential & Commercial | Ducted CEE Tier 1
215932774 | Central HP <5.4 tons | CARRIER | HRCU-A-CB (Split System: Heat Pump with Remote Outdoor Unit-Air-Source) | 27VNA336A*030* |  |  | CAA**6121AM*+UI | 59MN7C060C17**14 | 34000 | 19.5 | 9 | 33800 | 25800 | 76.33% | 1.94 | 0 | 11 |  |  |  | No | R-454B | 2.8333 | Residential & Commercial | Ducted CEE Tier 1
215932974 | Central HP <5.4 tons | CARRIER | HRCU-A-CB (Split System: Heat Pump with Remote Outdoor Unit-Air-Source) | 27VNA336A*030* |  |  | CSAH*2412AM*+UI | 59TN6C040C14**10 | 31200 | 16 | 9 | 34800 | 26600 | 76.44% | 1.92 | 0 | 10 |  |  |  | No | R-454B | 2.6 | Residential & Commercial | Ducted CEE Tier 1
213067719 | Central HP <5.4 tons | ACIQ | HRCU-A-CB (Split System: Heat Pump with Remote Outdoor Unit-Air-Source) | HVH837GKA** |  |  | EHD4X60AAL+WALLCON | *97CMN0801714A* | 32800 | 16.5 | 8.1 | 32600 | 25200 | 77.3% | 1.98 | 0 | 11 |  |  |  | No | R-410A | 2.7333 | Residential & Commercial | Ducted CEE Tier 1
212975383 | Central HP <5.4 tons | KEEPRITE | HRCU-A-CB (Split System: Heat Pump with Remote Outdoor Unit-Air-Source) | DLCURAH18ABK |  |  | EA*4X19L17A* | *96VTN0601412B* | 17700 | 16.5 | 8.1 | 17700 | 17900 | 101.1% | 2.16 | 0 | 10.5 |  |  |  | No | R-410A | 1.475 | Residential & Commercial | Ducted CEE Tier 1
212975097 | Central HP <5.4 tons | KEEPRITE | HRCU-A-CB (Split System: Heat Pump with Remote Outdoor Unit-Air-Source) | DLCURAH18ABK |  |  | EA*4X25L17A* | *96VTN0401712B* | 17700 | 16 | 8.1 | 17800 | 17800 | 100% | 2.14 | 0 | 10.5 |  |  |  | No | R-410A | 1.475 | Residential & Commercial | Ducted CEE Tier 1
212974647 | Central HP <5.4 tons | KEEPRITE | HRCU-A-CB (Split System: Heat Pump with Remote Outdoor Unit-Air-Source) | DLCURAH18ABK |  |  | EA*4X24L17A* | *96VTN0401410B* | 17200 | 16.5 | 8.5 | 18200 | 19400 | 106.6% | 2.34 | 0 | 10 |  |  |  | No | R-410A | 1.4333 | Residential & Commercial | Ducted CEE Tier 1
214573211 | Central HP <5.4 tons | AIRQUEST | HRCU-A-CB (Split System: Heat Pump with Remote Outdoor Unit-Air-Source) | HVH837GKA** |  |  | EHD4X48AAL+WALLCON | *95CSU1002122B* | 32600 | 17.5 | 8.5 | 32600 | 24800 | 76.07% | 1.98 | 0 | 11 |  |  |  | No | R-410A | 2.7167 | Residential & Commercial | Ducted CEE Tier 1
212989269 | Central HP <5.4 tons | KEEPRITE | HRCU-A-CB (Split System: Heat Pump with Remote Outdoor Unit-Air-Source) | DLCURAH18ABK |  |  | EA*4X19L17A* | *95MSU0601716A* | 17800 | 16.5 | 8.1 | 17800 | 17900 | 100.6% | 2.16 | 0 | 10.5 |  |  |  | No | R-410A | 1.4833 | Residential & Commercial | Ducted CEE Tier 1
215675399 | Central HP <5.4 tons | DAY & NIGHT | HRCU-A-CB (Split System: Heat Pump with Remote Outdoor Unit-Air-Source) | C5H0V48*K*AAA* |  |  | EVM5X48M21A*+WALLCON | *80CTL1102120B* | 47000 | 18.5 | 9 | 50000 | 36400 | 72.8% | 2 | 0 | 10 |  |  |  | No | R-454B | 3.9167 | Residential & Commercial | Ducted CEE Tier 1
215674480 | Central HP <5.4 tons | DAY & NIGHT | HRCU-A-CB (Split System: Heat Pump with Remote Outdoor Unit-Air-Source) | C5H0V48*K*AAA* |  |  | EA*5X61M24A*+WALLCON | *80CTL0702120B* | 46000 | 18 | 9 | 48000 | 33800 | 70.42% | 2.08 | 0 | 10 |  |  |  | No | R-454B | 3.8333 | Residential & Commercial | Ducted CEE Tier 1
215675389 | Central HP <5.4 tons | DAY & NIGHT | HRCU-A-CB (Split System: Heat Pump with Remote Outdoor Unit-Air-Source) | C5H0V48*K*AAA* |  |  | EVM5X48M21A*+WALLCON | *80CTL0902120B* | 47000 | 18.5 | 9 | 50000 | 36400 | 72.8% | 2 | 0 | 10 |  |  |  | No | R-454B | 3.9167 | Residential & Commercial | Ducted CEE Tier 1
214719962 | Central HP <5.4 tons | FRASER-JOHNSTON | HRCU-A-CB (Split System: Heat Pump with Remote Outdoor Unit-Air-Source) | HH860E2S11 |  |  | CTU60C5XGS1+TXV | TPLC100C20MP13 | 44500 | 18 | 9 | 45000 | 33800 | 75.11% | 2 | 0 | 11 |  |  |  | No | R-454B | 3.7083 | Residential & Commercial | Ducted CEE Tier 1
214396575 | Central HP <5.4 tons | CHAMPION HEATING AND COOLING | HRCU-A-CB (Split System: Heat Pump with Remote Outdoor Unit-Air-Source) | HH860E2S11 |  |  | CTF60C5CGS1 | TP9C100C16MP13 | 43500 | 18 | 9 | 44000 | 33200 | 75.45% | 2 | 0 | 11.7 |  |  |  | No | R-454B | 3.625 | Residential & Commercial | Ducted CEE Tier 1
214397093 | Central HP <5.4 tons | CHAMPION HEATING AND COOLING | HRCU-A-CB (Split System: Heat Pump with Remote Outdoor Unit-Air-Source) | HH860E2S11 |  |  | CTF60C5CGS1 | TL9E100C20UH11 | 44000 | 17 | 9 | 44500 | 33400 | 75.06% | 2 | 0 | 11.7 |  |  |  | No | R-454B | 3.6667 | Residential & Commercial | Ducted CEE Tier 1
214649785 | Central HP <5.4 tons | LUXAIRE | HRCU-A-CB (Split System: Heat Pump with Remote Outdoor Unit-Air-Source) | HH860E2S11 |  |  | CTU60D5XGS1+TXV | LP9C120D20MP13 | 44000 | 18 | 9 | 44500 | 33400 | 75.06% | 2 | 0 | 11.7 |  |  |  | No | R-454B | 3.6667 | Residential & Commercial | Ducted CEE Tier 1
214421543 | Central HP <5.4 tons | FRASER-JOHNSTON | HRCU-A-CB (Split System: Heat Pump with Remote Outdoor Unit-Air-Source) | HH860E2S11 |  |  | CTM60D5CGS1+JMET18DS2N1 |  | 45500 | 18 | 9.5 | 45500 | 33800 | 74.29% | 2 | 0 | 12 |  |  |  | No | R-454B | 3.7917 | Residential & Commercial | Ducted CEE Tier 1
215934622 | Central HP <5.4 tons | KENMORE | HRCU-A-CB (Split System: Heat Pump with Remote Outdoor Unit-Air-Source) | (C,H,T)5H3V48*K*AAA* |  |  | FCMA5B48L0C*+WALLCON |  | 45500 | 22 | 9.5 | 48500 | 36000 | 74.23% | 1.96 | 0 | 12 |  |  |  | No | R-454B | 3.7917 | Residential & Commercial | Ducted CEE Tier 1
215934252 | Central HP <5.4 tons | KENMORE | HRCU-A-CB (Split System: Heat Pump with Remote Outdoor Unit-Air-Source) | (C,H,T)5H3V48*K*AAA* |  |  | EA*5X61M21A*+WALLCON | *97CMN0801714B* | 44500 | 20.5 | 9.5 | 49000 | 36600 | 74.69% | 2 | 0 | 11 |  |  |  | No | R-454B | 3.7083 | Residential & Commercial | Ducted CEE Tier 1
215934272 | Central HP <5.4 tons | KENMORE | HRCU-A-CB (Split System: Heat Pump with Remote Outdoor Unit-Air-Source) | (C,H,T)5H3V48*K*AAA* |  |  | EA*5X61M21A*+WALLCON | *97CMN1002122B* | 45500 | 21 | 9.5 | 48500 | 36800 | 75.88% | 2 | 0 | 11 |  |  |  | No | R-454B | 3.7917 | Residential & Commercial | Ducted CEE Tier 1
213069729 | Central HP <5.4 tons | ACIQ | HRCU-A-CB (Split System: Heat Pump with Remote Outdoor Unit-Air-Source) | DLCURAH24ABK |  |  | EA*4X30L14A* | *80ES(N,L)0451412A* | 24400 | 16 | 8.5 | 26600 | 22600 | 84.96% | 1.86 | 0 | 10 |  |  |  | No | R-410A | 2.0333 | Residential & Commercial | Ducted CEE Tier 1
213069762 | Central HP <5.4 tons | ACIQ | HRCU-A-CB (Split System: Heat Pump with Remote Outdoor Unit-Air-Source) | DLCURAH24ABK |  |  | EA*4X30L17A* | *95ESU0401712A* | 23600 | 16.5 | 8.5 | 26000 | 23800 | 91.54% | 1.98 | 0 | 10 |  |  |  | No | R-410A | 1.9667 | Residential & Commercial | Ducted CEE Tier 1
213069945 | Central HP <5.4 tons | ACIQ | HRCU-A-CB (Split System: Heat Pump with Remote Outdoor Unit-Air-Source) | DLCURAH24ABK |  |  | EA*4X36L17A* | *96VSN0601714A* | 23400 | 16.5 | 8.5 | 25600 | 23600 | 92.19% | 1.96 | 0 | 10 |  |  |  | No | R-410A | 1.95 | Residential & Commercial | Ducted CEE Tier 1
213069962 | Central HP <5.4 tons | ACIQ | HRCU-A-CB (Split System: Heat Pump with Remote Outdoor Unit-Air-Source) | DLCURAH24ABK |  |  | EA*4X36L17A* | *96VSN0601412A* | 23600 | 16.5 | 8.5 | 25800 | 23400 | 90.7% | 1.94 | 0 | 10 |  |  |  | No | R-410A | 1.9667 | Residential & Commercial | Ducted CEE Tier 1
213069978 | Central HP <5.4 tons | ACIQ | HRCU-A-CB (Split System: Heat Pump with Remote Outdoor Unit-Air-Source) | DLCURAH24ABK |  |  | EA*4X36L17A* | *80ES(N,L)0701716A* | 25000 | 16 | 8.5 | 26800 | 21800 | 81.34% | 1.8 | 0 | 10 |  |  |  | No | R-410A | 2.0833 | Residential & Commercial | Ducted CEE Tier 1
213070095 | Central HP <5.4 tons | ACIQ | HRCU-A-CB (Split System: Heat Pump with Remote Outdoor Unit-Air-Source) | DLCURAH24ABK |  |  | EA*4X36L17A* | *92ESN0601412A* | 23600 | 17 | 8.5 | 25600 | 23600 | 92.19% | 1.96 | 0 | 10 |  |  |  | No | R-410A | 1.9667 | Residential & Commercial | Ducted CEE Tier 1
213070112 | Central HP <5.4 tons | ACIQ | HRCU-A-CB (Split System: Heat Pump with Remote Outdoor Unit-Air-Source) | DLCURAH24ABK |  |  | EA*4X36L17A* | *95ESN0601714A* | 24600 | 16 | 8.5 | 26600 | 22200 | 83.46% | 1.82 | 0 | 10 |  |  |  | No | R-410A | 2.05 | Residential & Commercial | Ducted CEE Tier 1
213070147 | Central HP <5.4 tons | ACIQ | HRCU-A-CB (Split System: Heat Pump with Remote Outdoor Unit-Air-Source) | DLCURAH24ABK |  |  | EA*4X36L17A* | OMV098J12* | 23600 | 16.5 | 8.5 | 25800 | 23400 | 90.7% | 1.94 | 0 | 10 |  |  |  | No | R-410A | 1.9667 | Residential & Commercial | Ducted CEE Tier 1
214397083 | Central HP <5.4 tons | CHAMPION HEATING AND COOLING | HRCU-A-CB (Split System: Heat Pump with Remote Outdoor Unit-Air-Source) | HH860E2S11 |  |  | CTM60C5CGS1 | TM8E100C16MP11 | 44500 | 18 | 9 | 45500 | 34200 | 75.16% | 2 | 0 | 11 |  |  |  | No | R-454B | 3.7083 | Residential & Commercial | Ducted CEE Tier 1
214650495 | Central HP <5.4 tons | LUXAIRE | HRCU-A-CB (Split System: Heat Pump with Remote Outdoor Unit-Air-Source) | HH860E2S11 |  |  | CTU60D5XHS1+TXV | TM9V120D20MP12 | 54000 | 19 | 9 | 54500 | 39500 | 72.48% | 2 | 0 | 11 |  |  |  | No | R-454B | 4.5 | Residential & Commercial | Ducted CEE Tier 1
215934462 | Central HP <5.4 tons | KENMORE | HRCU-A-CB (Split System: Heat Pump with Remote Outdoor Unit-Air-Source) | (C,H,T)5H3V48*K*AAA* |  |  | ESH5X48M12A*+WALLCON | *80CTL0902120B* | 44500 | 20.5 | 9 | 48500 | 36400 | 75.05% | 1.82 | 0 | 11 |  |  |  | No | R-454B | 3.7083 | Residential & Commercial | Ducted CEE Tier 1
215934212 | Central HP <5.4 tons | KENMORE | HRCU-A-CB (Split System: Heat Pump with Remote Outdoor Unit-Air-Source) | (C,H,T)5H3V48*K*AAA* |  |  | EA*5X61M21A*+WALLCON | *95CSU0601716B* | 44500 | 20.5 | 9.5 | 49000 | 36600 | 74.69% | 2 | 0 | 11 |  |  |  | No | R-454B | 3.7083 | Residential & Commercial | Ducted CEE Tier 1
214719940 | Central HP <5.4 tons | COLEMAN | HRCU-A-CB (Split System: Heat Pump with Remote Outdoor Unit-Air-Source) | HH860E2S11 |  |  | CTU60C5XGS1+TXV | TM9Y080C16MP11 | 43500 | 17 | 9 | 44500 | 33800 | 75.96% | 2 | 0 | 11 |  |  |  | No | R-454B | 3.625 | Residential & Commercial | Ducted CEE Tier 1
214833523 | Central HP <5.4 tons | LUXAIRE | HRCU-A-CB (Split System: Heat Pump with Remote Outdoor Unit-Air-Source) | HH860E2S11 |  |  | JSE60D5CJ2SS1 |  | 54500 | 19 | 9 | 56500 | 40000 | 70.8% | 2 | 0 | 11 |  |  |  | No | R-454B | 4.5417 | Residential & Commercial | Ducted CEE Tier 1
212977095 | Central HP <5.4 tons | KEEPRITE | HRCU-A-CB (Split System: Heat Pump with Remote Outdoor Unit-Air-Source) | DLCURAH36ABK |  |  | EA*4X48L24A* | *96VTN1002122B* | 35800 | 16.5 | 8.5 | 37800 | 34600 | 91.53% | 2.02 | 0 | 10 |  |  |  | No | R-410A | 2.9833 | Residential & Commercial | Ducted CEE Tier 1
212979419 | Central HP <5.4 tons | KEEPRITE | HRCU-A-CB (Split System: Heat Pump with Remote Outdoor Unit-Air-Source) | DLCURAH36ABK |  |  | EA*4X48L24A* | *80MS(N,L)0702116A* | 35600 | 16.5 | 8.5 | 37800 | 34600 | 91.53% | 2 | 0 | 10 |  |  |  | No | R-410A | 2.9667 | Residential & Commercial | Ducted CEE Tier 1
215667744 | Central HP <5.4 tons | DAY & NIGHT | HRCU-A-CB (Split System: Heat Pump with Remote Outdoor Unit-Air-Source) | C5H0V24*K*AAA* |  |  | EA*5X37M17A*+WALLCON | *80CTL0451712B* | 23600 | 17 | 9 | 23600 | 16600 | 70.34% | 1.98 | 0 | 10 |  |  |  | No | R-454B | 1.9667 | Residential & Commercial | Ducted CEE Tier 1
215935192 | Central HP <5.4 tons | KENMORE | HRCU-A-CB (Split System: Heat Pump with Remote Outdoor Unit-Air-Source) | (C,H,T)5H3V36*K*AAA* |  |  | EVM5X60M21A*+WALLCON | *80CTL0701716B* | 35400 | 21.5 | 8.5 | 38500 | 29000 | 75.32% | 2.02 | 0 | 12 |  |  |  | No | R-454B | 2.95 | Residential & Commercial | Ducted CEE Tier 1
215935292 | Central HP <5.4 tons | KENMORE | HRCU-A-CB (Split System: Heat Pump with Remote Outdoor Unit-Air-Source) | (C,H,T)5H3V36*K*AAA* |  |  | EVM5X60M21A*+WALLCON | *97CMN0802120B* | 35600 | 21.5 | 8.5 | 38000 | 28600 | 75.26% | 2.02 | 0 | 12 |  |  |  | No | R-454B | 2.9667 | Residential & Commercial | Ducted CEE Tier 1
214396716 | Central HP <5.4 tons | CHAMPION HEATING AND COOLING | HRCU-A-CB (Split System: Heat Pump with Remote Outdoor Unit-Air-Source) | HH824E2S11 |  |  | CTM30B5ACS1 | TM9V060B12MP12 | 23000 | 17 | 9.5 | 23000 | 18000 | 78.26% | 2 | 0 | 12 |  |  |  | No | R-454B | 1.9167 | Residential & Commercial | Ducted CEE Tier 1
214651012 | Central HP <5.4 tons | LUXAIRE | HRCU-A-CB (Split System: Heat Pump with Remote Outdoor Unit-Air-Source) | HH824E2S11 |  |  | CTU36B5XDS1+TXV | TP9C080B12MP13 | 23000 | 18 | 9.5 | 23000 | 18400 | 80% | 2 | 0 | 12 |  |  |  | No | R-454B | 1.9167 | Residential & Commercial | Ducted CEE Tier 1
215934782 | Central HP <5.4 tons | KENMORE | HRCU-A-CB (Split System: Heat Pump with Remote Outdoor Unit-Air-Source) | (C,H,T)5H3V36*K*AAA* |  |  | EVM5X44M21A*+WALLCON | *80CSU0401712A* | 35600 | 22 | 8.5 | 38000 | 28800 | 75.79% | 2.02 | 0 | 12 |  |  |  | No | R-454B | 2.9667 | Residential & Commercial | Ducted CEE Tier 1
215934882 | Central HP <5.4 tons | KENMORE | HRCU-A-CB (Split System: Heat Pump with Remote Outdoor Unit-Air-Source) | (C,H,T)5H3V36*K*AAA* |  |  | EVM5X44M21A*+WALLCON | *95CSU0802120B* | 35600 | 21.5 | 8.5 | 38000 | 28600 | 75.26% | 2.04 | 0 | 12 |  |  |  | No | R-454B | 2.9667 | Residential & Commercial | Ducted CEE Tier 1
213067636 | Central HP <5.4 tons | ACIQ | HRCU-A-CB (Split System: Heat Pump with Remote Outdoor Unit-Air-Source) | HVH825GKA2* |  |  | END4X42L17**+WALLCON | *80CSU0401712A* | 24000 | 17 | 8.1 | 21400 | 16600 | 77.57% | 1.98 | 0 | 11 |  |  |  | No | R-410A | 2 | Residential & Commercial | Ducted CEE Tier 1
215933074 | Central HP <5.4 tons | CARRIER | HRCU-A-CB (Split System: Heat Pump with Remote Outdoor Unit-Air-Source) | 27VNA336A*030* |  |  | CSAH*3612AM*+UI | 58TN*B070C17**16 | 33200 | 18.5 | 9 | 35200 | 27000 | 76.7% | 1.92 | 0 | 11 |  |  |  | No | R-454B | 2.7667 | Residential & Commercial | Ducted CEE Tier 1
215933094 | Central HP <5.4 tons | CARRIER | HRCU-A-CB (Split System: Heat Pump with Remote Outdoor Unit-Air-Source) | 27VNA336A*030* |  |  | CSAH*3612AM*+UI | 58TN*B090C17**16 | 33200 | 19 | 9 | 35000 | 26800 | 76.57% | 1.92 | 0 | 11 |  |  |  | No | R-454B | 2.7667 | Residential & Commercial | Ducted CEE Tier 1
215932454 | Central HP <5.4 tons | CARRIER | HRCU-A-CB (Split System: Heat Pump with Remote Outdoor Unit-Air-Source) | 27VNA336A*030* |  |  | CAA**4821AM*+UI | 59CU5B060C17**16 | 33200 | 19.5 | 9.5 | 35000 | 26800 | 76.57% | 2.02 | 0 | 11 |  |  |  | No | R-454B | 2.7667 | Residential & Commercial | Ducted CEE Tier 1
215932654 | Central HP <5.4 tons | CARRIER | HRCU-A-CB (Split System: Heat Pump with Remote Outdoor Unit-Air-Source) | 27VNA336A*030* |  |  | CAA**6121AM*+UI | 58CU*A040C17**12 | 34400 | 20.5 | 9 | 34600 | 26200 | 75.72% | 1.94 | 0 | 11.7 |  |  |  | No | R-454B | 2.8667 | Residential & Commercial | Ducted CEE Tier 1
215935235 | Central HP <5.4 tons | BRYANT HEATING AND COOLING SYSTEMS | HRCU-A-CB (Split System: Heat Pump with Remote Outdoor Unit-Air-Source) | 293VAN036**AA* |  |  | CVAMA6021XMA*+UI | 935CB48060C17*** | 35400 | 21.5 | 8.5 | 38500 | 29000 | 75.32% | 2.02 | 0 | 12 |  |  |  | No | R-454B | 2.95 | Residential & Commercial | Ducted CEE Tier 1
214592622 | Central HP <5.4 tons | ECOER | HRCU-A-CB (Split System: Heat Pump with Remote Outdoor Unit-Air-Source) | EODA18H-4860B | ECOER |  | EBCT4860DAA | MGH96M120D5A | 52000 | 16.5 | 8.5 | 54000 | 37800 | 70% | 1.9 | 0 | 10 |  |  |  | No | R-410A | 4.3333 | Residential & Commercial | Ducted CEE Tier 1
213069248 | Central HP <5.4 tons | ACIQ | HRCU-A-CB (Split System: Heat Pump with Remote Outdoor Unit-Air-Source) | DLCURAH36ABK |  |  | EA*4X36L21A* | *96VTN1002122A* | 35200 | 16.5 | 8.1 | 38500 | 35200 | 91.43% | 1.82 | 0 | 10 |  |  |  | No | R-410A | 2.9333 | Residential & Commercial | Ducted CEE Tier 1
212987551 | Central HP <5.4 tons | KEEPRITE | HRCU-A-CB (Split System: Heat Pump with Remote Outdoor Unit-Air-Source) | DLCURAH18ABK |  |  | EN(A,D)4X24L17** | *96MSN0801716A* | 17600 | 16 | 8.5 | 18600 | 19100 | 102.7% | 2.3 | 0 | 11 |  |  |  | No | R-410A | 1.4667 | Residential & Commercial | Ducted CEE Tier 1
212986663 | Central HP <5.4 tons | KEEPRITE | HRCU-A-CB (Split System: Heat Pump with Remote Outdoor Unit-Air-Source) | DLCURAH18ABK |  |  | EA*4X19L17A* | *96MSN0401712A* | 17600 | 15.5 | 8.1 | 17800 | 17900 | 100.6% | 2.14 | 0 | 10.5 |  |  |  | No | R-410A | 1.4667 | Residential & Commercial | Ducted CEE Tier 1
213067380 | Central HP <5.4 tons | ACIQ | HRCU-A-CB (Split System: Heat Pump with Remote Outdoor Unit-Air-Source) | HVH825GKA3* |  |  | EN(A,D,W)4X48L21**+WALLCON | *97CMN0801714A* | 24000 | 16.5 | 8.1 | 21400 | 16700 | 78.04% | 2 | 0 | 11 |  |  |  | No | R-410A | 2 | Residential & Commercial | Ducted CEE Tier 1
213067397 | Central HP <5.4 tons | ACIQ | HRCU-A-CB (Split System: Heat Pump with Remote Outdoor Unit-Air-Source) | HVH825GKA3* |  |  | EHD4X42AAL+WALLCON | *80CSU0601716A* | 24200 | 16 | 8.1 | 21400 | 16600 | 77.57% | 2 | 0 | 10.5 |  |  |  | No | R-410A | 2.0167 | Residential & Commercial | Ducted CEE Tier 1
213067430 | Central HP <5.4 tons | ACIQ | HRCU-A-CB (Split System: Heat Pump with Remote Outdoor Unit-Air-Source) | HVH825GKA3* |  |  | EHD4X48AAL+WALLCON | *80CTL0701412A* | 24400 | 17 | 8.1 | 21200 | 16500 | 77.83% | 2.02 | 0 | 11 |  |  |  | No | R-410A | 2.0333 | Residential & Commercial | Ducted CEE Tier 1
213067431 | Central HP <5.4 tons | ACIQ | HRCU-A-CB (Split System: Heat Pump with Remote Outdoor Unit-Air-Source) | HVH825GKA3* |  |  | EHD4X48AAL+WALLCON | *80CTL0901716A* | 24400 | 17 | 8.1 | 21200 | 16500 | 77.83% | 2.04 | 0 | 11 |  |  |  | No | R-410A | 2.0333 | Residential & Commercial | Ducted CEE Tier 1
215683908 | Central HP <5.4 tons | BRYANT HEATING AND COOLING SYSTEMS | HRCU-A-CB (Split System: Heat Pump with Remote Outdoor Unit-Air-Source) | 290VAN036**AA* |  |  | CAA**3721AM*+UI | 88*TB60110C21*** | 34600 | 18 | 9 | 35200 | 25000 | 71.02% | 1.9 | 0 | 10 |  |  |  | No | R-454B | 2.8833 | Residential & Commercial | Ducted CEE Tier 1
214395058 | Central HP <5.4 tons | CARRIER | HRCU-A-CB (Split System: Heat Pump with Remote Outdoor Unit-Air-Source) | 38MURAQ18AB3* |  |  | CNPV*2417AL* | 59SC6A060M17**16 | 17500 | 15.5 | 8.5 | 18500 | 19000 | 102.7% | 2.28 | 0 | 10.5 |  |  |  | No | R-410A | 1.4583 | Residential & Commercial | Ducted CEE Tier 1
215674628 | Central HP <5.4 tons | DAY & NIGHT | HRCU-A-CB (Split System: Heat Pump with Remote Outdoor Unit-Air-Source) | C5H0V48*K*AAA* |  |  | EA*5X61M24A*+WALLCON | *97CMN1202422B* | 46000 | 18 | 9 | 48000 | 33800 | 70.42% | 2.08 | 0 | 10 |  |  |  | No | R-454B | 3.8333 | Residential & Commercial | Ducted CEE Tier 1
215675369 | Central HP <5.4 tons | DAY & NIGHT | HRCU-A-CB (Split System: Heat Pump with Remote Outdoor Unit-Air-Source) | C5H0V48*K*AAA* |  |  | EVM5X48M21A*+WALLCON | *80CSU0802120A* | 47000 | 18.5 | 9 | 50000 | 36400 | 72.8% | 2 | 0 | 10 |  |  |  | No | R-454B | 3.9167 | Residential & Commercial | Ducted CEE Tier 1
215675519 | Central HP <5.4 tons | DAY & NIGHT | HRCU-A-CB (Split System: Heat Pump with Remote Outdoor Unit-Air-Source) | C5H0V48*K*AAA* |  |  | EVM5X49M21A*+WALLCON | *80CSU1002120A* | 48000 | 18.5 | 9 | 50000 | 36800 | 73.6% | 2 | 0 | 10 |  |  |  | No | R-454B | 4 | Residential & Commercial | Ducted CEE Tier 1
215675819 | Central HP <5.4 tons | DAY & NIGHT | HRCU-A-CB (Split System: Heat Pump with Remote Outdoor Unit-Air-Source) | C5H0V48*K*AAA* |  |  | EVM5X60M21A*+WALLCON | *97CMN1002122B* | 48000 | 19 | 9 | 50000 | 36800 | 73.6% | 2 | 0 | 10 |  |  |  | No | R-454B | 4 | Residential & Commercial | Ducted CEE Tier 1
213070165 | Central HP <5.4 tons | ACIQ | HRCU-A-CB (Split System: Heat Pump with Remote Outdoor Unit-Air-Source) | DLCURAH24ABK |  |  | EA*4X36L21A* | *96VSN0601714A* | 23600 | 16.5 | 8.5 | 25600 | 23600 | 92.19% | 1.96 | 0 | 10 |  |  |  | No | R-410A | 1.9667 | Residential & Commercial | Ducted CEE Tier 1
213070215 | Central HP <5.4 tons | ACIQ | HRCU-A-CB (Split System: Heat Pump with Remote Outdoor Unit-Air-Source) | DLCURAH24ABK |  |  | EA*4X36L21A* | *80VSL0701716A* | 24000 | 17 | 8.5 | 26000 | 22800 | 87.69% | 1.9 | 0 | 10 |  |  |  | No | R-410A | 2 | Residential & Commercial | Ducted CEE Tier 1
213070314 | Central HP <5.4 tons | ACIQ | HRCU-A-CB (Split System: Heat Pump with Remote Outdoor Unit-Air-Source) | DLCURAH24ABK |  |  | EA*4X36L21A* | *80ES(N,L)0451712A* | 24200 | 17 | 8.5 | 26200 | 22600 | 86.26% | 1.86 | 0 | 10 |  |  |  | No | R-410A | 2.0167 | Residential & Commercial | Ducted CEE Tier 1
213070498 | Central HP <5.4 tons | ACIQ | HRCU-A-CB (Split System: Heat Pump with Remote Outdoor Unit-Air-Source) | DLCURAH24ABK |  |  | EA*4X37L17A* | *80VSL0451716A* | 24600 | 16.5 | 8.5 | 25600 | 21400 | 83.59% | 1.8 | 0 | 10 |  |  |  | No | R-410A | 2.05 | Residential & Commercial | Ducted CEE Tier 1
213070664 | Central HP <5.4 tons | ACIQ | HRCU-A-CB (Split System: Heat Pump with Remote Outdoor Unit-Air-Source) | DLCURAH24ABK |  |  | EA*4X37L17A* | OMV112K14A | 24800 | 16 | 8.5 | 25800 | 21400 | 82.95% | 1.78 | 0 | 10 |  |  |  | No | R-410A | 2.0667 | Residential & Commercial | Ducted CEE Tier 1
212609386 | Central HP <5.4 tons | RHEEM | HRCU-A-CB (Split System: Heat Pump with Remote Outdoor Unit-Air-Source) | RP18AZ48AJVC |  |  | RCFZ6021SEAAM | R802V0754A17DZ | 44000 | 18 | 8.1 | 43500 | 45500 | 104.6% | 1.9 | 0 | 10 |  |  |  | No | R-410A | 3.6667 | Residential & Commercial | Ducted CEE Tier 1
214421523 | Central HP <5.4 tons | FRASER-JOHNSTON | HRCU-A-CB (Split System: Heat Pump with Remote Outdoor Unit-Air-Source) | HH836E2S11 |  |  | CTM48C5CFS1+JMET12CS2N1 |  | 33800 | 19 | 9 | 31600 | 25200 | 79.75% | 2 | 0 | 11.7 |  |  |  | No | R-454B | 2.8167 | Residential & Commercial | Ducted CEE Tier 1
215935112 | Central HP <5.4 tons | KENMORE | HRCU-A-CB (Split System: Heat Pump with Remote Outdoor Unit-Air-Source) | (C,H,T)5H3V36*K*AAA* |  |  | EVM5X49M21A*+WALLCON | *97CMN0802120B* | 35600 | 21.5 | 8.5 | 38000 | 28600 | 75.26% | 2.04 | 0 | 12 |  |  |  | No | R-454B | 2.9667 | Residential & Commercial | Ducted CEE Tier 1
215935162 | Central HP <5.4 tons | KENMORE | HRCU-A-CB (Split System: Heat Pump with Remote Outdoor Unit-Air-Source) | (C,H,T)5H3V36*K*AAA* |  |  | EVM5X60M21A*+WALLCON | *80CSU0601716A* | 35600 | 22 | 8.5 | 38000 | 28600 | 75.26% | 2.02 | 0 | 12 |  |  |  | No | R-454B | 2.9667 | Residential & Commercial | Ducted CEE Tier 1
214396666 | Central HP <5.4 tons | CHAMPION HEATING AND COOLING | HRCU-A-CB (Split System: Heat Pump with Remote Outdoor Unit-Air-Source) | HH824E2S11 |  |  | CTF36B5ADS1 | TL9E060B12UH11 | 23000 | 18 | 9.5 | 23000 | 18900 | 82.17% | 2 | 0 | 12 |  |  |  | No | R-454B | 1.9167 | Residential & Commercial | Ducted CEE Tier 1
215935282 | Central HP <5.4 tons | KENMORE | HRCU-A-CB (Split System: Heat Pump with Remote Outdoor Unit-Air-Source) | (C,H,T)5H3V36*K*AAA* |  |  | EVM5X60M21A*+WALLCON | *97CMN0801714B* | 35400 | 21.5 | 8.5 | 38500 | 29000 | 75.32% | 2.02 | 0 | 12 |  |  |  | No | R-454B | 2.95 | Residential & Commercial | Ducted CEE Tier 1
213372385 | Central HP <5.4 tons | RHEEM | HRCU-A-CB (Split System: Heat Pump with Remote Outdoor Unit-Air-Source) | RP18AZ36AJVC |  |  | RCFZ3621MEAAM | R951V0403A17UHU | 34200 | 19 | 8.5 | 34200 | 43000 | 125.7% | 2.2 | 0 | 12.5 |  |  |  | No | R-410A | 2.85 | Residential & Commercial | Ducted CEE Tier 1
213163965 | Central HP <5.4 tons | RHEEM | HRCU-A-CB (Split System: Heat Pump with Remote Outdoor Unit-Air-Source) | RP18AZ24AJVC |  |  | RCFZ2421HEAAM | R97MV0855A21DHS | 22800 | 20 | 8.5 | 22800 | 26000 | 114% | 2.1 | 0 | 12.5 |  |  |  | No | R-410A | 1.9 | Residential & Commercial | Ducted CEE Tier 1
215934952 | Central HP <5.4 tons | KENMORE | HRCU-A-CB (Split System: Heat Pump with Remote Outdoor Unit-Air-Source) | (C,H,T)5H3V36*K*AAA* |  |  | EVM5X44M21A*+WALLCON | *96CTN1002122B* | 35600 | 22 | 8.5 | 38000 | 28600 | 75.26% | 2.02 | 0 | 12.5 |  |  |  | No | R-454B | 2.9667 | Residential & Commercial | Ducted CEE Tier 1
215934852 | Central HP <5.4 tons | KENMORE | HRCU-A-CB (Split System: Heat Pump with Remote Outdoor Unit-Air-Source) | (C,H,T)5H3V36*K*AAA* |  |  | EVM5X44M21A*+WALLCON | *80CTL0902120B* | 35600 | 22 | 8.5 | 38000 | 28400 | 74.74% | 2.02 | 0 | 12.5 |  |  |  | No | R-454B | 2.9667 | Residential & Commercial | Ducted CEE Tier 1
215935312 | Central HP <5.4 tons | KENMORE | HRCU-A-CB (Split System: Heat Pump with Remote Outdoor Unit-Air-Source) | (C,H,T)5H3V36*K*AAA* |  |  | EVM5X60M21A*+WALLCON | *96CTN0801714B* | 35400 | 21.5 | 8.5 | 38000 | 28800 | 75.79% | 2.02 | 0 | 12 |  |  |  | No | R-454B | 2.95 | Residential & Commercial | Ducted CEE Tier 1
215935042 | Central HP <5.4 tons | KENMORE | HRCU-A-CB (Split System: Heat Pump with Remote Outdoor Unit-Air-Source) | (C,H,T)5H3V36*K*AAA* |  |  | EVM5X49M21A*+WALLCON | *80CTL0902120B* | 35600 | 22 | 8.5 | 38000 | 28400 | 74.74% | 2.04 | 0 | 12.5 |  |  |  | No | R-454B | 2.9667 | Residential & Commercial | Ducted CEE Tier 1
215935092 | Central HP <5.4 tons | KENMORE | HRCU-A-CB (Split System: Heat Pump with Remote Outdoor Unit-Air-Source) | (C,H,T)5H3V36*K*AAA* |  |  | EVM5X49M21A*+WALLCON | *97CMN0602120B* | 35400 | 21 | 8.5 | 38500 | 29000 | 75.32% | 2.02 | 0 | 12 |  |  |  | No | R-454B | 2.95 | Residential & Commercial | Ducted CEE Tier 1
215934742 | Central HP <5.4 tons | KENMORE | HRCU-A-CB (Split System: Heat Pump with Remote Outdoor Unit-Air-Source) | (C,H,T)5H3V36*K*AAA* |  |  | EVM5X42M21A*+WALLCON | *97CMN0601714B* | 34000 | 20 | 8.1 | 38000 | 27000 | 71.05% | 2 | 0 | 11 |  |  |  | No | R-454B | 2.8333 | Residential & Commercial | Ducted CEE Tier 1
215679409 | Central HP <5.4 tons | DAY & NIGHT | HRCU-A-CB (Split System: Heat Pump with Remote Outdoor Unit-Air-Source) | C5H0V36*K*AAA* |  |  | EA*5X42M21A*+WALLCON | *97CTN1002122A* | 33200 | 17.5 | 9 | 35800 | 25600 | 71.51% | 1.84 | 0 | 10 |  |  |  | No | R-454B | 2.7667 | Residential & Commercial | Ducted CEE Tier 1
215679659 | Central HP <5.4 tons | DAY & NIGHT | HRCU-A-CB (Split System: Heat Pump with Remote Outdoor Unit-Air-Source) | C5H0V36*K*AAA* |  |  | EA*5X61M21A*+WALLCON | *97CTN1002122A* | 34800 | 18.5 | 9 | 34400 | 24800 | 72.09% | 1.92 | 0 | 10.5 |  |  |  | No | R-454B | 2.9 | Residential & Commercial | Ducted CEE Tier 1
213063414 | Central HP <5.4 tons | ACIQ | HRCU-A-CB (Split System: Heat Pump with Remote Outdoor Unit-Air-Source) | HVH837GKA2* |  |  | EHD4X42AAL+WALLCON | *95CSU0802120A* | 32600 | 17 | 8.1 | 33000 | 24800 | 75.15% | 1.96 | 11.5 | 11 |  |  |  | No | R-410A | 2.7167 | Residential & Commercial | Ducted CEE Tier 1
209872725 | Central HP <5.4 tons | RHEEM | HRCU-A-CB (Split System: Heat Pump with Remote Outdoor Unit-Air-Source) | RP18AZ48AJVC |  |  | RCFZ6021SEAAM | R98MV1005A21UPS | 44000 | 19 | 8.1 | 43500 | 45500 | 104.6% | 1.9 | 0 | 10 |  |  |  | No | R-410A | 3.6667 | Residential & Commercial | Ducted CEE Tier 1
212979841 | Central HP <5.4 tons | KEEPRITE | HRCU-A-CB (Split System: Heat Pump with Remote Outdoor Unit-Air-Source) | DLCURAH24ABK |  |  | EA*4X30L17A* | *80MS(N,L)0901714A* | 23600 | 17 | 8.5 | 26400 | 24600 | 93.18% | 2.04 | 0 | 10 |  |  |  | No | R-410A | 1.9667 | Residential & Commercial | Ducted CEE Tier 1
212979187 | Central HP <5.4 tons | KEEPRITE | HRCU-A-CB (Split System: Heat Pump with Remote Outdoor Unit-Air-Source) | DLCURAH24ABK |  |  | EA*4X37L17A* | *80MS(N,L)0701716A* | 24000 | 17 | 8.5 | 25200 | 22200 | 88.1% | 1.86 | 0 | 10 |  |  |  | No | R-410A | 2 | Residential & Commercial | Ducted CEE Tier 1
215675839 | Central HP <5.4 tons | DAY & NIGHT | HRCU-A-CB (Split System: Heat Pump with Remote Outdoor Unit-Air-Source) | C5H0V48*K*AAA* |  |  | EVM5X60M21A*+WALLCON | *96CTN1002122B* | 48000 | 19 | 9 | 50000 | 36800 | 73.6% | 2 | 0 | 10 |  |  |  | No | R-454B | 4 | Residential & Commercial | Ducted CEE Tier 1
215675969 | Central HP <5.4 tons | DAY & NIGHT | HRCU-A-CB (Split System: Heat Pump with Remote Outdoor Unit-Air-Source) | C5H0V48*K*AAA* |  |  | EVM5X61M24A*+WALLCON | *80CSU1002120A* | 48500 | 19 | 9 | 50000 | 36800 | 73.6% | 2.1 | 0 | 10 |  |  |  | No | R-454B | 4.0417 | Residential & Commercial | Ducted CEE Tier 1
215676019 | Central HP <5.4 tons | DAY & NIGHT | HRCU-A-CB (Split System: Heat Pump with Remote Outdoor Unit-Air-Source) | C5H0V48*K*AAA* |  |  | EVM5X61M24A*+WALLCON | *95CSU0802120B* | 48500 | 19 | 9 | 50000 | 36800 | 73.6% | 2 | 0 | 10 |  |  |  | No | R-454B | 4.0417 | Residential & Commercial | Ducted CEE Tier 1
215676639 | Central HP <5.4 tons | DAY & NIGHT | HRCU-A-CB (Split System: Heat Pump with Remote Outdoor Unit-Air-Source) | C5H0V48*K*AAA* |  |  | EVD5X60M24A*+WALLCON | *95CSU0802120B* | 47500 | 18.5 | 9 | 50000 | 36600 | 73.2% | 2 | 0 | 10 |  |  |  | No | R-454B | 3.9583 | Residential & Commercial | Ducted CEE Tier 1
214624649 | Central HP <5.4 tons | CARRIER | HRCU-A-CB (Split System: Heat Pump with Remote Outdoor Unit-Air-Source) | 38MURAQ18AB3* | ADP |  | PL36H210P299 | 58SU*B040M17**12 | 17500 | 16 | 8.5 | 16500 | 18100 | 109.7% | 2.24 | 0 | 10.5 |  |  |  | No | R-410A | 1.4583 | Residential & Commercial | Ducted CEE Tier 1
215935372 | Central HP <5.4 tons | KENMORE | HRCU-A-CB (Split System: Heat Pump with Remote Outdoor Unit-Air-Source) | (C,H,T)5H3V36*K*AAA* |  |  | EVM5X60M24A*+WALLCON | *80CTL1352422B* | 35600 | 22 | 8.5 | 38000 | 28400 | 74.74% | 2.04 | 0 | 12.5 |  |  |  | No | R-454B | 2.9667 | Residential & Commercial | Ducted CEE Tier 1
215935222 | Central HP <5.4 tons | KENMORE | HRCU-A-CB (Split System: Heat Pump with Remote Outdoor Unit-Air-Source) | (C,H,T)5H3V36*K*AAA* |  |  | EVM5X60M21A*+WALLCON | *80CTL0902120B* | 35600 | 22 | 8.5 | 38000 | 28400 | 74.74% | 2.02 | 0 | 12.5 |  |  |  | No | R-454B | 2.9667 | Residential & Commercial | Ducted CEE Tier 1
215933752 | Central HP <5.4 tons | KENMORE | HRCU-A-CB (Split System: Heat Pump with Remote Outdoor Unit-Air-Source) | (C,H,T)5H3V36*K*AAA* |  |  | ESH5X60M12A*+WALLCON | *80CTL0451712B* | 33800 | 19 | 9 | 35200 | 26800 | 76.14% | 1.92 | 0 | 11 |  |  |  | No | R-454B | 2.8167 | Residential & Commercial | Ducted CEE Tier 1
215933602 | Central HP <5.4 tons | KENMORE | HRCU-A-CB (Split System: Heat Pump with Remote Outdoor Unit-Air-Source) | (C,H,T)5H3V36*K*AAA* |  |  | ESH5X48M12A*+WALLCON | *80CTL1352422B* | 33800 | 19.5 | 9 | 34600 | 26400 | 76.3% | 1.94 | 0 | 11.7 |  |  |  | No | R-454B | 2.8167 | Residential & Commercial | Ducted CEE Tier 1
215934892 | Central HP <5.4 tons | KENMORE | HRCU-A-CB (Split System: Heat Pump with Remote Outdoor Unit-Air-Source) | (C,H,T)5H3V36*K*AAA* |  |  | EVM5X44M21A*+WALLCON | *95CSU1002122B* | 35600 | 22 | 8.5 | 38000 | 28400 | 74.74% | 2.02 | 0 | 12.5 |  |  |  | No | R-454B | 2.9667 | Residential & Commercial | Ducted CEE Tier 1
215934692 | Central HP <5.4 tons | KENMORE | HRCU-A-CB (Split System: Heat Pump with Remote Outdoor Unit-Air-Source) | (C,H,T)5H3V36*K*AAA* |  |  | EVM5X32M17A*+WALLCON | *97CMN0601714B* | 35000 | 21 | 8.5 | 38000 | 28000 | 73.68% | 2.06 | 0 | 11.5 |  |  |  | No | R-454B | 2.9167 | Residential & Commercial | Ducted CEE Tier 1
215933064 | Central HP <5.4 tons | CARRIER | HRCU-A-CB (Split System: Heat Pump with Remote Outdoor Unit-Air-Source) | 27VNA336A*030* |  |  | CSAH*3612AM*+UI | 58TN*B070C14**12 | 33000 | 18.5 | 9 | 35400 | 27200 | 76.84% | 1.9 | 0 | 10.5 |  |  |  | No | R-454B | 2.75 | Residential & Commercial | Ducted CEE Tier 1
215934985 | Central HP <5.4 tons | BRYANT HEATING AND COOLING SYSTEMS | HRCU-A-CB (Split System: Heat Pump with Remote Outdoor Unit-Air-Source) | 293VAN036**AA* |  |  | CVAMA4921XMA*+UI | 83*CA60100C21*** | 35600 | 21.5 | 8.5 | 38000 | 28800 | 75.79% | 2.02 | 0 | 12 |  |  |  | No | R-454B | 2.9667 | Residential & Commercial | Ducted CEE Tier 1
215935285 | Central HP <5.4 tons | BRYANT HEATING AND COOLING SYSTEMS | HRCU-A-CB (Split System: Heat Pump with Remote Outdoor Unit-Air-Source) | 293VAN036**AA* |  |  | CVAMA6021XMA*+UI | 987MC60080C21*** | 35600 | 21.5 | 8.5 | 38000 | 28600 | 75.26% | 2.02 | 0 | 12 |  |  |  | No | R-454B | 2.9667 | Residential & Commercial | Ducted CEE Tier 1
212978705 | Central HP <5.4 tons | KEEPRITE | HRCU-A-CB (Split System: Heat Pump with Remote Outdoor Unit-Air-Source) | DLCURAH24ABK |  |  | EN(A,D)4X24L17** | *80MS(N,L)0701712A* | 23400 | 17 | 8.5 | 27000 | 24800 | 91.85% | 2.08 | 0 | 10 |  |  |  | No | R-410A | 1.95 | Residential & Commercial | Ducted CEE Tier 1
212978134 | Central HP <5.4 tons | KEEPRITE | HRCU-A-CB (Split System: Heat Pump with Remote Outdoor Unit-Air-Source) | DLCURAH24ABK |  |  | EA*4X30L17A* | *80MS(N,L)0701412A* | 23600 | 17.5 | 8.5 | 26200 | 24600 | 93.89% | 2.06 | 0 | 10 |  |  |  | No | R-410A | 1.9667 | Residential & Commercial | Ducted CEE Tier 1
212978218 | Central HP <5.4 tons | KEEPRITE | HRCU-A-CB (Split System: Heat Pump with Remote Outdoor Unit-Air-Source) | DLCURAH24ABK |  |  | EN(A,D,W)4X36L17** | *80MS(N,L)0701412A* | 23600 | 17 | 8.1 | 26000 | 24000 | 92.31% | 2 | 0 | 10.5 |  |  |  | No | R-410A | 1.9667 | Residential & Commercial | Ducted CEE Tier 1
212978122 | Central HP <5.4 tons | KEEPRITE | HRCU-A-CB (Split System: Heat Pump with Remote Outdoor Unit-Air-Source) | DLCURAH24ABK |  |  | EA*4X30L14A* | *80MS(N,L)0701412A* | 23400 | 17 | 8.5 | 26200 | 24800 | 94.66% | 2.08 | 0 | 10 |  |  |  | No | R-410A | 1.95 | Residential & Commercial | Ducted CEE Tier 1
212976027 | Central HP <5.4 tons | KEEPRITE | HRCU-A-CB (Split System: Heat Pump with Remote Outdoor Unit-Air-Source) | DLCURAH24ABK |  |  | EA*4X30L17A* | *96VTN0801716B* | 23400 | 17 | 8.5 | 26200 | 25000 | 95.42% | 2.08 | 0 | 10 |  |  |  | No | R-410A | 1.95 | Residential & Commercial | Ducted CEE Tier 1
212975350 | Central HP <5.4 tons | KEEPRITE | HRCU-A-CB (Split System: Heat Pump with Remote Outdoor Unit-Air-Source) | DLCURAH24ABK |  |  | EN(A,D)4X30L17** | *96VTN0401712B* | 23200 | 16 | 8.1 | 26200 | 24800 | 94.66% | 2.06 | 0 | 10 |  |  |  | No | R-410A | 1.9333 | Residential & Commercial | Ducted CEE Tier 1
215934025 | Central HP <5.4 tons | BRYANT HEATING AND COOLING SYSTEMS | HRCU-A-CB (Split System: Heat Pump with Remote Outdoor Unit-Air-Source) | 293VAN048**AA* |  |  | CAA**4821AM*+UI | 935CB60080C21*** | 43500 | 20.5 | 9 | 48000 | 36600 | 76.25% | 2 | 0 | 10.5 |  |  |  | No | R-454B | 3.625 | Residential & Commercial | Ducted CEE Tier 1
215934075 | Central HP <5.4 tons | BRYANT HEATING AND COOLING SYSTEMS | HRCU-A-CB (Split System: Heat Pump with Remote Outdoor Unit-Air-Source) | 293VAN048**AA* |  |  | CAA**4821AM*+UI | 986TD42080C17*** | 42500 | 20 | 9 | 48500 | 35200 | 72.58% | 2 | 0 | 11 |  |  |  | No | R-454B | 3.5417 | Residential & Commercial | Ducted CEE Tier 1
213164015 | Central HP <5.4 tons | RHEEM | HRCU-A-CB (Split System: Heat Pump with Remote Outdoor Unit-Air-Source) | RP18AZ60AJVC |  |  | RCFZ6021SEAAM | R802V0755A21DZ | 53000 | 19 | 8.1 | 53000 | 50000 | 94.34% | 1.9 | 0 | 10 |  |  |  | No | R-410A | 4.4167 | Residential & Commercial | Ducted CEE Tier 1
214396652 | Central HP <5.4 tons | CHAMPION HEATING AND COOLING | HRCU-A-CB (Split System: Heat Pump with Remote Outdoor Unit-Air-Source) | HH860E2S11 |  |  | CTM60C5CGS1 | TPLC100C16MP13 | 44000 | 18 | 9 | 44500 | 33600 | 75.51% | 2 | 0 | 11.7 |  |  |  | No | R-454B | 3.6667 | Residential & Commercial | Ducted CEE Tier 1
214396565 | Central HP <5.4 tons | CHAMPION HEATING AND COOLING | HRCU-A-CB (Split System: Heat Pump with Remote Outdoor Unit-Air-Source) | HH860E2S11 |  |  | CTF60C5CGS1 | TL8E100C20UH11 | 45000 | 18 | 9 | 45000 | 33400 | 74.22% | 2 | 0 | 11.7 |  |  |  | No | R-454B | 3.75 | Residential & Commercial | Ducted CEE Tier 1
214396632 | Central HP <5.4 tons | CHAMPION HEATING AND COOLING | HRCU-A-CB (Split System: Heat Pump with Remote Outdoor Unit-Air-Source) | HH860E2S11 |  |  | CTM60C5CGS1 | TM8V100C16MP12 | 44000 | 18 | 9 | 44500 | 33600 | 75.51% | 2 | 0 | 11.7 |  |  |  | No | R-454B | 3.6667 | Residential & Commercial | Ducted CEE Tier 1
214397185 | Central HP <5.4 tons | CHAMPION HEATING AND COOLING | HRCU-A-CB (Split System: Heat Pump with Remote Outdoor Unit-Air-Source) | HH860E2S11 |  |  | CTM60D5CHS1 | TP9C120D20MP13 | 54000 | 19 | 9 | 54000 | 39000 | 72.22% | 2 | 0 | 11 |  |  |  | No | R-454B | 4.5 | Residential & Commercial | Ducted CEE Tier 1
215934162 | Central HP <5.4 tons | KENMORE | HRCU-A-CB (Split System: Heat Pump with Remote Outdoor Unit-Air-Source) | (C,H,T)5H3V48*K*AAA* |  |  | EA*5X61M21A*+WALLCON | *80CTL0701716B* | 44500 | 20.5 | 9 | 49000 | 37400 | 76.33% | 2 | 0 | 11 |  |  |  | No | R-454B | 3.7083 | Residential & Commercial | Ducted CEE Tier 1
214650722 | Central HP <5.4 tons | LUXAIRE | HRCU-A-CB (Split System: Heat Pump with Remote Outdoor Unit-Air-Source) | HH860E2S11 |  |  | CTU60D5XHS1+TXV | TM9E120D20MP12 | 53500 | 19 | 8.5 | 54500 | 39500 | 72.48% | 2 | 0 | 11 |  |  |  | No | R-454B | 4.4583 | Residential & Commercial | Ducted CEE Tier 1
215934592 | Central HP <5.4 tons | KENMORE | HRCU-A-CB (Split System: Heat Pump with Remote Outdoor Unit-Air-Source) | (C,H,T)5H3V48*K*AAA* |  |  | ESH5X60M12A*+WALLCON | *95CSU1002122B* | 45000 | 20.5 | 9 | 48500 | 36400 | 75.05% | 1.84 | 0 | 11.5 |  |  |  | No | R-454B | 3.75 | Residential & Commercial | Ducted CEE Tier 1
215940750 | Central HP <5.4 tons | DAY & NIGHT | HRCU-A-CB (Split System: Heat Pump with Remote Outdoor Unit-Air-Source) | C5H3V36*K*AAA* |  |  | EVD5X48M24A*+WALLCON | *97CTN1002122A* | 35000 | 21.5 | 8.5 | 38000 | 28200 | 74.21% | 2.02 | 0 | 12 |  |  |  | No | R-454B | 2.9167 | Residential & Commercial | Ducted CEE Tier 1
215942656 | Central HP <5.4 tons | DAY & NIGHT | HRCU-A-CB (Split System: Heat Pump with Remote Outdoor Unit-Air-Source) | C5H3V36*K*AAA* |  |  | EVD5X61M24A*+WALLCON | *96CTN0802120B* | 36000 | 22 | 8.5 | 37400 | 28200 | 75.4% | 2.04 | 0 | 12.5 |  |  |  | No | R-454B | 3 | Residential & Commercial | Ducted CEE Tier 1
212978804 | Central HP <5.4 tons | KEEPRITE | HRCU-A-CB (Split System: Heat Pump with Remote Outdoor Unit-Air-Source) | DLCURAH18ABK |  |  | EN(A,D)4X30L17** | *80MS(N,L)0701712A* | 17700 | 16.5 | 8.1 | 18200 | 18600 | 102.2% | 2.24 | 0 | 11 |  |  |  | No | R-410A | 1.475 | Residential & Commercial | Ducted CEE Tier 1
212978352 | Central HP <5.4 tons | KEEPRITE | HRCU-A-CB (Split System: Heat Pump with Remote Outdoor Unit-Air-Source) | DLCURAH18ABK |  |  | EN(A,D)4X30L17** | *80MS(N,L)0701412A* | 17400 | 16.5 | 8.1 | 18000 | 18700 | 103.9% | 2.26 | 0 | 11 |  |  |  | No | R-410A | 1.45 | Residential & Commercial | Ducted CEE Tier 1
213067700 | Central HP <5.4 tons | ACIQ | HRCU-A-CB (Split System: Heat Pump with Remote Outdoor Unit-Air-Source) | HVH837GKA** |  |  | EA*4X61L24A*+WALLCON | *95CSU1002122A* | 33200 | 18 | 8.5 | 32000 | 24800 | 77.5% | 2.02 | 0 | 11.5 |  |  |  | No | R-410A | 2.7667 | Residential & Commercial | Ducted CEE Tier 1
212978278 | Central HP <5.4 tons | KEEPRITE | HRCU-A-CB (Split System: Heat Pump with Remote Outdoor Unit-Air-Source) | DLCURAH18ABK |  |  | EA*4X30L14A* | *80MS(N,L)0701412A* | 17700 | 16.5 | 8.5 | 18200 | 18700 | 102.7% | 2.24 | 0 | 10.5 |  |  |  | No | R-410A | 1.475 | Residential & Commercial | Ducted CEE Tier 1
212975806 | Central HP <5.4 tons | KEEPRITE | HRCU-A-CB (Split System: Heat Pump with Remote Outdoor Unit-Air-Source) | DLCURAH18ABK |  |  | EA*4X25L17A* | *96VTN0801716B* | 17800 | 16.5 | 8.1 | 17600 | 17800 | 101.1% | 2.14 | 0 | 10.5 |  |  |  | No | R-410A | 1.4833 | Residential & Commercial | Ducted CEE Tier 1
212975405 | Central HP <5.4 tons | KEEPRITE | HRCU-A-CB (Split System: Heat Pump with Remote Outdoor Unit-Air-Source) | DLCURAH18ABK |  |  | EA*4X24L17A* | *96VTN0601412B* | 17300 | 16 | 8.5 | 18200 | 19400 | 106.6% | 2.34 | 0 | 10.5 |  |  |  | No | R-410A | 1.4417 | Residential & Commercial | Ducted CEE Tier 1
212979985 | Central HP <5.4 tons | KEEPRITE | HRCU-A-CB (Split System: Heat Pump with Remote Outdoor Unit-Air-Source) | DLCURAH18ABK |  |  | EA*4X30L17A* | *80MS(N,L)0901714A* | 17700 | 16 | 8.5 | 18300 | 18700 | 102.2% | 2.24 | 0 | 10.5 |  |  |  | No | R-410A | 1.475 | Residential & Commercial | Ducted CEE Tier 1
212977822 | Central HP <5.4 tons | KEEPRITE | HRCU-A-CB (Split System: Heat Pump with Remote Outdoor Unit-Air-Source) | DLCURAH18ABK |  |  | EN(A,D)4X30L14** | *80MS(N,L)0451412A* | 17700 | 16.5 | 8.1 | 18200 | 18600 | 102.2% | 2.24 | 0 | 11 |  |  |  | No | R-410A | 1.475 | Residential & Commercial | Ducted CEE Tier 1
212977738 | Central HP <5.4 tons | KEEPRITE | HRCU-A-CB (Split System: Heat Pump with Remote Outdoor Unit-Air-Source) | DLCURAH18ABK |  |  | EA*4X24L17A* | *80MS(N,L)0451412A* | 17500 | 16.5 | 8.5 | 18400 | 19400 | 105.4% | 2.34 | 0 | 10.5 |  |  |  | No | R-410A | 1.4583 | Residential & Commercial | Ducted CEE Tier 1
212974621 | Central HP <5.4 tons | KEEPRITE | HRCU-A-CB (Split System: Heat Pump with Remote Outdoor Unit-Air-Source) | DLCURAH18ABK |  |  | EA*4X19L17A* | *96VTN0401410B* | 17600 | 16 | 8.1 | 17700 | 17900 | 101.1% | 2.16 | 0 | 10.5 |  |  |  | No | R-410A | 1.4667 | Residential & Commercial | Ducted CEE Tier 1
213312841 | Central HP <5.4 tons | BRYANT HEATING AND COOLING SYSTEMS | HRCU-A-CB (Split System: Heat Pump with Remote Outdoor Unit-Air-Source) | 38MURAQ24AB3* | ADP |  | V36H175P139+CBPE4B* |  | 24000 | 18 | 8.85 | 25000 | 22600 | 90.4% | 1.9 | 0 | 10.5 |  |  |  | No | R-410A | 2 | Residential & Commercial | Ducted CEE Tier 1
213067292 | Central HP <5.4 tons | ACIQ | HRCU-A-CB (Split System: Heat Pump with Remote Outdoor Unit-Air-Source) | HVH825GKA3* |  |  | EA*4X42L21A*+WALLCON | *97CMN0602120A* | 23600 | 16 | 8.1 | 21400 | 16700 | 78.04% | 1.94 | 0 | 11 |  |  |  | No | R-410A | 1.9667 | Residential & Commercial | Ducted CEE Tier 1
213067299 | Central HP <5.4 tons | ACIQ | HRCU-A-CB (Split System: Heat Pump with Remote Outdoor Unit-Air-Source) | HVH825GKA3* |  |  | EA*4X42L24A*+WALLCON | *97CMN1202422A* | 23800 | 16.5 | 8.1 | 21400 | 16700 | 78.04% | 1.96 | 0 | 11 |  |  |  | No | R-410A | 1.9833 | Residential & Commercial | Ducted CEE Tier 1
212975832 | Central HP <5.4 tons | KEEPRITE | HRCU-A-CB (Split System: Heat Pump with Remote Outdoor Unit-Air-Source) | DLCURAH18ABK |  |  | EN(A,D)4X24L17** | *96VTN0801716B* | 17700 | 16 | 8.5 | 18700 | 19100 | 102.1% | 2.3 | 0 | 11 |  |  |  | No | R-410A | 1.475 | Residential & Commercial | Ducted CEE Tier 1
215679569 | Central HP <5.4 tons | DAY & NIGHT | HRCU-A-CB (Split System: Heat Pump with Remote Outdoor Unit-Air-Source) | C5H0V36*K*AAA* |  |  | EA*5X60M24A*+WALLCON | *97CTN0802120A* | 34400 | 18 | 9 | 34200 | 24800 | 72.51% | 1.9 | 0 | 10 |  |  |  | No | R-454B | 2.8667 | Residential & Commercial | Ducted CEE Tier 1
215679619 | Central HP <5.4 tons | DAY & NIGHT | HRCU-A-CB (Split System: Heat Pump with Remote Outdoor Unit-Air-Source) | C5H0V36*K*AAA* |  |  | EA*5X61M21A*+WALLCON | *80CSU0601716B* | 35000 | 18 | 9 | 34400 | 24800 | 72.09% | 1.92 | 0 | 10 |  |  |  | No | R-454B | 2.9167 | Residential & Commercial | Ducted CEE Tier 1
212975050 | Central HP <5.4 tons | KEEPRITE | HRCU-A-CB (Split System: Heat Pump with Remote Outdoor Unit-Air-Source) | DLCURAH24ABK |  |  | EN(A,D)4X30L17** | *96VTN0401410B* | 23400 | 16 | 8.1 | 26400 | 24600 | 93.18% | 2.04 | 0 | 10 |  |  |  | No | R-410A | 1.95 | Residential & Commercial | Ducted CEE Tier 1
212976131 | Central HP <5.4 tons | KEEPRITE | HRCU-A-CB (Split System: Heat Pump with Remote Outdoor Unit-Air-Source) | DLCURAH24ABK |  |  | EN(A,D)4X36L21** | *96VTN0801716B* | 23400 | 16.5 | 8.1 | 25800 | 24200 | 93.8% | 2 | 0 | 10 |  |  |  | No | R-410A | 1.95 | Residential & Commercial | Ducted CEE Tier 1
212974109 | Central HP <5.4 tons | KEEPRITE | HRCU-A-CB (Split System: Heat Pump with Remote Outdoor Unit-Air-Source) | DLCURAH24ABK |  |  | EA*4X37L21A* | *96VSN0802120B* | 24400 | 17 | 8.5 | 25200 | 21400 | 84.92% | 1.8 | 0 | 10.5 |  |  |  | No | R-410A | 2.0333 | Residential & Commercial | Ducted CEE Tier 1
212973589 | Central HP <5.4 tons | KEEPRITE | HRCU-A-CB (Split System: Heat Pump with Remote Outdoor Unit-Air-Source) | DLCURAH24ABK |  |  | EA*4X37L17A* | *96VSN0601412B* | 24000 | 17 | 8.1 | 25200 | 22400 | 88.89% | 1.86 | 0 | 10 |  |  |  | No | R-410A | 2 | Residential & Commercial | Ducted CEE Tier 1
212973859 | Central HP <5.4 tons | KEEPRITE | HRCU-A-CB (Split System: Heat Pump with Remote Outdoor Unit-Air-Source) | DLCURAH24ABK |  |  | EA*4X36L17A* | *96VSN0801716B* | 23600 | 17 | 8.5 | 26000 | 24200 | 93.08% | 2.02 | 0 | 10 |  |  |  | No | R-410A | 1.9667 | Residential & Commercial | Ducted CEE Tier 1
212979235 | Central HP <5.4 tons | KEEPRITE | HRCU-A-CB (Split System: Heat Pump with Remote Outdoor Unit-Air-Source) | DLCURAH24ABK |  |  | EN(A,D,W)4X36L17** | *80MS(N,L)0701716A* | 23600 | 17 | 8.5 | 26400 | 24400 | 92.42% | 2.02 | 0 | 10.5 |  |  |  | No | R-410A | 1.9667 | Residential & Commercial | Ducted CEE Tier 1
212976118 | Central HP <5.4 tons | KEEPRITE | HRCU-A-CB (Split System: Heat Pump with Remote Outdoor Unit-Air-Source) | DLCURAH24ABK |  |  | EN(A,D,W)4X36L17** | *96VTN0801716B* | 23400 | 16.5 | 8.1 | 25800 | 24200 | 93.8% | 2 | 0 | 10 |  |  |  | No | R-410A | 1.95 | Residential & Commercial | Ducted CEE Tier 1
215675509 | Central HP <5.4 tons | DAY & NIGHT | HRCU-A-CB (Split System: Heat Pump with Remote Outdoor Unit-Air-Source) | C5H0V48*K*AAA* |  |  | EVM5X49M21A*+WALLCON | *80CSU0802120A* | 48000 | 19 | 9 | 50000 | 36600 | 73.2% | 2.12 | 0 | 10 |  |  |  | No | R-454B | 4 | Residential & Commercial | Ducted CEE Tier 1
215675799 | Central HP <5.4 tons | DAY & NIGHT | HRCU-A-CB (Split System: Heat Pump with Remote Outdoor Unit-Air-Source) | C5H0V48*K*AAA* |  |  | EVM5X60M21A*+WALLCON | *97CMN0801714B* | 47500 | 18.5 | 9 | 50000 | 37400 | 74.8% | 1.98 | 0 | 10 |  |  |  | No | R-454B | 3.9583 | Residential & Commercial | Ducted CEE Tier 1
215675949 | Central HP <5.4 tons | DAY & NIGHT | HRCU-A-CB (Split System: Heat Pump with Remote Outdoor Unit-Air-Source) | C5H0V48*K*AAA* |  |  | EVM5X60M24A*+WALLCON | *96CTN1002122B* | 48000 | 19 | 9 | 50000 | 36600 | 73.2% | 2 | 0 | 10.5 |  |  |  | No | R-454B | 4 | Residential & Commercial | Ducted CEE Tier 1
214396807 | Central HP <5.4 tons | FRASER-JOHNSTON | HRCU-A-CB (Split System: Heat Pump with Remote Outdoor Unit-Air-Source) | HH836E2S11 |  |  | CTF36B5CDS1 | TM9E060B12MP12 | 33200 | 17 | 8.5 | 31600 | 25400 | 80.38% | 2 | 0 | 11 |  |  |  | No | R-454B | 2.7667 | Residential & Commercial | Ducted CEE Tier 1
212973669 | Central HP <5.4 tons | KEEPRITE | HRCU-A-CB (Split System: Heat Pump with Remote Outdoor Unit-Air-Source) | DLCURAH18ABK |  |  | EA*4X24L17A* | *96VSN0801716B* | 17200 | 16 | 8.5 | 18200 | 19400 | 106.6% | 2.34 | 0 | 10.5 |  |  |  | No | R-410A | 1.4333 | Residential & Commercial | Ducted CEE Tier 1
212973319 | Central HP <5.4 tons | KEEPRITE | HRCU-A-CB (Split System: Heat Pump with Remote Outdoor Unit-Air-Source) | DLCURAH18ABK |  |  | EA*4X24L17A* | *96VSN0601412B* | 17300 | 16 | 8.5 | 18200 | 19400 | 106.6% | 2.34 | 0 | 10.5 |  |  |  | No | R-410A | 1.4417 | Residential & Commercial | Ducted CEE Tier 1
212973049 | Central HP <5.4 tons | KEEPRITE | HRCU-A-CB (Split System: Heat Pump with Remote Outdoor Unit-Air-Source) | DLCURAH18ABK |  |  | EA*4X30L17A* | *96VSN0401712B* | 17400 | 16 | 8.5 | 18000 | 18800 | 104.4% | 2.24 | 0 | 10.5 |  |  |  | No | R-410A | 1.45 | Residential & Commercial | Ducted CEE Tier 1
213067335 | Central HP <5.4 tons | ACIQ | HRCU-A-CB (Split System: Heat Pump with Remote Outdoor Unit-Air-Source) | HVH825GKA3* |  |  | EA*4X48L24A*+WALLCON | *80CSU1002120A* | 24000 | 16.5 | 8.1 | 21000 | 16600 | 79.05% | 2 | 0 | 11 |  |  |  | No | R-410A | 2 | Residential & Commercial | Ducted CEE Tier 1
213067351 | Central HP <5.4 tons | ACIQ | HRCU-A-CB (Split System: Heat Pump with Remote Outdoor Unit-Air-Source) | HVH825GKA3* |  |  | END4X42L17**+WALLCON | *80CTL0701412A* | 24000 | 17 | 8.1 | 21400 | 16600 | 77.57% | 2 | 0 | 11 |  |  |  | No | R-410A | 2 | Residential & Commercial | Ducted CEE Tier 1
213067378 | Central HP <5.4 tons | ACIQ | HRCU-A-CB (Split System: Heat Pump with Remote Outdoor Unit-Air-Source) | HVH825GKA3* |  |  | EN(A,D,W)4X48L21**+WALLCON | *96CTN0801714A* | 24000 | 16.5 | 8.1 | 21400 | 16600 | 77.57% | 2 | 0 | 11 |  |  |  | No | R-410A | 2 | Residential & Commercial | Ducted CEE Tier 1
213067410 | Central HP <5.4 tons | ACIQ | HRCU-A-CB (Split System: Heat Pump with Remote Outdoor Unit-Air-Source) | HVH825GKA3* |  |  | EHD4X42AAL+WALLCON | *80CTL0701412A* | 24200 | 16.5 | 8.1 | 21200 | 16600 | 78.3% | 2.02 | 0 | 11 |  |  |  | No | R-410A | 2.0167 | Residential & Commercial | Ducted CEE Tier 1
214396859 | Central HP <5.4 tons | FRASER-JOHNSTON | HRCU-A-CB (Split System: Heat Pump with Remote Outdoor Unit-Air-Source) | HH836E2S11 |  |  | CTM36C5CDS1 | TM8V100C16MP12 | 34000 | 18 | 8.5 | 32000 | 26200 | 81.88% | 2 | 0 | 11 |  |  |  | No | R-454B | 2.8333 | Residential & Commercial | Ducted CEE Tier 1
214397007 | Central HP <5.4 tons | FRASER-JOHNSTON | HRCU-A-CB (Split System: Heat Pump with Remote Outdoor Unit-Air-Source) | HH836E2S11 |  |  | CTM48C5CFS1 | TL8E100C20UH11 | 34000 | 19 | 9 | 31800 | 25400 | 79.87% | 2 | 0 | 11 |  |  |  | No | R-454B | 2.8333 | Residential & Commercial | Ducted CEE Tier 1
214719993 | Central HP <5.4 tons | FRASER-JOHNSTON | HRCU-A-CB (Split System: Heat Pump with Remote Outdoor Unit-Air-Source) | HH836E2S11 |  |  | CTU48C5XFS1+TXV | TM8E100C20MP11 | 34400 | 17 | 8.5 | 32600 | 25800 | 79.14% | 2 | 0 | 11 |  |  |  | No | R-454B | 2.8667 | Residential & Commercial | Ducted CEE Tier 1
212975438 | Central HP <5.4 tons | KEEPRITE | HRCU-A-CB (Split System: Heat Pump with Remote Outdoor Unit-Air-Source) | DLCURAH18ABK |  |  | EA*4X30L17A* | *96VTN0601412B* | 17400 | 16.5 | 8.5 | 18000 | 18700 | 103.9% | 2.26 | 0 | 10.5 |  |  |  | No | R-410A | 1.45 | Residential & Commercial | Ducted CEE Tier 1
212975086 | Central HP <5.4 tons | KEEPRITE | HRCU-A-CB (Split System: Heat Pump with Remote Outdoor Unit-Air-Source) | DLCURAH18ABK |  |  | EA*4X24L17A* | *96VTN0401712B* | 17200 | 16 | 8.5 | 18200 | 19400 | 106.6% | 2.34 | 0 | 10.5 |  |  |  | No | R-410A | 1.4333 | Residential & Commercial | Ducted CEE Tier 1
212975119 | Central HP <5.4 tons | KEEPRITE | HRCU-A-CB (Split System: Heat Pump with Remote Outdoor Unit-Air-Source) | DLCURAH18ABK |  |  | EN(A,D)4X24L17** | *96VTN0401712B* | 17500 | 15.5 | 8.5 | 18600 | 19200 | 103.2% | 2.3 | 0 | 10.5 |  |  |  | No | R-410A | 1.4583 | Residential & Commercial | Ducted CEE Tier 1
212974634 | Central HP <5.4 tons | KEEPRITE | HRCU-A-CB (Split System: Heat Pump with Remote Outdoor Unit-Air-Source) | DLCURAH18ABK |  |  | EA*4X24L14A* | *96VTN0401410B* | 17300 | 15.5 | 8.5 | 18400 | 19400 | 105.4% | 2.32 | 0 | 10.5 |  |  |  | No | R-410A | 1.4417 | Residential & Commercial | Ducted CEE Tier 1
215676319 | Central HP <5.4 tons | DAY & NIGHT | HRCU-A-CB (Split System: Heat Pump with Remote Outdoor Unit-Air-Source) | C5H0V48*K*AAA* |  |  | EVD5X49M24A*+WALLCON | *80CTL1102120B* | 48000 | 19 | 9 | 50000 | 36400 | 72.8% | 2 | 0 | 10.5 |  |  |  | No | R-454B | 4 | Residential & Commercial | Ducted CEE Tier 1
215676349 | Central HP <5.4 tons | DAY & NIGHT | HRCU-A-CB (Split System: Heat Pump with Remote Outdoor Unit-Air-Source) | C5H0V48*K*AAA* |  |  | EVD5X49M24A*+WALLCON | *97CMN0602120B* | 47500 | 18.5 | 9 | 50000 | 37000 | 74% | 1.98 | 0 | 10 |  |  |  | No | R-454B | 3.9583 | Residential & Commercial | Ducted CEE Tier 1
215674500 | Central HP <5.4 tons | DAY & NIGHT | HRCU-A-CB (Split System: Heat Pump with Remote Outdoor Unit-Air-Source) | C5H0V48*K*AAA* |  |  | EA*5X61M24A*+WALLCON | *80CTL1102120B* | 46000 | 18.5 | 9 | 47500 | 33600 | 70.74% | 2.08 | 0 | 10 |  |  |  | No | R-454B | 3.8333 | Residential & Commercial | Ducted CEE Tier 1
213080891 | Central HP <5.4 tons | ACIQ | HRCU-A-CB (Split System: Heat Pump with Remote Outdoor Unit-Air-Source) | HVH837GKA** |  |  | EA*4X48L21A*+WALLCON | *97CMN1002122A* | 32400 | 17.5 | 8.5 | 32600 | 25000 | 76.69% | 1.98 | 12 | 11.7 |  |  |  | No | R-410A | 2.7 | Residential & Commercial | Ducted CEE Tier 1
213080893 | Central HP <5.4 tons | ACIQ | HRCU-A-CB (Split System: Heat Pump with Remote Outdoor Unit-Air-Source) | HVH837GKA** |  |  | EA*4X48L21A*+WALLCON | *80CTL0901716A* | 32400 | 18 | 8.5 | 32600 | 24800 | 76.07% | 2 | 12 | 11.7 |  |  |  | No | R-410A | 2.7 | Residential & Commercial | Ducted CEE Tier 1
213081009 | Central HP <5.4 tons | ACIQ | HRCU-A-CB (Split System: Heat Pump with Remote Outdoor Unit-Air-Source) | HVH837GKA** |  |  | EA*4X60L24A*+WALLCON | *80CTL0902120A* | 32800 | 17.5 | 8.5 | 31800 | 24800 | 77.99% | 1.98 | 0 | 11.7 |  |  |  | No | R-410A | 2.7333 | Residential & Commercial | Ducted CEE Tier 1
213081011 | Central HP <5.4 tons | ACIQ | HRCU-A-CB (Split System: Heat Pump with Remote Outdoor Unit-Air-Source) | HVH837GKA** |  |  | EA*4X60L24A*+WALLCON | *96CTN1002122A* | 32800 | 17.5 | 8.5 | 31800 | 24800 | 77.99% | 2 | 0 | 11.7 |  |  |  | No | R-410A | 2.7333 | Residential & Commercial | Ducted CEE Tier 1
213081028 | Central HP <5.4 tons | ACIQ | HRCU-A-CB (Split System: Heat Pump with Remote Outdoor Unit-Air-Source) | HVH837GKA** |  |  | EN(A,D)4X48L24**+WALLCON | *95CSU1002122A* | 32400 | 17.5 | 8.1 | 32800 | 24600 | 75% | 1.98 | 0 | 11.7 |  |  |  | No | R-410A | 2.7 | Residential & Commercial | Ducted CEE Tier 1
213062945 | Central HP <5.4 tons | ACIQ | HRCU-A-CB (Split System: Heat Pump with Remote Outdoor Unit-Air-Source) | HVH825GKA3* |  |  | EA*4X36L17A*+WALLCON | *97CMN0601714A* | 23400 | 16 | 8.1 | 21600 | 16800 | 77.78% | 1.92 | 11 | 10.5 |  |  |  | No | R-410A | 1.95 | Residential & Commercial | Ducted CEE Tier 1
213062959 | Central HP <5.4 tons | ACIQ | HRCU-A-CB (Split System: Heat Pump with Remote Outdoor Unit-Air-Source) | HVH825GKA3* |  |  | EA*4X37L17A*+WALLCON | *80CTL0451712A* | 24000 | 16 | 8.1 | 21600 | 16800 | 77.78% | 1.98 | 11 | 10.5 |  |  |  | No | R-410A | 2 | Residential & Commercial | Ducted CEE Tier 1
215933364 | Central HP <5.4 tons | CARRIER | HRCU-A-CB (Split System: Heat Pump with Remote Outdoor Unit-Air-Source) | 27VNA336A*030* |  |  | CSAH*4212AM*+UI | 59CU5B060C17**16 | 33400 | 18.5 | 9 | 35200 | 27000 | 76.7% | 1.92 | 0 | 11 |  |  |  | No | R-454B | 2.7833 | Residential & Commercial | Ducted CEE Tier 1
215933414 | Central HP <5.4 tons | CARRIER | HRCU-A-CB (Split System: Heat Pump with Remote Outdoor Unit-Air-Source) | 27VNA336A*030* |  |  | CSAH*4212AM*+UI | 59MN7C080C17**14 | 33400 | 18.5 | 9 | 35400 | 27000 | 76.27% | 1.92 | 0 | 11 |  |  |  | No | R-454B | 2.7833 | Residential & Commercial | Ducted CEE Tier 1
212975757 | Central HP <5.4 tons | KEEPRITE | HRCU-A-CB (Split System: Heat Pump with Remote Outdoor Unit-Air-Source) | DLCURAH24ABK |  |  | EN(A,D,W)4X36L17** | *96VTN0601412B* | 23400 | 16.5 | 8.1 | 26200 | 24600 | 93.89% | 2.04 | 0 | 10 |  |  |  | No | R-410A | 1.95 | Residential & Commercial | Ducted CEE Tier 1
212975702 | Central HP <5.4 tons | KEEPRITE | HRCU-A-CB (Split System: Heat Pump with Remote Outdoor Unit-Air-Source) | DLCURAH24ABK |  |  | EA*4X37L17A* | *96VTN0601412B* | 24000 | 17 | 8.1 | 25200 | 22400 | 88.89% | 1.86 | 0 | 10 |  |  |  | No | R-410A | 2 | Residential & Commercial | Ducted CEE Tier 1
212978182 | Central HP <5.4 tons | KEEPRITE | HRCU-A-CB (Split System: Heat Pump with Remote Outdoor Unit-Air-Source) | DLCURAH24ABK |  |  | EN(A,D)4X24L17** | *80MS(N,L)0701412A* | 23200 | 17 | 8.5 | 26800 | 25400 | 94.78% | 2.14 | 0 | 10 |  |  |  | No | R-410A | 1.9333 | Residential & Commercial | Ducted CEE Tier 1
212976053 | Central HP <5.4 tons | KEEPRITE | HRCU-A-CB (Split System: Heat Pump with Remote Outdoor Unit-Air-Source) | DLCURAH24ABK |  |  | EA*4X36L21A* | *96VTN0801716B* | 23600 | 17 | 8.5 | 26200 | 24000 | 91.6% | 2 | 0 | 10 |  |  |  | No | R-410A | 1.9667 | Residential & Commercial | Ducted CEE Tier 1
212975658 | Central HP <5.4 tons | KEEPRITE | HRCU-A-CB (Split System: Heat Pump with Remote Outdoor Unit-Air-Source) | DLCURAH24ABK |  |  | EA*4X25L17A* | *96VTN0601412B* | 24000 | 17 | 8.5 | 25000 | 21800 | 87.2% | 1.82 | 0 | 10 |  |  |  | No | R-410A | 2 | Residential & Commercial | Ducted CEE Tier 1
212974972 | Central HP <5.4 tons | KEEPRITE | HRCU-A-CB (Split System: Heat Pump with Remote Outdoor Unit-Air-Source) | DLCURAH24ABK |  |  | EA*4X30L17A* | *96VTN0401410B* | 23400 | 16 | 8.5 | 26400 | 24800 | 93.94% | 2.06 | 0 | 10 |  |  |  | No | R-410A | 1.95 | Residential & Commercial | Ducted CEE Tier 1
212975284 | Central HP <5.4 tons | KEEPRITE | HRCU-A-CB (Split System: Heat Pump with Remote Outdoor Unit-Air-Source) | DLCURAH24ABK |  |  | EA*4X30L17A* | *96VTN0401712B* | 23200 | 16 | 8.5 | 26400 | 25200 | 95.45% | 2.08 | 0 | 10 |  |  |  | No | R-410A | 1.9333 | Residential & Commercial | Ducted CEE Tier 1
215932444 | Central HP <5.4 tons | CARRIER | HRCU-A-CB (Split System: Heat Pump with Remote Outdoor Unit-Air-Source) | 27VNA336A*030* |  |  | CAA**4821AM*+UI | 58TN*B110C21**20 | 33400 | 20.5 | 9.5 | 34400 | 26200 | 76.16% | 2.04 | 0 | 11.7 |  |  |  | No | R-454B | 2.7833 | Residential & Commercial | Ducted CEE Tier 1
215932504 | Central HP <5.4 tons | CARRIER | HRCU-A-CB (Split System: Heat Pump with Remote Outdoor Unit-Air-Source) | 27VNA336A*030* |  |  | CAA**4821AM*+UI | 59TN6C060C17**14 | 33000 | 19.5 | 9.5 | 34000 | 26000 | 76.47% | 2.04 | 0 | 11 |  |  |  | No | R-454B | 2.75 | Residential & Commercial | Ducted CEE Tier 1
215932804 | Central HP <5.4 tons | CARRIER | HRCU-A-CB (Split System: Heat Pump with Remote Outdoor Unit-Air-Source) | 27VNA336A*030* |  |  | CAA**6121AM*+UI | 59MN7C100C21**22 | 34400 | 20.5 | 9.5 | 34200 | 26000 | 76.02% | 2.06 | 0 | 12 |  |  |  | No | R-454B | 2.8667 | Residential & Commercial | Ducted CEE Tier 1
215932904 | Central HP <5.4 tons | CARRIER | HRCU-A-CB (Split System: Heat Pump with Remote Outdoor Unit-Air-Source) | 27VNA336A*030* |  |  | CAA**6124AM*+UI | 59MN7C060C21**20 | 34200 | 20 | 9 | 34800 | 26400 | 75.86% | 1.92 | 0 | 11.5 |  |  |  | No | R-454B | 2.85 | Residential & Commercial | Ducted CEE Tier 1
215933004 | Central HP <5.4 tons | CARRIER | HRCU-A-CB (Split System: Heat Pump with Remote Outdoor Unit-Air-Source) | 27VNA336A*030* |  |  | CSAH*3012AM*+UI | 59TN6C040C14**10 | 31400 | 16.5 | 9 | 34400 | 26400 | 76.74% | 1.92 | 0 | 10 |  |  |  | No | R-454B | 2.6167 | Residential & Commercial | Ducted CEE Tier 1
212973869 | Central HP <5.4 tons | KEEPRITE | HRCU-A-CB (Split System: Heat Pump with Remote Outdoor Unit-Air-Source) | DLCURAH24ABK |  |  | EA*4X36L21A* | *96VSN0801716B* | 23600 | 17 | 8.5 | 26200 | 24000 | 91.6% | 2 | 0 | 10 |  |  |  | No | R-410A | 1.9667 | Residential & Commercial | Ducted CEE Tier 1
212973619 | Central HP <5.4 tons | KEEPRITE | HRCU-A-CB (Split System: Heat Pump with Remote Outdoor Unit-Air-Source) | DLCURAH24ABK |  |  | EN(A,D)4X30L14** | *96VSN0601412B* | 23400 | 16.5 | 8.1 | 26000 | 24400 | 93.85% | 2.02 | 0 | 10 |  |  |  | No | R-410A | 1.95 | Residential & Commercial | Ducted CEE Tier 1
212973219 | Central HP <5.4 tons | KEEPRITE | HRCU-A-CB (Split System: Heat Pump with Remote Outdoor Unit-Air-Source) | DLCURAH24ABK |  |  | EA*4X36L17A* | *96VSN0401712B* | 23400 | 16.5 | 8.5 | 26200 | 24400 | 93.13% | 2.02 | 0 | 10 |  |  |  | No | R-410A | 1.95 | Residential & Commercial | Ducted CEE Tier 1
212989137 | Central HP <5.4 tons | KEEPRITE | HRCU-A-CB (Split System: Heat Pump with Remote Outdoor Unit-Air-Source) | DLCURAH24ABK |  |  | EA*4X24L17A* | *95MSU0601716A* | 23400 | 17 | 9 | 26800 | 26400 | 98.51% | 2.24 | 0 | 10 |  |  |  | No | R-410A | 1.95 | Residential & Commercial | Ducted CEE Tier 1
212989221 | Central HP <5.4 tons | KEEPRITE | HRCU-A-CB (Split System: Heat Pump with Remote Outdoor Unit-Air-Source) | DLCURAH24ABK |  |  | EN(A,D)4X24L17** | *95MSU0601716A* | 23200 | 16.5 | 8.5 | 26800 | 25400 | 94.78% | 2.14 | 0 | 10 |  |  |  | No | R-410A | 1.9333 | Residential & Commercial | Ducted CEE Tier 1
212984105 | Central HP <5.4 tons | KEEPRITE | HRCU-A-CB (Split System: Heat Pump with Remote Outdoor Unit-Air-Source) | DLCURAH24ABK |  |  | EA*4X37L21A* | *92MSN0601714A* | 24200 | 17.5 | 8.5 | 25200 | 21600 | 85.71% | 1.82 | 0 | 10 |  |  |  | No | R-410A | 2.0167 | Residential & Commercial | Ducted CEE Tier 1
212984141 | Central HP <5.4 tons | KEEPRITE | HRCU-A-CB (Split System: Heat Pump with Remote Outdoor Unit-Air-Source) | DLCURAH24ABK |  |  | EN(A,D,W)4X36L17** | *92MSN0601714A* | 23600 | 17 | 8.5 | 26400 | 24400 | 92.42% | 2.02 | 0 | 10.5 |  |  |  | No | R-410A | 1.9667 | Residential & Commercial | Ducted CEE Tier 1
215932784 | Central HP <5.4 tons | CARRIER | HRCU-A-CB (Split System: Heat Pump with Remote Outdoor Unit-Air-Source) | 27VNA336A*030* |  |  | CAA**6121AM*+UI | 59MN7C060C21**20 | 34200 | 20 | 9 | 34800 | 26600 | 76.44% | 1.92 | 0 | 11.5 |  |  |  | No | R-454B | 2.85 | Residential & Commercial | Ducted CEE Tier 1
215932494 | Central HP <5.4 tons | CARRIER | HRCU-A-CB (Split System: Heat Pump with Remote Outdoor Unit-Air-Source) | 27VNA336A*030* |  |  | CAA**4821AM*+UI | 59MN7C080C21**20 | 33400 | 20 | 9.5 | 34600 | 26400 | 76.3% | 2.02 | 0 | 11.5 |  |  |  | No | R-454B | 2.7833 | Residential & Commercial | Ducted CEE Tier 1
215932764 | Central HP <5.4 tons | CARRIER | HRCU-A-CB (Split System: Heat Pump with Remote Outdoor Unit-Air-Source) | 27VNA336A*030* |  |  | CAA**6121AM*+UI | 59CU5B100C21**22 | 34400 | 20.5 | 9.5 | 34200 | 26000 | 76.02% | 2.08 | 0 | 12 |  |  |  | No | R-454B | 2.8667 | Residential & Commercial | Ducted CEE Tier 1
215932994 | Central HP <5.4 tons | CARRIER | HRCU-A-CB (Split System: Heat Pump with Remote Outdoor Unit-Air-Source) | 27VNA336A*030* |  |  | CSAH*3012AM*+UI | 59MN7C060C17**14 | 32200 | 18 | 9 | 34800 | 26800 | 77.01% | 1.9 | 0 | 10 |  |  |  | No | R-454B | 2.6833 | Residential & Commercial | Ducted CEE Tier 1
215933214 | Central HP <5.4 tons | CARRIER | HRCU-A-CB (Split System: Heat Pump with Remote Outdoor Unit-Air-Source) | 27VNA336A*030* |  |  | CSAH*3612AM*+UI | 59MN7C120C24**22 | 33200 | 19 | 9 | 35000 | 26800 | 76.57% | 1.92 | 0 | 11 |  |  |  | No | R-454B | 2.7667 | Residential & Commercial | Ducted CEE Tier 1
215668752 | Central HP <5.4 tons | DAY & NIGHT | HRCU-A-CB (Split System: Heat Pump with Remote Outdoor Unit-Air-Source) | C5H0V36*K*AAA* |  |  | EA*5X37M21A*+WALLCON | *97CMN0802120B* | 34400 | 18 | 8.1 | 35400 | 25200 | 71.19% | 1.88 | 0 | 10 |  |  |  | No | R-454B | 2.8667 | Residential & Commercial | Ducted CEE Tier 1
215933054 | Central HP <5.4 tons | CARRIER | HRCU-A-CB (Split System: Heat Pump with Remote Outdoor Unit-Air-Source) | 27VNA336A*030* |  |  | CSAH*3612AM*+UI | 58TN*B045C17**12 | 32800 | 18.5 | 9 | 35800 | 27600 | 77.09% | 1.88 | 0 | 10.5 |  |  |  | No | R-454B | 2.7333 | Residential & Commercial | Ducted CEE Tier 1
215933474 | Central HP <5.4 tons | CARRIER | HRCU-A-CB (Split System: Heat Pump with Remote Outdoor Unit-Air-Source) | 27VNA336A*030* |  |  | CSAH*4212AM*+UI | 59TN6C080C17**14 | 33400 | 19 | 9 | 35000 | 26800 | 76.57% | 1.9 | 0 | 11 |  |  |  | No | R-454B | 2.7833 | Residential & Commercial | Ducted CEE Tier 1
215933524 | Central HP <5.4 tons | CARRIER | HRCU-A-CB (Split System: Heat Pump with Remote Outdoor Unit-Air-Source) | 27VNA336A*030* |  |  | CSAH*4812AM*+UI | 58CU*A100C21**20 | 33600 | 19.5 | 9 | 34800 | 26600 | 76.44% | 1.94 | 0 | 11.5 |  |  |  | No | R-454B | 2.8 | Residential & Commercial | Ducted CEE Tier 1
215933574 | Central HP <5.4 tons | CARRIER | HRCU-A-CB (Split System: Heat Pump with Remote Outdoor Unit-Air-Source) | 27VNA336A*030* |  |  | CSAH*4812AM*+UI | 58TN*B090C17**16 | 33600 | 19.5 | 9 | 34800 | 26600 | 76.44% | 1.94 | 0 | 11.5 |  |  |  | No | R-454B | 2.8 | Residential & Commercial | Ducted CEE Tier 1
215932854 | Central HP <5.4 tons | CARRIER | HRCU-A-CB (Split System: Heat Pump with Remote Outdoor Unit-Air-Source) | 27VNA336A*030* |  |  | CAA**6124AM*+UI | 58TN*B070C21**20 | 34400 | 20.5 | 9.5 | 34400 | 26000 | 75.58% | 2.06 | 0 | 12 |  |  |  | No | R-454B | 2.8667 | Residential & Commercial | Ducted CEE Tier 1
215933374 | Central HP <5.4 tons | CARRIER | HRCU-A-CB (Split System: Heat Pump with Remote Outdoor Unit-Air-Source) | 27VNA336A*030* |  |  | CSAH*4212AM*+UI | 59CU5B080C21**20 | 33600 | 19 | 9 | 34800 | 26600 | 76.44% | 1.92 | 0 | 11 |  |  |  | No | R-454B | 2.8 | Residential & Commercial | Ducted CEE Tier 1
215933424 | Central HP <5.4 tons | CARRIER | HRCU-A-CB (Split System: Heat Pump with Remote Outdoor Unit-Air-Source) | 27VNA336A*030* |  |  | CSAH*4212AM*+UI | 59MN7C080C21**20 | 33600 | 19 | 9 | 34800 | 26600 | 76.44% | 1.94 | 0 | 11.5 |  |  |  | No | R-454B | 2.8 | Residential & Commercial | Ducted CEE Tier 1
215933454 | Central HP <5.4 tons | CARRIER | HRCU-A-CB (Split System: Heat Pump with Remote Outdoor Unit-Air-Source) | 27VNA336A*030* |  |  | CSAH*4212AM*+UI | 59TN6C040C14**10 | 32000 | 17 | 9 | 33800 | 26000 | 76.92% | 1.96 | 0 | 10.5 |  |  |  | No | R-454B | 2.6667 | Residential & Commercial | Ducted CEE Tier 1
215932554 | Central HP <5.4 tons | CARRIER | HRCU-A-CB (Split System: Heat Pump with Remote Outdoor Unit-Air-Source) | 27VNA336A*030* |  |  | CAA**6024AM*+UI | 58TN*B110C21**20 | 34000 | 20.5 | 9.5 | 34000 | 25800 | 75.88% | 2.04 | 0 | 12 |  |  |  | No | R-454B | 2.8333 | Residential & Commercial | Ducted CEE Tier 1
215932754 | Central HP <5.4 tons | CARRIER | HRCU-A-CB (Split System: Heat Pump with Remote Outdoor Unit-Air-Source) | 27VNA336A*030* |  |  | CAA**6121AM*+UI | 59CU5B080C21**20 | 34400 | 20 | 9 | 34400 | 26200 | 76.16% | 1.96 | 0 | 11.7 |  |  |  | No | R-454B | 2.8667 | Residential & Commercial | Ducted CEE Tier 1
215933104 | Central HP <5.4 tons | CARRIER | HRCU-A-CB (Split System: Heat Pump with Remote Outdoor Unit-Air-Source) | 27VNA336A*030* |  |  | CSAH*3612AM*+UI | 58TN*B090C21**20 | 33400 | 19 | 9 | 34800 | 26600 | 76.44% | 1.92 | 0 | 11.5 |  |  |  | No | R-454B | 2.7833 | Residential & Commercial | Ducted CEE Tier 1
215933154 | Central HP <5.4 tons | CARRIER | HRCU-A-CB (Split System: Heat Pump with Remote Outdoor Unit-Air-Source) | 27VNA336A*030* |  |  | CSAH*3612AM*+UI | 59CU5B100C21**22 | 33400 | 19 | 9 | 34800 | 26600 | 76.44% | 1.94 | 0 | 11.5 |  |  |  | No | R-454B | 2.7833 | Residential & Commercial | Ducted CEE Tier 1
215932624 | Central HP <5.4 tons | CARRIER | HRCU-A-CB (Split System: Heat Pump with Remote Outdoor Unit-Air-Source) | 27VNA336A*030* |  |  | CAA**6024AM*+UI | 59MN7C120C24**22 | 34000 | 20.5 | 9.5 | 34200 | 26000 | 76.02% | 2.06 | 0 | 11.7 |  |  |  | No | R-454B | 2.8333 | Residential & Commercial | Ducted CEE Tier 1
215932924 | Central HP <5.4 tons | CARRIER | HRCU-A-CB (Split System: Heat Pump with Remote Outdoor Unit-Air-Source) | 27VNA336A*030* |  |  | CAA**6124AM*+UI | 59MN7C100C21**22 | 34400 | 20.5 | 9.5 | 34200 | 26000 | 76.02% | 2.08 | 0 | 12 |  |  |  | No | R-454B | 2.8667 | Residential & Commercial | Ducted CEE Tier 1
215934072 | Central HP <5.4 tons | KENMORE | HRCU-A-CB (Split System: Heat Pump with Remote Outdoor Unit-Air-Source) | (C,H,T)5H3V48*K*AAA* |  |  | EA*5X48M21A*+WALLCON | *97CMN0802120B* | 43500 | 20.5 | 9.5 | 48000 | 36600 | 76.25% | 2 | 0 | 10.5 |  |  |  | No | R-454B | 3.625 | Residential & Commercial | Ducted CEE Tier 1
215934142 | Central HP <5.4 tons | KENMORE | HRCU-A-CB (Split System: Heat Pump with Remote Outdoor Unit-Air-Source) | (C,H,T)5H3V48*K*AAA* |  |  | EA*5X61M21A*+WALLCON | *80CSU1002120A* | 45000 | 21 | 9.5 | 48500 | 37000 | 76.29% | 2 | 0 | 11 |  |  |  | No | R-454B | 3.75 | Residential & Commercial | Ducted CEE Tier 1
214396308 | Central HP <5.4 tons | CHAMPION HEATING AND COOLING | HRCU-A-CB (Split System: Heat Pump with Remote Outdoor Unit-Air-Source) | HH860E2S11 |  |  | CTF60C5CHS1 | TP9C100C20MP13 | 53000 | 19 | 8.5 | 53500 | 38500 | 71.96% | 2 | 0 | 11 |  |  |  | No | R-454B | 4.4167 | Residential & Commercial | Ducted CEE Tier 1
214396362 | Central HP <5.4 tons | CHAMPION HEATING AND COOLING | HRCU-A-CB (Split System: Heat Pump with Remote Outdoor Unit-Air-Source) | HH860E2S11 |  |  | CTF60D5CJS1 | TM9V120D20MP12 | 53000 | 19 | 9 | 55000 | 39500 | 71.82% | 2 | 0 | 11 |  |  |  | No | R-454B | 4.4167 | Residential & Commercial | Ducted CEE Tier 1
214396642 | Central HP <5.4 tons | CHAMPION HEATING AND COOLING | HRCU-A-CB (Split System: Heat Pump with Remote Outdoor Unit-Air-Source) | HH860E2S11 |  |  | CTM60C5CGS1 | TMLV100C16MP12 | 44000 | 18 | 9 | 44500 | 33600 | 75.51% | 2 | 0 | 11.7 |  |  |  | No | R-454B | 3.6667 | Residential & Commercial | Ducted CEE Tier 1
214606547 | Central HP <5.4 tons | CHAMPION HEATING AND COOLING | HRCU-A-C (Split System: Heat Pump with Remote Outdoor Unit with No Indoor Fan --Air Source) | HH860E2S11 |  |  | CTM60C5CHS1 |  | 54000 | 15.2 | 8.1 | 55000 | 40000 | 72.73% | 2 | 0 | 11 |  |  |  | No | R-454B | 4.5 | Residential & Commercial | Ducted CEE Tier 1
215934372 | Central HP <5.4 tons | KENMORE | HRCU-A-CB (Split System: Heat Pump with Remote Outdoor Unit-Air-Source) | (C,H,T)5H3V48*K*AAA* |  |  | EA*5X61M24A*+WALLCON | *97CMN0602120B* | 44500 | 20.5 | 9.5 | 48500 | 37400 | 77.11% | 2 | 0 | 10.5 |  |  |  | No | R-454B | 3.7083 | Residential & Commercial | Ducted CEE Tier 1
214398025 | Central HP <5.4 tons | CHAMPION HEATING AND COOLING | HRCU-A-CB (Split System: Heat Pump with Remote Outdoor Unit-Air-Source) | HH860E2S11 |  |  | CTM60C5CHS1 | TM8E080C20MP11 | 53500 | 19 | 8.5 | 54000 | 39000 | 72.22% | 2 | 0 | 11 |  |  |  | No | R-454B | 4.4583 | Residential & Commercial | Ducted CEE Tier 1
214396592 | Central HP <5.4 tons | CHAMPION HEATING AND COOLING | HRCU-A-CB (Split System: Heat Pump with Remote Outdoor Unit-Air-Source) | HH860E2S11 |  |  | CTM60C5CGS1 | TL9E080C16UH11 | 44500 | 18 | 9 | 46000 | 34400 | 74.78% | 2 | 0 | 11 |  |  |  | No | R-454B | 3.7083 | Residential & Commercial | Ducted CEE Tier 1
214396728 | Central HP <5.4 tons | CHAMPION HEATING AND COOLING | HRCU-A-CB (Split System: Heat Pump with Remote Outdoor Unit-Air-Source) | HH860E2S11 |  |  | CTM60D5CHS1 | TM9E120D20MP12 | 53500 | 19 | 8.5 | 54500 | 39500 | 72.48% | 2 | 0 | 11 |  |  |  | No | R-454B | 4.4583 | Residential & Commercial | Ducted CEE Tier 1
214397053 | Central HP <5.4 tons | CHAMPION HEATING AND COOLING | HRCU-A-CB (Split System: Heat Pump with Remote Outdoor Unit-Air-Source) | HH860E2S11 |  |  | CTM60C5CGS1 | TM8E080C20MP11 | 44500 | 17 | 9 | 45000 | 33800 | 75.11% | 2 | 0 | 11.7 |  |  |  | No | R-454B | 3.7083 | Residential & Commercial | Ducted CEE Tier 1
214606570 | Central HP <5.4 tons | CHAMPION HEATING AND COOLING | HRCU-A-C (Split System: Heat Pump with Remote Outdoor Unit with No Indoor Fan --Air Source) | HH860E2S11 |  |  | CTM60D5CHS1 |  | 53500 | 15.2 | 8.1 | 55000 | 40000 | 72.73% | 2 | 0 | 11 |  |  |  | No | R-454B | 4.4583 | Residential & Commercial | Ducted CEE Tier 1
212978683 | Central HP <5.4 tons | KEEPRITE | HRCU-A-CB (Split System: Heat Pump with Remote Outdoor Unit-Air-Source) | DLCURAH24ABK |  |  | EA*4X37L17A* | *80MS(N,L)0701712A* | 24200 | 17.5 | 8.5 | 25200 | 22000 | 87.3% | 1.84 | 0 | 10 |  |  |  | No | R-410A | 2.0167 | Residential & Commercial | Ducted CEE Tier 1
212978206 | Central HP <5.4 tons | KEEPRITE | HRCU-A-CB (Split System: Heat Pump with Remote Outdoor Unit-Air-Source) | DLCURAH24ABK |  |  | EN(A,D)4X30L17** | *80MS(N,L)0701412A* | 23600 | 17 | 8.1 | 26000 | 24000 | 92.31% | 2 | 0 | 10.5 |  |  |  | No | R-410A | 1.9667 | Residential & Commercial | Ducted CEE Tier 1
212975691 | Central HP <5.4 tons | KEEPRITE | HRCU-A-CB (Split System: Heat Pump with Remote Outdoor Unit-Air-Source) | DLCURAH24ABK |  |  | EA*4X36L17A* | *96VTN0601412B* | 23600 | 17 | 8.5 | 26200 | 24000 | 91.6% | 2 | 0 | 10 |  |  |  | No | R-410A | 1.9667 | Residential & Commercial | Ducted CEE Tier 1
212972949 | Central HP <5.4 tons | KEEPRITE | HRCU-A-CB (Split System: Heat Pump with Remote Outdoor Unit-Air-Source) | DLCURAH24ABK |  |  | EA*4X36L17A* | *96VSN0401410B* | 23600 | 16 | 8.5 | 26200 | 24000 | 91.6% | 1.98 | 0 | 10 |  |  |  | No | R-410A | 1.9667 | Residential & Commercial | Ducted CEE Tier 1
212978727 | Central HP <5.4 tons | KEEPRITE | HRCU-A-CB (Split System: Heat Pump with Remote Outdoor Unit-Air-Source) | DLCURAH24ABK |  |  | EN(A,D,W)4X36L17** | *80MS(N,L)0701712A* | 23400 | 17 | 8.1 | 25800 | 24200 | 93.8% | 2.04 | 0 | 10.5 |  |  |  | No | R-410A | 1.95 | Residential & Commercial | Ducted CEE Tier 1
212974329 | Central HP <5.4 tons | KEEPRITE | HRCU-A-CB (Split System: Heat Pump with Remote Outdoor Unit-Air-Source) | DLCURAH24ABK |  |  | EA*4X37L21A* | *96VSN1002120B* | 24800 | 17.5 | 8.5 | 25600 | 21200 | 82.81% | 1.8 | 0 | 10.5 |  |  |  | No | R-410A | 2.0667 | Residential & Commercial | Ducted CEE Tier 1
212972959 | Central HP <5.4 tons | KEEPRITE | HRCU-A-CB (Split System: Heat Pump with Remote Outdoor Unit-Air-Source) | DLCURAH24ABK |  |  | EA*4X37L17A* | *96VSN0401410B* | 23800 | 16.5 | 8.5 | 25600 | 22600 | 88.28% | 1.86 | 0 | 10 |  |  |  | No | R-410A | 1.9833 | Residential & Commercial | Ducted CEE Tier 1
215933044 | Central HP <5.4 tons | CARRIER | HRCU-A-CB (Split System: Heat Pump with Remote Outdoor Unit-Air-Source) | 27VNA336A*030* |  |  | CSAH*3612AM*+UI | 58CU*A100C21**20 | 33200 | 18.5 | 9 | 35000 | 26800 | 76.57% | 1.92 | 0 | 11 |  |  |  | No | R-454B | 2.7667 | Residential & Commercial | Ducted CEE Tier 1
215933274 | Central HP <5.4 tons | CARRIER | HRCU-A-CB (Split System: Heat Pump with Remote Outdoor Unit-Air-Source) | 27VNA336A*030* |  |  | CSAH*4212AM*+UI | 58CU*A060C17**16 | 33400 | 19.5 | 9 | 34800 | 26600 | 76.44% | 1.94 | 0 | 11 |  |  |  | No | R-454B | 2.7833 | Residential & Commercial | Ducted CEE Tier 1
215933774 | Central HP <5.4 tons | CARRIER | HRCU-A-CB (Split System: Heat Pump with Remote Outdoor Unit-Air-Source) | 27VNA336A*030* |  |  | CSAH*6012AM*+UI | 58TN*B070C21**20 | 34200 | 19.5 | 9 | 34400 | 26000 | 75.58% | 1.96 | 0 | 11.7 |  |  |  | No | R-454B | 2.85 | Residential & Commercial | Ducted CEE Tier 1
215933824 | Central HP <5.4 tons | CARRIER | HRCU-A-CB (Split System: Heat Pump with Remote Outdoor Unit-Air-Source) | 27VNA336A*030* |  |  | CSAH*6012AM*+UI | 59CU5B060C17**16 | 34000 | 19 | 9 | 34800 | 26400 | 75.86% | 1.92 | 0 | 11 |  |  |  | No | R-454B | 2.8333 | Residential & Commercial | Ducted CEE Tier 1
215932604 | Central HP <5.4 tons | CARRIER | HRCU-A-CB (Split System: Heat Pump with Remote Outdoor Unit-Air-Source) | 27VNA336A*030* |  |  | CAA**6024AM*+UI | 59MN7C080C21**20 | 34000 | 20 | 9.5 | 34200 | 26000 | 76.02% | 2.06 | 0 | 11.7 |  |  |  | No | R-454B | 2.8333 | Residential & Commercial | Ducted CEE Tier 1
212980175 | Central HP <5.4 tons | KEEPRITE | HRCU-A-CB (Split System: Heat Pump with Remote Outdoor Unit-Air-Source) | DLCURAH36ABK |  |  | EA*4X48L24A* | *80MS(N,L)0902116A* | 35600 | 16.5 | 8.5 | 37800 | 34600 | 91.53% | 2.02 | 0 | 10 |  |  |  | No | R-410A | 2.9667 | Residential & Commercial | Ducted CEE Tier 1
212978971 | Central HP <5.4 tons | KEEPRITE | HRCU-A-CB (Split System: Heat Pump with Remote Outdoor Unit-Air-Source) | DLCURAH36ABK |  |  | EA*4X48L21A* | *80MS(N,L)0701716A* | 35600 | 16 | 8.1 | 37800 | 34600 | 91.53% | 2 | 0 | 10 |  |  |  | No | R-410A | 2.9667 | Residential & Commercial | Ducted CEE Tier 1
213069286 | Central HP <5.4 tons | ACIQ | HRCU-A-CB (Split System: Heat Pump with Remote Outdoor Unit-Air-Source) | DLCURAH36ABK |  |  | EA*4X37L21A* | *80ESU0601716A | 37000 | 16 | 8.5 | 38500 | 34800 | 90.39% | 2.12 | 0 | 10 |  |  |  | No | R-410A | 3.0833 | Residential & Commercial | Ducted CEE Tier 1
213069302 | Central HP <5.4 tons | ACIQ | HRCU-A-CB (Split System: Heat Pump with Remote Outdoor Unit-Air-Source) | DLCURAH36ABK |  |  | EA*4X37L21A* | *96VSN1002120A* | 36400 | 16 | 8.5 | 38500 | 34800 | 90.39% | 2.08 | 0 | 10 |  |  |  | No | R-410A | 3.0333 | Residential & Commercial | Ducted CEE Tier 1
213069320 | Central HP <5.4 tons | ACIQ | HRCU-A-CB (Split System: Heat Pump with Remote Outdoor Unit-Air-Source) | DLCURAH36ABK |  |  | EA*4X42L21A* | *80ES(N,L)0902120A* | 36000 | 16 | 8.1 | 39500 | 35000 | 88.61% | 1.9 | 0 | 10 |  |  |  | No | R-410A | 3 | Residential & Commercial | Ducted CEE Tier 1
213069401 | Central HP <5.4 tons | ACIQ | HRCU-A-CB (Split System: Heat Pump with Remote Outdoor Unit-Air-Source) | DLCURAH36ABK |  |  | EA*4X43L21A* | *80VSL0451716A* | 36200 | 15.5 | 8.5 | 38500 | 34800 | 90.39% | 2.06 | 0 | 10 |  |  |  | No | R-410A | 3.0167 | Residential & Commercial | Ducted CEE Tier 1
213069421 | Central HP <5.4 tons | ACIQ | HRCU-A-CB (Split System: Heat Pump with Remote Outdoor Unit-Air-Source) | DLCURAH36ABK |  |  | EA*4X43L21A* | *96VSN0801716A* | 36800 | 15.5 | 8.5 | 38500 | 35000 | 90.91% | 2.1 | 0 | 10 |  |  |  | No | R-410A | 3.0667 | Residential & Commercial | Ducted CEE Tier 1
213069435 | Central HP <5.4 tons | ACIQ | HRCU-A-CB (Split System: Heat Pump with Remote Outdoor Unit-Air-Source) | DLCURAH36ABK |  |  | EA*4X43L21A* | OMV112K14A | 36200 | 15.5 | 8.5 | 38500 | 34800 | 90.39% | 2.06 | 0 | 10 |  |  |  | No | R-410A | 3.0167 | Residential & Commercial | Ducted CEE Tier 1
213069453 | Central HP <5.4 tons | ACIQ | HRCU-A-CB (Split System: Heat Pump with Remote Outdoor Unit-Air-Source) | DLCURAH36ABK |  |  | EA*4X48L21A* | *80VTL1102122A* | 36800 | 16 | 8.5 | 38500 | 34800 | 90.39% | 2.1 | 0 | 10 |  |  |  | No | R-410A | 3.0667 | Residential & Commercial | Ducted CEE Tier 1
213069501 | Central HP <5.4 tons | ACIQ | HRCU-A-CB (Split System: Heat Pump with Remote Outdoor Unit-Air-Source) | DLCURAH36ABK |  |  | EA*4X48L24A* | *95ESN1002120A* | 36600 | 16 | 8.5 | 38500 | 34800 | 90.39% | 2.08 | 0 | 10 |  |  |  | No | R-410A | 3.05 | Residential & Commercial | Ducted CEE Tier 1
213069502 | Central HP <5.4 tons | ACIQ | HRCU-A-CB (Split System: Heat Pump with Remote Outdoor Unit-Air-Source) | DLCURAH36ABK |  |  | EA*4X48L24A* | *95ESN1002122A* | 37400 | 15.5 | 8.5 | 38500 | 35000 | 90.91% | 2.14 | 0 | 10 |  |  |  | No | R-410A | 3.1167 | Residential & Commercial | Ducted CEE Tier 1
215932704 | Central HP <5.4 tons | CARRIER | HRCU-A-CB (Split System: Heat Pump with Remote Outdoor Unit-Air-Source) | 27VNA336A*030* |  |  | CAA**6121AM*+UI | 58TN*B070C21**20 | 34400 | 20.5 | 9 | 34400 | 26200 | 76.16% | 1.96 | 0 | 11.7 |  |  |  | No | R-454B | 2.8667 | Residential & Commercial | Ducted CEE Tier 1
215932954 | Central HP <5.4 tons | CARRIER | HRCU-A-CB (Split System: Heat Pump with Remote Outdoor Unit-Air-Source) | 27VNA336A*030* |  |  | CAA**6124AM*+UI | 59TN6C120C24**22 | 34400 | 20.5 | 9.5 | 34200 | 26000 | 76.02% | 2.08 | 0 | 12 |  |  |  | No | R-454B | 2.8667 | Residential & Commercial | Ducted CEE Tier 1
215933354 | Central HP <5.4 tons | CARRIER | HRCU-A-CB (Split System: Heat Pump with Remote Outdoor Unit-Air-Source) | 27VNA336A*030* |  |  | CSAH*4212AM*+UI | 58TN*B135C24**22 | 33600 | 19.5 | 9 | 34600 | 26400 | 76.3% | 1.92 | 0 | 11.7 |  |  |  | No | R-454B | 2.8 | Residential & Commercial | Ducted CEE Tier 1
215932724 | Central HP <5.4 tons | CARRIER | HRCU-A-CB (Split System: Heat Pump with Remote Outdoor Unit-Air-Source) | 27VNA336A*030* |  |  | CAA**6121AM*+UI | 58TN*B090C21**20 | 34400 | 20.5 | 9.5 | 34200 | 26000 | 76.02% | 2.06 | 0 | 12 |  |  |  | No | R-454B | 2.8667 | Residential & Commercial | Ducted CEE Tier 1
215932874 | Central HP <5.4 tons | CARRIER | HRCU-A-CB (Split System: Heat Pump with Remote Outdoor Unit-Air-Source) | 27VNA336A*030* |  |  | CAA**6124AM*+UI | 58TN*B135C24**22 | 34600 | 20.5 | 9.5 | 34200 | 25800 | 75.44% | 2.06 | 0 | 12 |  |  |  | No | R-454B | 2.8833 | Residential & Commercial | Ducted CEE Tier 1
215933024 | Central HP <5.4 tons | CARRIER | HRCU-A-CB (Split System: Heat Pump with Remote Outdoor Unit-Air-Source) | 27VNA336A*030* |  |  | CSAH*3612AM*+UI | 58CU*A040C17**12 | 33200 | 19 | 9 | 35000 | 27000 | 77.14% | 1.9 | 0 | 11 |  |  |  | No | R-454B | 2.7667 | Residential & Commercial | Ducted CEE Tier 1
215933224 | Central HP <5.4 tons | CARRIER | HRCU-A-CB (Split System: Heat Pump with Remote Outdoor Unit-Air-Source) | 27VNA336A*030* |  |  | CSAH*3612AM*+UI | 59TN6C040C14**10 | 31800 | 17 | 9 | 34000 | 26200 | 77.06% | 1.94 | 0 | 10.5 |  |  |  | No | R-454B | 2.65 | Residential & Commercial | Ducted CEE Tier 1
214660195 | Central HP <5.4 tons | ECOER | HRCU-A-CB (Split System: Heat Pump with Remote Outdoor Unit-Air-Source) | EODA18H-2436BAA | ECOER |  | EBCT3036BAA | MGH96M060B3A | 32000 | 17 | 8.8 | 34600 | 24400 | 70.52% | 1.95 | 0 | 11.2 |  |  |  | No | R-410A | 2.6667 | Residential & Commercial | Ducted CEE Tier 1
215932534 | Central HP <5.4 tons | CARRIER | HRCU-A-CB (Split System: Heat Pump with Remote Outdoor Unit-Air-Source) | 27VNA336A*030* |  |  | CAA**6024AM*+UI | 58TN*B070C21**20 | 34000 | 20.5 | 9.5 | 34200 | 26000 | 76.02% | 2.04 | 0 | 11.7 |  |  |  | No | R-454B | 2.8333 | Residential & Commercial | Ducted CEE Tier 1
215932884 | Central HP <5.4 tons | CARRIER | HRCU-A-CB (Split System: Heat Pump with Remote Outdoor Unit-Air-Source) | 27VNA336A*030* |  |  | CAA**6124AM*+UI | 59CU5B080C21**20 | 34400 | 20.5 | 9.5 | 34400 | 26000 | 75.58% | 2.06 | 0 | 12 |  |  |  | No | R-454B | 2.8667 | Residential & Commercial | Ducted CEE Tier 1
215933624 | Central HP <5.4 tons | CARRIER | HRCU-A-CB (Split System: Heat Pump with Remote Outdoor Unit-Air-Source) | 27VNA336A*030* |  |  | CSAH*4812AM*+UI | 59CU5B100C21**22 | 33800 | 19.5 | 9 | 34600 | 26400 | 76.3% | 1.94 | 0 | 11.7 |  |  |  | No | R-454B | 2.8167 | Residential & Commercial | Ducted CEE Tier 1
215933724 | Central HP <5.4 tons | CARRIER | HRCU-A-CB (Split System: Heat Pump with Remote Outdoor Unit-Air-Source) | 27VNA336A*030* |  |  | CSAH*6012AM*+UI | 58CU*A060C17**16 | 34000 | 19.5 | 9 | 34400 | 26000 | 75.58% | 1.94 | 0 | 11.7 |  |  |  | No | R-454B | 2.8333 | Residential & Commercial | Ducted CEE Tier 1
215933924 | Central HP <5.4 tons | CARRIER | HRCU-A-CB (Split System: Heat Pump with Remote Outdoor Unit-Air-Source) | 27VNA336A*030* |  |  | CSAH*6012AM*+UI | 59TN6C080C17**14 | 34000 | 19.5 | 9 | 34600 | 26400 | 76.3% | 1.94 | 0 | 11.5 |  |  |  | No | R-454B | 2.8333 | Residential & Commercial | Ducted CEE Tier 1
215934644 | Central HP <5.4 tons | CARRIER | HRCU-A-CB (Split System: Heat Pump with Remote Outdoor Unit-Air-Source) | 27VNA336A*030* |  |  | CVAMA3017XMA*+UI | 59MN7C060C17**14 | 34000 | 20 | 8.1 | 38000 | 27200 | 71.58% | 2 | 0 | 11 |  |  |  | No | R-454B | 2.8333 | Residential & Commercial | Ducted CEE Tier 1
212971662 | Central HP <5.4 tons | KEEPRITE | HRCU-A-CB (Split System: Heat Pump with Remote Outdoor Unit-Air-Source) | DLCURAH24ABK |  |  | EA*4X36L17A* | *80VTL0701716B* | 23800 | 17 | 8.5 | 26200 | 23800 | 90.84% | 1.98 | 0 | 10 |  |  |  | No | R-410A | 1.9833 | Residential & Commercial | Ducted CEE Tier 1
213067169 | Central HP <5.4 tons | ACIQ | HRCU-A-CB (Split System: Heat Pump with Remote Outdoor Unit-Air-Source) | HVH837GKA2* |  |  | EA*4X61L24A*+WALLCON | *95CSU1002122A* | 33200 | 18 | 8.5 | 32000 | 24800 | 77.5% | 2.02 | 0 | 11.5 |  |  |  | No | R-410A | 2.7667 | Residential & Commercial | Ducted CEE Tier 1
212971178 | Central HP <5.4 tons | KEEPRITE | HRCU-A-CB (Split System: Heat Pump with Remote Outdoor Unit-Air-Source) | DLCURAH24ABK |  |  | EA*4X36L17A* | *80VTL0451412B* | 23600 | 17 | 8.5 | 26000 | 24200 | 93.08% | 2 | 0 | 10 |  |  |  | No | R-410A | 1.9667 | Residential & Commercial | Ducted CEE Tier 1
212969833 | Central HP <5.4 tons | KEEPRITE | HRCU-A-CB (Split System: Heat Pump with Remote Outdoor Unit-Air-Source) | DLCURAH24ABK |  |  | EN(A,D)4X30L17** | *80VSL0451412B* | 23600 | 17 | 8.5 | 26200 | 24600 | 93.89% | 2.04 | 0 | 10.5 |  |  |  | No | R-410A | 1.9667 | Residential & Commercial | Ducted CEE Tier 1
212973879 | Central HP <5.4 tons | KEEPRITE | HRCU-A-CB (Split System: Heat Pump with Remote Outdoor Unit-Air-Source) | DLCURAH24ABK |  |  | EA*4X37L17A* | *96VSN0801716B* | 24200 | 17 | 8.5 | 25800 | 22200 | 86.05% | 1.84 | 0 | 10 |  |  |  | No | R-410A | 2.0167 | Residential & Commercial | Ducted CEE Tier 1
212973009 | Central HP <5.4 tons | KEEPRITE | HRCU-A-CB (Split System: Heat Pump with Remote Outdoor Unit-Air-Source) | DLCURAH24ABK |  |  | EN(A,D,W)4X36L17** | *96VSN0401410B* | 23400 | 16 | 8.1 | 26400 | 24600 | 93.18% | 2.02 | 0 | 10 |  |  |  | No | R-410A | 1.95 | Residential & Commercial | Ducted CEE Tier 1
212973259 | Central HP <5.4 tons | KEEPRITE | HRCU-A-CB (Split System: Heat Pump with Remote Outdoor Unit-Air-Source) | DLCURAH24ABK |  |  | EN(A,D)4X24L17** | *96VSN0401712B* | 23200 | 15.5 | 8.5 | 27000 | 25000 | 92.59% | 2.06 | 0 | 10 |  |  |  | No | R-410A | 1.9333 | Residential & Commercial | Ducted CEE Tier 1
212971673 | Central HP <5.4 tons | KEEPRITE | HRCU-A-CB (Split System: Heat Pump with Remote Outdoor Unit-Air-Source) | DLCURAH24ABK |  |  | EA*4X36L21A* | *80VTL0701716B* | 23800 | 17 | 8.5 | 26200 | 23600 | 90.08% | 1.96 | 0 | 10 |  |  |  | No | R-410A | 1.9833 | Residential & Commercial | Ducted CEE Tier 1
213067179 | Central HP <5.4 tons | ACIQ | HRCU-A-CB (Split System: Heat Pump with Remote Outdoor Unit-Air-Source) | HVH837GKA2* |  |  | EN(A,D)4X48L24**+WALLCON | *80CSU1002120A* | 32400 | 17 | 8.1 | 33000 | 24800 | 75.15% | 1.94 | 0 | 11.5 |  |  |  | No | R-410A | 2.7 | Residential & Commercial | Ducted CEE Tier 1
212975295 | Central HP <5.4 tons | KEEPRITE | HRCU-A-CB (Split System: Heat Pump with Remote Outdoor Unit-Air-Source) | DLCURAH24ABK |  |  | EA*4X36L17A* | *96VTN0401712B* | 23400 | 16.5 | 8.5 | 26200 | 24400 | 93.13% | 2.02 | 0 | 10 |  |  |  | No | R-410A | 1.95 | Residential & Commercial | Ducted CEE Tier 1
214609191 | Central HP <5.4 tons | LUXAIRE | HRCU-A-CB (Split System: Heat Pump with Remote Outdoor Unit-Air-Source) | HH860E2S11 |  |  | CTF60C5CHS1 | Z9ES080C20SMPS1 | 53500 | 19 | 8.5 | 54000 | 39000 | 72.22% | 2 | 0 | 11 |  |  |  | No | R-454B | 4.4583 | Residential & Commercial | Ducted CEE Tier 1
214397842 | Central HP <5.4 tons | CHAMPION HEATING AND COOLING | HRCU-A-CB (Split System: Heat Pump with Remote Outdoor Unit-Air-Source) | HH860E2S11 |  |  | CTF60D5CGS1+JMET18DS2N1 |  | 45500 | 19 | 9.5 | 45500 | 33800 | 74.29% | 2 | 0 | 12 |  |  |  | No | R-454B | 3.7917 | Residential & Commercial | Ducted CEE Tier 1
214397877 | Central HP <5.4 tons | CHAMPION HEATING AND COOLING | HRCU-A-CB (Split System: Heat Pump with Remote Outdoor Unit-Air-Source) | HH860E2S11 |  |  | CTM60C5CGS1 | TL8E080C16UH11 | 44000 | 18 | 9 | 44500 | 33600 | 75.51% | 2 | 0 | 11.7 |  |  |  | No | R-454B | 3.6667 | Residential & Commercial | Ducted CEE Tier 1
214398293 | Central HP <5.4 tons | CHAMPION HEATING AND COOLING | HRCU-A-CB (Split System: Heat Pump with Remote Outdoor Unit-Air-Source) | HH860E2S11 |  |  | CTF60C5CGS1+JME16C2SN1 |  | 45000 | 19 | 9 | 45000 | 33000 | 73.33% | 2 | 0 | 12 |  |  |  | No | R-454B | 3.75 | Residential & Commercial | Ducted CEE Tier 1
215934582 | Central HP <5.4 tons | KENMORE | HRCU-A-CB (Split System: Heat Pump with Remote Outdoor Unit-Air-Source) | (C,H,T)5H3V48*K*AAA* |  |  | ESH5X60M12A*+WALLCON | *95CSU0601716B* | 44000 | 19.5 | 9 | 49000 | 36400 | 74.29% | 1.84 | 0 | 11 |  |  |  | No | R-454B | 3.6667 | Residential & Commercial | Ducted CEE Tier 1
215934502 | Central HP <5.4 tons | KENMORE | HRCU-A-CB (Split System: Heat Pump with Remote Outdoor Unit-Air-Source) | (C,H,T)5H3V48*K*AAA* |  |  | ESH5X48M12A*+WALLCON | *97CMN1002122B* | 44000 | 20 | 9 | 48500 | 36400 | 75.05% | 1.82 | 0 | 10.5 |  |  |  | No | R-454B | 3.6667 | Residential & Commercial | Ducted CEE Tier 1
215934532 | Central HP <5.4 tons | KENMORE | HRCU-A-CB (Split System: Heat Pump with Remote Outdoor Unit-Air-Source) | (C,H,T)5H3V48*K*AAA* |  |  | ESH5X48M12A*+WALLCON | *96CTN1002122B* | 44000 | 20 | 9 | 48500 | 36400 | 75.05% | 1.82 | 0 | 10.5 |  |  |  | No | R-454B | 3.6667 | Residential & Commercial | Ducted CEE Tier 1
214396860 | Central HP <5.4 tons | CHAMPION HEATING AND COOLING | HRCU-A-CB (Split System: Heat Pump with Remote Outdoor Unit-Air-Source) | HH836E2S11 |  |  | CTM36C5CDS1 | TM8V100C16MP12 | 34000 | 18 | 8.5 | 32000 | 26200 | 81.88% | 2 | 0 | 11 |  |  |  | No | R-454B | 2.8333 | Residential & Commercial | Ducted CEE Tier 1
214720149 | Central HP <5.4 tons | COLEMAN | HRCU-A-CB (Split System: Heat Pump with Remote Outdoor Unit-Air-Source) | HH836E2S11 |  |  | CTU48C5XFS1+TXV | TL9E100C20UH11 | 34000 | 18 | 9 | 32000 | 25600 | 80% | 2 | 0 | 11 |  |  |  | No | R-454B | 2.8333 | Residential & Commercial | Ducted CEE Tier 1
216581422 | Central HP <5.4 tons | CARRIER | HRCU-A-CB (Split System: Heat Pump with Remote Outdoor Unit-Air-Source) | 25VNA436A*031* |  |  | CAP**6121AL*+UI | 59TN7A060C17**16 | 34000 | 19 | 9 | 35200 | 25200 | 71.59% | 1.8 | 0 | 11 |  |  |  | No | R-410A | 2.8333 | Residential & Commercial | Ducted CEE Tier 1
214397103 | Central HP <5.4 tons | CHAMPION HEATING AND COOLING | HRCU-A-CB (Split System: Heat Pump with Remote Outdoor Unit-Air-Source) | HH824E2S11 |  |  | CTF36B5ADS1+JME08B2SN1 |  | 23000 | 19 | 9.5 | 23000 | 18000 | 78.26% | 2 | 0 | 12 |  |  |  | No | R-454B | 1.9167 | Residential & Commercial | Ducted CEE Tier 1
215934732 | Central HP <5.4 tons | KENMORE | HRCU-A-CB (Split System: Heat Pump with Remote Outdoor Unit-Air-Source) | (C,H,T)5H3V36*K*AAA* |  |  | EVM5X36M17A*+WALLCON | *96CTN0601714B* | 34000 | 20 | 8.1 | 38000 | 27200 | 71.58% | 2 | 0 | 11 |  |  |  | No | R-454B | 2.8333 | Residential & Commercial | Ducted CEE Tier 1
215934762 | Central HP <5.4 tons | KENMORE | HRCU-A-CB (Split System: Heat Pump with Remote Outdoor Unit-Air-Source) | (C,H,T)5H3V36*K*AAA* |  |  | EVM5X43M21A*+WALLCON | *97CMN0601714B* | 34400 | 20.5 | 8.5 | 38000 | 27600 | 72.63% | 2.08 | 0 | 11 |  |  |  | No | R-454B | 2.8667 | Residential & Commercial | Ducted CEE Tier 1
215934862 | Central HP <5.4 tons | KENMORE | HRCU-A-CB (Split System: Heat Pump with Remote Outdoor Unit-Air-Source) | (C,H,T)5H3V36*K*AAA* |  |  | EVM5X44M21A*+WALLCON | *80CTL1102120B* | 35600 | 22 | 8.5 | 38000 | 28400 | 74.74% | 2.02 | 0 | 12.5 |  |  |  | No | R-454B | 2.9667 | Residential & Commercial | Ducted CEE Tier 1
215933962 | Central HP <5.4 tons | KENMORE | HRCU-A-CB (Split System: Heat Pump with Remote Outdoor Unit-Air-Source) | (C,H,T)5H3V36*K*AAA* |  |  | FCMA5B36L0C*+WALLCON |  | 33000 | 20.5 | 9.5 | 34800 | 26800 | 77.01% | 2 | 0 | 11.7 |  |  |  | No | R-454B | 2.75 | Residential & Commercial | Ducted CEE Tier 1
215933302 | Central HP <5.4 tons | KENMORE | HRCU-A-CB (Split System: Heat Pump with Remote Outdoor Unit-Air-Source) | (C,H,T)5H3V36*K*AAA* |  |  | ESH5X42M12A*+WALLCON | *80CTL0451712B* | 33200 | 18.5 | 9 | 35600 | 27400 | 76.97% | 1.9 | 0 | 10.5 |  |  |  | No | R-454B | 2.7667 | Residential & Commercial | Ducted CEE Tier 1
215933552 | Central HP <5.4 tons | KENMORE | HRCU-A-CB (Split System: Heat Pump with Remote Outdoor Unit-Air-Source) | (C,H,T)5H3V36*K*AAA* |  |  | ESH5X48M12A*+WALLCON | *80CTL0701412B* | 33600 | 19 | 9 | 35200 | 27000 | 76.7% | 1.9 | 0 | 11 |  |  |  | No | R-454B | 2.8 | Residential & Commercial | Ducted CEE Tier 1
213062975 | Central HP <5.4 tons | ACIQ | HRCU-A-CB (Split System: Heat Pump with Remote Outdoor Unit-Air-Source) | HVH825GKA3* |  |  | EA*4X37L21A*+WALLCON | *97CMN0602120A* | 24400 | 16.5 | 8.1 | 21200 | 16700 | 78.77% | 2.02 | 11 | 11 |  |  |  | No | R-410A | 2.0333 | Residential & Commercial | Ducted CEE Tier 1
212986363 | Central HP <5.4 tons | KEEPRITE | HRCU-A-CB (Split System: Heat Pump with Remote Outdoor Unit-Air-Source) | DLCURAH18ABK |  |  | EN(A,D)4X24L17** | *96MSN0401410A* | 17400 | 15.5 | 8.5 | 18500 | 19200 | 103.8% | 2.3 | 0 | 10.5 |  |  |  | No | R-410A | 1.45 | Residential & Commercial | Ducted CEE Tier 1
212971464 | Central HP <5.4 tons | KEEPRITE | HRCU-A-CB (Split System: Heat Pump with Remote Outdoor Unit-Air-Source) | DLCURAH18ABK |  |  | EA*4X25L17A* | *80VTL0701716B* | 18000 | 16.5 | 8.5 | 17900 | 17700 | 98.88% | 2.14 | 0 | 11 |  |  |  | No | R-410A | 1.5 | Residential & Commercial | Ducted CEE Tier 1
212973659 | Central HP <5.4 tons | KEEPRITE | HRCU-A-CB (Split System: Heat Pump with Remote Outdoor Unit-Air-Source) | DLCURAH18ABK |  |  | EA*4X19L17A* | *96VSN0801716B* | 17700 | 16.5 | 8.1 | 17700 | 17900 | 101.1% | 2.16 | 0 | 10.5 |  |  |  | No | R-410A | 1.475 | Residential & Commercial | Ducted CEE Tier 1
212974699 | Central HP <5.4 tons | KEEPRITE | HRCU-A-CB (Split System: Heat Pump with Remote Outdoor Unit-Air-Source) | DLCURAH18ABK |  |  | EN(A,D)4X18L14** | *96VTN0401410B* | 17100 | 15.5 | 8.1 | 18400 | 19800 | 107.6% | 2.38 | 0 | 10.5 |  |  |  | No | R-410A | 1.425 | Residential & Commercial | Ducted CEE Tier 1
212977762 | Central HP <5.4 tons | KEEPRITE | HRCU-A-CB (Split System: Heat Pump with Remote Outdoor Unit-Air-Source) | DLCURAH18ABK |  |  | EA*4X30L14A* | *80MS(N,L)0451412A* | 17600 | 16.5 | 8.5 | 18100 | 18700 | 103.3% | 2.24 | 0 | 10.5 |  |  |  | No | R-410A | 1.4667 | Residential & Commercial | Ducted CEE Tier 1
212974738 | Central HP <5.4 tons | KEEPRITE | HRCU-A-CB (Split System: Heat Pump with Remote Outdoor Unit-Air-Source) | DLCURAH18ABK |  |  | EN(A,D)4X30L14** | *96VTN0401410B* | 17400 | 16 | 8.1 | 18000 | 18600 | 103.3% | 2.22 | 0 | 10.5 |  |  |  | No | R-410A | 1.45 | Residential & Commercial | Ducted CEE Tier 1
214592620 | Central HP <5.4 tons | ECOER | HRCU-A-CB (Split System: Heat Pump with Remote Outdoor Unit-Air-Source) | EODA18H-4860B | ECOER |  | EBCT4860CAA | MGH96M100C5A | 52000 | 16.5 | 8.5 | 54000 | 37800 | 70% | 1.9 | 0 | 10 |  |  |  | No | R-410A | 4.3333 | Residential & Commercial | Ducted CEE Tier 1
213360666 | Central HP <5.4 tons | LENNOX | HRCU-A-CB (Split System: Heat Pump with Remote Outdoor Unit-Air-Source) | EL22XPV-024-230A** | ADP |  | LP29/36X9 | EL297UH070XV36B* | 23800 | 21 | 8.5 | 22000 | 15400 | 70% | 1.92 | 0 | 13.5 |  |  |  | No | R-410A | 1.9833 | Residential & Commercial | Ducted CEE Tier 1
213360667 | Central HP <5.4 tons | LENNOX | HRCU-A-CB (Split System: Heat Pump with Remote Outdoor Unit-Air-Source) | EL22XPV-024-230A** | ADP |  | LP18/37R9 | EL297UH070XV36B* | 23800 | 21 | 8.5 | 22000 | 15400 | 70% | 1.92 | 0 | 13.5 |  |  |  | No | R-410A | 1.9833 | Residential & Commercial | Ducted CEE Tier 1
215675669 | Central HP <5.4 tons | DAY & NIGHT | HRCU-A-CB (Split System: Heat Pump with Remote Outdoor Unit-Air-Source) | C5H0V48*K*AAA* |  |  | EVM5X60M21A*+WALLCON | *80CSU0601716A* | 48000 | 19 | 9 | 50000 | 36800 | 73.6% | 2 | 0 | 10 |  |  |  | No | R-454B | 4 | Residential & Commercial | Ducted CEE Tier 1
215675889 | Central HP <5.4 tons | DAY & NIGHT | HRCU-A-CB (Split System: Heat Pump with Remote Outdoor Unit-Air-Source) | C5H0V48*K*AAA* |  |  | EVM5X60M24A*+WALLCON | *80CTL1102120B* | 48000 | 19 | 9 | 50000 | 36400 | 72.8% | 2 | 0 | 10.5 |  |  |  | No | R-454B | 4 | Residential & Commercial | Ducted CEE Tier 1
213796962 | Central HP <5.4 tons | BRYANT HEATING AND COOLING SYSTEMS | HRCU-A-CB (Split System: Heat Pump with Remote Outdoor Unit-Air-Source) | 38MURAQ18AB3* | ADP |  | V,C36H***P219+CBPE3A* |  | 17800 | 15.5 | 9 | 17100 | 19400 | 113.5% | 2.4 | 0 | 10.5 |  |  |  | No | R-410A | 1.4833 | Residential & Commercial | Ducted CEE Tier 1
215933132 | Central HP <5.4 tons | KENMORE | HRCU-A-CB (Split System: Heat Pump with Remote Outdoor Unit-Air-Source) | (C,H,T)5H3V36*K*AAA* |  |  | ESH5X36M12A*+WALLCON | *80CTL1352422B* | 33400 | 19 | 9 | 34800 | 26600 | 76.44% | 1.92 | 0 | 11.5 |  |  |  | No | R-454B | 2.7833 | Residential & Commercial | Ducted CEE Tier 1
215933152 | Central HP <5.4 tons | KENMORE | HRCU-A-CB (Split System: Heat Pump with Remote Outdoor Unit-Air-Source) | (C,H,T)5H3V36*K*AAA* |  |  | ESH5X36M12A*+WALLCON | *95CSU0802120B* | 33200 | 18.5 | 9 | 35000 | 26800 | 76.57% | 1.92 | 0 | 11 |  |  |  | No | R-454B | 2.7667 | Residential & Commercial | Ducted CEE Tier 1
215934652 | Central HP <5.4 tons | KENMORE | HRCU-A-CB (Split System: Heat Pump with Remote Outdoor Unit-Air-Source) | (C,H,T)5H3V36*K*AAA* |  |  | EVM5X30M17A*+WALLCON | *97CMN0601714B* | 34000 | 20 | 8.1 | 38000 | 27200 | 71.58% | 2 | 0 | 11 |  |  |  | No | R-454B | 2.8333 | Residential & Commercial | Ducted CEE Tier 1
213067508 | Central HP <5.4 tons | ACIQ | HRCU-A-CB (Split System: Heat Pump with Remote Outdoor Unit-Air-Source) | HVH825GKA2* |  |  | EA*4X42L24A*+WALLCON | *80CTL1352422A* | 23800 | 16.5 | 8.1 | 21400 | 16600 | 77.57% | 1.96 | 0 | 11 |  |  |  | No | R-410A | 1.9833 | Residential & Commercial | Ducted CEE Tier 1
213067533 | Central HP <5.4 tons | ACIQ | HRCU-A-CB (Split System: Heat Pump with Remote Outdoor Unit-Air-Source) | HVH825GKA2* |  |  | EA*4X48L21A*+WALLCON | *80CSU1002120A* | 24000 | 16.5 | 8.1 | 21000 | 16600 | 79.05% | 2.02 | 0 | 11 |  |  |  | No | R-410A | 2 | Residential & Commercial | Ducted CEE Tier 1
213067537 | Central HP <5.4 tons | ACIQ | HRCU-A-CB (Split System: Heat Pump with Remote Outdoor Unit-Air-Source) | HVH825GKA2* |  |  | EA*4X48L21A*+WALLCON | *95CSU0601716A* | 24000 | 16.5 | 8.1 | 21000 | 16600 | 79.05% | 2 | 0 | 10.5 |  |  |  | No | R-410A | 2 | Residential & Commercial | Ducted CEE Tier 1
213067551 | Central HP <5.4 tons | ACIQ | HRCU-A-CB (Split System: Heat Pump with Remote Outdoor Unit-Air-Source) | HVH825GKA2* |  |  | EA*4X48L24A*+WALLCON | *96CTN1002122A* | 24200 | 16.5 | 8.1 | 21000 | 16500 | 78.57% | 2.02 | 0 | 11 |  |  |  | No | R-410A | 2.0167 | Residential & Commercial | Ducted CEE Tier 1
216581446 | Central HP <5.4 tons | CARRIER | HRCU-A-CB (Split System: Heat Pump with Remote Outdoor Unit-Air-Source) | 25VNA448A*031* |  |  | CAP**6024AL*+UI | 59TN7A120C24**22 | 44500 | 21 | 9.5 | 45500 | 35800 | 78.68% | 2 | 0 | 11 |  |  |  | No | R-410A | 3.7083 | Residential & Commercial | Ducted CEE Tier 1
215938400 | Central HP <5.4 tons | DAY & NIGHT | HRCU-A-CB (Split System: Heat Pump with Remote Outdoor Unit-Air-Source) | C5H3V48*K*AAA* |  |  | EVD5X60M24A*+WALLCON | *96CTN1202422B* | 45500 | 20.5 | 8.1 | 52500 | 38000 | 72.38% | 1.95 | 0 | 11.5 |  |  |  | No | R-454B | 3.7917 | Residential & Commercial | Ducted CEE Tier 1
215938450 | Central HP <5.4 tons | DAY & NIGHT | HRCU-A-CB (Split System: Heat Pump with Remote Outdoor Unit-Air-Source) | C5H3V48*K*AAA* |  |  | EVD5X61M21A*+WALLCON | *80CTL0901716B* | 45000 | 21 | 8.1 | 53500 | 37600 | 70.28% | 1.95 | 0 | 12 |  |  |  | No | R-454B | 3.75 | Residential & Commercial | Ducted CEE Tier 1
215682456 | Central HP <5.4 tons | AIRQUEST | HRCU-A-CB (Split System: Heat Pump with Remote Outdoor Unit-Air-Source) | H5H0V48*K*AAA* |  |  | EVD5X61M21A*+WALLCON | *80CSU0601716B* | 48500 | 19 | 9 | 50000 | 36800 | 73.6% | 2.1 | 0 | 10 |  |  |  | No | R-454B | 4.0417 | Residential & Commercial | Ducted CEE Tier 1
215682556 | Central HP <5.4 tons | AIRQUEST | HRCU-A-CB (Split System: Heat Pump with Remote Outdoor Unit-Air-Source) | H5H0V48*K*AAA* |  |  | EVD5X61M24A*+WALLCON | *97CTN1002122A* | 48500 | 19.5 | 9.5 | 50000 | 36600 | 73.2% | 2.12 | 0 | 10.5 |  |  |  | No | R-454B | 4.0417 | Residential & Commercial | Ducted CEE Tier 1
215932934 | Central HP <5.4 tons | CARRIER | HRCU-A-CB (Split System: Heat Pump with Remote Outdoor Unit-Air-Source) | 27VNA336A*030* |  |  | CAA**6124AM*+UI | 59MN7C120C24**22 | 34400 | 20.5 | 9.5 | 34400 | 26000 | 75.58% | 2.06 | 0 | 12 |  |  |  | No | R-454B | 2.8667 | Residential & Commercial | Ducted CEE Tier 1
215932984 | Central HP <5.4 tons | CARRIER | HRCU-A-CB (Split System: Heat Pump with Remote Outdoor Unit-Air-Source) | 27VNA336A*030* |  |  | CSAH*2412AM*+UI | 59TN6C060C17**14 | 32000 | 17.5 | 9 | 35000 | 27000 | 77.14% | 1.9 | 0 | 10 |  |  |  | No | R-454B | 2.6667 | Residential & Commercial | Ducted CEE Tier 1
215933484 | Central HP <5.4 tons | CARRIER | HRCU-A-CB (Split System: Heat Pump with Remote Outdoor Unit-Air-Source) | 27VNA336A*030* |  |  | CSAH*4212AM*+UI | 59TN6C100C21**22 | 33600 | 19 | 9 | 34600 | 26600 | 76.88% | 1.94 | 0 | 11.5 |  |  |  | No | R-454B | 2.8 | Residential & Commercial | Ducted CEE Tier 1
215932644 | Central HP <5.4 tons | CARRIER | HRCU-A-CB (Split System: Heat Pump with Remote Outdoor Unit-Air-Source) | 27VNA336A*030* |  |  | CAA**6024AM*+UI | 59TN6C120C24**22 | 34000 | 20.5 | 9.5 | 34000 | 26000 | 76.47% | 2.06 | 0 | 12 |  |  |  | No | R-454B | 2.8333 | Residential & Commercial | Ducted CEE Tier 1
215932914 | Central HP <5.4 tons | CARRIER | HRCU-A-CB (Split System: Heat Pump with Remote Outdoor Unit-Air-Source) | 27VNA336A*030* |  |  | CAA**6124AM*+UI | 59MN7C080C21**20 | 34400 | 20.5 | 9.5 | 34400 | 26000 | 75.58% | 2.06 | 0 | 12 |  |  |  | No | R-454B | 2.8667 | Residential & Commercial | Ducted CEE Tier 1
216581424 | Central HP <5.4 tons | CARRIER | HRCU-A-CB (Split System: Heat Pump with Remote Outdoor Unit-Air-Source) | 25VNA436A*031* |  |  | CAP**6121AL*+UI | 59TN7A080C17**16 | 34200 | 19 | 9 | 34800 | 25000 | 71.84% | 1.8 | 0 | 11.5 |  |  |  | No | R-410A | 2.85 | Residential & Commercial | Ducted CEE Tier 1
215934182 | Central HP <5.4 tons | KENMORE | HRCU-A-CB (Split System: Heat Pump with Remote Outdoor Unit-Air-Source) | (C,H,T)5H3V48*K*AAA* |  |  | EA*5X61M21A*+WALLCON | *80CTL0901716B* | 44500 | 21 | 9.5 | 48500 | 36000 | 74.23% | 2 | 0 | 11.5 |  |  |  | No | R-454B | 3.7083 | Residential & Commercial | Ducted CEE Tier 1
214606546 | Central HP <5.4 tons | CHAMPION HEATING AND COOLING | HRCU-A-C (Split System: Heat Pump with Remote Outdoor Unit with No Indoor Fan --Air Source) | HH860E2S11 |  |  | CTM60C5CGS1 |  | 44500 | 15.2 | 8.5 | 46000 | 34200 | 74.35% | 2 | 0 | 11 |  |  |  | No | R-454B | 3.7083 | Residential & Commercial | Ducted CEE Tier 1
215934432 | Central HP <5.4 tons | KENMORE | HRCU-A-CB (Split System: Heat Pump with Remote Outdoor Unit-Air-Source) | (C,H,T)5H3V48*K*AAA* |  |  | ESH5X48M12A*+WALLCON | *80CSU1002120A* | 44000 | 20 | 9 | 48500 | 36600 | 75.46% | 1.8 | 0 | 10.5 |  |  |  | No | R-454B | 3.6667 | Residential & Commercial | Ducted CEE Tier 1
215934452 | Central HP <5.4 tons | KENMORE | HRCU-A-CB (Split System: Heat Pump with Remote Outdoor Unit-Air-Source) | (C,H,T)5H3V48*K*AAA* |  |  | ESH5X48M12A*+WALLCON | *80CTL0901716B* | 43500 | 20 | 9 | 48500 | 35800 | 73.81% | 1.86 | 0 | 11 |  |  |  | No | R-454B | 3.625 | Residential & Commercial | Ducted CEE Tier 1
213069519 | Central HP <5.4 tons | ACIQ | HRCU-A-CB (Split System: Heat Pump with Remote Outdoor Unit-Air-Source) | DLCURAH36ABK |  |  | END4X42L17** | *80VTL0701716A* | 35600 | 16 | 8.1 | 38500 | 35000 | 90.91% | 1.96 | 0 | 10 |  |  |  | No | R-410A | 2.9667 | Residential & Commercial | Ducted CEE Tier 1
213069535 | Central HP <5.4 tons | ACIQ | HRCU-A-CB (Split System: Heat Pump with Remote Outdoor Unit-Air-Source) | DLCURAH36ABK |  |  | EN(A,D,W)4X48L21** | *80ES(N,L)0702116A* | 35800 | 16.5 | 8.1 | 38500 | 34800 | 90.39% | 2 | 0 | 10 |  |  |  | No | R-410A | 2.9833 | Residential & Commercial | Ducted CEE Tier 1
212977085 | Central HP <5.4 tons | KEEPRITE | HRCU-A-CB (Split System: Heat Pump with Remote Outdoor Unit-Air-Source) | DLCURAH36ABK |  |  | EA*4X48L21A* | *96VTN1002122B* | 35800 | 16.5 | 8.5 | 37800 | 34600 | 91.53% | 2.02 | 0 | 10 |  |  |  | No | R-410A | 2.9833 | Residential & Commercial | Ducted CEE Tier 1
213069257 | Central HP <5.4 tons | ACIQ | HRCU-A-CB (Split System: Heat Pump with Remote Outdoor Unit-Air-Source) | DLCURAH36ABK |  |  | EA*4X37L17A* | *80ES(N,L)0901714A* | 36400 | 15.5 | 8.5 | 38500 | 35000 | 90.91% | 2.04 | 0 | 10 |  |  |  | No | R-410A | 3.0333 | Residential & Commercial | Ducted CEE Tier 1
213069275 | Central HP <5.4 tons | ACIQ | HRCU-A-CB (Split System: Heat Pump with Remote Outdoor Unit-Air-Source) | DLCURAH36ABK |  |  | EA*4X37L21A* | *80ES(N,L)0701712A* | 36400 | 15.5 | 8.5 | 38500 | 34800 | 90.39% | 2.08 | 0 | 10 |  |  |  | No | R-410A | 3.0333 | Residential & Commercial | Ducted CEE Tier 1
213069298 | Central HP <5.4 tons | ACIQ | HRCU-A-CB (Split System: Heat Pump with Remote Outdoor Unit-Air-Source) | DLCURAH36ABK |  |  | EA*4X37L21A* | *95ESN1002122A* | 37400 | 15.5 | 8.5 | 39000 | 35000 | 89.74% | 2.16 | 0 | 10 |  |  |  | No | R-410A | 3.1167 | Residential & Commercial | Ducted CEE Tier 1
213069300 | Central HP <5.4 tons | ACIQ | HRCU-A-CB (Split System: Heat Pump with Remote Outdoor Unit-Air-Source) | DLCURAH36ABK |  |  | EA*4X37L21A* | *96VSN0801716A* | 36800 | 15.2 | 8.5 | 38500 | 35000 | 90.91% | 2.1 | 0 | 10 |  |  |  | No | R-410A | 3.0667 | Residential & Commercial | Ducted CEE Tier 1
213080796 | Central HP <5.4 tons | KEEPRITE | HRCU-A-CB (Split System: Heat Pump with Remote Outdoor Unit-Air-Source) | DLCURAH36ABK |  |  | EA*4X37L21A* | *95MSU0802120A* | 36600 | 16 | 8.5 | 38500 | 35000 | 90.91% | 2.06 | 0 | 10 |  |  |  | No | R-410A | 3.05 | Residential & Commercial | Ducted CEE Tier 1
213080544 | Central HP <5.4 tons | KEEPRITE | HRCU-A-CB (Split System: Heat Pump with Remote Outdoor Unit-Air-Source) | DLCURAH36ABK |  |  | EA*4X37L21A* | *95MSU0401712A* | 36200 | 15.2 | 8.5 | 38000 | 35000 | 92.11% | 2.04 | 0 | 10 |  |  |  | No | R-410A | 3.0167 | Residential & Commercial | Ducted CEE Tier 1
213080035 | Central HP <5.4 tons | KEEPRITE | HRCU-A-CB (Split System: Heat Pump with Remote Outdoor Unit-Air-Source) | DLCURAH36ABK |  |  | EA*4X37L21A* | *96MSN0801716A* | 36400 | 15.5 | 8.5 | 38000 | 35000 | 92.11% | 2.06 | 0 | 10 |  |  |  | No | R-410A | 3.0333 | Residential & Commercial | Ducted CEE Tier 1
213069408 | Central HP <5.4 tons | ACIQ | HRCU-A-CB (Split System: Heat Pump with Remote Outdoor Unit-Air-Source) | DLCURAH36ABK |  |  | EA*4X43L21A* | *80ESU1002120A* | 36400 | 16 | 8.5 | 38500 | 34800 | 90.39% | 2.08 | 0 | 10 |  |  |  | No | R-410A | 3.0333 | Residential & Commercial | Ducted CEE Tier 1
213069417 | Central HP <5.4 tons | ACIQ | HRCU-A-CB (Split System: Heat Pump with Remote Outdoor Unit-Air-Source) | DLCURAH36ABK |  |  | EA*4X43L21A* | *95ESN0802120A* | 37200 | 15.5 | 8.5 | 38500 | 35000 | 90.91% | 2.12 | 0 | 10 |  |  |  | No | R-410A | 3.1 | Residential & Commercial | Ducted CEE Tier 1
213069433 | Central HP <5.4 tons | ACIQ | HRCU-A-CB (Split System: Heat Pump with Remote Outdoor Unit-Air-Source) | DLCURAH36ABK |  |  | EA*4X43L21A* | OLV112A16A | 36600 | 15.2 | 8.5 | 38500 | 35000 | 90.91% | 2.08 | 0 | 10 |  |  |  | No | R-410A | 3.05 | Residential & Commercial | Ducted CEE Tier 1
210470993 | Central HP <5.4 tons | KEEPRITE | HRCU-A-CB (Split System: Heat Pump with Remote Outdoor Unit-Air-Source) | CVH837GKA2* |  |  | EN(A,D,W)4X60L24**+WALLCON | *96CTN1002122A* | 32800 | 18 | 8.1 | 32200 | 24600 | 76.4% | 1.98 | 0 | 12 |  |  |  | No | R-410A | 2.7333 | Residential & Commercial | Ducted CEE Tier 1
210473223 | Central HP <5.4 tons | KEEPRITE | HRCU-A-CB (Split System: Heat Pump with Remote Outdoor Unit-Air-Source) | CVH825GKA3* |  |  | EA*4X43L21A*+WALLCON | *97CMN1002122A* | 24400 | 16.5 | 8.5 | 21200 | 16600 | 78.3% | 2.04 | 0 | 11 |  |  |  | No | R-410A | 2.0333 | Residential & Commercial | Ducted CEE Tier 1
210473333 | Central HP <5.4 tons | KEEPRITE | HRCU-A-CB (Split System: Heat Pump with Remote Outdoor Unit-Air-Source) | CVH825GKA3* |  |  | EA*4X48L21A*+WALLCON | *80CTL0451712A* | 24000 | 16.5 | 8.1 | 21000 | 16700 | 79.52% | 2 | 0 | 11 |  |  |  | No | R-410A | 2 | Residential & Commercial | Ducted CEE Tier 1
210473377 | Central HP <5.4 tons | KEEPRITE | HRCU-A-CB (Split System: Heat Pump with Remote Outdoor Unit-Air-Source) | CVH825GKA3* |  |  | EA*4X48L21A*+WALLCON | *97CMN0601714A* | 24000 | 16.5 | 8.1 | 21000 | 16700 | 79.52% | 2 | 0 | 11 |  |  |  | No | R-410A | 2 | Residential & Commercial | Ducted CEE Tier 1
210472948 | Central HP <5.4 tons | KEEPRITE | HRCU-A-CB (Split System: Heat Pump with Remote Outdoor Unit-Air-Source) | CVH825GKA3* |  |  | EA*4X42L21A*+WALLCON | *97CMN1002122A* | 23800 | 16.5 | 8.1 | 21400 | 16600 | 77.57% | 1.96 | 0 | 11 |  |  |  | No | R-410A | 1.9833 | Residential & Commercial | Ducted CEE Tier 1
210474599 | Central HP <5.4 tons | KEEPRITE | HRCU-A-CB (Split System: Heat Pump with Remote Outdoor Unit-Air-Source) | CVH825GKA3* |  |  | EHD4X48AAL+WALLCON | *97CMN1002122A* | 24200 | 16 | 8.1 | 21200 | 16700 | 78.77% | 2.04 | 0 | 11 |  |  |  | No | R-410A | 2.0167 | Residential & Commercial | Ducted CEE Tier 1
212975361 | Central HP <5.4 tons | KEEPRITE | HRCU-A-CB (Split System: Heat Pump with Remote Outdoor Unit-Air-Source) | DLCURAH24ABK |  |  | EN(A,D,W)4X36L17** | *96VTN0401712B* | 23200 | 16 | 8.1 | 26200 | 24800 | 94.66% | 2.06 | 0 | 10 |  |  |  | No | R-410A | 1.9333 | Residential & Commercial | Ducted CEE Tier 1
213829736 | Central HP <5.4 tons | RHEEM | HRCU-A-CB (Split System: Heat Pump with Remote Outdoor Unit-Air-Source) | RP18AZ48AJVC |  |  | RCFZ6021SEAAM | R801V0704A17UHU | 44000 | 18 | 8.1 | 43500 | 45500 | 104.6% | 1.9 | 0 | 10 |  |  |  | No | R-410A | 3.6667 | Residential & Commercial | Ducted CEE Tier 1
215931787 | Central HP <5.4 tons | AIRQUEST | HRCU-A-CB (Split System: Heat Pump with Remote Outdoor Unit-Air-Source) | H5H3V60*K*AAA* |  |  | EA*5X61M24A*+WALLCON | *96CTN1202422B* | 57000 | 18.5 | 8.5 | 60500 | 46500 | 76.86% | 2.02 | 0 | 11.5 |  |  |  | No | R-454B | 4.75 | Residential & Commercial | Ducted CEE Tier 1
213080925 | Central HP <5.4 tons | ACIQ | HRCU-A-CB (Split System: Heat Pump with Remote Outdoor Unit-Air-Source) | HVH837GKA2* |  |  | EA*4X37L21A*+WALLCON | *80CTL0902120A* | 32800 | 17.5 | 8.5 | 33000 | 25200 | 76.36% | 1.98 | 12 | 11.7 |  |  |  | No | R-410A | 2.7333 | Residential & Commercial | Ducted CEE Tier 1
213080927 | Central HP <5.4 tons | ACIQ | HRCU-A-CB (Split System: Heat Pump with Remote Outdoor Unit-Air-Source) | HVH837GKA2* |  |  | EA*4X37L21A*+WALLCON | *96CTN1002122A* | 33000 | 17.5 | 8.5 | 33000 | 25200 | 76.36% | 2 | 12 | 11.7 |  |  |  | No | R-410A | 2.75 | Residential & Commercial | Ducted CEE Tier 1
213080943 | Central HP <5.4 tons | ACIQ | HRCU-A-CB (Split System: Heat Pump with Remote Outdoor Unit-Air-Source) | HVH837GKA2* |  |  | EA*4X48L24A*+WALLCON | *97CMN1202422A* | 32200 | 17.5 | 8.5 | 32600 | 25000 | 76.69% | 1.98 | 12 | 11.7 |  |  |  | No | R-410A | 2.6833 | Residential & Commercial | Ducted CEE Tier 1
215934082 | Central HP <5.4 tons | KENMORE | HRCU-A-CB (Split System: Heat Pump with Remote Outdoor Unit-Air-Source) | (C,H,T)5H3V48*K*AAA* |  |  | EA*5X48M21A*+WALLCON | *96CTN0801714B* | 42500 | 20 | 9 | 48500 | 35200 | 72.58% | 2 | 0 | 11 |  |  |  | No | R-454B | 3.5417 | Residential & Commercial | Ducted CEE Tier 1
214719890 | Central HP <5.4 tons | FRASER-JOHNSTON | HRCU-A-CB (Split System: Heat Pump with Remote Outdoor Unit-Air-Source) | HH860E2S11 |  |  | CTU60C5XGS1+TXV | TM8E080C20MP11 | 44500 | 17 | 9 | 45000 | 33800 | 75.11% | 2 | 0 | 11.7 |  |  |  | No | R-454B | 3.7083 | Residential & Commercial | Ducted CEE Tier 1
214397048 | Central HP <5.4 tons | CHAMPION HEATING AND COOLING | HRCU-A-CB (Split System: Heat Pump with Remote Outdoor Unit-Air-Source) | HH860E2S11 |  |  | CTF60C5CGS1 | TM9E100C20MP12 | 44500 | 17 | 9 | 45000 | 33800 | 75.11% | 2 | 0 | 11.7 |  |  |  | No | R-454B | 3.7083 | Residential & Commercial | Ducted CEE Tier 1
214397068 | Central HP <5.4 tons | CHAMPION HEATING AND COOLING | HRCU-A-CB (Split System: Heat Pump with Remote Outdoor Unit-Air-Source) | HH860E2S11 |  |  | CTM60C5CGS1 | TM9E080C16MP12 | 44500 | 18 | 9 | 45500 | 34400 | 75.6% | 2 | 0 | 11 |  |  |  | No | R-454B | 3.7083 | Residential & Commercial | Ducted CEE Tier 1
215934612 | Central HP <5.4 tons | KENMORE | HRCU-A-CB (Split System: Heat Pump with Remote Outdoor Unit-Air-Source) | (C,H,T)5H3V48*K*AAA* |  |  | ESH5X60M12A*+WALLCON | *96CTN0801714B* | 43500 | 19.5 | 9 | 49000 | 35600 | 72.65% | 1.92 | 0 | 11.5 |  |  |  | No | R-454B | 3.625 | Residential & Commercial | Ducted CEE Tier 1
214421548 | Central HP <5.4 tons | FRASER-JOHNSTON | HRCU-A-CB (Split System: Heat Pump with Remote Outdoor Unit-Air-Source) | HH860E2S11 |  |  | CTM60D5CHS1+JMET18DS2N1 |  | 54000 | 19 | 9 | 53500 | 38500 | 71.96% | 2 | 0 | 12 |  |  |  | No | R-454B | 4.5 | Residential & Commercial | Ducted CEE Tier 1
214397088 | Central HP <5.4 tons | CHAMPION HEATING AND COOLING | HRCU-A-CB (Split System: Heat Pump with Remote Outdoor Unit-Air-Source) | HH860E2S11 |  |  | CTM60C5CGS1 | TMLE100C16MP11 | 44500 | 18 | 9 | 45500 | 34200 | 75.16% | 2 | 0 | 11 |  |  |  | No | R-454B | 3.7083 | Residential & Commercial | Ducted CEE Tier 1
213080974 | Central HP <5.4 tons | ACIQ | HRCU-A-CB (Split System: Heat Pump with Remote Outdoor Unit-Air-Source) | HVH837GKA2* |  |  | EA*4X60L24A*+WALLCON | *80CTL0902120A* | 32800 | 17.5 | 8.5 | 31800 | 24800 | 77.99% | 1.98 | 0 | 11.7 |  |  |  | No | R-410A | 2.7333 | Residential & Commercial | Ducted CEE Tier 1
213080975 | Central HP <5.4 tons | ACIQ | HRCU-A-CB (Split System: Heat Pump with Remote Outdoor Unit-Air-Source) | HVH837GKA2* |  |  | EA*4X60L24A*+WALLCON | *80CTL1352422A* | 32800 | 18 | 8.5 | 31800 | 24800 | 77.99% | 2 | 0 | 12 |  |  |  | No | R-410A | 2.7333 | Residential & Commercial | Ducted CEE Tier 1
213080976 | Central HP <5.4 tons | ACIQ | HRCU-A-CB (Split System: Heat Pump with Remote Outdoor Unit-Air-Source) | HVH837GKA2* |  |  | EA*4X60L24A*+WALLCON | *96CTN1202422A* | 32800 | 18 | 8.5 | 31800 | 24800 | 77.99% | 2 | 0 | 11.7 |  |  |  | No | R-410A | 2.7333 | Residential & Commercial | Ducted CEE Tier 1
213080992 | Central HP <5.4 tons | ACIQ | HRCU-A-CB (Split System: Heat Pump with Remote Outdoor Unit-Air-Source) | HVH837GKA2* |  |  | EN(A,D,W)4X48L21**+WALLCON | *80CSU0401712A* | 32400 | 17.5 | 8.1 | 33000 | 24800 | 75.15% | 1.94 | 0 | 11.7 |  |  |  | No | R-410A | 2.7 | Residential & Commercial | Ducted CEE Tier 1
213063296 | Central HP <5.4 tons | ACIQ | HRCU-A-CB (Split System: Heat Pump with Remote Outdoor Unit-Air-Source) | HVH837GKA2* |  |  | EA*4X36L17A*+WALLCON | *80CTL0701716A* | 31400 | 17 | 8.1 | 33400 | 24400 | 73.05% | 1.84 | 11 | 11 |  |  |  | No | R-410A | 2.6167 | Residential & Commercial | Ducted CEE Tier 1
215934552 | Central HP <5.4 tons | KENMORE | HRCU-A-CB (Split System: Heat Pump with Remote Outdoor Unit-Air-Source) | (C,H,T)5H3V48*K*AAA* |  |  | ESH5X60M12A*+WALLCON | *80CSU1002120A* | 45000 | 20.5 | 9 | 48500 | 36600 | 75.46% | 1.82 | 0 | 11 |  |  |  | No | R-454B | 3.75 | Residential & Commercial | Ducted CEE Tier 1
215934132 | Central HP <5.4 tons | KENMORE | HRCU-A-CB (Split System: Heat Pump with Remote Outdoor Unit-Air-Source) | (C,H,T)5H3V48*K*AAA* |  |  | EA*5X60M24A*+WALLCON | *95CSU0802120B* | 44500 | 21 | 9.5 | 48500 | 36600 | 75.46% | 2 | 0 | 11 |  |  |  | No | R-454B | 3.7083 | Residential & Commercial | Ducted CEE Tier 1
215934092 | Central HP <5.4 tons | KENMORE | HRCU-A-CB (Split System: Heat Pump with Remote Outdoor Unit-Air-Source) | (C,H,T)5H3V48*K*AAA* |  |  | EA*5X60M24A*+WALLCON | *80CSU1002120A* | 44500 | 21 | 9.5 | 48500 | 36400 | 75.05% | 2 | 0 | 11 |  |  |  | No | R-454B | 3.7083 | Residential & Commercial | Ducted CEE Tier 1
214594997 | Central HP <5.4 tons | CHAMPION HEATING AND COOLING | HRCU-A-CB (Split System: Heat Pump with Remote Outdoor Unit-Air-Source) | HH860E2S11 |  |  | CTM60C5CHS1 | Z8ES080C20SMPS1 | 54000 | 19 | 9 | 54000 | 39000 | 72.22% | 2 | 0 | 11.7 |  |  |  | No | R-454B | 4.5 | Residential & Commercial | Ducted CEE Tier 1
214398650 | Central HP <5.4 tons | CHAMPION HEATING AND COOLING | HRCU-A-CB (Split System: Heat Pump with Remote Outdoor Unit-Air-Source) | HH860E2S11 |  |  | CTF60C5CGS1 | TMLV100C16MP12 | 43500 | 18 | 9 | 44000 | 33400 | 75.91% | 2 | 0 | 11.7 |  |  |  | No | R-454B | 3.625 | Residential & Commercial | Ducted CEE Tier 1
214398264 | Central HP <5.4 tons | CHAMPION HEATING AND COOLING | HRCU-A-CB (Split System: Heat Pump with Remote Outdoor Unit-Air-Source) | HH860E2S11 |  |  | CTF60C5CGS1 | TM8V100C20MP12 | 44500 | 18 | 9 | 45000 | 33800 | 75.11% | 2 | 0 | 11 |  |  |  | No | R-454B | 3.7083 | Residential & Commercial | Ducted CEE Tier 1
211389571 | Central HP <5.4 tons | COLEMAN | HRCU-A-CB (Split System: Heat Pump with Remote Outdoor Unit-Air-Source) | HMH72B341 |  |  | XAFC30CXXN1+TXV | TM8Y100C16MP11 | 33200 | 18 | 8.5 | 33400 | 23400 | 70.06% | 2.06 | 0 | 10 |  |  |  | No | R-410A | 2.7667 | Residential & Commercial | Ducted CEE Tier 1
211388640 | Central HP <5.4 tons | COLEMAN | HRCU-A-CB (Split System: Heat Pump with Remote Outdoor Unit-Air-Source) | HMH72B341 |  |  | XAFC30CXXN1+TXV | TM9E100C16MP12 | 33000 | 17.5 | 8.5 | 33000 | 23200 | 70.3% | 2.04 | 0 | 10 |  |  |  | No | R-410A | 2.75 | Residential & Commercial | Ducted CEE Tier 1
211389374 | Central HP <5.4 tons | COLEMAN | HRCU-A-CB (Split System: Heat Pump with Remote Outdoor Unit-Air-Source) | HMH72B341 |  |  | XAFC36DXXN1+TXV | TM8Y100C20MP11 | 34000 | 17.5 | 8.5 | 33800 | 23800 | 70.41% | 2.1 | 0 | 10 |  |  |  | No | R-410A | 2.8333 | Residential & Commercial | Ducted CEE Tier 1
215679469 | Central HP <5.4 tons | DAY & NIGHT | HRCU-A-CB (Split System: Heat Pump with Remote Outdoor Unit-Air-Source) | C5H0V36*K*AAA* |  |  | EA*5X43M21A*+WALLCON | *97CTN0802120A* | 34400 | 18 | 9 | 35400 | 25200 | 71.19% | 1.88 | 0 | 10 |  |  |  | No | R-454B | 2.8667 | Residential & Commercial | Ducted CEE Tier 1
213067560 | Central HP <5.4 tons | ACIQ | HRCU-A-CB (Split System: Heat Pump with Remote Outdoor Unit-Air-Source) | HVH825GKA2* |  |  | EHD4X42AAL+WALLCON | *80CTL0701412A* | 24200 | 16.5 | 8.1 | 21200 | 16600 | 78.3% | 2.02 | 0 | 11 |  |  |  | No | R-410A | 2.0167 | Residential & Commercial | Ducted CEE Tier 1
213067576 | Central HP <5.4 tons | ACIQ | HRCU-A-CB (Split System: Heat Pump with Remote Outdoor Unit-Air-Source) | HVH825GKA2* |  |  | EHD4X48AAL+WALLCON | *80CSU0401712A* | 24200 | 16.5 | 8.1 | 21200 | 16600 | 78.3% | 2.02 | 0 | 11 |  |  |  | No | R-410A | 2.0167 | Residential & Commercial | Ducted CEE Tier 1
213067585 | Central HP <5.4 tons | ACIQ | HRCU-A-CB (Split System: Heat Pump with Remote Outdoor Unit-Air-Source) | HVH825GKA2* |  |  | EHD4X48AAL+WALLCON | *95CSU0802120A* | 24200 | 16.5 | 8.1 | 21200 | 16600 | 78.3% | 2.02 | 0 | 11 |  |  |  | No | R-410A | 2.0167 | Residential & Commercial | Ducted CEE Tier 1
213067587 | Central HP <5.4 tons | ACIQ | HRCU-A-CB (Split System: Heat Pump with Remote Outdoor Unit-Air-Source) | HVH825GKA2* |  |  | EHD4X48AAL+WALLCON | *96CTN0601714A* | 24200 | 16 | 8.1 | 21400 | 16700 | 78.04% | 2 | 0 | 10.5 |  |  |  | No | R-410A | 2.0167 | Residential & Commercial | Ducted CEE Tier 1
213067603 | Central HP <5.4 tons | ACIQ | HRCU-A-CB (Split System: Heat Pump with Remote Outdoor Unit-Air-Source) | HVH825GKA2* |  |  | EN(A,D)4X48L24**+WALLCON | *97CMN1002122A* | 24200 | 17 | 8.1 | 21400 | 16600 | 77.57% | 2.02 | 0 | 11.5 |  |  |  | No | R-410A | 2.0167 | Residential & Commercial | Ducted CEE Tier 1
213829723 | Central HP <5.4 tons | RHEEM | HRCU-A-CB (Split System: Heat Pump with Remote Outdoor Unit-Air-Source) | RP18AZ36AJVC |  |  | RCFZ3621MEAAM | R801V0704A17UHU | 34200 | 19 | 8.5 | 34200 | 43500 | 127.2% | 2.2 | 0 | 12.5 |  |  |  | No | R-410A | 2.85 | Residential & Commercial | Ducted CEE Tier 1
215933144 | Central HP <5.4 tons | CARRIER | HRCU-A-CB (Split System: Heat Pump with Remote Outdoor Unit-Air-Source) | 27VNA336A*030* |  |  | CSAH*3612AM*+UI | 59CU5B080C21**20 | 33200 | 18.5 | 9 | 35000 | 26800 | 76.57% | 1.92 | 0 | 11 |  |  |  | No | R-454B | 2.7667 | Residential & Commercial | Ducted CEE Tier 1
215933174 | Central HP <5.4 tons | CARRIER | HRCU-A-CB (Split System: Heat Pump with Remote Outdoor Unit-Air-Source) | 27VNA336A*030* |  |  | CSAH*3612AM*+UI | 59MN7C060C21**20 | 33000 | 18.5 | 9 | 35400 | 27200 | 76.84% | 1.92 | 0 | 11 |  |  |  | No | R-454B | 2.75 | Residential & Commercial | Ducted CEE Tier 1
215933244 | Central HP <5.4 tons | CARRIER | HRCU-A-CB (Split System: Heat Pump with Remote Outdoor Unit-Air-Source) | 27VNA336A*030* |  |  | CSAH*3612AM*+UI | 59TN6C080C17**14 | 33000 | 18.5 | 9 | 35200 | 27000 | 76.7% | 1.92 | 0 | 11 |  |  |  | No | R-454B | 2.75 | Residential & Commercial | Ducted CEE Tier 1
215934714 | Central HP <5.4 tons | CARRIER | HRCU-A-CB (Split System: Heat Pump with Remote Outdoor Unit-Air-Source) | 27VNA336A*030* |  |  | CVAMA3617XMA*+UI | 59MN7C060C17**14 | 34000 | 20 | 8.1 | 38000 | 27200 | 71.58% | 2 | 0 | 11 |  |  |  | No | R-454B | 2.8333 | Residential & Commercial | Ducted CEE Tier 1
215933294 | Central HP <5.4 tons | CARRIER | HRCU-A-CB (Split System: Heat Pump with Remote Outdoor Unit-Air-Source) | 27VNA336A*030* |  |  | CSAH*4212AM*+UI | 58TN*B045C17**12 | 33200 | 18.5 | 9 | 35600 | 27400 | 76.97% | 1.9 | 0 | 10.5 |  |  |  | No | R-454B | 2.7667 | Residential & Commercial | Ducted CEE Tier 1
215933344 | Central HP <5.4 tons | CARRIER | HRCU-A-CB (Split System: Heat Pump with Remote Outdoor Unit-Air-Source) | 27VNA336A*030* |  |  | CSAH*4212AM*+UI | 58TN*B090C21**20 | 33600 | 19 | 9 | 34600 | 26400 | 76.3% | 1.92 | 0 | 11.7 |  |  |  | No | R-454B | 2.8 | Residential & Commercial | Ducted CEE Tier 1
215933544 | Central HP <5.4 tons | CARRIER | HRCU-A-CB (Split System: Heat Pump with Remote Outdoor Unit-Air-Source) | 27VNA336A*030* |  |  | CSAH*4812AM*+UI | 58TN*B070C14**12 | 33600 | 19 | 9 | 35200 | 27000 | 76.7% | 1.9 | 0 | 11 |  |  |  | No | R-454B | 2.8 | Residential & Commercial | Ducted CEE Tier 1
215934044 | Central HP <5.4 tons | CARRIER | HRCU-A-CB (Split System: Heat Pump with Remote Outdoor Unit-Air-Source) | 27VNA348A*030* |  |  | CAA**4821AM*+UI | 59MN7C060C21**20 | 43000 | 20 | 9.5 | 48500 | 37200 | 76.7% | 1.88 | 0 | 10 |  |  |  | No | R-454B | 3.5833 | Residential & Commercial | Ducted CEE Tier 1
215934114 | Central HP <5.4 tons | CARRIER | HRCU-A-CB (Split System: Heat Pump with Remote Outdoor Unit-Air-Source) | 27VNA348A*030* |  |  | CAA**6024AM*+UI | 58TN*B135C24**22 | 45000 | 21.5 | 9.5 | 48000 | 36200 | 75.42% | 2 | 0 | 11.5 |  |  |  | No | R-454B | 3.75 | Residential & Commercial | Ducted CEE Tier 1
210474247 | Central HP <5.4 tons | KEEPRITE | HRCU-A-CB (Split System: Heat Pump with Remote Outdoor Unit-Air-Source) | CVH825GKA3* |  |  | EHD4X42AAL+WALLCON | *95CSU1002122A* | 24200 | 16 | 8.1 | 21400 | 16600 | 77.57% | 2 | 0 | 11 |  |  |  | No | R-410A | 2.0167 | Residential & Commercial | Ducted CEE Tier 1
210474132 | Central HP <5.4 tons | KEEPRITE | HRCU-A-CB (Split System: Heat Pump with Remote Outdoor Unit-Air-Source) | CVH825GKA3* |  |  | EN(A,D)4X48L24**+WALLCON | *97CMN1202422A* | 24200 | 16.5 | 8.1 | 21400 | 16600 | 77.57% | 2 | 0 | 11 |  |  |  | No | R-410A | 2.0167 | Residential & Commercial | Ducted CEE Tier 1
210474621 | Central HP <5.4 tons | KEEPRITE | HRCU-A-CB (Split System: Heat Pump with Remote Outdoor Unit-Air-Source) | CVH825GKA3* |  |  | EHD4X48AAL+WALLCON | *96CTN1002122A* | 24200 | 16 | 8.1 | 21200 | 16700 | 78.77% | 2.04 | 0 | 11 |  |  |  | No | R-410A | 2.0167 | Residential & Commercial | Ducted CEE Tier 1
210473978 | Central HP <5.4 tons | KEEPRITE | HRCU-A-CB (Split System: Heat Pump with Remote Outdoor Unit-Air-Source) | CVH825GKA3* |  |  | EN(A,D,W)4X48L21**+WALLCON | *96CTN0601714A* | 24000 | 16.5 | 8.1 | 21400 | 16700 | 78.04% | 2 | 0 | 11 |  |  |  | No | R-410A | 2 | Residential & Commercial | Ducted CEE Tier 1
210470062 | Central HP <5.4 tons | KEEPRITE | HRCU-A-CB (Split System: Heat Pump with Remote Outdoor Unit-Air-Source) | CVH837GKA2* |  |  | EA*4X36L21A*+WALLCON | *95CSU0802120A* | 31600 | 17 | 8.1 | 33200 | 24200 | 72.89% | 1.86 | 0 | 11 |  |  |  | No | R-410A | 2.6333 | Residential & Commercial | Ducted CEE Tier 1
210470261 | Central HP <5.4 tons | KEEPRITE | HRCU-A-CB (Split System: Heat Pump with Remote Outdoor Unit-Air-Source) | CVH837GKA2* |  |  | EA*4X60L24A*+WALLCON | *80CSU1002120A* | 32800 | 17 | 8.1 | 32000 | 24800 | 77.5% | 1.96 | 0 | 11 |  |  |  | No | R-410A | 2.7333 | Residential & Commercial | Ducted CEE Tier 1
210470448 | Central HP <5.4 tons | KEEPRITE | HRCU-A-CB (Split System: Heat Pump with Remote Outdoor Unit-Air-Source) | CVH837GKA2* |  |  | EA*4X61L21A*+WALLCON | *80CTL0902120A* | 33200 | 18 | 8.5 | 32000 | 25000 | 78.12% | 2 | 0 | 11.7 |  |  |  | No | R-410A | 2.7667 | Residential & Commercial | Ducted CEE Tier 1
215934124 | Central HP <5.4 tons | CARRIER | HRCU-A-CB (Split System: Heat Pump with Remote Outdoor Unit-Air-Source) | 27VNA348A*030* |  |  | CAA**6024AM*+UI | 59CU5B080C21**20 | 44500 | 21 | 9.5 | 48500 | 36600 | 75.46% | 2 | 0 | 11 |  |  |  | No | R-454B | 3.7083 | Residential & Commercial | Ducted CEE Tier 1
210470927 | Central HP <5.4 tons | KEEPRITE | HRCU-A-CB (Split System: Heat Pump with Remote Outdoor Unit-Air-Source) | CVH837GKA2* |  |  | EN(A,D,W)4X60L24**+WALLCON | *80CTL1352422A* | 32800 | 18 | 8.1 | 32200 | 24600 | 76.4% | 1.98 | 0 | 12 |  |  |  | No | R-410A | 2.7333 | Residential & Commercial | Ducted CEE Tier 1
210470602 | Central HP <5.4 tons | KEEPRITE | HRCU-A-CB (Split System: Heat Pump with Remote Outdoor Unit-Air-Source) | CVH837GKA2* |  |  | EA*4X61L24A*+WALLCON | *97CMN1002122A* | 33200 | 18 | 8.5 | 32000 | 24800 | 77.5% | 2 | 0 | 12 |  |  |  | No | R-410A | 2.7667 | Residential & Commercial | Ducted CEE Tier 1
210470525 | Central HP <5.4 tons | KEEPRITE | HRCU-A-CB (Split System: Heat Pump with Remote Outdoor Unit-Air-Source) | CVH837GKA2* |  |  | EA*4X61L24A*+WALLCON | *95CSU0802120A* | 33200 | 18 | 8.5 | 32000 | 24800 | 77.5% | 2 | 0 | 11.5 |  |  |  | No | R-410A | 2.7667 | Residential & Commercial | Ducted CEE Tier 1
215933594 | Central HP <5.4 tons | CARRIER | HRCU-A-CB (Split System: Heat Pump with Remote Outdoor Unit-Air-Source) | 27VNA336A*030* |  |  | CSAH*4812AM*+UI | 58TN*B135C24**22 | 33800 | 19.5 | 9 | 34600 | 26400 | 76.3% | 1.94 | 0 | 11.7 |  |  |  | No | R-454B | 2.8167 | Residential & Commercial | Ducted CEE Tier 1
215933764 | Central HP <5.4 tons | CARRIER | HRCU-A-CB (Split System: Heat Pump with Remote Outdoor Unit-Air-Source) | 27VNA336A*030* |  |  | CSAH*6012AM*+UI | 58TN*B070C17**16 | 34000 | 19.5 | 9 | 34600 | 26400 | 76.3% | 1.94 | 0 | 11.5 |  |  |  | No | R-454B | 2.8333 | Residential & Commercial | Ducted CEE Tier 1
215933814 | Central HP <5.4 tons | CARRIER | HRCU-A-CB (Split System: Heat Pump with Remote Outdoor Unit-Air-Source) | 27VNA336A*030* |  |  | CSAH*6012AM*+UI | 58TN*B135C24**22 | 34200 | 19.5 | 9 | 34400 | 26000 | 75.58% | 1.96 | 0 | 11.7 |  |  |  | No | R-454B | 2.85 | Residential & Commercial | Ducted CEE Tier 1
215935184 | Central HP <5.4 tons | CARRIER | HRCU-A-CB (Split System: Heat Pump with Remote Outdoor Unit-Air-Source) | 27VNA336A*030* |  |  | CVAMA6021XMA*+UI | 58TN*B070C17**16 | 35400 | 21.5 | 8.5 | 38500 | 29000 | 75.32% | 2.02 | 0 | 12 |  |  |  | No | R-454B | 2.95 | Residential & Commercial | Ducted CEE Tier 1
215935384 | Central HP <5.4 tons | CARRIER | HRCU-A-CB (Split System: Heat Pump with Remote Outdoor Unit-Air-Source) | 27VNA336A*030* |  |  | CVAMA6024XMA*+UI | 59CU5B100C21**22 | 35600 | 22 | 8.5 | 38000 | 28400 | 74.74% | 2.06 | 0 | 12.5 |  |  |  | No | R-454B | 2.9667 | Residential & Commercial | Ducted CEE Tier 1
215933284 | Central HP <5.4 tons | CARRIER | HRCU-A-CB (Split System: Heat Pump with Remote Outdoor Unit-Air-Source) | 27VNA336A*030* |  |  | CSAH*4212AM*+UI | 58CU*A100C21**20 | 33600 | 19 | 9 | 35000 | 26600 | 76% | 1.92 | 0 | 11 |  |  |  | No | R-454B | 2.8 | Residential & Commercial | Ducted CEE Tier 1
215933584 | Central HP <5.4 tons | CARRIER | HRCU-A-CB (Split System: Heat Pump with Remote Outdoor Unit-Air-Source) | 27VNA336A*030* |  |  | CSAH*4812AM*+UI | 58TN*B090C21**20 | 33800 | 19.5 | 9 | 34600 | 26400 | 76.3% | 1.94 | 0 | 11.7 |  |  |  | No | R-454B | 2.8167 | Residential & Commercial | Ducted CEE Tier 1
215933684 | Central HP <5.4 tons | CARRIER | HRCU-A-CB (Split System: Heat Pump with Remote Outdoor Unit-Air-Source) | 27VNA336A*030* |  |  | CSAH*4812AM*+UI | 59TN6C040C14**10 | 32200 | 17.5 | 9 | 33800 | 26000 | 76.92% | 1.94 | 0 | 10.5 |  |  |  | No | R-454B | 2.6833 | Residential & Commercial | Ducted CEE Tier 1
215933784 | Central HP <5.4 tons | CARRIER | HRCU-A-CB (Split System: Heat Pump with Remote Outdoor Unit-Air-Source) | 27VNA336A*030* |  |  | CSAH*6012AM*+UI | 58TN*B090C17**16 | 34200 | 19.5 | 9 | 34400 | 26200 | 76.16% | 1.94 | 0 | 11.7 |  |  |  | No | R-454B | 2.85 | Residential & Commercial | Ducted CEE Tier 1
215933634 | Central HP <5.4 tons | CARRIER | HRCU-A-CB (Split System: Heat Pump with Remote Outdoor Unit-Air-Source) | 27VNA336A*030* |  |  | CSAH*4812AM*+UI | 59MN7C060C17**14 | 33400 | 19 | 9 | 34200 | 26200 | 76.61% | 1.96 | 0 | 10.5 |  |  |  | No | R-454B | 2.7833 | Residential & Commercial | Ducted CEE Tier 1
215933734 | Central HP <5.4 tons | CARRIER | HRCU-A-CB (Split System: Heat Pump with Remote Outdoor Unit-Air-Source) | 27VNA336A*030* |  |  | CSAH*6012AM*+UI | 58CU*A100C21**20 | 34200 | 19.5 | 9 | 34400 | 26200 | 76.16% | 1.96 | 0 | 11.7 |  |  |  | No | R-454B | 2.85 | Residential & Commercial | Ducted CEE Tier 1
215933804 | Central HP <5.4 tons | CARRIER | HRCU-A-CB (Split System: Heat Pump with Remote Outdoor Unit-Air-Source) | 27VNA336A*030* |  |  | CSAH*6012AM*+UI | 58TN*B110C21**20 | 34200 | 19.5 | 9 | 34400 | 26000 | 75.58% | 1.96 | 0 | 11.7 |  |  |  | No | R-454B | 2.85 | Residential & Commercial | Ducted CEE Tier 1
215933954 | Central HP <5.4 tons | CARRIER | HRCU-A-CB (Split System: Heat Pump with Remote Outdoor Unit-Air-Source) | 27VNA336A*030* |  |  | FE5BN(B,X)C36L*+UI |  | 33000 | 20.5 | 9.5 | 34800 | 26800 | 77.01% | 2 | 0 | 11.7 |  |  |  | No | R-454B | 2.75 | Residential & Commercial | Ducted CEE Tier 1
215933264 | Central HP <5.4 tons | CARRIER | HRCU-A-CB (Split System: Heat Pump with Remote Outdoor Unit-Air-Source) | 27VNA336A*030* |  |  | CSAH*3612AM*+UI | 59TN6C120C24**22 | 33400 | 19 | 9 | 34800 | 26600 | 76.44% | 1.92 | 0 | 11 |  |  |  | No | R-454B | 2.7833 | Residential & Commercial | Ducted CEE Tier 1
215934722 | Central HP <5.4 tons | KENMORE | HRCU-A-CB (Split System: Heat Pump with Remote Outdoor Unit-Air-Source) | (C,H,T)5H3V36*K*AAA* |  |  | EVM5X36M17A*+WALLCON | *97CMN0601714B* | 34000 | 20 | 8.1 | 38000 | 27200 | 71.58% | 2 | 0 | 11 |  |  |  | No | R-454B | 2.8333 | Residential & Commercial | Ducted CEE Tier 1
215934872 | Central HP <5.4 tons | KENMORE | HRCU-A-CB (Split System: Heat Pump with Remote Outdoor Unit-Air-Source) | (C,H,T)5H3V36*K*AAA* |  |  | EVM5X44M21A*+WALLCON | *95CSU0601716B* | 35400 | 21.5 | 8.5 | 38500 | 29000 | 75.32% | 2.02 | 0 | 12 |  |  |  | No | R-454B | 2.95 | Residential & Commercial | Ducted CEE Tier 1
215933952 | Central HP <5.4 tons | KENMORE | HRCU-A-CB (Split System: Heat Pump with Remote Outdoor Unit-Air-Source) | (C,H,T)5H3V36*K*AAA* |  |  | ESH5X60M12A*+WALLCON | *96CTN1202422B* | 34200 | 19.5 | 9 | 34200 | 26000 | 76.02% | 1.94 | 0 | 11.7 |  |  |  | No | R-454B | 2.85 | Residential & Commercial | Ducted CEE Tier 1
215933702 | Central HP <5.4 tons | KENMORE | HRCU-A-CB (Split System: Heat Pump with Remote Outdoor Unit-Air-Source) | (C,H,T)5H3V36*K*AAA* |  |  | ESH5X48M12A*+WALLCON | *96CTN0601714B* | 33400 | 19 | 9 | 34200 | 26000 | 76.02% | 1.94 | 0 | 11 |  |  |  | No | R-454B | 2.7833 | Residential & Commercial | Ducted CEE Tier 1
215932682 | Central HP <5.4 tons | KENMORE | HRCU-A-CB (Split System: Heat Pump with Remote Outdoor Unit-Air-Source) | (C,H,T)5H3V36*K*AAA* |  |  | EA*5X61M21A*+WALLCON | *80CSU1002120A* | 34400 | 20 | 9 | 34600 | 26200 | 75.72% | 1.94 | 0 | 11.7 |  |  |  | No | R-454B | 2.8667 | Residential & Commercial | Ducted CEE Tier 1
215932582 | Central HP <5.4 tons | KENMORE | HRCU-A-CB (Split System: Heat Pump with Remote Outdoor Unit-Air-Source) | (C,H,T)5H3V36*K*AAA* |  |  | EA*5X60M24A*+WALLCON | *95CSU0802120B* | 34000 | 20 | 9 | 34200 | 26000 | 76.02% | 1.94 | 0 | 11.7 |  |  |  | No | R-454B | 2.8333 | Residential & Commercial | Ducted CEE Tier 1
214397541 | Central HP <5.4 tons | CHAMPION HEATING AND COOLING | HRCU-A-CB (Split System: Heat Pump with Remote Outdoor Unit-Air-Source) | HH824E2S11 |  |  | CTF36B5ADS1 | TMLE080B12MP11 | 23000 | 18 | 9.5 | 23000 | 18700 | 81.3% | 2 | 0 | 12 |  |  |  | No | R-454B | 1.9167 | Residential & Commercial | Ducted CEE Tier 1
214609157 | Central HP <5.4 tons | LUXAIRE | HRCU-A-CB (Split System: Heat Pump with Remote Outdoor Unit-Air-Source) | HH824E2S11 |  |  | CTF36B5ADS1 | Z9ES060B12SMPS1 | 23000 | 17 | 9.5 | 23000 | 18700 | 81.3% | 2 | 0 | 12 |  |  |  | No | R-454B | 1.9167 | Residential & Commercial | Ducted CEE Tier 1
215934932 | Central HP <5.4 tons | KENMORE | HRCU-A-CB (Split System: Heat Pump with Remote Outdoor Unit-Air-Source) | (C,H,T)5H3V36*K*AAA* |  |  | EVM5X44M21A*+WALLCON | *97CMN1002122B* | 35600 | 22 | 8.5 | 38000 | 28600 | 75.26% | 2.02 | 0 | 12.5 |  |  |  | No | R-454B | 2.9667 | Residential & Commercial | Ducted CEE Tier 1
215934962 | Central HP <5.4 tons | KENMORE | HRCU-A-CB (Split System: Heat Pump with Remote Outdoor Unit-Air-Source) | (C,H,T)5H3V36*K*AAA* |  |  | EVM5X48M21A*+WALLCON | *97CMN0601714B* | 34400 | 20.5 | 8.5 | 38000 | 27600 | 72.63% | 2.08 | 0 | 11 |  |  |  | No | R-454B | 2.8667 | Residential & Commercial | Ducted CEE Tier 1
215934832 | Central HP <5.4 tons | KENMORE | HRCU-A-CB (Split System: Heat Pump with Remote Outdoor Unit-Air-Source) | (C,H,T)5H3V36*K*AAA* |  |  | EVM5X44M21A*+WALLCON | *80CTL0702120B* | 35600 | 21.5 | 8.5 | 38000 | 28600 | 75.26% | 2.02 | 0 | 12 |  |  |  | No | R-454B | 2.9667 | Residential & Commercial | Ducted CEE Tier 1
215933562 | Central HP <5.4 tons | KENMORE | HRCU-A-CB (Split System: Heat Pump with Remote Outdoor Unit-Air-Source) | (C,H,T)5H3V36*K*AAA* |  |  | ESH5X48M12A*+WALLCON | *80CTL0701716B* | 33600 | 19 | 9 | 35000 | 26800 | 76.57% | 1.92 | 0 | 11 |  |  |  | No | R-454B | 2.8 | Residential & Commercial | Ducted CEE Tier 1
213067594 | Central HP <5.4 tons | ACIQ | HRCU-A-CB (Split System: Heat Pump with Remote Outdoor Unit-Air-Source) | HVH825GKA2* |  |  | EHD4X48AAL+WALLCON | *97CMN1002122A* | 24200 | 16 | 8.1 | 21200 | 16700 | 78.77% | 2.04 | 0 | 11 |  |  |  | No | R-410A | 2.0167 | Residential & Commercial | Ducted CEE Tier 1
213067601 | Central HP <5.4 tons | ACIQ | HRCU-A-CB (Split System: Heat Pump with Remote Outdoor Unit-Air-Source) | HVH825GKA2* |  |  | EN(A,D)4X48L24**+WALLCON | *96CTN1202422A* | 24200 | 17 | 8.1 | 21200 | 16600 | 78.3% | 2.02 | 0 | 11.5 |  |  |  | No | R-410A | 2.0167 | Residential & Commercial | Ducted CEE Tier 1
213067626 | Central HP <5.4 tons | ACIQ | HRCU-A-CB (Split System: Heat Pump with Remote Outdoor Unit-Air-Source) | HVH825GKA2* |  |  | EN(A,D,W)4X48L21**+WALLCON | *95CSU0601716A* | 24000 | 16.5 | 8.1 | 21400 | 16700 | 78.04% | 2 | 0 | 11 |  |  |  | No | R-410A | 2 | Residential & Commercial | Ducted CEE Tier 1
215934702 | Central HP <5.4 tons | KENMORE | HRCU-A-CB (Split System: Heat Pump with Remote Outdoor Unit-Air-Source) | (C,H,T)5H3V36*K*AAA* |  |  | EVM5X32M17A*+WALLCON | *96CTN0401410B* | 33800 | 19.5 | 8.1 | 37200 | 26600 | 71.51% | 2.02 | 0 | 11.5 |  |  |  | No | R-454B | 2.8167 | Residential & Commercial | Ducted CEE Tier 1
215933882 | Central HP <5.4 tons | KENMORE | HRCU-A-CB (Split System: Heat Pump with Remote Outdoor Unit-Air-Source) | (C,H,T)5H3V36*K*AAA* |  |  | ESH5X60M12A*+WALLCON | *97CMN0801714B* | 34000 | 19 | 9 | 34800 | 26400 | 75.86% | 1.94 | 0 | 11 |  |  |  | No | R-454B | 2.8333 | Residential & Commercial | Ducted CEE Tier 1
215933932 | Central HP <5.4 tons | KENMORE | HRCU-A-CB (Split System: Heat Pump with Remote Outdoor Unit-Air-Source) | (C,H,T)5H3V36*K*AAA* |  |  | ESH5X60M12A*+WALLCON | *96CTN0801714B* | 34000 | 19.5 | 9 | 34600 | 26400 | 76.3% | 1.94 | 0 | 11.5 |  |  |  | No | R-454B | 2.8333 | Residential & Commercial | Ducted CEE Tier 1
215933212 | Central HP <5.4 tons | KENMORE | HRCU-A-CB (Split System: Heat Pump with Remote Outdoor Unit-Air-Source) | (C,H,T)5H3V36*K*AAA* |  |  | ESH5X36M12A*+WALLCON | *97CMN1002122B* | 33400 | 19 | 9 | 34800 | 26600 | 76.44% | 1.92 | 0 | 11 |  |  |  | No | R-454B | 2.7833 | Residential & Commercial | Ducted CEE Tier 1
215935362 | Central HP <5.4 tons | KENMORE | HRCU-A-CB (Split System: Heat Pump with Remote Outdoor Unit-Air-Source) | (C,H,T)5H3V36*K*AAA* |  |  | EVM5X60M24A*+WALLCON | *80CTL1102120B* | 35600 | 22 | 8.5 | 38000 | 28400 | 74.74% | 2.04 | 0 | 12.5 |  |  |  | No | R-454B | 2.9667 | Residential & Commercial | Ducted CEE Tier 1
215934465 | Central HP <5.4 tons | BRYANT HEATING AND COOLING SYSTEMS | HRCU-A-CB (Split System: Heat Pump with Remote Outdoor Unit-Air-Source) | 293VAN048**AA* |  |  | CSAH*4812AM*+UI | 88*TB60110C21*** | 44500 | 20.5 | 9 | 48500 | 36400 | 75.05% | 1.82 | 0 | 11 |  |  |  | No | R-454B | 3.7083 | Residential & Commercial | Ducted CEE Tier 1
215934535 | Central HP <5.4 tons | BRYANT HEATING AND COOLING SYSTEMS | HRCU-A-CB (Split System: Heat Pump with Remote Outdoor Unit-Air-Source) | 293VAN048**AA* |  |  | CSAH*4812AM*+UI | 986TD66120C24*** | 44500 | 20 | 9 | 48500 | 36400 | 75.05% | 1.82 | 0 | 10.5 |  |  |  | No | R-454B | 3.7083 | Residential & Commercial | Ducted CEE Tier 1
214398325 | Central HP <5.4 tons | CHAMPION HEATING AND COOLING | HRCU-A-CB (Split System: Heat Pump with Remote Outdoor Unit-Air-Source) | HH860E2S11 |  |  | CTM60D5CGS1+JMVT20DC2N1 |  | 45000 | 18 | 9 | 44500 | 33400 | 75.06% | 2 | 0 | 12 |  |  |  | No | R-454B | 3.75 | Residential & Commercial | Ducted CEE Tier 1
214398330 | Central HP <5.4 tons | CHAMPION HEATING AND COOLING | HRCU-A-CB (Split System: Heat Pump with Remote Outdoor Unit-Air-Source) | HH860E2S11 |  |  | CTM60C5CGS1+JMC17C2SN1 |  | 45000 | 19 | 9 | 45000 | 33400 | 74.22% | 2 | 0 | 12 |  |  |  | No | R-454B | 3.75 | Residential & Commercial | Ducted CEE Tier 1
214398407 | Central HP <5.4 tons | CHAMPION HEATING AND COOLING | HRCU-A-CB (Split System: Heat Pump with Remote Outdoor Unit-Air-Source) | HH860E2S11 |  |  | CTM60C5CHS1 | TL9E100C20UH11 | 53000 | 19 | 8.5 | 53500 | 38500 | 71.96% | 2 | 0 | 11.7 |  |  |  | No | R-454B | 4.4167 | Residential & Commercial | Ducted CEE Tier 1
214397882 | Central HP <5.4 tons | CHAMPION HEATING AND COOLING | HRCU-A-CB (Split System: Heat Pump with Remote Outdoor Unit-Air-Source) | HH860E2S11 |  |  | CTM60C5CGS1 | TM8V120C20MP12 | 44000 | 18 | 9 | 44500 | 33600 | 75.51% | 2 | 0 | 11.7 |  |  |  | No | R-454B | 3.6667 | Residential & Commercial | Ducted CEE Tier 1
215934292 | Central HP <5.4 tons | KENMORE | HRCU-A-CB (Split System: Heat Pump with Remote Outdoor Unit-Air-Source) | (C,H,T)5H3V48*K*AAA* |  |  | EA*5X61M21A*+WALLCON | *96CTN1002122B* | 45500 | 21 | 9.5 | 48500 | 36800 | 75.88% | 2 | 0 | 11 |  |  |  | No | R-454B | 3.7917 | Residential & Commercial | Ducted CEE Tier 1
215934192 | Central HP <5.4 tons | KENMORE | HRCU-A-CB (Split System: Heat Pump with Remote Outdoor Unit-Air-Source) | (C,H,T)5H3V48*K*AAA* |  |  | EA*5X61M21A*+WALLCON | *80CTL0902120B* | 45500 | 21.5 | 9.5 | 48500 | 36600 | 75.46% | 2 | 0 | 11.5 |  |  |  | No | R-454B | 3.7917 | Residential & Commercial | Ducted CEE Tier 1
214398055 | Central HP <5.4 tons | CHAMPION HEATING AND COOLING | HRCU-A-CB (Split System: Heat Pump with Remote Outdoor Unit-Air-Source) | HH860E2S11 |  |  | CTM60C5CHS1 | TPLC120C20MP13 | 53500 | 19 | 9 | 54000 | 39000 | 72.22% | 2 | 0 | 11 |  |  |  | No | R-454B | 4.4583 | Residential & Commercial | Ducted CEE Tier 1
213063343 | Central HP <5.4 tons | ACIQ | HRCU-A-CB (Split System: Heat Pump with Remote Outdoor Unit-Air-Source) | HVH837GKA2* |  |  | EHD4X36AAL+WALLCON | *80CTL1352422A* | 32200 | 16.5 | 8.1 | 33200 | 24600 | 74.1% | 1.94 | 11 | 11 |  |  |  | No | R-410A | 2.6833 | Residential & Commercial | Ducted CEE Tier 1
213063345 | Central HP <5.4 tons | ACIQ | HRCU-A-CB (Split System: Heat Pump with Remote Outdoor Unit-Air-Source) | HVH837GKA2* |  |  | EHD4X36AAL+WALLCON | *97CMN1002122A* | 32200 | 16.5 | 8.1 | 33200 | 24800 | 74.7% | 1.94 | 11.5 | 11 |  |  |  | No | R-410A | 2.6833 | Residential & Commercial | Ducted CEE Tier 1
213063393 | Central HP <5.4 tons | ACIQ | HRCU-A-CB (Split System: Heat Pump with Remote Outdoor Unit-Air-Source) | HVH837GKA2* |  |  | EHD4X42AAL+WALLCON | *80CSU0601716A* | 32400 | 16.5 | 8.1 | 33200 | 24800 | 74.7% | 1.94 | 11.5 | 11 |  |  |  | No | R-410A | 2.7 | Residential & Commercial | Ducted CEE Tier 1
213063413 | Central HP <5.4 tons | ACIQ | HRCU-A-CB (Split System: Heat Pump with Remote Outdoor Unit-Air-Source) | HVH837GKA2* |  |  | EHD4X36AAL+WALLCON | *95CSU1002122A* | 32200 | 16.5 | 8.1 | 33200 | 24600 | 74.1% | 1.94 | 11.5 | 11 |  |  |  | No | R-410A | 2.6833 | Residential & Commercial | Ducted CEE Tier 1
212973239 | Central HP <5.4 tons | KEEPRITE | HRCU-A-CB (Split System: Heat Pump with Remote Outdoor Unit-Air-Source) | DLCURAH24ABK |  |  | EA*4X37L17A* | *96VSN0401712B* | 24000 | 16 | 8.1 | 25400 | 22000 | 86.61% | 1.82 | 0 | 10 |  |  |  | No | R-410A | 2 | Residential & Commercial | Ducted CEE Tier 1
212971717 | Central HP <5.4 tons | KEEPRITE | HRCU-A-CB (Split System: Heat Pump with Remote Outdoor Unit-Air-Source) | DLCURAH24ABK |  |  | EN(A,D)4X30L17** | *80VTL0701716B* | 23600 | 17 | 8.5 | 26400 | 24200 | 91.67% | 2.02 | 0 | 10.5 |  |  |  | No | R-410A | 1.9667 | Residential & Commercial | Ducted CEE Tier 1
214279885 | Central HP <5.4 tons | KEEPRITE | HRCU-A-CB (Split System: Heat Pump with Remote Outdoor Unit-Air-Source) | DLCURAH24ABK |  |  | EA*4X25L17A* | *96MSN0601716A* | 24400 | 16.5 | 9 | 25400 | 21600 | 85.04% | 1.8 | 0 | 10 |  |  |  | No | R-410A | 2.0333 | Residential & Commercial | Ducted CEE Tier 1
210474489 | Central HP <5.4 tons | KEEPRITE | HRCU-A-CB (Split System: Heat Pump with Remote Outdoor Unit-Air-Source) | CVH825GKA3* |  |  | EHD4X48AAL+WALLCON | *80CSU0601716A* | 24200 | 16.5 | 8.1 | 21200 | 16600 | 78.3% | 2 | 0 | 10.5 |  |  |  | No | R-410A | 2.0167 | Residential & Commercial | Ducted CEE Tier 1
210473025 | Central HP <5.4 tons | KEEPRITE | HRCU-A-CB (Split System: Heat Pump with Remote Outdoor Unit-Air-Source) | CVH825GKA3* |  |  | EA*4X42L24A*+WALLCON | *80CTL1352422A* | 23800 | 16.5 | 8.1 | 21400 | 16600 | 77.57% | 1.96 | 0 | 11 |  |  |  | No | R-410A | 1.9833 | Residential & Commercial | Ducted CEE Tier 1
210472816 | Central HP <5.4 tons | KEEPRITE | HRCU-A-CB (Split System: Heat Pump with Remote Outdoor Unit-Air-Source) | CVH825GKA3* |  |  | EA*4X42L21A*+WALLCON | *95CSU0601716A* | 23600 | 16.5 | 8.1 | 21400 | 16700 | 78.04% | 1.94 | 0 | 10.5 |  |  |  | No | R-410A | 1.9667 | Residential & Commercial | Ducted CEE Tier 1
215942376 | Central HP <5.4 tons | DAY & NIGHT | HRCU-A-CB (Split System: Heat Pump with Remote Outdoor Unit-Air-Source) | C5H3V36*K*AAA* |  |  | EVM5X44M21A*+WALLCON | *96CTN0601714B* | 35200 | 21 | 8.5 | 37400 | 28000 | 74.87% | 2.06 | 0 | 11.7 |  |  |  | No | R-454B | 2.9333 | Residential & Commercial | Ducted CEE Tier 1
215940430 | Central HP <5.4 tons | DAY & NIGHT | HRCU-A-CB (Split System: Heat Pump with Remote Outdoor Unit-Air-Source) | C5H3V36*K*AAA* |  |  | EVM5X60M21A*+WALLCON | *97CTN0601716A* | 35200 | 21 | 8.5 | 38500 | 29400 | 76.36% | 2.02 | 0 | 11.7 |  |  |  | No | R-454B | 2.9333 | Residential & Commercial | Ducted CEE Tier 1
215940930 | Central HP <5.4 tons | DAY & NIGHT | HRCU-A-CB (Split System: Heat Pump with Remote Outdoor Unit-Air-Source) | C5H3V36*K*AAA* |  |  | EVD5X61M24A*+WALLCON | *97CTN1202422A* | 36000 | 22 | 8.5 | 37600 | 28400 | 75.53% | 2.04 | 0 | 12.5 |  |  |  | No | R-454B | 3 | Residential & Commercial | Ducted CEE Tier 1
214396788 | Central HP <5.4 tons | CHAMPION HEATING AND COOLING | HRCU-A-CB (Split System: Heat Pump with Remote Outdoor Unit-Air-Source) | HH836E2S11 |  |  | CTM36C5CDS1 | TM8Y100C16MP11 | 33600 | 18 | 8.5 | 31400 | 25200 | 80.25% | 2 | 0 | 11 |  |  |  | No | R-454B | 2.8 | Residential & Commercial | Ducted CEE Tier 1
215935262 | Central HP <5.4 tons | KENMORE | HRCU-A-CB (Split System: Heat Pump with Remote Outdoor Unit-Air-Source) | (C,H,T)5H3V36*K*AAA* |  |  | EVM5X60M21A*+WALLCON | *95CSU1002122B* | 35600 | 22 | 8.5 | 38000 | 28400 | 74.74% | 2.02 | 0 | 12.5 |  |  |  | No | R-454B | 2.9667 | Residential & Commercial | Ducted CEE Tier 1
215935062 | Central HP <5.4 tons | KENMORE | HRCU-A-CB (Split System: Heat Pump with Remote Outdoor Unit-Air-Source) | (C,H,T)5H3V36*K*AAA* |  |  | EVM5X49M21A*+WALLCON | *95CSU0601716B* | 35400 | 21.5 | 8.5 | 38500 | 29000 | 75.32% | 2.02 | 0 | 12 |  |  |  | No | R-454B | 2.95 | Residential & Commercial | Ducted CEE Tier 1
215934842 | Central HP <5.4 tons | KENMORE | HRCU-A-CB (Split System: Heat Pump with Remote Outdoor Unit-Air-Source) | (C,H,T)5H3V36*K*AAA* |  |  | EVM5X44M21A*+WALLCON | *80CTL0901716B* | 35600 | 22 | 8.5 | 38000 | 28600 | 75.26% | 2.02 | 0 | 12 |  |  |  | No | R-454B | 2.9667 | Residential & Commercial | Ducted CEE Tier 1
215935242 | Central HP <5.4 tons | KENMORE | HRCU-A-CB (Split System: Heat Pump with Remote Outdoor Unit-Air-Source) | (C,H,T)5H3V36*K*AAA* |  |  | EVM5X60M21A*+WALLCON | *95CSU0601716B* | 35400 | 21.5 | 8.5 | 38500 | 29000 | 75.32% | 2.02 | 0 | 12 |  |  |  | No | R-454B | 2.95 | Residential & Commercial | Ducted CEE Tier 1
215934942 | Central HP <5.4 tons | KENMORE | HRCU-A-CB (Split System: Heat Pump with Remote Outdoor Unit-Air-Source) | (C,H,T)5H3V36*K*AAA* |  |  | EVM5X44M21A*+WALLCON | *96CTN0801714B* | 35400 | 21.5 | 8.5 | 38500 | 28800 | 74.81% | 2.02 | 0 | 12 |  |  |  | No | R-454B | 2.95 | Residential & Commercial | Ducted CEE Tier 1
215934642 | Central HP <5.4 tons | KENMORE | HRCU-A-CB (Split System: Heat Pump with Remote Outdoor Unit-Air-Source) | (C,H,T)5H3V36*K*AAA* |  |  | EVM5X25M17A*+WALLCON | *96CTN0601714B* | 34000 | 20 | 8.1 | 38000 | 27200 | 71.58% | 2 | 0 | 11 |  |  |  | No | R-454B | 2.8333 | Residential & Commercial | Ducted CEE Tier 1
215934792 | Central HP <5.4 tons | KENMORE | HRCU-A-CB (Split System: Heat Pump with Remote Outdoor Unit-Air-Source) | (C,H,T)5H3V36*K*AAA* |  |  | EVM5X44M21A*+WALLCON | *80CSU0601716A* | 35600 | 22 | 8.5 | 38000 | 28600 | 75.26% | 2.02 | 0 | 12 |  |  |  | No | R-454B | 2.9667 | Residential & Commercial | Ducted CEE Tier 1
215933314 | Central HP <5.4 tons | CARRIER | HRCU-A-CB (Split System: Heat Pump with Remote Outdoor Unit-Air-Source) | 27VNA336A*030* |  |  | CSAH*4212AM*+UI | 58TN*B070C17**16 | 33400 | 19 | 9 | 35200 | 26800 | 76.14% | 1.9 | 0 | 11 |  |  |  | No | R-454B | 2.7833 | Residential & Commercial | Ducted CEE Tier 1
215934684 | Central HP <5.4 tons | CARRIER | HRCU-A-CB (Split System: Heat Pump with Remote Outdoor Unit-Air-Source) | 27VNA336A*030* |  |  | CVAMA3217XMA*+UI | 59MN7C060C17**14 | 35000 | 21 | 8.5 | 38000 | 28000 | 73.68% | 2.06 | 0 | 11.5 |  |  |  | No | R-454B | 2.9167 | Residential & Commercial | Ducted CEE Tier 1
215934934 | Central HP <5.4 tons | CARRIER | HRCU-A-CB (Split System: Heat Pump with Remote Outdoor Unit-Air-Source) | 27VNA336A*030* |  |  | CVAMA4421XMA*+UI | 59TN6C080C17**14 | 35400 | 21.5 | 8.5 | 38500 | 28800 | 74.81% | 2.02 | 0 | 12 |  |  |  | No | R-454B | 2.95 | Residential & Commercial | Ducted CEE Tier 1
215933014 | Central HP <5.4 tons | CARRIER | HRCU-A-CB (Split System: Heat Pump with Remote Outdoor Unit-Air-Source) | 27VNA336A*030* |  |  | CSAH*3012AM*+UI | 59TN6C060C17**14 | 32400 | 18 | 9 | 34800 | 26600 | 76.44% | 1.92 | 0 | 10 |  |  |  | No | R-454B | 2.7 | Residential & Commercial | Ducted CEE Tier 1
215933114 | Central HP <5.4 tons | CARRIER | HRCU-A-CB (Split System: Heat Pump with Remote Outdoor Unit-Air-Source) | 27VNA336A*030* |  |  | CSAH*3612AM*+UI | 58TN*B110C21**20 | 33400 | 19 | 9 | 34800 | 26600 | 76.44% | 1.92 | 0 | 11.5 |  |  |  | No | R-454B | 2.7833 | Residential & Commercial | Ducted CEE Tier 1
215933664 | Central HP <5.4 tons | CARRIER | HRCU-A-CB (Split System: Heat Pump with Remote Outdoor Unit-Air-Source) | 27VNA336A*030* |  |  | CSAH*4812AM*+UI | 59MN7C080C21**20 | 33800 | 19.5 | 9 | 34800 | 26600 | 76.44% | 1.94 | 0 | 11.5 |  |  |  | No | R-454B | 2.8167 | Residential & Commercial | Ducted CEE Tier 1
215933864 | Central HP <5.4 tons | CARRIER | HRCU-A-CB (Split System: Heat Pump with Remote Outdoor Unit-Air-Source) | 27VNA336A*030* |  |  | CSAH*6012AM*+UI | 59MN7C060C21**20 | 34000 | 19 | 9 | 34800 | 26400 | 75.86% | 1.92 | 0 | 11.5 |  |  |  | No | R-454B | 2.8333 | Residential & Commercial | Ducted CEE Tier 1
210473124 | Central HP <5.4 tons | KEEPRITE | HRCU-A-CB (Split System: Heat Pump with Remote Outdoor Unit-Air-Source) | CVH825GKA3* |  |  | EA*4X43L21A*+WALLCON | *80CSU0401712A* | 24400 | 17 | 8.5 | 21200 | 16600 | 78.3% | 2.02 | 0 | 11 |  |  |  | No | R-410A | 2.0333 | Residential & Commercial | Ducted CEE Tier 1
210473410 | Central HP <5.4 tons | KEEPRITE | HRCU-A-CB (Split System: Heat Pump with Remote Outdoor Unit-Air-Source) | CVH825GKA3* |  |  | EA*4X48L21A*+WALLCON | *96CTN1002122A* | 24000 | 16.5 | 8.1 | 21000 | 16500 | 78.57% | 2.02 | 0 | 11 |  |  |  | No | R-410A | 2 | Residential & Commercial | Ducted CEE Tier 1
210473476 | Central HP <5.4 tons | KEEPRITE | HRCU-A-CB (Split System: Heat Pump with Remote Outdoor Unit-Air-Source) | CVH825GKA3* |  |  | EA*4X48L24A*+WALLCON | *80CTL1352422A* | 24200 | 17 | 8.1 | 21000 | 16500 | 78.57% | 2.02 | 0 | 11 |  |  |  | No | R-410A | 2.0167 | Residential & Commercial | Ducted CEE Tier 1
210473692 | Central HP <5.4 tons | KEEPRITE | HRCU-A-CB (Split System: Heat Pump with Remote Outdoor Unit-Air-Source) | CVH825GKA3* |  |  | END4X42L17**+WALLCON | *80CTL0701412A* | 24000 | 17 | 8.1 | 21400 | 16600 | 77.57% | 2 | 0 | 11 |  |  |  | No | R-410A | 2 | Residential & Commercial | Ducted CEE Tier 1
210473912 | Central HP <5.4 tons | KEEPRITE | HRCU-A-CB (Split System: Heat Pump with Remote Outdoor Unit-Air-Source) | CVH825GKA3* |  |  | EN(A,D,W)4X48L21**+WALLCON | *95CSU1002122A* | 24200 | 17 | 8.1 | 21200 | 16600 | 78.3% | 2.02 | 0 | 11.5 |  |  |  | No | R-410A | 2.0167 | Residential & Commercial | Ducted CEE Tier 1
210473967 | Central HP <5.4 tons | KEEPRITE | HRCU-A-CB (Split System: Heat Pump with Remote Outdoor Unit-Air-Source) | CVH825GKA3* |  |  | EN(A,D,W)4X48L21**+WALLCON | *80CTL0701716A* | 24200 | 17 | 8.1 | 21400 | 16600 | 77.57% | 2.02 | 0 | 11 |  |  |  | No | R-410A | 2.0167 | Residential & Commercial | Ducted CEE Tier 1
210474269 | Central HP <5.4 tons | KEEPRITE | HRCU-A-CB (Split System: Heat Pump with Remote Outdoor Unit-Air-Source) | CVH825GKA3* |  |  | EHD4X42AAL+WALLCON | *80CSU0601716A* | 24200 | 16 | 8.1 | 21400 | 16600 | 77.57% | 2 | 0 | 10.5 |  |  |  | No | R-410A | 2.0167 | Residential & Commercial | Ducted CEE Tier 1
210474044 | Central HP <5.4 tons | KEEPRITE | HRCU-A-CB (Split System: Heat Pump with Remote Outdoor Unit-Air-Source) | CVH825GKA3* |  |  | EN(A,D,W)4X48L21**+WALLCON | *80CTL0901716A* | 24200 | 17.5 | 8.1 | 21200 | 16500 | 77.83% | 2.02 | 0 | 11.7 |  |  |  | No | R-410A | 2.0167 | Residential & Commercial | Ducted CEE Tier 1
210474121 | Central HP <5.4 tons | KEEPRITE | HRCU-A-CB (Split System: Heat Pump with Remote Outdoor Unit-Air-Source) | CVH825GKA3* |  |  | EN(A,D)4X48L24**+WALLCON | *97CMN1002122A* | 24200 | 17 | 8.1 | 21400 | 16600 | 77.57% | 2.02 | 0 | 11.5 |  |  |  | No | R-410A | 2.0167 | Residential & Commercial | Ducted CEE Tier 1
210473703 | Central HP <5.4 tons | KEEPRITE | HRCU-A-CB (Split System: Heat Pump with Remote Outdoor Unit-Air-Source) | CVH825GKA3* |  |  | END4X42L17**+WALLCON | *80CTL0901716A* | 24000 | 17 | 8.1 | 21400 | 16600 | 77.57% | 2 | 0 | 11.5 |  |  |  | No | R-410A | 2 | Residential & Commercial | Ducted CEE Tier 1
210474478 | Central HP <5.4 tons | KEEPRITE | HRCU-A-CB (Split System: Heat Pump with Remote Outdoor Unit-Air-Source) | CVH825GKA3* |  |  | EHD4X48AAL+WALLCON | *80CSU0401712A* | 24200 | 16.5 | 8.1 | 21200 | 16600 | 78.3% | 2.02 | 0 | 11 |  |  |  | No | R-410A | 2.0167 | Residential & Commercial | Ducted CEE Tier 1
210472915 | Central HP <5.4 tons | KEEPRITE | HRCU-A-CB (Split System: Heat Pump with Remote Outdoor Unit-Air-Source) | CVH825GKA3* |  |  | EA*4X42L21A*+WALLCON | *96CTN0801714A* | 23600 | 16.5 | 8.1 | 21400 | 16700 | 78.04% | 1.96 | 0 | 11 |  |  |  | No | R-410A | 1.9667 | Residential & Commercial | Ducted CEE Tier 1
214609208 | Central HP <5.4 tons | CHAMPION HEATING AND COOLING | HRCU-A-CB (Split System: Heat Pump with Remote Outdoor Unit-Air-Source) | HH836E2S11 |  |  | CTF48C5CFS1 | Z9ES080C20SMPS1 | 34200 | 18 | 9 | 32000 | 25600 | 80% | 2 | 0 | 11 |  |  |  | No | R-454B | 2.85 | Residential & Commercial | Ducted CEE Tier 1
214396944 | Central HP <5.4 tons | CHAMPION HEATING AND COOLING | HRCU-A-CB (Split System: Heat Pump with Remote Outdoor Unit-Air-Source) | HH836E2S11 |  |  | CTM48C5CFS1+JMVT16CC2N1 |  | 34000 | 19 | 9 | 31400 | 25000 | 79.62% | 2 | 0 | 11.7 |  |  |  | No | R-454B | 2.8333 | Residential & Commercial | Ducted CEE Tier 1
215933974 | Central HP <5.4 tons | CARRIER | HRCU-A-CB (Split System: Heat Pump with Remote Outdoor Unit-Air-Source) | 27VNA348A*030* |  |  | CAA**4821AM*+UI | 58CU*A100C21**20 | 43500 | 20.5 | 9.5 | 48000 | 36600 | 76.25% | 2 | 0 | 10.5 |  |  |  | No | R-454B | 3.625 | Residential & Commercial | Ducted CEE Tier 1
215934544 | Central HP <5.4 tons | CARRIER | HRCU-A-CB (Split System: Heat Pump with Remote Outdoor Unit-Air-Source) | 27VNA348A*030* |  |  | CSAH*6012AM*+UI | 58CU*A100C21**20 | 45000 | 20.5 | 9 | 48500 | 36600 | 75.46% | 1.82 | 0 | 11 |  |  |  | No | R-454B | 3.75 | Residential & Commercial | Ducted CEE Tier 1
210470250 | Central HP <5.4 tons | KEEPRITE | HRCU-A-CB (Split System: Heat Pump with Remote Outdoor Unit-Air-Source) | CVH837GKA2* |  |  | EA*4X60L24A*+WALLCON | *95CSU1002122A* | 32800 | 18 | 8.5 | 31800 | 24800 | 77.99% | 2 | 0 | 11.5 |  |  |  | No | R-410A | 2.7333 | Residential & Commercial | Ducted CEE Tier 1
210470536 | Central HP <5.4 tons | KEEPRITE | HRCU-A-CB (Split System: Heat Pump with Remote Outdoor Unit-Air-Source) | CVH837GKA2* |  |  | EA*4X61L24A*+WALLCON | *95CSU1002122A* | 33200 | 18 | 8.5 | 32000 | 24800 | 77.5% | 2.02 | 0 | 11.5 |  |  |  | No | R-410A | 2.7667 | Residential & Commercial | Ducted CEE Tier 1
210470073 | Central HP <5.4 tons | KEEPRITE | HRCU-A-CB (Split System: Heat Pump with Remote Outdoor Unit-Air-Source) | CVH837GKA2* |  |  | EA*4X36L21A*+WALLCON | *95CSU1002122A* | 31600 | 17.5 | 8.1 | 33000 | 24200 | 73.33% | 1.86 | 0 | 11 |  |  |  | No | R-410A | 2.6333 | Residential & Commercial | Ducted CEE Tier 1
215934074 | Central HP <5.4 tons | CARRIER | HRCU-A-CB (Split System: Heat Pump with Remote Outdoor Unit-Air-Source) | 27VNA348A*030* |  |  | CAA**4821AM*+UI | 59TN6C080C17**14 | 42500 | 20 | 9 | 48500 | 35200 | 72.58% | 2 | 0 | 11 |  |  |  | No | R-454B | 3.5417 | Residential & Commercial | Ducted CEE Tier 1
210472981 | Central HP <5.4 tons | KEEPRITE | HRCU-A-CB (Split System: Heat Pump with Remote Outdoor Unit-Air-Source) | CVH825GKA3* |  |  | EA*4X42L21A*+WALLCON | *97CMN0602120A* | 23600 | 16 | 8.1 | 21400 | 16700 | 78.04% | 1.94 | 0 | 11 |  |  |  | No | R-410A | 1.9667 | Residential & Commercial | Ducted CEE Tier 1
210473058 | Central HP <5.4 tons | KEEPRITE | HRCU-A-CB (Split System: Heat Pump with Remote Outdoor Unit-Air-Source) | CVH825GKA3* |  |  | EA*4X42L24A*+WALLCON | *97CMN1202422A* | 23800 | 16.5 | 8.1 | 21400 | 16700 | 78.04% | 1.96 | 0 | 11 |  |  |  | No | R-410A | 1.9833 | Residential & Commercial | Ducted CEE Tier 1
210473388 | Central HP <5.4 tons | KEEPRITE | HRCU-A-CB (Split System: Heat Pump with Remote Outdoor Unit-Air-Source) | CVH825GKA3* |  |  | EA*4X48L21A*+WALLCON | *97CMN0801714A* | 24000 | 16.5 | 8.1 | 21000 | 16600 | 79.05% | 2 | 0 | 11 |  |  |  | No | R-410A | 2 | Residential & Commercial | Ducted CEE Tier 1
215934224 | Central HP <5.4 tons | CARRIER | HRCU-A-CB (Split System: Heat Pump with Remote Outdoor Unit-Air-Source) | 27VNA348A*030* |  |  | CAA**6121AM*+UI | 59CU5B100C21**22 | 45500 | 21.5 | 9.5 | 48500 | 36600 | 75.46% | 2 | 0 | 11.5 |  |  |  | No | R-454B | 3.7917 | Residential & Commercial | Ducted CEE Tier 1
215934424 | Central HP <5.4 tons | CARRIER | HRCU-A-CB (Split System: Heat Pump with Remote Outdoor Unit-Air-Source) | 27VNA348A*030* |  |  | CSAH*4812AM*+UI | 58CU*A100C21**20 | 44000 | 20 | 9 | 48500 | 36600 | 75.46% | 1.8 | 0 | 10.5 |  |  |  | No | R-454B | 3.6667 | Residential & Commercial | Ducted CEE Tier 1
215934574 | Central HP <5.4 tons | CARRIER | HRCU-A-CB (Split System: Heat Pump with Remote Outdoor Unit-Air-Source) | 27VNA348A*030* |  |  | CSAH*6012AM*+UI | 59CU5B060C17**16 | 44000 | 19.5 | 9 | 49000 | 36400 | 74.29% | 1.84 | 0 | 11 |  |  |  | No | R-454B | 3.6667 | Residential & Commercial | Ducted CEE Tier 1
215934034 | Central HP <5.4 tons | CARRIER | HRCU-A-CB (Split System: Heat Pump with Remote Outdoor Unit-Air-Source) | 27VNA348A*030* |  |  | CAA**4821AM*+UI | 59CU5B100C21**22 | 44000 | 21 | 9.5 | 48000 | 36200 | 75.42% | 2 | 0 | 11 |  |  |  | No | R-454B | 3.6667 | Residential & Commercial | Ducted CEE Tier 1
215934084 | Central HP <5.4 tons | CARRIER | HRCU-A-CB (Split System: Heat Pump with Remote Outdoor Unit-Air-Source) | 27VNA348A*030* |  |  | CAA**6024AM*+UI | 58CU*A100C21**20 | 44500 | 21 | 9.5 | 48500 | 36400 | 75.05% | 2 | 0 | 11 |  |  |  | No | R-454B | 3.7083 | Residential & Commercial | Ducted CEE Tier 1
215934234 | Central HP <5.4 tons | CARRIER | HRCU-A-CB (Split System: Heat Pump with Remote Outdoor Unit-Air-Source) | 27VNA348A*030* |  |  | CAA**6121AM*+UI | 59MN7C060C21**20 | 44500 | 20.5 | 9.4 | 49000 | 37400 | 76.33% | 2 | 0 | 10 |  |  |  | No | R-454B | 3.7083 | Residential & Commercial | Ducted CEE Tier 1
210474423 | Central HP <5.4 tons | KEEPRITE | HRCU-A-CB (Split System: Heat Pump with Remote Outdoor Unit-Air-Source) | CVH825GKA3* |  |  | EHD4X42AAL+WALLCON | *80CTL0901716A* | 24200 | 16.5 | 8.1 | 21200 | 16500 | 77.83% | 2.02 | 0 | 11 |  |  |  | No | R-410A | 2.0167 | Residential & Commercial | Ducted CEE Tier 1
210473989 | Central HP <5.4 tons | KEEPRITE | HRCU-A-CB (Split System: Heat Pump with Remote Outdoor Unit-Air-Source) | CVH825GKA3* |  |  | EN(A,D,W)4X48L21**+WALLCON | *96CTN0801714A* | 24000 | 16.5 | 8.1 | 21400 | 16600 | 77.57% | 2 | 0 | 11 |  |  |  | No | R-410A | 2 | Residential & Commercial | Ducted CEE Tier 1
210474055 | Central HP <5.4 tons | KEEPRITE | HRCU-A-CB (Split System: Heat Pump with Remote Outdoor Unit-Air-Source) | CVH825GKA3* |  |  | EN(A,D,W)4X48L21**+WALLCON | *97CMN0602120A* | 24000 | 16.5 | 8.1 | 21400 | 16700 | 78.04% | 2 | 0 | 11 |  |  |  | No | R-410A | 2 | Residential & Commercial | Ducted CEE Tier 1
210473168 | Central HP <5.4 tons | KEEPRITE | HRCU-A-CB (Split System: Heat Pump with Remote Outdoor Unit-Air-Source) | CVH825GKA3* |  |  | EA*4X43L21A*+WALLCON | *80CTL0701716A* | 24400 | 17 | 8.5 | 21200 | 16600 | 78.3% | 2.02 | 0 | 11 |  |  |  | No | R-410A | 2.0333 | Residential & Commercial | Ducted CEE Tier 1
210474313 | Central HP <5.4 tons | KEEPRITE | HRCU-A-CB (Split System: Heat Pump with Remote Outdoor Unit-Air-Source) | CVH825GKA3* |  |  | EHD4X42AAL+WALLCON | *80CTL1352422A* | 24200 | 16 | 8.1 | 21400 | 16600 | 77.57% | 2 | 0 | 10.5 |  |  |  | No | R-410A | 2.0167 | Residential & Commercial | Ducted CEE Tier 1
210474522 | Central HP <5.4 tons | KEEPRITE | HRCU-A-CB (Split System: Heat Pump with Remote Outdoor Unit-Air-Source) | CVH825GKA3* |  |  | EHD4X48AAL+WALLCON | *80CTL0701716A* | 24200 | 16.5 | 8.1 | 21200 | 16600 | 78.3% | 2.02 | 0 | 10.5 |  |  |  | No | R-410A | 2.0167 | Residential & Commercial | Ducted CEE Tier 1
210474143 | Central HP <5.4 tons | KEEPRITE | HRCU-A-CB (Split System: Heat Pump with Remote Outdoor Unit-Air-Source) | CVH825GKA3* |  |  | EN(A,D)4X48L24**+WALLCON | *96CTN1002122A* | 24200 | 17 | 8.1 | 21400 | 16600 | 77.57% | 2.02 | 0 | 11.5 |  |  |  | No | R-410A | 2.0167 | Residential & Commercial | Ducted CEE Tier 1
210472937 | Central HP <5.4 tons | KEEPRITE | HRCU-A-CB (Split System: Heat Pump with Remote Outdoor Unit-Air-Source) | CVH825GKA3* |  |  | EA*4X42L21A*+WALLCON | *97CMN0801714A* | 23600 | 16.5 | 8.1 | 21400 | 16700 | 78.04% | 1.96 | 0 | 11 |  |  |  | No | R-410A | 1.9667 | Residential & Commercial | Ducted CEE Tier 1
210473344 | Central HP <5.4 tons | KEEPRITE | HRCU-A-CB (Split System: Heat Pump with Remote Outdoor Unit-Air-Source) | CVH825GKA3* |  |  | EA*4X48L21A*+WALLCON | *80CTL0701716A* | 24000 | 17 | 8.1 | 21000 | 16600 | 79.05% | 2.02 | 0 | 11 |  |  |  | No | R-410A | 2 | Residential & Commercial | Ducted CEE Tier 1
210474544 | Central HP <5.4 tons | KEEPRITE | HRCU-A-CB (Split System: Heat Pump with Remote Outdoor Unit-Air-Source) | CVH825GKA3* |  |  | EHD4X48AAL+WALLCON | *96CTN0601714A* | 24200 | 16 | 8.1 | 21400 | 16700 | 78.04% | 2 | 0 | 10.5 |  |  |  | No | R-410A | 2.0167 | Residential & Commercial | Ducted CEE Tier 1
210474346 | Central HP <5.4 tons | KEEPRITE | HRCU-A-CB (Split System: Heat Pump with Remote Outdoor Unit-Air-Source) | CVH825GKA3* |  |  | EHD4X42AAL+WALLCON | *96CTN1202422A* | 24200 | 16 | 8.1 | 21400 | 16600 | 77.57% | 2 | 0 | 10.5 |  |  |  | No | R-410A | 2.0167 | Residential & Commercial | Ducted CEE Tier 1
214396969 | Central HP <5.4 tons | CHAMPION HEATING AND COOLING | HRCU-A-CB (Split System: Heat Pump with Remote Outdoor Unit-Air-Source) | HH836E2S11 |  |  | CTF48C5CFS1 | TM8V100C16MP12 | 33400 | 18 | 9 | 31600 | 25400 | 80.38% | 2 | 0 | 11 |  |  |  | No | R-454B | 2.7833 | Residential & Commercial | Ducted CEE Tier 1
214397003 | Central HP <5.4 tons | CHAMPION HEATING AND COOLING | HRCU-A-CB (Split System: Heat Pump with Remote Outdoor Unit-Air-Source) | HH836E2S11 |  |  | CTM48C5CFS1 | TM9E080C20MP12 | 34400 | 17 | 8.5 | 32400 | 25800 | 79.63% | 2 | 0 | 11 |  |  |  | No | R-454B | 2.8667 | Residential & Commercial | Ducted CEE Tier 1
214396476 | Central HP <5.4 tons | CHAMPION HEATING AND COOLING | HRCU-A-CB (Split System: Heat Pump with Remote Outdoor Unit-Air-Source) | HH836E2S11 |  |  | CTM36C5CDS1 | TMLE080C20MP11 | 34400 | 17 | 8.5 | 32400 | 26400 | 81.48% | 2 | 0 | 11 |  |  |  | No | R-454B | 2.8667 | Residential & Commercial | Ducted CEE Tier 1
213079635 | Central HP <5.4 tons | KEEPRITE | HRCU-A-CB (Split System: Heat Pump with Remote Outdoor Unit-Air-Source) | DLCURAH36ABK |  |  | EN(A,D,W)4X48L21** | *92MSN0801716A* | 36000 | 16.5 | 8.1 | 38500 | 35000 | 90.91% | 2 | 0 | 10 |  |  |  | No | R-410A | 3 | Residential & Commercial | Ducted CEE Tier 1
213079687 | Central HP <5.4 tons | KEEPRITE | HRCU-A-CB (Split System: Heat Pump with Remote Outdoor Unit-Air-Source) | DLCURAH36ABK |  |  | EA*4X43L21A* | *92MSN0802120A* | 36800 | 16.5 | 8.5 | 38500 | 34800 | 90.39% | 2.08 | 0 | 10 |  |  |  | No | R-410A | 3.0667 | Residential & Commercial | Ducted CEE Tier 1
213079717 | Central HP <5.4 tons | KEEPRITE | HRCU-A-CB (Split System: Heat Pump with Remote Outdoor Unit-Air-Source) | DLCURAH36ABK |  |  | EN(A,D,W)4X48L21** | *92MSN0802120A* | 35800 | 16.5 | 8.1 | 38500 | 34800 | 90.39% | 2 | 0 | 10 |  |  |  | No | R-410A | 2.9833 | Residential & Commercial | Ducted CEE Tier 1
212976801 | Central HP <5.4 tons | KEEPRITE | HRCU-A-CB (Split System: Heat Pump with Remote Outdoor Unit-Air-Source) | DLCURAH36ABK |  |  | EA*4X48L21A* | *96VTN1002120B* | 35800 | 16.5 | 8.5 | 37800 | 34600 | 91.53% | 2.02 | 0 | 10 |  |  |  | No | R-410A | 2.9833 | Residential & Commercial | Ducted CEE Tier 1
214397106 | Central HP <5.4 tons | LUXAIRE | HRCU-A-CB (Split System: Heat Pump with Remote Outdoor Unit-Air-Source) | HH824E2S11 |  |  | CTF36B5ADS1 | TM8Y080B12MP11 | 23000 | 18 | 9.5 | 23000 | 18300 | 79.57% | 2 | 0 | 12 |  |  |  | No | R-454B | 1.9167 | Residential & Commercial | Ducted CEE Tier 1
214397141 | Central HP <5.4 tons | LUXAIRE | HRCU-A-CB (Split System: Heat Pump with Remote Outdoor Unit-Air-Source) | HH824E2S11 |  |  | CTF30B5ACS1 | TM8E080B12MP11 | 23000 | 17 | 9.5 | 23000 | 18400 | 80% | 2 | 0 | 12 |  |  |  | No | R-454B | 1.9167 | Residential & Commercial | Ducted CEE Tier 1
214606481 | Central HP <5.4 tons | CHAMPION HEATING AND COOLING | HRCU-A-C (Split System: Heat Pump with Remote Outdoor Unit with No Indoor Fan --Air Source) | HH824E2S11 |  |  | CTF30B5ACS1 |  | 23000 | 15.2 | 8.5 | 23000 | 17400 | 75.65% | 2 | 0 | 11 |  |  |  | No | R-454B | 1.9167 | Residential & Commercial | Ducted CEE Tier 1
214398377 | Central HP <5.4 tons | CHAMPION HEATING AND COOLING | HRCU-A-CB (Split System: Heat Pump with Remote Outdoor Unit-Air-Source) | HH824E2S11 |  |  | CTF30B5ACS1+JMET12BS2N1 |  | 23000 | 18 | 9.5 | 23000 | 18500 | 80.43% | 2 | 0 | 12 |  |  |  | No | R-454B | 1.9167 | Residential & Commercial | Ducted CEE Tier 1
215933652 | Central HP <5.4 tons | KENMORE | HRCU-A-CB (Split System: Heat Pump with Remote Outdoor Unit-Air-Source) | (C,H,T)5H3V36*K*AAA* |  |  | ESH5X48M12A*+WALLCON | *97CMN0602120B* | 33600 | 19 | 9 | 35200 | 27000 | 76.7% | 1.92 | 0 | 11 |  |  |  | No | R-454B | 2.8 | Residential & Commercial | Ducted CEE Tier 1
215932982 | Central HP <5.4 tons | KENMORE | HRCU-A-CB (Split System: Heat Pump with Remote Outdoor Unit-Air-Source) | (C,H,T)5H3V36*K*AAA* |  |  | ESH5X24M12A*+WALLCON | *96CTN0401410B* | 31200 | 16 | 9 | 34800 | 26600 | 76.44% | 1.92 | 0 | 10 |  |  |  | No | R-454B | 2.6 | Residential & Commercial | Ducted CEE Tier 1
215933502 | Central HP <5.4 tons | KENMORE | HRCU-A-CB (Split System: Heat Pump with Remote Outdoor Unit-Air-Source) | (C,H,T)5H3V36*K*AAA* |  |  | ESH5X42M12A*+WALLCON | *96CTN1202422B* | 33600 | 19 | 9 | 34600 | 26600 | 76.88% | 1.94 | 0 | 11.5 |  |  |  | No | R-454B | 2.8 | Residential & Commercial | Ducted CEE Tier 1
215932485 | Central HP <5.4 tons | BRYANT HEATING AND COOLING SYSTEMS | HRCU-A-CB (Split System: Heat Pump with Remote Outdoor Unit-Air-Source) | 293VAN036**AA* |  |  | CAA**4821AM*+UI | 987MC42080C17*** | 33200 | 19.5 | 9.5 | 35000 | 26800 | 76.57% | 2.02 | 0 | 11 |  |  |  | No | R-454B | 2.7667 | Residential & Commercial | Ducted CEE Tier 1
215932505 | Central HP <5.4 tons | BRYANT HEATING AND COOLING SYSTEMS | HRCU-A-CB (Split System: Heat Pump with Remote Outdoor Unit-Air-Source) | 293VAN036**AA* |  |  | CAA**4821AM*+UI | 986TD42060C17*** | 33000 | 19.5 | 9.5 | 34000 | 26000 | 76.47% | 2.04 | 0 | 11 |  |  |  | No | R-454B | 2.75 | Residential & Commercial | Ducted CEE Tier 1
215932605 | Central HP <5.4 tons | BRYANT HEATING AND COOLING SYSTEMS | HRCU-A-CB (Split System: Heat Pump with Remote Outdoor Unit-Air-Source) | 293VAN036**AA* |  |  | CAA**6024AM*+UI | 987MC60080C21*** | 34000 | 20 | 9.5 | 34200 | 26000 | 76.02% | 2.06 | 0 | 11.7 |  |  |  | No | R-454B | 2.8333 | Residential & Commercial | Ducted CEE Tier 1
215934204 | Central HP <5.4 tons | CARRIER | HRCU-A-CB (Split System: Heat Pump with Remote Outdoor Unit-Air-Source) | 27VNA348A*030* |  |  | CAA**6121AM*+UI | 59CU5B060C17**16 | 44500 | 20.5 | 9.5 | 49000 | 36600 | 74.69% | 2 | 0 | 11 |  |  |  | No | R-454B | 3.7083 | Residential & Commercial | Ducted CEE Tier 1
215934604 | Central HP <5.4 tons | CARRIER | HRCU-A-CB (Split System: Heat Pump with Remote Outdoor Unit-Air-Source) | 27VNA348A*030* |  |  | CSAH*6012AM*+UI | 59TN6C080C17**14 | 43500 | 19.5 | 9 | 49000 | 35600 | 72.65% | 1.92 | 0 | 11.5 |  |  |  | No | R-454B | 3.625 | Residential & Commercial | Ducted CEE Tier 1
215934244 | Central HP <5.4 tons | CARRIER | HRCU-A-CB (Split System: Heat Pump with Remote Outdoor Unit-Air-Source) | 27VNA348A*030* |  |  | CAA**6121AM*+UI | 59MN7C080C17**14 | 44500 | 20.5 | 9.5 | 49000 | 36600 | 74.69% | 2 | 0 | 11 |  |  |  | No | R-454B | 3.7083 | Residential & Commercial | Ducted CEE Tier 1
215934294 | Central HP <5.4 tons | CARRIER | HRCU-A-CB (Split System: Heat Pump with Remote Outdoor Unit-Air-Source) | 27VNA348A*030* |  |  | CAA**6124AM*+UI | 58CU*A100C21**20 | 45500 | 21 | 9.5 | 48500 | 36800 | 75.88% | 2 | 0 | 11 |  |  |  | No | R-454B | 3.7917 | Residential & Commercial | Ducted CEE Tier 1
213069582 | Central HP <5.4 tons | ACIQ | HRCU-A-CB (Split System: Heat Pump with Remote Outdoor Unit-Air-Source) | DLCURAH36ABK |  |  | EN(A,D)4X48L24** | *80ES(N,L)1352420A* | 36200 | 16 | 8.1 | 38500 | 34800 | 90.39% | 2.02 | 0 | 10 |  |  |  | No | R-410A | 3.0167 | Residential & Commercial | Ducted CEE Tier 1
210471328 | Central HP <5.4 tons | KEEPRITE | HRCU-A-CB (Split System: Heat Pump with Remote Outdoor Unit-Air-Source) | CVH837GKA2* |  |  | EHD4X60AAL+WALLCON | *97CMN0602120A* | 32800 | 16.5 | 8.1 | 32400 | 25200 | 77.78% | 1.98 | 0 | 11 |  |  |  | No | R-410A | 2.7333 | Residential & Commercial | Ducted CEE Tier 1
210474555 | Central HP <5.4 tons | KEEPRITE | HRCU-A-CB (Split System: Heat Pump with Remote Outdoor Unit-Air-Source) | CVH825GKA3* |  |  | EHD4X48AAL+WALLCON | *96CTN0801714A* | 24200 | 16 | 8.1 | 21400 | 16700 | 78.04% | 2 | 0 | 10.5 |  |  |  | No | R-410A | 2.0167 | Residential & Commercial | Ducted CEE Tier 1
210473901 | Central HP <5.4 tons | KEEPRITE | HRCU-A-CB (Split System: Heat Pump with Remote Outdoor Unit-Air-Source) | CVH825GKA3* |  |  | EN(A,D,W)4X48L21**+WALLCON | *95CSU0802120A* | 24200 | 17 | 8.1 | 21200 | 16600 | 78.3% | 2.02 | 0 | 11.5 |  |  |  | No | R-410A | 2.0167 | Residential & Commercial | Ducted CEE Tier 1
210474335 | Central HP <5.4 tons | KEEPRITE | HRCU-A-CB (Split System: Heat Pump with Remote Outdoor Unit-Air-Source) | CVH825GKA3* |  |  | EHD4X42AAL+WALLCON | *96CTN0801714A* | 24000 | 16 | 8.1 | 21400 | 16700 | 78.04% | 2 | 0 | 10.5 |  |  |  | No | R-410A | 2 | Residential & Commercial | Ducted CEE Tier 1
210473135 | Central HP <5.4 tons | KEEPRITE | HRCU-A-CB (Split System: Heat Pump with Remote Outdoor Unit-Air-Source) | CVH825GKA3* |  |  | EA*4X43L21A*+WALLCON | *80CSU0601716A* | 24400 | 17 | 8.1 | 21200 | 16600 | 78.3% | 2.02 | 0 | 11 |  |  |  | No | R-410A | 2.0333 | Residential & Commercial | Ducted CEE Tier 1
210473267 | Central HP <5.4 tons | KEEPRITE | HRCU-A-CB (Split System: Heat Pump with Remote Outdoor Unit-Air-Source) | CVH825GKA3* |  |  | EA*4X48L21A*+WALLCON | *95CSU0601716A* | 24000 | 16.5 | 8.1 | 21000 | 16600 | 79.05% | 2 | 0 | 10.5 |  |  |  | No | R-410A | 2 | Residential & Commercial | Ducted CEE Tier 1
210472926 | Central HP <5.4 tons | KEEPRITE | HRCU-A-CB (Split System: Heat Pump with Remote Outdoor Unit-Air-Source) | CVH825GKA3* |  |  | EA*4X42L21A*+WALLCON | *97CMN0601714A* | 23600 | 16 | 8.1 | 21600 | 16800 | 77.78% | 1.94 | 0 | 10.5 |  |  |  | No | R-410A | 1.9667 | Residential & Commercial | Ducted CEE Tier 1
214397810 | Central HP <5.4 tons | CHAMPION HEATING AND COOLING | HRCU-A-CB (Split System: Heat Pump with Remote Outdoor Unit-Air-Source) | HH836E2S11 |  |  | CTF48C5CFS1 | TM8E080C20MP11 | 34600 | 17 | 8.5 | 32800 | 25800 | 78.66% | 2 | 0 | 11 |  |  |  | No | R-454B | 2.8833 | Residential & Commercial | Ducted CEE Tier 1
214396791 | Central HP <5.4 tons | LUXAIRE | HRCU-A-CB (Split System: Heat Pump with Remote Outdoor Unit-Air-Source) | HH836E2S11 |  |  | CTM36C5CDS1 | TM8Y080C16MP11 | 33600 | 18 | 8.5 | 31400 | 25200 | 80.25% | 2 | 0 | 11 |  |  |  | No | R-454B | 2.8 | Residential & Commercial | Ducted CEE Tier 1
214397744 | Central HP <5.4 tons | CHAMPION HEATING AND COOLING | HRCU-A-CB (Split System: Heat Pump with Remote Outdoor Unit-Air-Source) | HH836E2S11 |  |  | CTF36C5CDS1 | TM8V100C16MP12 | 34000 | 18 | 8.5 | 31600 | 26000 | 82.28% | 2 | 0 | 11 |  |  |  | No | R-454B | 2.8333 | Residential & Commercial | Ducted CEE Tier 1
215933352 | Central HP <5.4 tons | KENMORE | HRCU-A-CB (Split System: Heat Pump with Remote Outdoor Unit-Air-Source) | (C,H,T)5H3V36*K*AAA* |  |  | ESH5X42M12A*+WALLCON | *80CTL0902120B* | 33600 | 19 | 9 | 34600 | 26400 | 76.3% | 1.92 | 0 | 11.7 |  |  |  | No | R-454B | 2.8 | Residential & Commercial | Ducted CEE Tier 1
215933612 | Central HP <5.4 tons | KENMORE | HRCU-A-CB (Split System: Heat Pump with Remote Outdoor Unit-Air-Source) | (C,H,T)5H3V36*K*AAA* |  |  | ESH5X48M12A*+WALLCON | *95CSU0601716B* | 33600 | 19 | 9 | 35200 | 27000 | 76.7% | 1.92 | 0 | 11 |  |  |  | No | R-454B | 2.8 | Residential & Commercial | Ducted CEE Tier 1
215933692 | Central HP <5.4 tons | KENMORE | HRCU-A-CB (Split System: Heat Pump with Remote Outdoor Unit-Air-Source) | (C,H,T)5H3V36*K*AAA* |  |  | ESH5X48M12A*+WALLCON | *96CTN0401410B* | 32200 | 17.5 | 9 | 33800 | 26000 | 76.92% | 1.94 | 0 | 10.5 |  |  |  | No | R-454B | 2.6833 | Residential & Commercial | Ducted CEE Tier 1
215933812 | Central HP <5.4 tons | KENMORE | HRCU-A-CB (Split System: Heat Pump with Remote Outdoor Unit-Air-Source) | (C,H,T)5H3V36*K*AAA* |  |  | ESH5X60M12A*+WALLCON | *80CTL1102120B* | 34200 | 19.5 | 9 | 34400 | 26000 | 75.58% | 1.96 | 0 | 11.7 |  |  |  | No | R-454B | 2.85 | Residential & Commercial | Ducted CEE Tier 1
215933442 | Central HP <5.4 tons | KENMORE | HRCU-A-CB (Split System: Heat Pump with Remote Outdoor Unit-Air-Source) | (C,H,T)5H3V36*K*AAA* |  |  | ESH5X42M12A*+WALLCON | *97CMN1002122B* | 33600 | 19 | 9 | 34600 | 26600 | 76.88% | 1.94 | 0 | 11.5 |  |  |  | No | R-454B | 2.8 | Residential & Commercial | Ducted CEE Tier 1
215933972 | Central HP <5.4 tons | KENMORE | HRCU-A-CB (Split System: Heat Pump with Remote Outdoor Unit-Air-Source) | (C,H,T)5H3V36*K*AAA* |  |  | FCMA5B60L0D*+WALLCON |  | 35000 | 22 | 9.5 | 33400 | 25200 | 75.45% | 2.08 | 0 | 13 |  |  |  | No | R-454B | 2.9167 | Residential & Commercial | Ducted CEE Tier 1
215933822 | Central HP <5.4 tons | KENMORE | HRCU-A-CB (Split System: Heat Pump with Remote Outdoor Unit-Air-Source) | (C,H,T)5H3V36*K*AAA* |  |  | ESH5X60M12A*+WALLCON | *80CTL1352422B* | 34200 | 19.5 | 9 | 34400 | 26000 | 75.58% | 1.96 | 0 | 11.7 |  |  |  | No | R-454B | 2.85 | Residential & Commercial | Ducted CEE Tier 1
215933472 | Central HP <5.4 tons | KENMORE | HRCU-A-CB (Split System: Heat Pump with Remote Outdoor Unit-Air-Source) | (C,H,T)5H3V36*K*AAA* |  |  | ESH5X42M12A*+WALLCON | *96CTN0601714B* | 33200 | 18.5 | 9 | 34200 | 26200 | 76.61% | 1.94 | 0 | 10.5 |  |  |  | No | R-454B | 2.7667 | Residential & Commercial | Ducted CEE Tier 1
215933172 | Central HP <5.4 tons | KENMORE | HRCU-A-CB (Split System: Heat Pump with Remote Outdoor Unit-Air-Source) | (C,H,T)5H3V36*K*AAA* |  |  | ESH5X36M12A*+WALLCON | *97CMN0601714B* | 33000 | 18.5 | 9 | 34400 | 26200 | 76.16% | 1.92 | 0 | 10.5 |  |  |  | No | R-454B | 2.75 | Residential & Commercial | Ducted CEE Tier 1
215933712 | Central HP <5.4 tons | KENMORE | HRCU-A-CB (Split System: Heat Pump with Remote Outdoor Unit-Air-Source) | (C,H,T)5H3V36*K*AAA* |  |  | ESH5X48M12A*+WALLCON | *96CTN1202422B* | 33800 | 19.5 | 9 | 34600 | 26400 | 76.3% | 1.92 | 0 | 11.7 |  |  |  | No | R-454B | 2.8167 | Residential & Commercial | Ducted CEE Tier 1
215933512 | Central HP <5.4 tons | KENMORE | HRCU-A-CB (Split System: Heat Pump with Remote Outdoor Unit-Air-Source) | (C,H,T)5H3V36*K*AAA* |  |  | ESH5X48M12A*+WALLCON | *80CSU0401712A* | 33600 | 19.5 | 9 | 35000 | 26600 | 76% | 1.92 | 0 | 11.5 |  |  |  | No | R-454B | 2.8 | Residential & Commercial | Ducted CEE Tier 1
215933242 | Central HP <5.4 tons | KENMORE | HRCU-A-CB (Split System: Heat Pump with Remote Outdoor Unit-Air-Source) | (C,H,T)5H3V36*K*AAA* |  |  | ESH5X36M12A*+WALLCON | *96CTN0601714B* | 33000 | 18.5 | 9 | 34400 | 26200 | 76.16% | 1.92 | 0 | 10.5 |  |  |  | No | R-454B | 2.75 | Residential & Commercial | Ducted CEE Tier 1
215932792 | Central HP <5.4 tons | KENMORE | HRCU-A-CB (Split System: Heat Pump with Remote Outdoor Unit-Air-Source) | (C,H,T)5H3V36*K*AAA* |  |  | EA*5X61M21A*+WALLCON | *97CMN0602120B* | 34200 | 20 | 9 | 34800 | 26600 | 76.44% | 1.92 | 0 | 11.5 |  |  |  | No | R-454B | 2.85 | Residential & Commercial | Ducted CEE Tier 1
215933842 | Central HP <5.4 tons | KENMORE | HRCU-A-CB (Split System: Heat Pump with Remote Outdoor Unit-Air-Source) | (C,H,T)5H3V36*K*AAA* |  |  | ESH5X60M12A*+WALLCON | *95CSU0802120B* | 34200 | 19.5 | 9 | 34400 | 26000 | 75.58% | 1.96 | 0 | 11.7 |  |  |  | No | R-454B | 2.85 | Residential & Commercial | Ducted CEE Tier 1
214398684 | Central HP <5.4 tons | CHAMPION HEATING AND COOLING | HRCU-A-CB (Split System: Heat Pump with Remote Outdoor Unit-Air-Source) | HH860E2S11 |  |  | CTF60C5CGS1 | TM8E100C20MP11 | 44500 | 17 | 9 | 45000 | 33800 | 75.11% | 2 | 0 | 11.7 |  |  |  | No | R-454B | 3.7083 | Residential & Commercial | Ducted CEE Tier 1
214421518 | Central HP <5.4 tons | FRASER-JOHNSTON | HRCU-A-CB (Split System: Heat Pump with Remote Outdoor Unit-Air-Source) | HH860E2S11 |  |  | CTF60D5CJS1+JMVT20DC2N1 |  | 53000 | 19 | 9 | 54000 | 39000 | 72.22% | 2 | 0 | 11 |  |  |  | No | R-454B | 4.4167 | Residential & Commercial | Ducted CEE Tier 1
214606524 | Central HP <5.4 tons | CHAMPION HEATING AND COOLING | HRCU-A-C (Split System: Heat Pump with Remote Outdoor Unit with No Indoor Fan --Air Source) | HH860E2S11 |  |  | CTF60D5CJS1 |  | 52000 | 15.2 | 8.5 | 55000 | 40000 | 72.73% | 2 | 0 | 10 |  |  |  | No | R-454B | 4.3333 | Residential & Commercial | Ducted CEE Tier 1
216374567 | Central HP <5.4 tons | CHAMPION HEATING AND COOLING | HRCU-A-CB (Split System: Heat Pump with Remote Outdoor Unit-Air-Source) | HH860E2S11 |  |  | CTF60C5CGS1 | Z9ET080C16SMPS1 | 44000 | 18 | 9 | 45000 | 32800 | 72.89% | 2 | 0 | 11 |  |  |  | No | R-454B | 3.6667 | Residential & Commercial | Ducted CEE Tier 1
216374618 | Central HP <5.4 tons | CHAMPION HEATING AND COOLING | HRCU-A-CB (Split System: Heat Pump with Remote Outdoor Unit-Air-Source) | HH860E2S11 |  |  | CTU60D5XHS1+TXV | Z9ET120D20SMPS1 | 54000 | 19 | 9 | 55000 | 40000 | 72.73% | 2 | 0 | 11 |  |  |  | No | R-454B | 4.5 | Residential & Commercial | Ducted CEE Tier 1
214397837 | Central HP <5.4 tons | CHAMPION HEATING AND COOLING | HRCU-A-CB (Split System: Heat Pump with Remote Outdoor Unit-Air-Source) | HH860E2S11 |  |  | CTF60C5CGS1+JMVT17CC2N1 |  | 44500 | 18 | 9 | 44000 | 33000 | 75% | 2 | 0 | 12 |  |  |  | No | R-454B | 3.7083 | Residential & Commercial | Ducted CEE Tier 1
214397916 | Central HP <5.4 tons | CHAMPION HEATING AND COOLING | HRCU-A-CB (Split System: Heat Pump with Remote Outdoor Unit-Air-Source) | HH860E2S11 |  |  | CTM60D5CGS1 | TM9Y120D20MP11 | 43500 | 18 | 9 | 44000 | 33400 | 75.91% | 2 | 0 | 11.7 |  |  |  | No | R-454B | 3.625 | Residential & Commercial | Ducted CEE Tier 1
215941590 | Central HP <5.4 tons | DAY & NIGHT | HRCU-A-CB (Split System: Heat Pump with Remote Outdoor Unit-Air-Source) | C5H3V48*K*AAA* |  |  | EVD5X48M24A*+WALLCON | *96CTN0802120B* | 44500 | 20 | 8.1 | 52000 | 38000 | 73.08% | 1.9 | 0 | 11 |  |  |  | No | R-454B | 3.7083 | Residential & Commercial | Ducted CEE Tier 1
215940940 | Central HP <5.4 tons | DAY & NIGHT | HRCU-A-CB (Split System: Heat Pump with Remote Outdoor Unit-Air-Source) | C5H3V48*K*AAA* |  |  | EA*5X48M21A*+WALLCON | *96CTN0802120B* | 43500 | 20.5 | 9.5 | 48000 | 36600 | 76.25% | 2 | 0 | 10.5 |  |  |  | No | R-454B | 3.625 | Residential & Commercial | Ducted CEE Tier 1
215933872 | Central HP <5.4 tons | KENMORE | HRCU-A-CB (Split System: Heat Pump with Remote Outdoor Unit-Air-Source) | (C,H,T)5H3V36*K*AAA* |  |  | ESH5X60M12A*+WALLCON | *97CMN0602120B* | 34000 | 19 | 9 | 34800 | 26400 | 75.86% | 1.92 | 0 | 11.5 |  |  |  | No | R-454B | 2.8333 | Residential & Commercial | Ducted CEE Tier 1
215933942 | Central HP <5.4 tons | KENMORE | HRCU-A-CB (Split System: Heat Pump with Remote Outdoor Unit-Air-Source) | (C,H,T)5H3V36*K*AAA* |  |  | ESH5X60M12A*+WALLCON | *96CTN1002122B* | 34200 | 19.5 | 9 | 34200 | 26000 | 76.02% | 1.94 | 0 | 11.7 |  |  |  | No | R-454B | 2.85 | Residential & Commercial | Ducted CEE Tier 1
215933622 | Central HP <5.4 tons | KENMORE | HRCU-A-CB (Split System: Heat Pump with Remote Outdoor Unit-Air-Source) | (C,H,T)5H3V36*K*AAA* |  |  | ESH5X48M12A*+WALLCON | *95CSU0802120B* | 33600 | 19 | 9 | 34800 | 26600 | 76.44% | 1.94 | 0 | 11.5 |  |  |  | No | R-454B | 2.8 | Residential & Commercial | Ducted CEE Tier 1
214397138 | Central HP <5.4 tons | CHAMPION HEATING AND COOLING | HRCU-A-CB (Split System: Heat Pump with Remote Outdoor Unit-Air-Source) | HH824E2S11 |  |  | CTM30B5ACS1 | TM9Y060B12MP11 | 23000 | 17 | 9.5 | 23000 | 18300 | 79.57% | 2 | 0 | 11.7 |  |  |  | No | R-454B | 1.9167 | Residential & Commercial | Ducted CEE Tier 1
213163990 | Central HP <5.4 tons | RHEEM | HRCU-A-CB (Split System: Heat Pump with Remote Outdoor Unit-Air-Source) | RP18AZ36AJVC |  |  | RCFZ6021SEAAM | R97MV0855A21DHS | 34200 | 19 | 8.5 | 34200 | 43000 | 125.7% | 2.2 | 0 | 12.5 |  |  |  | No | R-410A | 2.85 | Residential & Commercial | Ducted CEE Tier 1
215935102 | Central HP <5.4 tons | KENMORE | HRCU-A-CB (Split System: Heat Pump with Remote Outdoor Unit-Air-Source) | (C,H,T)5H3V36*K*AAA* |  |  | EVM5X49M21A*+WALLCON | *97CMN0801714B* | 35400 | 21.5 | 8.5 | 38500 | 29000 | 75.32% | 2.02 | 0 | 12 |  |  |  | No | R-454B | 2.95 | Residential & Commercial | Ducted CEE Tier 1
215933672 | Central HP <5.4 tons | KENMORE | HRCU-A-CB (Split System: Heat Pump with Remote Outdoor Unit-Air-Source) | (C,H,T)5H3V36*K*AAA* |  |  | ESH5X48M12A*+WALLCON | *97CMN0802120B* | 33800 | 19.5 | 9 | 34800 | 26600 | 76.44% | 1.94 | 0 | 11.5 |  |  |  | No | R-454B | 2.8167 | Residential & Commercial | Ducted CEE Tier 1
215933722 | Central HP <5.4 tons | KENMORE | HRCU-A-CB (Split System: Heat Pump with Remote Outdoor Unit-Air-Source) | (C,H,T)5H3V36*K*AAA* |  |  | ESH5X60M12A*+WALLCON | *80CSU0401712A* | 34200 | 20 | 9 | 34400 | 26200 | 76.16% | 1.94 | 0 | 11.7 |  |  |  | No | R-454B | 2.85 | Residential & Commercial | Ducted CEE Tier 1
215933272 | Central HP <5.4 tons | KENMORE | HRCU-A-CB (Split System: Heat Pump with Remote Outdoor Unit-Air-Source) | (C,H,T)5H3V36*K*AAA* |  |  | ESH5X36M12A*+WALLCON | *96CTN1202422B* | 33400 | 19 | 9 | 34800 | 26600 | 76.44% | 1.92 | 0 | 11 |  |  |  | No | R-454B | 2.7833 | Residential & Commercial | Ducted CEE Tier 1
215933072 | Central HP <5.4 tons | KENMORE | HRCU-A-CB (Split System: Heat Pump with Remote Outdoor Unit-Air-Source) | (C,H,T)5H3V36*K*AAA* |  |  | ESH5X36M12A*+WALLCON | *80CTL0701412B* | 33000 | 18.5 | 9 | 35400 | 27200 | 76.84% | 1.9 | 0 | 10.5 |  |  |  | No | R-454B | 2.75 | Residential & Commercial | Ducted CEE Tier 1
215933482 | Central HP <5.4 tons | KENMORE | HRCU-A-CB (Split System: Heat Pump with Remote Outdoor Unit-Air-Source) | (C,H,T)5H3V36*K*AAA* |  |  | ESH5X42M12A*+WALLCON | *96CTN0801714B* | 33400 | 19 | 9 | 35000 | 26800 | 76.57% | 1.9 | 0 | 11 |  |  |  | No | R-454B | 2.7833 | Residential & Commercial | Ducted CEE Tier 1
215933632 | Central HP <5.4 tons | KENMORE | HRCU-A-CB (Split System: Heat Pump with Remote Outdoor Unit-Air-Source) | (C,H,T)5H3V36*K*AAA* |  |  | ESH5X48M12A*+WALLCON | *95CSU1002122B* | 33800 | 19.5 | 9 | 34600 | 26400 | 76.3% | 1.94 | 0 | 11.7 |  |  |  | No | R-454B | 2.8167 | Residential & Commercial | Ducted CEE Tier 1
215933732 | Central HP <5.4 tons | KENMORE | HRCU-A-CB (Split System: Heat Pump with Remote Outdoor Unit-Air-Source) | (C,H,T)5H3V36*K*AAA* |  |  | ESH5X60M12A*+WALLCON | *80CSU0601716A* | 34000 | 19.5 | 9 | 34400 | 26000 | 75.58% | 1.94 | 0 | 11.7 |  |  |  | No | R-454B | 2.8333 | Residential & Commercial | Ducted CEE Tier 1
215933782 | Central HP <5.4 tons | KENMORE | HRCU-A-CB (Split System: Heat Pump with Remote Outdoor Unit-Air-Source) | (C,H,T)5H3V36*K*AAA* |  |  | ESH5X60M12A*+WALLCON | *80CTL0702120B* | 34200 | 19.5 | 9 | 34400 | 26000 | 75.58% | 1.96 | 0 | 11.7 |  |  |  | No | R-454B | 2.85 | Residential & Commercial | Ducted CEE Tier 1
215933892 | Central HP <5.4 tons | KENMORE | HRCU-A-CB (Split System: Heat Pump with Remote Outdoor Unit-Air-Source) | (C,H,T)5H3V36*K*AAA* |  |  | ESH5X60M12A*+WALLCON | *97CMN0802120B* | 34200 | 19.5 | 9 | 34400 | 26000 | 75.58% | 1.94 | 0 | 11.7 |  |  |  | No | R-454B | 2.85 | Residential & Commercial | Ducted CEE Tier 1
215933772 | Central HP <5.4 tons | KENMORE | HRCU-A-CB (Split System: Heat Pump with Remote Outdoor Unit-Air-Source) | (C,H,T)5H3V36*K*AAA* |  |  | ESH5X60M12A*+WALLCON | *80CTL0701716B* | 34000 | 19.5 | 9 | 34600 | 26400 | 76.3% | 1.94 | 0 | 11.5 |  |  |  | No | R-454B | 2.8333 | Residential & Commercial | Ducted CEE Tier 1
215933422 | Central HP <5.4 tons | KENMORE | HRCU-A-CB (Split System: Heat Pump with Remote Outdoor Unit-Air-Source) | (C,H,T)5H3V36*K*AAA* |  |  | ESH5X42M12A*+WALLCON | *97CMN0801714B* | 33400 | 18.5 | 9 | 35400 | 27000 | 76.27% | 1.92 | 0 | 11 |  |  |  | No | R-454B | 2.7833 | Residential & Commercial | Ducted CEE Tier 1
215933522 | Central HP <5.4 tons | KENMORE | HRCU-A-CB (Split System: Heat Pump with Remote Outdoor Unit-Air-Source) | (C,H,T)5H3V36*K*AAA* |  |  | ESH5X48M12A*+WALLCON | *80CSU0601716A* | 33600 | 19.5 | 9 | 34800 | 26600 | 76.44% | 1.92 | 0 | 11 |  |  |  | No | R-454B | 2.8 | Residential & Commercial | Ducted CEE Tier 1
215933182 | Central HP <5.4 tons | KENMORE | HRCU-A-CB (Split System: Heat Pump with Remote Outdoor Unit-Air-Source) | (C,H,T)5H3V36*K*AAA* |  |  | ESH5X36M12A*+WALLCON | *97CMN0602120B* | 33000 | 18.5 | 9 | 35400 | 27200 | 76.84% | 1.92 | 0 | 11 |  |  |  | No | R-454B | 2.75 | Residential & Commercial | Ducted CEE Tier 1
215933202 | Central HP <5.4 tons | KENMORE | HRCU-A-CB (Split System: Heat Pump with Remote Outdoor Unit-Air-Source) | (C,H,T)5H3V36*K*AAA* |  |  | ESH5X36M12A*+WALLCON | *97CMN0802120B* | 33200 | 19 | 9 | 34800 | 26800 | 77.01% | 1.92 | 0 | 11 |  |  |  | No | R-454B | 2.7667 | Residential & Commercial | Ducted CEE Tier 1
215932902 | Central HP <5.4 tons | KENMORE | HRCU-A-CB (Split System: Heat Pump with Remote Outdoor Unit-Air-Source) | (C,H,T)5H3V36*K*AAA* |  |  | EA*5X61M24A*+WALLCON | *95CSU1002122B* | 34600 | 20.5 | 9.5 | 34200 | 25800 | 75.44% | 2.06 | 0 | 12 |  |  |  | No | R-454B | 2.8833 | Residential & Commercial | Ducted CEE Tier 1
215932932 | Central HP <5.4 tons | KENMORE | HRCU-A-CB (Split System: Heat Pump with Remote Outdoor Unit-Air-Source) | (C,H,T)5H3V36*K*AAA* |  |  | EA*5X61M24A*+WALLCON | *97CMN1002122B* | 34400 | 20.5 | 9.5 | 34200 | 26000 | 76.02% | 2.08 | 0 | 12 |  |  |  | No | R-454B | 2.8667 | Residential & Commercial | Ducted CEE Tier 1
215933002 | Central HP <5.4 tons | KENMORE | HRCU-A-CB (Split System: Heat Pump with Remote Outdoor Unit-Air-Source) | (C,H,T)5H3V36*K*AAA* |  |  | ESH5X30M12A*+WALLCON | *97CMN0601714B* | 32200 | 18 | 9 | 34800 | 26800 | 77.01% | 1.9 | 0 | 10 |  |  |  | No | R-454B | 2.6833 | Residential & Commercial | Ducted CEE Tier 1
214606480 | Central HP <5.4 tons | CHAMPION HEATING AND COOLING | HRCU-A-C (Split System: Heat Pump with Remote Outdoor Unit with No Indoor Fan --Air Source) | HH824E2S11 |  |  | CTM30B5ACS1 |  | 23000 | 15.2 | 8.5 | 23000 | 17400 | 75.65% | 2 | 0 | 11 |  |  |  | No | R-454B | 1.9167 | Residential & Commercial | Ducted CEE Tier 1
215933032 | Central HP <5.4 tons | KENMORE | HRCU-A-CB (Split System: Heat Pump with Remote Outdoor Unit-Air-Source) | (C,H,T)5H3V36*K*AAA* |  |  | ESH5X36M12A*+WALLCON | *80CSU0401712A* | 33200 | 19 | 9 | 35000 | 27000 | 77.14% | 1.9 | 0 | 11 |  |  |  | No | R-454B | 2.7667 | Residential & Commercial | Ducted CEE Tier 1
215933052 | Central HP <5.4 tons | KENMORE | HRCU-A-CB (Split System: Heat Pump with Remote Outdoor Unit-Air-Source) | (C,H,T)5H3V36*K*AAA* |  |  | ESH5X36M12A*+WALLCON | *80CSU1002120A* | 33200 | 18.5 | 9 | 35000 | 26800 | 76.57% | 1.92 | 0 | 11 |  |  |  | No | R-454B | 2.7667 | Residential & Commercial | Ducted CEE Tier 1
215932862 | Central HP <5.4 tons | KENMORE | HRCU-A-CB (Split System: Heat Pump with Remote Outdoor Unit-Air-Source) | (C,H,T)5H3V36*K*AAA* |  |  | EA*5X61M24A*+WALLCON | *80CTL0702120B* | 34400 | 20.5 | 9.5 | 34400 | 26000 | 75.58% | 2.06 | 0 | 12 |  |  |  | No | R-454B | 2.8667 | Residential & Commercial | Ducted CEE Tier 1
215932962 | Central HP <5.4 tons | KENMORE | HRCU-A-CB (Split System: Heat Pump with Remote Outdoor Unit-Air-Source) | (C,H,T)5H3V36*K*AAA* |  |  | EA*5X61M24A*+WALLCON | *96CTN1202422B* | 34400 | 20.5 | 9.5 | 34200 | 26000 | 76.02% | 2.08 | 0 | 12 |  |  |  | No | R-454B | 2.8667 | Residential & Commercial | Ducted CEE Tier 1
215932812 | Central HP <5.4 tons | KENMORE | HRCU-A-CB (Split System: Heat Pump with Remote Outdoor Unit-Air-Source) | (C,H,T)5H3V36*K*AAA* |  |  | EA*5X61M21A*+WALLCON | *97CMN1002122B* | 34400 | 20.5 | 9.5 | 34200 | 26000 | 76.02% | 2.06 | 0 | 12 |  |  |  | No | R-454B | 2.8667 | Residential & Commercial | Ducted CEE Tier 1
215932612 | Central HP <5.4 tons | KENMORE | HRCU-A-CB (Split System: Heat Pump with Remote Outdoor Unit-Air-Source) | (C,H,T)5H3V36*K*AAA* |  |  | EA*5X60M24A*+WALLCON | *97CMN0802120B* | 34000 | 20 | 9.5 | 34200 | 26000 | 76.02% | 2.06 | 0 | 11.7 |  |  |  | No | R-454B | 2.8333 | Residential & Commercial | Ducted CEE Tier 1
215933362 | Central HP <5.4 tons | KENMORE | HRCU-A-CB (Split System: Heat Pump with Remote Outdoor Unit-Air-Source) | (C,H,T)5H3V36*K*AAA* |  |  | ESH5X42M12A*+WALLCON | *80CTL1352422B* | 33600 | 19.5 | 9 | 34600 | 26400 | 76.3% | 1.92 | 0 | 11.7 |  |  |  | No | R-454B | 2.8 | Residential & Commercial | Ducted CEE Tier 1
215933412 | Central HP <5.4 tons | KENMORE | HRCU-A-CB (Split System: Heat Pump with Remote Outdoor Unit-Air-Source) | (C,H,T)5H3V36*K*AAA* |  |  | ESH5X42M12A*+WALLCON | *97CMN0602120B* | 33400 | 18.5 | 9 | 35200 | 27000 | 76.7% | 1.92 | 0 | 11 |  |  |  | No | R-454B | 2.7833 | Residential & Commercial | Ducted CEE Tier 1
215933282 | Central HP <5.4 tons | KENMORE | HRCU-A-CB (Split System: Heat Pump with Remote Outdoor Unit-Air-Source) | (C,H,T)5H3V36*K*AAA* |  |  | ESH5X42M12A*+WALLCON | *80CSU0601716A* | 33400 | 19.5 | 9 | 34800 | 26600 | 76.44% | 1.94 | 0 | 11 |  |  |  | No | R-454B | 2.7833 | Residential & Commercial | Ducted CEE Tier 1
215933012 | Central HP <5.4 tons | KENMORE | HRCU-A-CB (Split System: Heat Pump with Remote Outdoor Unit-Air-Source) | (C,H,T)5H3V36*K*AAA* |  |  | ESH5X30M12A*+WALLCON | *96CTN0401410B* | 31400 | 16.5 | 9 | 34400 | 26400 | 76.74% | 1.92 | 0 | 10 |  |  |  | No | R-454B | 2.6167 | Residential & Commercial | Ducted CEE Tier 1
215935382 | Central HP <5.4 tons | KENMORE | HRCU-A-CB (Split System: Heat Pump with Remote Outdoor Unit-Air-Source) | (C,H,T)5H3V36*K*AAA* |  |  | EVM5X60M24A*+WALLCON | *95CSU0802120B* | 35400 | 21.5 | 8.5 | 38000 | 28600 | 75.26% | 2.04 | 0 | 12 |  |  |  | No | R-454B | 2.95 | Residential & Commercial | Ducted CEE Tier 1
215935032 | Central HP <5.4 tons | KENMORE | HRCU-A-CB (Split System: Heat Pump with Remote Outdoor Unit-Air-Source) | (C,H,T)5H3V36*K*AAA* |  |  | EVM5X49M21A*+WALLCON | *80CTL0901716B* | 35600 | 22 | 8.5 | 38000 | 28600 | 75.26% | 2.02 | 0 | 12 |  |  |  | No | R-454B | 2.9667 | Residential & Commercial | Ducted CEE Tier 1
215934712 | Central HP <5.4 tons | KENMORE | HRCU-A-CB (Split System: Heat Pump with Remote Outdoor Unit-Air-Source) | (C,H,T)5H3V36*K*AAA* |  |  | EVM5X32M17A*+WALLCON | *96CTN0601714B* | 35200 | 21 | 8.5 | 38000 | 28000 | 73.68% | 2.06 | 0 | 11.7 |  |  |  | No | R-454B | 2.9333 | Residential & Commercial | Ducted CEE Tier 1
215933862 | Central HP <5.4 tons | KENMORE | HRCU-A-CB (Split System: Heat Pump with Remote Outdoor Unit-Air-Source) | (C,H,T)5H3V36*K*AAA* |  |  | ESH5X60M12A*+WALLCON | *97CMN0601714B* | 33800 | 19 | 9 | 33800 | 25800 | 76.33% | 1.96 | 0 | 11 |  |  |  | No | R-454B | 2.8167 | Residential & Commercial | Ducted CEE Tier 1
215933642 | Central HP <5.4 tons | KENMORE | HRCU-A-CB (Split System: Heat Pump with Remote Outdoor Unit-Air-Source) | (C,H,T)5H3V36*K*AAA* |  |  | ESH5X48M12A*+WALLCON | *97CMN0601714B* | 33400 | 19 | 9 | 34200 | 26200 | 76.61% | 1.96 | 0 | 10.5 |  |  |  | No | R-454B | 2.7833 | Residential & Commercial | Ducted CEE Tier 1
215933542 | Central HP <5.4 tons | KENMORE | HRCU-A-CB (Split System: Heat Pump with Remote Outdoor Unit-Air-Source) | (C,H,T)5H3V36*K*AAA* |  |  | ESH5X48M12A*+WALLCON | *80CTL0451712B* | 33400 | 18.5 | 9 | 35600 | 27400 | 76.97% | 1.9 | 0 | 10.5 |  |  |  | No | R-454B | 2.7833 | Residential & Commercial | Ducted CEE Tier 1
215933192 | Central HP <5.4 tons | KENMORE | HRCU-A-CB (Split System: Heat Pump with Remote Outdoor Unit-Air-Source) | (C,H,T)5H3V36*K*AAA* |  |  | ESH5X36M12A*+WALLCON | *97CMN0801714B* | 33000 | 18.5 | 9 | 35600 | 27200 | 76.4% | 1.92 | 0 | 10.5 |  |  |  | No | R-454B | 2.75 | Residential & Commercial | Ducted CEE Tier 1
215933042 | Central HP <5.4 tons | KENMORE | HRCU-A-CB (Split System: Heat Pump with Remote Outdoor Unit-Air-Source) | (C,H,T)5H3V36*K*AAA* |  |  | ESH5X36M12A*+WALLCON | *80CSU0601716A* | 33200 | 19 | 9 | 34800 | 26800 | 77.01% | 1.92 | 0 | 11 |  |  |  | No | R-454B | 2.7667 | Residential & Commercial | Ducted CEE Tier 1
215933092 | Central HP <5.4 tons | KENMORE | HRCU-A-CB (Split System: Heat Pump with Remote Outdoor Unit-Air-Source) | (C,H,T)5H3V36*K*AAA* |  |  | ESH5X36M12A*+WALLCON | *80CTL0702120B* | 33200 | 19 | 9 | 35000 | 26800 | 76.57% | 1.92 | 0 | 11 |  |  |  | No | R-454B | 2.7667 | Residential & Commercial | Ducted CEE Tier 1
215933142 | Central HP <5.4 tons | KENMORE | HRCU-A-CB (Split System: Heat Pump with Remote Outdoor Unit-Air-Source) | (C,H,T)5H3V36*K*AAA* |  |  | ESH5X36M12A*+WALLCON | *95CSU0601716B* | 33000 | 18.5 | 9 | 35400 | 27200 | 76.84% | 1.92 | 0 | 11 |  |  |  | No | R-454B | 2.75 | Residential & Commercial | Ducted CEE Tier 1
215932892 | Central HP <5.4 tons | KENMORE | HRCU-A-CB (Split System: Heat Pump with Remote Outdoor Unit-Air-Source) | (C,H,T)5H3V36*K*AAA* |  |  | EA*5X61M24A*+WALLCON | *95CSU0802120B* | 34400 | 20.5 | 9.5 | 34400 | 26000 | 75.58% | 2.06 | 0 | 12 |  |  |  | No | R-454B | 2.8667 | Residential & Commercial | Ducted CEE Tier 1
215932542 | Central HP <5.4 tons | KENMORE | HRCU-A-CB (Split System: Heat Pump with Remote Outdoor Unit-Air-Source) | (C,H,T)5H3V36*K*AAA* |  |  | EA*5X60M24A*+WALLCON | *80CTL0702120B* | 34000 | 20.5 | 9.5 | 34200 | 26000 | 76.02% | 2.04 | 0 | 11.7 |  |  |  | No | R-454B | 2.8333 | Residential & Commercial | Ducted CEE Tier 1
215933922 | Central HP <5.4 tons | KENMORE | HRCU-A-CB (Split System: Heat Pump with Remote Outdoor Unit-Air-Source) | (C,H,T)5H3V36*K*AAA* |  |  | ESH5X60M12A*+WALLCON | *96CTN0601714B* | 33800 | 19 | 9 | 33800 | 25600 | 75.74% | 1.94 | 0 | 11 |  |  |  | No | R-454B | 2.8167 | Residential & Commercial | Ducted CEE Tier 1
214609183 | Central HP <5.4 tons | CHAMPION HEATING AND COOLING | HRCU-A-CB (Split System: Heat Pump with Remote Outdoor Unit-Air-Source) | HH824E2S11 |  |  | CTF30B5ACS1 | Z9ES060B12SMPS1 | 23000 | 17 | 9.5 | 23000 | 19100 | 83.04% | 2 | 0 | 11.7 |  |  |  | No | R-454B | 1.9167 | Residential & Commercial | Ducted CEE Tier 1
215933372 | Central HP <5.4 tons | KENMORE | HRCU-A-CB (Split System: Heat Pump with Remote Outdoor Unit-Air-Source) | (C,H,T)5H3V36*K*AAA* |  |  | ESH5X42M12A*+WALLCON | *95CSU0601716B* | 33400 | 18.5 | 9 | 35200 | 27000 | 76.7% | 1.92 | 0 | 11 |  |  |  | No | R-454B | 2.7833 | Residential & Commercial | Ducted CEE Tier 1
214398382 | Central HP <5.4 tons | CHAMPION HEATING AND COOLING | HRCU-A-CB (Split System: Heat Pump with Remote Outdoor Unit-Air-Source) | HH824E2S11 |  |  | CTM30B5ACS1 | TM9E060B12MP12 | 23000 | 17 | 9.5 | 23000 | 18800 | 81.74% | 2 | 0 | 11.7 |  |  |  | No | R-454B | 1.9167 | Residential & Commercial | Ducted CEE Tier 1
215932852 | Central HP <5.4 tons | KENMORE | HRCU-A-CB (Split System: Heat Pump with Remote Outdoor Unit-Air-Source) | (C,H,T)5H3V36*K*AAA* |  |  | EA*5X61M24A*+WALLCON | *80CSU1002120A* | 34400 | 20.5 | 9 | 34400 | 26200 | 76.16% | 1.96 | 0 | 11.7 |  |  |  | No | R-454B | 2.8667 | Residential & Commercial | Ducted CEE Tier 1
215932702 | Central HP <5.4 tons | KENMORE | HRCU-A-CB (Split System: Heat Pump with Remote Outdoor Unit-Air-Source) | (C,H,T)5H3V36*K*AAA* |  |  | EA*5X61M21A*+WALLCON | *80CTL0701716B* | 34200 | 20 | 9 | 34800 | 26400 | 75.86% | 1.94 | 0 | 11.7 |  |  |  | No | R-454B | 2.85 | Residential & Commercial | Ducted CEE Tier 1
215932772 | Central HP <5.4 tons | KENMORE | HRCU-A-CB (Split System: Heat Pump with Remote Outdoor Unit-Air-Source) | (C,H,T)5H3V36*K*AAA* |  |  | EA*5X61M21A*+WALLCON | *95CSU1002122B* | 34400 | 20.5 | 9.5 | 34200 | 26000 | 76.02% | 2.08 | 0 | 12 |  |  |  | No | R-454B | 2.8667 | Residential & Commercial | Ducted CEE Tier 1
215932622 | Central HP <5.4 tons | KENMORE | HRCU-A-CB (Split System: Heat Pump with Remote Outdoor Unit-Air-Source) | (C,H,T)5H3V36*K*AAA* |  |  | EA*5X60M24A*+WALLCON | *97CMN1002122B* | 34000 | 20.5 | 9.5 | 34000 | 25800 | 75.88% | 2.06 | 0 | 12 |  |  |  | No | R-454B | 2.8333 | Residential & Commercial | Ducted CEE Tier 1
215933572 | Central HP <5.4 tons | KENMORE | HRCU-A-CB (Split System: Heat Pump with Remote Outdoor Unit-Air-Source) | (C,H,T)5H3V36*K*AAA* |  |  | ESH5X48M12A*+WALLCON | *80CTL0702120B* | 33600 | 19.5 | 9 | 34800 | 26600 | 76.44% | 1.94 | 0 | 11.5 |  |  |  | No | R-454B | 2.8 | Residential & Commercial | Ducted CEE Tier 1
214397941 | Central HP <5.4 tons | CHAMPION HEATING AND COOLING | HRCU-A-CB (Split System: Heat Pump with Remote Outdoor Unit-Air-Source) | HH824E2S11 |  |  | CTF30A5ADS1 | TM8E040A12MP11 | 23000 | 18 | 9.5 | 23000 | 18500 | 80.43% | 2 | 0 | 12 |  |  |  | No | R-454B | 1.9167 | Residential & Commercial | Ducted CEE Tier 1
214397521 | Central HP <5.4 tons | CHAMPION HEATING AND COOLING | HRCU-A-CB (Split System: Heat Pump with Remote Outdoor Unit-Air-Source) | HH824E2S11 |  |  | CTF30A5ADS1 | TM9E040A10MP12 | 23000 | 17 | 9 | 23000 | 18000 | 78.26% | 2 | 0 | 12 |  |  |  | No | R-454B | 1.9167 | Residential & Commercial | Ducted CEE Tier 1
214397573 | Central HP <5.4 tons | CHAMPION HEATING AND COOLING | HRCU-A-CB (Split System: Heat Pump with Remote Outdoor Unit-Air-Source) | HH824E2S11 |  |  | CTF30B5ACS1 | TP9C060B12MP13 | 23000 | 17 | 9.5 | 23000 | 18300 | 79.57% | 2 | 0 | 12 |  |  |  | No | R-454B | 1.9167 | Residential & Commercial | Ducted CEE Tier 1
214396287 | Central HP <5.4 tons | CHAMPION HEATING AND COOLING | HRCU-A-CB (Split System: Heat Pump with Remote Outdoor Unit-Air-Source) | HH824E2S11 |  |  | CTM30B5ACS1 | TMLE100B12MP11 | 23000 | 17 | 9.5 | 23000 | 18300 | 79.57% | 2 | 0 | 12 |  |  |  | No | R-454B | 1.9167 | Residential & Commercial | Ducted CEE Tier 1
214650805 | Central HP <5.4 tons | LUXAIRE | HRCU-A-CB (Split System: Heat Pump with Remote Outdoor Unit-Air-Source) | HH824E2S11 |  |  | CTU30B5XCS1+TXV | TP9C060B12MP13 | 23000 | 17 | 9.5 | 23000 | 18300 | 79.57% | 2 | 0 | 12 |  |  |  | No | R-454B | 1.9167 | Residential & Commercial | Ducted CEE Tier 1
213163963 | Central HP <5.4 tons | RHEEM | HRCU-A-CB (Split System: Heat Pump with Remote Outdoor Unit-Air-Source) | RP18AZ24AJVC |  |  | RCFZ2421HEAAM | R98MV1005A21UPS | 22800 | 20 | 8.5 | 22800 | 26000 | 114% | 2.1 | 0 | 12.5 |  |  |  | No | R-410A | 1.9 | Residential & Commercial | Ducted CEE Tier 1
212609342 | Central HP <5.4 tons | RHEEM | HRCU-A-CB (Split System: Heat Pump with Remote Outdoor Unit-Air-Source) | RP18AZ36AJVC |  |  | RCFZ6021SEAAM | R802V0754A17UHS | 34200 | 19 | 8.5 | 34200 | 43000 | 125.7% | 2.2 | 0 | 12.5 |  |  |  | No | R-410A | 2.85 | Residential & Commercial | Ducted CEE Tier 1
215932732 | Central HP <5.4 tons | KENMORE | HRCU-A-CB (Split System: Heat Pump with Remote Outdoor Unit-Air-Source) | (C,H,T)5H3V36*K*AAA* |  |  | EA*5X61M21A*+WALLCON | *80CTL0902120B* | 34400 | 20.5 | 9.5 | 34200 | 26000 | 76.02% | 2.06 | 0 | 12 |  |  |  | No | R-454B | 2.8667 | Residential & Commercial | Ducted CEE Tier 1
215932782 | Central HP <5.4 tons | KENMORE | HRCU-A-CB (Split System: Heat Pump with Remote Outdoor Unit-Air-Source) | (C,H,T)5H3V36*K*AAA* |  |  | EA*5X61M21A*+WALLCON | *97CMN0601714B* | 34000 | 19.5 | 9 | 33800 | 25800 | 76.33% | 1.94 | 0 | 11 |  |  |  | No | R-454B | 2.8333 | Residential & Commercial | Ducted CEE Tier 1
214609123 | Central HP <5.4 tons | FRASER-JOHNSTON | HRCU-A-CB (Split System: Heat Pump with Remote Outdoor Unit-Air-Source) | HH824E2S11 |  |  | CTM30B5ACS1 | Z9ES060B12SMPS1 | 23000 | 17 | 9.5 | 23000 | 19200 | 83.48% | 2 | 0 | 11.7 |  |  |  | No | R-454B | 1.9167 | Residential & Commercial | Ducted CEE Tier 1
215932532 | Central HP <5.4 tons | KENMORE | HRCU-A-CB (Split System: Heat Pump with Remote Outdoor Unit-Air-Source) | (C,H,T)5H3V36*K*AAA* |  |  | EA*5X60M24A*+WALLCON | *80CSU1002120A* | 34000 | 20 | 9 | 34200 | 26000 | 76.02% | 1.94 | 0 | 11.7 |  |  |  | No | R-454B | 2.8333 | Residential & Commercial | Ducted CEE Tier 1
215933292 | Central HP <5.4 tons | KENMORE | HRCU-A-CB (Split System: Heat Pump with Remote Outdoor Unit-Air-Source) | (C,H,T)5H3V36*K*AAA* |  |  | ESH5X42M12A*+WALLCON | *80CSU1002120A* | 33600 | 19 | 9 | 35000 | 26600 | 76% | 1.92 | 0 | 11 |  |  |  | No | R-454B | 2.8 | Residential & Commercial | Ducted CEE Tier 1
215932572 | Central HP <5.4 tons | KENMORE | HRCU-A-CB (Split System: Heat Pump with Remote Outdoor Unit-Air-Source) | (C,H,T)5H3V36*K*AAA* |  |  | EA*5X60M24A*+WALLCON | *80CTL1352422B* | 34000 | 20.5 | 9.5 | 34000 | 25800 | 75.88% | 2.06 | 0 | 12 |  |  |  | No | R-454B | 2.8333 | Residential & Commercial | Ducted CEE Tier 1
215932522 | Central HP <5.4 tons | KENMORE | HRCU-A-CB (Split System: Heat Pump with Remote Outdoor Unit-Air-Source) | (C,H,T)5H3V36*K*AAA* |  |  | EA*5X48M21A*+WALLCON | *96CTN0801714B* | 33200 | 20 | 9.5 | 34800 | 26600 | 76.44% | 2.02 | 0 | 11 |  |  |  | No | R-454B | 2.7667 | Residential & Commercial | Ducted CEE Tier 1
216374684 | Central HP <5.4 tons | CHAMPION HEATING AND COOLING | HRCU-A-CB (Split System: Heat Pump with Remote Outdoor Unit-Air-Source) | HH824E2S11 |  |  | CTM36B5ADS1 | Z9ET060B12SMPS1 | 23000 | 18 | 9.5 | 23000 | 18400 | 80% | 2 | 0 | 12 |  |  |  | No | R-454B | 1.9167 | Residential & Commercial | Ducted CEE Tier 1
215933322 | Central HP <5.4 tons | KENMORE | HRCU-A-CB (Split System: Heat Pump with Remote Outdoor Unit-Air-Source) | (C,H,T)5H3V36*K*AAA* |  |  | ESH5X42M12A*+WALLCON | *80CTL0701716B* | 33400 | 19 | 9 | 35200 | 26800 | 76.14% | 1.9 | 0 | 11 |  |  |  | No | R-454B | 2.7833 | Residential & Commercial | Ducted CEE Tier 1
215933022 | Central HP <5.4 tons | KENMORE | HRCU-A-CB (Split System: Heat Pump with Remote Outdoor Unit-Air-Source) | (C,H,T)5H3V36*K*AAA* |  |  | ESH5X30M12A*+WALLCON | *96CTN0601714B* | 32400 | 18 | 9 | 34800 | 26600 | 76.44% | 1.92 | 0 | 10 |  |  |  | No | R-454B | 2.7 | Residential & Commercial | Ducted CEE Tier 1
215933122 | Central HP <5.4 tons | KENMORE | HRCU-A-CB (Split System: Heat Pump with Remote Outdoor Unit-Air-Source) | (C,H,T)5H3V36*K*AAA* |  |  | ESH5X36M12A*+WALLCON | *80CTL1102120B* | 33400 | 19 | 9 | 34800 | 26600 | 76.44% | 1.92 | 0 | 11.5 |  |  |  | No | R-454B | 2.7833 | Residential & Commercial | Ducted CEE Tier 1
215932872 | Central HP <5.4 tons | KENMORE | HRCU-A-CB (Split System: Heat Pump with Remote Outdoor Unit-Air-Source) | (C,H,T)5H3V36*K*AAA* |  |  | EA*5X61M24A*+WALLCON | *80CTL0902120B* | 34600 | 20.5 | 9.5 | 34200 | 25800 | 75.44% | 2.06 | 0 | 12 |  |  |  | No | R-454B | 2.8833 | Residential & Commercial | Ducted CEE Tier 1
215933222 | Central HP <5.4 tons | KENMORE | HRCU-A-CB (Split System: Heat Pump with Remote Outdoor Unit-Air-Source) | (C,H,T)5H3V36*K*AAA* |  |  | ESH5X36M12A*+WALLCON | *97CMN1202422B* | 33200 | 19 | 9 | 35000 | 26800 | 76.57% | 1.92 | 0 | 11 |  |  |  | No | R-454B | 2.7667 | Residential & Commercial | Ducted CEE Tier 1
215932752 | Central HP <5.4 tons | KENMORE | HRCU-A-CB (Split System: Heat Pump with Remote Outdoor Unit-Air-Source) | (C,H,T)5H3V36*K*AAA* |  |  | EA*5X61M21A*+WALLCON | *95CSU0601716B* | 34200 | 20 | 9 | 34800 | 26600 | 76.44% | 1.92 | 0 | 11.5 |  |  |  | No | R-454B | 2.85 | Residential & Commercial | Ducted CEE Tier 1
215932672 | Central HP <5.4 tons | KENMORE | HRCU-A-CB (Split System: Heat Pump with Remote Outdoor Unit-Air-Source) | (C,H,T)5H3V36*K*AAA* |  |  | EA*5X61M21A*+WALLCON | *80CSU0601716A* | 34400 | 20.5 | 9.5 | 34400 | 26000 | 75.58% | 2.06 | 0 | 11.7 |  |  |  | No | R-454B | 2.8667 | Residential & Commercial | Ducted CEE Tier 1
215932452 | Central HP <5.4 tons | KENMORE | HRCU-A-CB (Split System: Heat Pump with Remote Outdoor Unit-Air-Source) | (C,H,T)5H3V36*K*AAA* |  |  | EA*5X48M21A*+WALLCON | *80CTL1102120B* | 33400 | 20.5 | 9.5 | 34400 | 26200 | 76.16% | 2.04 | 0 | 11.7 |  |  |  | No | R-454B | 2.7833 | Residential & Commercial | Ducted CEE Tier 1
210472838 | Central HP <5.4 tons | KEEPRITE | HRCU-A-CB (Split System: Heat Pump with Remote Outdoor Unit-Air-Source) | CVH825GKA3* |  |  | EA*4X42L21A*+WALLCON | *95CSU1002122A* | 23800 | 16.5 | 8.1 | 21400 | 16600 | 77.57% | 1.96 | 0 | 11 |  |  |  | No | R-410A | 1.9833 | Residential & Commercial | Ducted CEE Tier 1
210473069 | Central HP <5.4 tons | KEEPRITE | HRCU-A-CB (Split System: Heat Pump with Remote Outdoor Unit-Air-Source) | CVH825GKA3* |  |  | EA*4X42L24A*+WALLCON | *96CTN1002122A* | 23800 | 16.5 | 8.1 | 21400 | 16600 | 77.57% | 1.96 | 0 | 11 |  |  |  | No | R-410A | 1.9833 | Residential & Commercial | Ducted CEE Tier 1
210474643 | Central HP <5.4 tons | KEEPRITE | HRCU-A-CB (Split System: Heat Pump with Remote Outdoor Unit-Air-Source) | CVH825GKA3* |  |  | EHD4X48AAL+WALLCON | *80CTL0901716A* | 24400 | 17 | 8.1 | 21200 | 16500 | 77.83% | 2.04 | 0 | 11 |  |  |  | No | R-410A | 2.0333 | Residential & Commercial | Ducted CEE Tier 1
210473355 | Central HP <5.4 tons | KEEPRITE | HRCU-A-CB (Split System: Heat Pump with Remote Outdoor Unit-Air-Source) | CVH825GKA3* |  |  | EA*4X48L21A*+WALLCON | *96CTN0601714A* | 24000 | 16.5 | 8.1 | 21000 | 16600 | 79.05% | 2 | 0 | 11 |  |  |  | No | R-410A | 2 | Residential & Commercial | Ducted CEE Tier 1
213893311 | Central HP <5.4 tons | KEEPRITE | HRCU-A-CB (Split System: Heat Pump with Remote Outdoor Unit-Air-Source) | CVH825GKA3* |  |  | EA*4X25L17A*+WALLCON | *96CTN0401410B* | 24000 | 15.5 | 8.1 | 21600 | 17000 | 78.7% | 1.96 | 0 | 10 |  |  |  | No | R-410A | 2 | Residential & Commercial | Ducted CEE Tier 1
214606501 | Central HP <5.4 tons | CHAMPION HEATING AND COOLING | HRCU-A-C (Split System: Heat Pump with Remote Outdoor Unit with No Indoor Fan --Air Source) | HH836E2S11 |  |  | CTF36B5CDS1 |  | 33600 | 15.2 | 8.5 | 32000 | 23200 | 72.5% | 2 | 0 | 10 |  |  |  | No | R-454B | 2.8 | Residential & Commercial | Ducted CEE Tier 1
214398209 | Central HP <5.4 tons | CHAMPION HEATING AND COOLING | HRCU-A-CB (Split System: Heat Pump with Remote Outdoor Unit-Air-Source) | HH836E2S11 |  |  | CTF48C5CFS1+JMC16C2SN1 |  | 34400 | 19 | 9 | 32000 | 25200 | 78.75% | 2 | 0 | 11.7 |  |  |  | No | R-454B | 2.8667 | Residential & Commercial | Ducted CEE Tier 1
214398578 | Central HP <5.4 tons | CHAMPION HEATING AND COOLING | HRCU-A-CB (Split System: Heat Pump with Remote Outdoor Unit-Air-Source) | HH836E2S11 |  |  | CTM48C5CFS1 | TM9V100C20MP12 | 34200 | 19 | 9 | 32600 | 25800 | 79.14% | 2 | 0 | 11 |  |  |  | No | R-454B | 2.85 | Residential & Commercial | Ducted CEE Tier 1
214398610 | Central HP <5.4 tons | CHAMPION HEATING AND COOLING | HRCU-A-CB (Split System: Heat Pump with Remote Outdoor Unit-Air-Source) | HH836E2S11 |  |  | CTF48C5CFS1 | TL9E100C20UH11 | 34000 | 18 | 9 | 32000 | 25600 | 80% | 2 | 0 | 11 |  |  |  | No | R-454B | 2.8333 | Residential & Commercial | Ducted CEE Tier 1
216374679 | Central HP <5.4 tons | CHAMPION HEATING AND COOLING | HRCU-A-CB (Split System: Heat Pump with Remote Outdoor Unit-Air-Source) | HH836E2S11 |  |  | CTM48C5CFS1 | Z9ET100C16SMPS1 | 32400 | 19 | 9.5 | 30200 | 23400 | 77.48% | 2 | 0 | 11 |  |  |  | No | R-454B | 2.7 | Residential & Commercial | Ducted CEE Tier 1
211389690 | Central HP <5.4 tons | COLEMAN | HRCU-A-CB (Split System: Heat Pump with Remote Outdoor Unit-Air-Source) | HMH72B341 |  |  | XAFC36DXXN1+TXV | TM8Y080B12MP11 | 34000 | 18 | 8.1 | 33600 | 23600 | 70.24% | 2.06 | 0 | 10 |  |  |  | No | R-410A | 2.8333 | Residential & Commercial | Ducted CEE Tier 1
215934844 | Central HP <5.4 tons | CARRIER | HRCU-A-CB (Split System: Heat Pump with Remote Outdoor Unit-Air-Source) | 27VNA336A*030* |  |  | CVAMA4421XMA*+UI | 58TN*B090C21**20 | 35600 | 22 | 8.5 | 38000 | 28400 | 74.74% | 2.02 | 0 | 12.5 |  |  |  | No | R-454B | 2.9667 | Residential & Commercial | Ducted CEE Tier 1
215935194 | Central HP <5.4 tons | CARRIER | HRCU-A-CB (Split System: Heat Pump with Remote Outdoor Unit-Air-Source) | 27VNA336A*030* |  |  | CVAMA6021XMA*+UI | 58TN*B070C21**20 | 35600 | 21.5 | 8.5 | 38000 | 28600 | 75.26% | 2.02 | 0 | 12 |  |  |  | No | R-454B | 2.9667 | Residential & Commercial | Ducted CEE Tier 1
215935294 | Central HP <5.4 tons | CARRIER | HRCU-A-CB (Split System: Heat Pump with Remote Outdoor Unit-Air-Source) | 27VNA336A*030* |  |  | CVAMA6021XMA*+UI | 59MN7C100C21**22 | 35600 | 22 | 8.5 | 38000 | 28600 | 75.26% | 2.02 | 0 | 12.5 |  |  |  | No | R-454B | 2.9667 | Residential & Commercial | Ducted CEE Tier 1
215935344 | Central HP <5.4 tons | CARRIER | HRCU-A-CB (Split System: Heat Pump with Remote Outdoor Unit-Air-Source) | 27VNA336A*030* |  |  | CVAMA6024XMA*+UI | 58TN*B090C21**20 | 35600 | 22 | 8.5 | 38000 | 28400 | 74.74% | 2.04 | 0 | 12.5 |  |  |  | No | R-454B | 2.9667 | Residential & Commercial | Ducted CEE Tier 1
215934984 | Central HP <5.4 tons | CARRIER | HRCU-A-CB (Split System: Heat Pump with Remote Outdoor Unit-Air-Source) | 27VNA336A*030* |  |  | CVAMA4921XMA*+UI | 58CU*A100C21**20 | 35600 | 21.5 | 8.5 | 38000 | 28800 | 75.79% | 2.02 | 0 | 12 |  |  |  | No | R-454B | 2.9667 | Residential & Commercial | Ducted CEE Tier 1
215935034 | Central HP <5.4 tons | CARRIER | HRCU-A-CB (Split System: Heat Pump with Remote Outdoor Unit-Air-Source) | 27VNA336A*030* |  |  | CVAMA4921XMA*+UI | 58TN*B090C21**20 | 35600 | 22 | 8.5 | 38000 | 28400 | 74.74% | 2.04 | 0 | 12.5 |  |  |  | No | R-454B | 2.9667 | Residential & Commercial | Ducted CEE Tier 1
215935304 | Central HP <5.4 tons | CARRIER | HRCU-A-CB (Split System: Heat Pump with Remote Outdoor Unit-Air-Source) | 27VNA336A*030* |  |  | CVAMA6021XMA*+UI | 59TN6C080C17**14 | 35400 | 21.5 | 8.5 | 38000 | 28800 | 75.79% | 2.02 | 0 | 12 |  |  |  | No | R-454B | 2.95 | Residential & Commercial | Ducted CEE Tier 1
211389756 | Central HP <5.4 tons | COLEMAN | HRCU-A-CB (Split System: Heat Pump with Remote Outdoor Unit-Air-Source) | HMH72B341 |  |  | XAUB36DXXN1+TXV | TM8Y080B12MP11 | 34000 | 18 | 8.1 | 33400 | 23600 | 70.66% | 2.04 | 0 | 10 |  |  |  | No | R-410A | 2.8333 | Residential & Commercial | Ducted CEE Tier 1
211390225 | Central HP <5.4 tons | COLEMAN | HRCU-A-CB (Split System: Heat Pump with Remote Outdoor Unit-Air-Source) | HMH72B341 |  |  | XAFC36DXXN1+TXV | CPLC080C16MP13 | 34000 | 17.5 | 8.5 | 33800 | 23800 | 70.41% | 2.08 | 0 | 10 |  |  |  | No | R-410A | 2.8333 | Residential & Commercial | Ducted CEE Tier 1
211391380 | Central HP <5.4 tons | COLEMAN | HRCU-A-CB (Split System: Heat Pump with Remote Outdoor Unit-Air-Source) | HMH72B341 |  |  | XAFC30CXXN1+TXV | TMLE120C16MP11 | 33200 | 18 | 8.5 | 33000 | 23200 | 70.3% | 2.06 | 0 | 10 |  |  |  | No | R-410A | 2.7667 | Residential & Commercial | Ducted CEE Tier 1
215588305 | Central HP <5.4 tons | CARRIER | HRCU-A-CB (Split System: Heat Pump with Remote Outdoor Unit-Air-Source) | 27VNA154A*030* |  |  | CVAVA4824XMA*+UI | 59MN7C060C21**20 | 50000 | 18 | 8.1 | 53000 | 46000 | 86.79% | 1.88 | 0 | 10.5 |  |  |  | No | R-454B | 4.1667 | Residential & Commercial | Ducted CEE Tier 1
215588357 | Central HP <5.4 tons | CARRIER | HRCU-A-CB (Split System: Heat Pump with Remote Outdoor Unit-Air-Source) | 27VNA154A*030* |  |  | CVAVA6024XMA*+UI | 58TN*B110C21**20 | 52000 | 19.5 | 8.1 | 52500 | 46500 | 88.57% | 1.84 | 0 | 12 |  |  |  | No | R-454B | 4.3333 | Residential & Commercial | Ducted CEE Tier 1
215588371 | Central HP <5.4 tons | CARRIER | HRCU-A-CB (Split System: Heat Pump with Remote Outdoor Unit-Air-Source) | 27VNA154A*030* |  |  | CVAVA6024XMA*+UI | 59TN6C100C21**22 | 52000 | 19 | 8.1 | 52500 | 46500 | 88.57% | 1.84 | 0 | 11.5 |  |  |  | No | R-454B | 4.3333 | Residential & Commercial | Ducted CEE Tier 1
215588489 | Central HP <5.4 tons | CARRIER | HRCU-A-CB (Split System: Heat Pump with Remote Outdoor Unit-Air-Source) | 27VNA154A*030* |  |  | CVAMA6024XMA*+UI | 59TN7A080C21**20 | 51500 | 19 | 8.1 | 53000 | 47000 | 88.68% | 1.84 | 0 | 11.5 |  |  |  | No | R-454B | 4.2917 | Residential & Commercial | Ducted CEE Tier 1
215588521 | Central HP <5.4 tons | CARRIER | HRCU-A-CB (Split System: Heat Pump with Remote Outdoor Unit-Air-Source) | 27VNA154A*030* |  |  | CVAVA4924XMA*+UI | 59TN7A100C21**22 | 52000 | 19 | 8.1 | 52500 | 46500 | 88.57% | 1.84 | 0 | 11.5 |  |  |  | No | R-454B | 4.3333 | Residential & Commercial | Ducted CEE Tier 1
215588075 | Central HP <5.4 tons | CARRIER | HRCU-A-CB (Split System: Heat Pump with Remote Outdoor Unit-Air-Source) | 27VNA154A*030* |  |  | CAA**4821AM*+UI | 58TN*B070C17**16 | 47000 | 18 | 10.5 | 51500 | 51000 | 99.03% | 2 | 0 | 11 |  |  |  | No | R-454B | 3.9167 | Residential & Commercial | Ducted CEE Tier 1
215935334 | Central HP <5.4 tons | CARRIER | HRCU-A-CB (Split System: Heat Pump with Remote Outdoor Unit-Air-Source) | 27VNA336A*030* |  |  | CVAMA6024XMA*+UI | 58TN*B070C21**20 | 35400 | 21.5 | 8.5 | 38000 | 28600 | 75.26% | 2.04 | 0 | 12 |  |  |  | No | R-454B | 2.95 | Residential & Commercial | Ducted CEE Tier 1
215933444 | Central HP <5.4 tons | CARRIER | HRCU-A-CB (Split System: Heat Pump with Remote Outdoor Unit-Air-Source) | 27VNA336A*030* |  |  | CSAH*4212AM*+UI | 59MN7C120C24**22 | 33600 | 19 | 9 | 34800 | 26600 | 76.44% | 1.94 | 0 | 11.5 |  |  |  | No | R-454B | 2.8 | Residential & Commercial | Ducted CEE Tier 1
215933494 | Central HP <5.4 tons | CARRIER | HRCU-A-CB (Split System: Heat Pump with Remote Outdoor Unit-Air-Source) | 27VNA336A*030* |  |  | CSAH*4212AM*+UI | 59TN6C120C24**22 | 33600 | 19 | 9 | 34600 | 26600 | 76.88% | 1.94 | 0 | 11.5 |  |  |  | No | R-454B | 2.8 | Residential & Commercial | Ducted CEE Tier 1
215933644 | Central HP <5.4 tons | CARRIER | HRCU-A-CB (Split System: Heat Pump with Remote Outdoor Unit-Air-Source) | 27VNA336A*030* |  |  | CSAH*4812AM*+UI | 59MN7C060C21**20 | 33600 | 19 | 9 | 35200 | 27000 | 76.7% | 1.92 | 0 | 11 |  |  |  | No | R-454B | 2.8 | Residential & Commercial | Ducted CEE Tier 1
215933694 | Central HP <5.4 tons | CARRIER | HRCU-A-CB (Split System: Heat Pump with Remote Outdoor Unit-Air-Source) | 27VNA336A*030* |  |  | CSAH*4812AM*+UI | 59TN6C060C17**14 | 33400 | 19 | 9 | 34200 | 26000 | 76.02% | 1.94 | 0 | 11 |  |  |  | No | R-454B | 2.7833 | Residential & Commercial | Ducted CEE Tier 1
215933304 | Central HP <5.4 tons | CARRIER | HRCU-A-CB (Split System: Heat Pump with Remote Outdoor Unit-Air-Source) | 27VNA336A*030* |  |  | CSAH*4212AM*+UI | 58TN*B070C14**12 | 33400 | 19 | 9 | 35200 | 27000 | 76.7% | 1.92 | 0 | 11 |  |  |  | No | R-454B | 2.7833 | Residential & Commercial | Ducted CEE Tier 1
215933324 | Central HP <5.4 tons | CARRIER | HRCU-A-CB (Split System: Heat Pump with Remote Outdoor Unit-Air-Source) | 27VNA336A*030* |  |  | CSAH*4212AM*+UI | 58TN*B070C21**20 | 33600 | 19 | 9 | 34800 | 26600 | 76.44% | 1.92 | 0 | 11 |  |  |  | No | R-454B | 2.8 | Residential & Commercial | Ducted CEE Tier 1
211393121 | Central HP <5.4 tons | COLEMAN | HRCU-A-CB (Split System: Heat Pump with Remote Outdoor Unit-Air-Source) | HMH72B341 |  |  | XAFC30CXXN1+TXV | TL9E080C16UH11 | 33000 | 17 | 8.5 | 33000 | 23200 | 70.3% | 2.04 | 0 | 10 |  |  |  | No | R-410A | 2.75 | Residential & Commercial | Ducted CEE Tier 1
215933504 | Central HP <5.4 tons | CARRIER | HRCU-A-CB (Split System: Heat Pump with Remote Outdoor Unit-Air-Source) | 27VNA336A*030* |  |  | CSAH*4812AM*+UI | 58CU*A040C17**12 | 33600 | 19.5 | 9 | 35000 | 26600 | 76% | 1.92 | 0 | 11.5 |  |  |  | No | R-454B | 2.8 | Residential & Commercial | Ducted CEE Tier 1
215934744 | Central HP <5.4 tons | CARRIER | HRCU-A-CB (Split System: Heat Pump with Remote Outdoor Unit-Air-Source) | 27VNA336A*030* |  |  | CVAMA4221XMA*+UI | 59TN6C060C17**14 | 34000 | 20.5 | 8.1 | 38000 | 27000 | 71.05% | 1.95 | 0 | 11 |  |  |  | No | R-454B | 2.8333 | Residential & Commercial | Ducted CEE Tier 1
215933794 | Central HP <5.4 tons | CARRIER | HRCU-A-CB (Split System: Heat Pump with Remote Outdoor Unit-Air-Source) | 27VNA336A*030* |  |  | CSAH*6012AM*+UI | 58TN*B090C21**20 | 34200 | 19.5 | 9 | 34200 | 25800 | 75.44% | 1.96 | 0 | 12 |  |  |  | No | R-454B | 2.85 | Residential & Commercial | Ducted CEE Tier 1
215934814 | Central HP <5.4 tons | CARRIER | HRCU-A-CB (Split System: Heat Pump with Remote Outdoor Unit-Air-Source) | 27VNA336A*030* |  |  | CVAMA4421XMA*+UI | 58TN*B070C17**16 | 35400 | 21.5 | 8.5 | 38500 | 29000 | 75.32% | 2.02 | 0 | 12 |  |  |  | No | R-454B | 2.95 | Residential & Commercial | Ducted CEE Tier 1
215934964 | Central HP <5.4 tons | CARRIER | HRCU-A-CB (Split System: Heat Pump with Remote Outdoor Unit-Air-Source) | 27VNA336A*030* |  |  | CVAMA4821XMA*+UI | 59TN6C060C17**14 | 34600 | 20.5 | 8.5 | 38000 | 27600 | 72.63% | 2.05 | 0 | 11.5 |  |  |  | No | R-454B | 2.8833 | Residential & Commercial | Ducted CEE Tier 1
215935114 | Central HP <5.4 tons | CARRIER | HRCU-A-CB (Split System: Heat Pump with Remote Outdoor Unit-Air-Source) | 27VNA336A*030* |  |  | CVAMA4921XMA*+UI | 59MN7C100C21**22 | 35600 | 22 | 8.5 | 38000 | 28600 | 75.26% | 2.02 | 0 | 12.5 |  |  |  | No | R-454B | 2.9667 | Residential & Commercial | Ducted CEE Tier 1
211391545 | Central HP <5.4 tons | COLEMAN | HRCU-A-CB (Split System: Heat Pump with Remote Outdoor Unit-Air-Source) | HMH72B341 |  |  | XAFC30CXXN1+TXV | TM8E100C16MP11 | 33000 | 18 | 8.5 | 33000 | 23200 | 70.3% | 2.04 | 0 | 10 |  |  |  | No | R-410A | 2.75 | Residential & Commercial | Ducted CEE Tier 1
211391829 | Central HP <5.4 tons | COLEMAN | HRCU-A-CB (Split System: Heat Pump with Remote Outdoor Unit-Air-Source) | HMH72B341 |  |  | XAFB36DXXN1+TXV | TMLE100B12MP11 | 34000 | 18 | 8.1 | 33800 | 23800 | 70.41% | 2.06 | 0 | 10 |  |  |  | No | R-410A | 2.8333 | Residential & Commercial | Ducted CEE Tier 1
211393352 | Central HP <5.4 tons | COLEMAN | HRCU-A-CB (Split System: Heat Pump with Remote Outdoor Unit-Air-Source) | HMH72B341 |  |  | XAFC36DXXN1+TXV | TL8E100C20UH11 | 34000 | 17.5 | 8.5 | 34000 | 24000 | 70.59% | 2.12 | 0 | 10 |  |  |  | No | R-410A | 2.8333 | Residential & Commercial | Ducted CEE Tier 1
215933204 | Central HP <5.4 tons | CARRIER | HRCU-A-CB (Split System: Heat Pump with Remote Outdoor Unit-Air-Source) | 27VNA336A*030* |  |  | CSAH*3612AM*+UI | 59MN7C100C21**22 | 33400 | 19 | 9 | 34800 | 26600 | 76.44% | 1.92 | 0 | 11 |  |  |  | No | R-454B | 2.7833 | Residential & Commercial | Ducted CEE Tier 1
215933254 | Central HP <5.4 tons | CARRIER | HRCU-A-CB (Split System: Heat Pump with Remote Outdoor Unit-Air-Source) | 27VNA336A*030* |  |  | CSAH*3612AM*+UI | 59TN6C100C21**22 | 33400 | 19 | 9 | 34800 | 26600 | 76.44% | 1.92 | 0 | 11 |  |  |  | No | R-454B | 2.7833 | Residential & Commercial | Ducted CEE Tier 1
215933604 | Central HP <5.4 tons | CARRIER | HRCU-A-CB (Split System: Heat Pump with Remote Outdoor Unit-Air-Source) | 27VNA336A*030* |  |  | CSAH*4812AM*+UI | 59CU5B060C17**16 | 33600 | 19 | 9 | 35200 | 27000 | 76.7% | 1.92 | 0 | 11 |  |  |  | No | R-454B | 2.8 | Residential & Commercial | Ducted CEE Tier 1
215933674 | Central HP <5.4 tons | CARRIER | HRCU-A-CB (Split System: Heat Pump with Remote Outdoor Unit-Air-Source) | 27VNA336A*030* |  |  | CSAH*4812AM*+UI | 59MN7C120C24**22 | 33800 | 19.5 | 9 | 35000 | 26600 | 76% | 1.92 | 0 | 11.5 |  |  |  | No | R-454B | 2.8167 | Residential & Commercial | Ducted CEE Tier 1
215934624 | Central HP <5.4 tons | CARRIER | HRCU-A-CB (Split System: Heat Pump with Remote Outdoor Unit-Air-Source) | 27VNA336A*030* |  |  | CVAMA2517XMA*+UI | 59MN7C060C17**14 | 34000 | 20 | 8.1 | 38000 | 27200 | 71.58% | 2 | 0 | 11 |  |  |  | No | R-454B | 2.8333 | Residential & Commercial | Ducted CEE Tier 1
215934694 | Central HP <5.4 tons | CARRIER | HRCU-A-CB (Split System: Heat Pump with Remote Outdoor Unit-Air-Source) | 27VNA336A*030* |  |  | CVAMA3217XMA*+UI | 59TN6C040C14**10 | 33800 | 19.5 | 8.1 | 37200 | 26600 | 71.51% | 2.02 | 0 | 11.5 |  |  |  | No | R-454B | 2.8167 | Residential & Commercial | Ducted CEE Tier 1
215934774 | Central HP <5.4 tons | CARRIER | HRCU-A-CB (Split System: Heat Pump with Remote Outdoor Unit-Air-Source) | 27VNA336A*030* |  |  | CVAMA4421XMA*+UI | 58CU*A040C17**12 | 35600 | 22 | 8.5 | 38000 | 28800 | 75.79% | 2.02 | 0 | 12 |  |  |  | No | R-454B | 2.9667 | Residential & Commercial | Ducted CEE Tier 1
214595047 | Central HP <5.4 tons | CHAMPION HEATING AND COOLING | HRCU-A-CB (Split System: Heat Pump with Remote Outdoor Unit-Air-Source) | HH836E2S11 |  |  | CTF36C5CDS1 | Z8ES100C20SMPS1 | 34600 | 18 | 8.5 | 32200 | 26200 | 81.37% | 2 | 0 | 11 |  |  |  | No | R-454B | 2.8833 | Residential & Commercial | Ducted CEE Tier 1
214595072 | Central HP <5.4 tons | CHAMPION HEATING AND COOLING | HRCU-A-CB (Split System: Heat Pump with Remote Outdoor Unit-Air-Source) | HH836E2S11 |  |  | CTM48C5CFS1 | Z8ES120C20SMPS1 | 34200 | 19 | 9 | 32000 | 25400 | 79.38% | 2 | 0 | 11 |  |  |  | No | R-454B | 2.85 | Residential & Commercial | Ducted CEE Tier 1
214398568 | Central HP <5.4 tons | CHAMPION HEATING AND COOLING | HRCU-A-CB (Split System: Heat Pump with Remote Outdoor Unit-Air-Source) | HH836E2S11 |  |  | CTM36C5CDS1 | TL9E100C20UH11 | 34200 | 17 | 8.5 | 32000 | 26200 | 81.88% | 2 | 0 | 11 |  |  |  | No | R-454B | 2.85 | Residential & Commercial | Ducted CEE Tier 1
216374557 | Central HP <5.4 tons | CHAMPION HEATING AND COOLING | HRCU-A-CB (Split System: Heat Pump with Remote Outdoor Unit-Air-Source) | HH836E2S11 |  |  | CTF48C5CFS1 | Z9ET080C16SMPS1 | 33800 | 19 | 9.5 | 32400 | 24200 | 74.69% | 2 | 0 | 11 |  |  |  | No | R-454B | 2.8167 | Residential & Commercial | Ducted CEE Tier 1
214719912 | Central HP <5.4 tons | FRASER-JOHNSTON | HRCU-A-CB (Split System: Heat Pump with Remote Outdoor Unit-Air-Source) | HH836E2S11 |  |  | CTU48C5XFS1+TXV | TM8Y120C20MP11 | 34400 | 19 | 9 | 32600 | 25800 | 79.14% | 2 | 0 | 11 |  |  |  | No | R-454B | 2.8667 | Residential & Commercial | Ducted CEE Tier 1
214719860 | Central HP <5.4 tons | FRASER-JOHNSTON | HRCU-A-CB (Split System: Heat Pump with Remote Outdoor Unit-Air-Source) | HH836E2S11 |  |  | CTU48C5XFS1+TXV | TM8E120C20MP11 | 34400 | 17 | 8.5 | 32400 | 25600 | 79.01% | 2 | 0 | 11 |  |  |  | No | R-454B | 2.8667 | Residential & Commercial | Ducted CEE Tier 1
214606489 | Central HP <5.4 tons | CHAMPION HEATING AND COOLING | HRCU-A-C (Split System: Heat Pump with Remote Outdoor Unit with No Indoor Fan --Air Source) | HH836E2S11 |  |  | CTF36C5CDS1 |  | 33600 | 15.2 | 8.5 | 32200 | 23400 | 72.67% | 2 | 0 | 10 |  |  |  | No | R-454B | 2.8 | Residential & Commercial | Ducted CEE Tier 1
214396501 | Central HP <5.4 tons | CHAMPION HEATING AND COOLING | HRCU-A-CB (Split System: Heat Pump with Remote Outdoor Unit-Air-Source) | HH836E2S11 |  |  | CTF48C5CFS1 | TM8E100C20MP11 | 34400 | 17 | 8.5 | 32600 | 25800 | 79.14% | 2 | 0 | 11 |  |  |  | No | R-454B | 2.8667 | Residential & Commercial | Ducted CEE Tier 1
214396828 | Central HP <5.4 tons | CHAMPION HEATING AND COOLING | HRCU-A-CB (Split System: Heat Pump with Remote Outdoor Unit-Air-Source) | HH836E2S11 |  |  | CTM36B5CDS1 | TMLE100B12MP11 | 33200 | 18 | 8.5 | 31200 | 25000 | 80.13% | 2 | 0 | 11 |  |  |  | No | R-454B | 2.7667 | Residential & Commercial | Ducted CEE Tier 1
211393455 | Central HP <5.4 tons | COLEMAN | HRCU-A-CB (Split System: Heat Pump with Remote Outdoor Unit-Air-Source) | HMH72B341 |  |  | XAFC36DBCN1 | TL8E080C16UH11 | 34000 | 17.5 | 8.1 | 34000 | 24200 | 71.18% | 2.1 | 0 | 10 |  |  |  | No | R-410A | 2.8333 | Residential & Commercial | Ducted CEE Tier 1
214606507 | Central HP <5.4 tons | CHAMPION HEATING AND COOLING | HRCU-A-C (Split System: Heat Pump with Remote Outdoor Unit with No Indoor Fan --Air Source) | HH836E2S11 |  |  | CTM36C5CDS1 |  | 33400 | 15.2 | 8.5 | 31800 | 23200 | 72.96% | 2 | 0 | 10 |  |  |  | No | R-454B | 2.7833 | Residential & Commercial | Ducted CEE Tier 1
214606490 | Central HP <5.4 tons | CHAMPION HEATING AND COOLING | HRCU-A-C (Split System: Heat Pump with Remote Outdoor Unit with No Indoor Fan --Air Source) | HH836E2S11 |  |  | CTM48C5CFS1 |  | 31600 | 15.2 | 8.5 | 30800 | 22200 | 72.08% | 2 | 0 | 10 |  |  |  | No | R-454B | 2.6333 | Residential & Commercial | Ducted CEE Tier 1
216374639 | Central HP <5.4 tons | CHAMPION HEATING AND COOLING | HRCU-A-CB (Split System: Heat Pump with Remote Outdoor Unit-Air-Source) | HH836E2S11 |  |  | CTM48C5CFS1 | Z9ET080C16SMPS1 | 33800 | 19 | 9.5 | 32400 | 24200 | 74.69% | 2 | 0 | 11 |  |  |  | No | R-454B | 2.8167 | Residential & Commercial | Ducted CEE Tier 1
214398600 | Central HP <5.4 tons | CHAMPION HEATING AND COOLING | HRCU-A-CB (Split System: Heat Pump with Remote Outdoor Unit-Air-Source) | HH836E2S11 |  |  | CTF48C5CFS1 | TM8Y100C20MP11 | 34400 | 19 | 9 | 32600 | 25800 | 79.14% | 2 | 0 | 11 |  |  |  | No | R-454B | 2.8667 | Residential & Commercial | Ducted CEE Tier 1
214398625 | Central HP <5.4 tons | CHAMPION HEATING AND COOLING | HRCU-A-CB (Split System: Heat Pump with Remote Outdoor Unit-Air-Source) | HH836E2S11 |  |  | CTF48C5CFS1 | TM8Y080C16MP11 | 33200 | 19 | 9 | 31400 | 25000 | 79.62% | 2 | 0 | 11 |  |  |  | No | R-454B | 2.7667 | Residential & Commercial | Ducted CEE Tier 1
211389385 | Central HP <5.4 tons | COLEMAN | HRCU-A-CB (Split System: Heat Pump with Remote Outdoor Unit-Air-Source) | HMH72B341 |  |  | XAFC36DBCN1 | TM8Y120C20MP11 | 34000 | 17.5 | 8.5 | 33800 | 23800 | 70.41% | 2.1 | 0 | 10 |  |  |  | No | R-410A | 2.8333 | Residential & Commercial | Ducted CEE Tier 1
214606517 | Central HP <5.4 tons | CHAMPION HEATING AND COOLING | HRCU-A-C (Split System: Heat Pump with Remote Outdoor Unit with No Indoor Fan --Air Source) | HH836E2S11 |  |  | CTM36B5CDS1 |  | 32800 | 15.2 | 8.1 | 31000 | 22600 | 72.9% | 2 | 0 | 11 |  |  |  | No | R-454B | 2.7333 | Residential & Commercial | Ducted CEE Tier 1
214398150 | Central HP <5.4 tons | CHAMPION HEATING AND COOLING | HRCU-A-CB (Split System: Heat Pump with Remote Outdoor Unit-Air-Source) | HH836E2S11 |  |  | CTM36C5CDS1 | TM9V080C16MP12 | 33800 | 17 | 8.5 | 31800 | 26000 | 81.76% | 2 | 0 | 11 |  |  |  | No | R-454B | 2.8167 | Residential & Commercial | Ducted CEE Tier 1
214398514 | Central HP <5.4 tons | CHAMPION HEATING AND COOLING | HRCU-A-CB (Split System: Heat Pump with Remote Outdoor Unit-Air-Source) | HH836E2S11 |  |  | CTM36B5CDS1 | TP9C080B12MP13 | 33000 | 17 | 8.5 | 30600 | 25000 | 81.7% | 2 | 0 | 11 |  |  |  | No | R-454B | 2.75 | Residential & Commercial | Ducted CEE Tier 1
214398091 | Central HP <5.4 tons | CHAMPION HEATING AND COOLING | HRCU-A-CB (Split System: Heat Pump with Remote Outdoor Unit-Air-Source) | HH836E2S11 |  |  | CTM36B5CDS1 | TM9V060B12MP12 | 33000 | 17 | 8.5 | 31000 | 25400 | 81.94% | 2 | 0 | 11 |  |  |  | No | R-454B | 2.75 | Residential & Commercial | Ducted CEE Tier 1
214398130 | Central HP <5.4 tons | CHAMPION HEATING AND COOLING | HRCU-A-CB (Split System: Heat Pump with Remote Outdoor Unit-Air-Source) | HH836E2S11 |  |  | CTF36C5CDS1 | TM8Y100C16MP11 | 33600 | 18 | 8.5 | 30800 | 25200 | 81.82% | 2 | 0 | 11.7 |  |  |  | No | R-454B | 2.8 | Residential & Commercial | Ducted CEE Tier 1
214595022 | Central HP <5.4 tons | CHAMPION HEATING AND COOLING | HRCU-A-CB (Split System: Heat Pump with Remote Outdoor Unit-Air-Source) | HH836E2S11 |  |  | CTM36B5CDS1 | Z8ES080B12SMPS1 | 33600 | 18 | 8.5 | 31200 | 25600 | 82.05% | 2 | 0 | 11 |  |  |  | No | R-454B | 2.8 | Residential & Commercial | Ducted CEE Tier 1
214398484 | Central HP <5.4 tons | CHAMPION HEATING AND COOLING | HRCU-A-CB (Split System: Heat Pump with Remote Outdoor Unit-Air-Source) | HH836E2S11 |  |  | CTM48C5CFS1 | TMLE100C16MP11 | 33600 | 19 | 9 | 31400 | 25400 | 80.89% | 2 | 0 | 11 |  |  |  | No | R-454B | 2.8 | Residential & Commercial | Ducted CEE Tier 1
214398489 | Central HP <5.4 tons | CHAMPION HEATING AND COOLING | HRCU-A-CB (Split System: Heat Pump with Remote Outdoor Unit-Air-Source) | HH836E2S11 |  |  | CTM36B5CDS1 | TM8Y080B12MP11 | 33400 | 18 | 8.5 | 31200 | 25600 | 82.05% | 2 | 0 | 11 |  |  |  | No | R-454B | 2.7833 | Residential & Commercial | Ducted CEE Tier 1
214397805 | Central HP <5.4 tons | CHAMPION HEATING AND COOLING | HRCU-A-CB (Split System: Heat Pump with Remote Outdoor Unit-Air-Source) | HH836E2S11 |  |  | CTM48C5CFS1 | TM9Y100C16MP11 | 32800 | 19 | 9 | 31000 | 25200 | 81.29% | 2 | 0 | 11 |  |  |  | No | R-454B | 2.7333 | Residential & Commercial | Ducted CEE Tier 1
214595057 | Central HP <5.4 tons | CHAMPION HEATING AND COOLING | HRCU-A-CB (Split System: Heat Pump with Remote Outdoor Unit-Air-Source) | HH836E2S11 |  |  | CTM48C5CFS1 | Z8ES100C16SMPS1 | 34000 | 19 | 9 | 31600 | 25200 | 79.75% | 2 | 0 | 11 |  |  |  | No | R-454B | 2.8333 | Residential & Commercial | Ducted CEE Tier 1
216374552 | Central HP <5.4 tons | CHAMPION HEATING AND COOLING | HRCU-A-CB (Split System: Heat Pump with Remote Outdoor Unit-Air-Source) | HH836E2S11 |  |  | CTF36C5CDS1 | Z9ET080C16SMPS1 | 33400 | 18 | 8.5 | 31000 | 23800 | 76.77% | 2 | 0 | 11 |  |  |  | No | R-454B | 2.7833 | Residential & Commercial | Ducted CEE Tier 1
214398605 | Central HP <5.4 tons | CHAMPION HEATING AND COOLING | HRCU-A-CB (Split System: Heat Pump with Remote Outdoor Unit-Air-Source) | HH836E2S11 |  |  | CTF48C5CFS1 | TL9E080C16UH11 | 33400 | 18 | 9 | 31400 | 25400 | 80.89% | 2 | 0 | 11 |  |  |  | No | R-454B | 2.7833 | Residential & Commercial | Ducted CEE Tier 1
211393440 | Central HP <5.4 tons | COLEMAN | HRCU-A-CB (Split System: Heat Pump with Remote Outdoor Unit-Air-Source) | HMH72B341 |  |  | XAFC36DXXN1+TXV | TL8E080C16UH11 | 34000 | 17.5 | 8.1 | 34000 | 24200 | 71.18% | 2.1 | 0 | 10 |  |  |  | No | R-410A | 2.8333 | Residential & Commercial | Ducted CEE Tier 1
214398214 | Central HP <5.4 tons | CHAMPION HEATING AND COOLING | HRCU-A-CB (Split System: Heat Pump with Remote Outdoor Unit-Air-Source) | HH836E2S11 |  |  | CTF48C5CFS1 | TM9Y080C16MP11 | 32800 | 19 | 9 | 31000 | 25200 | 81.29% | 2 | 0 | 11 |  |  |  | No | R-454B | 2.7333 | Residential & Commercial | Ducted CEE Tier 1
214397712 | Central HP <5.4 tons | CHAMPION HEATING AND COOLING | HRCU-A-CB (Split System: Heat Pump with Remote Outdoor Unit-Air-Source) | HH836E2S11 |  |  | CTM36C5CDS1 | TMLE120C16MP11 | 33800 | 18 | 8.5 | 31600 | 25800 | 81.65% | 2 | 0 | 11 |  |  |  | No | R-454B | 2.8167 | Residential & Commercial | Ducted CEE Tier 1
214397739 | Central HP <5.4 tons | CHAMPION HEATING AND COOLING | HRCU-A-CB (Split System: Heat Pump with Remote Outdoor Unit-Air-Source) | HH836E2S11 |  |  | CTM36C5CDS1 | TMLE120C20MP11 | 34600 | 16 | 8.5 | 32600 | 26800 | 82.21% | 2 | 0 | 11 |  |  |  | No | R-454B | 2.8833 | Residential & Commercial | Ducted CEE Tier 1
212973679 | Central HP <5.4 tons | KEEPRITE | HRCU-A-CB (Split System: Heat Pump with Remote Outdoor Unit-Air-Source) | DLCURAH18ABK |  |  | EA*4X25L17A* | *96VSN0801716B* | 17800 | 16.5 | 8.1 | 17600 | 17800 | 101.1% | 2.14 | 0 | 10.5 |  |  |  | No | R-410A | 1.4833 | Residential & Commercial | Ducted CEE Tier 1
212973309 | Central HP <5.4 tons | KEEPRITE | HRCU-A-CB (Split System: Heat Pump with Remote Outdoor Unit-Air-Source) | DLCURAH18ABK |  |  | EA*4X24L14A* | *96VSN0601412B* | 17200 | 16 | 8.5 | 18100 | 19400 | 107.2% | 2.34 | 0 | 10.5 |  |  |  | No | R-410A | 1.4333 | Residential & Commercial | Ducted CEE Tier 1
213063059 | Central HP <5.4 tons | ACIQ | HRCU-A-CB (Split System: Heat Pump with Remote Outdoor Unit-Air-Source) | HVH825GKA3* |  |  | EA*4X30L17A*+WALLCON | *80CSU0601716A* | 23400 | 16.5 | 8.1 | 21600 | 16700 | 77.31% | 1.9 | 11 | 10.5 |  |  |  | No | R-410A | 1.95 | Residential & Commercial | Ducted CEE Tier 1
213067290 | Central HP <5.4 tons | ACIQ | HRCU-A-CB (Split System: Heat Pump with Remote Outdoor Unit-Air-Source) | HVH825GKA3* |  |  | EA*4X42L21A*+WALLCON | *96CTN1002122A* | 23800 | 16.5 | 8.1 | 21400 | 16600 | 77.57% | 1.96 | 0 | 11 |  |  |  | No | R-410A | 1.9833 | Residential & Commercial | Ducted CEE Tier 1
213067304 | Central HP <5.4 tons | ACIQ | HRCU-A-CB (Split System: Heat Pump with Remote Outdoor Unit-Air-Source) | HVH825GKA3* |  |  | EA*4X43L21A*+WALLCON | *95CSU1002122A* | 24400 | 17 | 8.5 | 21200 | 16600 | 78.3% | 2.04 | 0 | 11 |  |  |  | No | R-410A | 2.0333 | Residential & Commercial | Ducted CEE Tier 1
213067374 | Central HP <5.4 tons | ACIQ | HRCU-A-CB (Split System: Heat Pump with Remote Outdoor Unit-Air-Source) | HVH825GKA3* |  |  | EN(A,D,W)4X48L21**+WALLCON | *80CSU1002120A* | 24000 | 16.5 | 8.1 | 21400 | 16600 | 77.57% | 2 | 0 | 11 |  |  |  | No | R-410A | 2 | Residential & Commercial | Ducted CEE Tier 1
213067407 | Central HP <5.4 tons | ACIQ | HRCU-A-CB (Split System: Heat Pump with Remote Outdoor Unit-Air-Source) | HVH825GKA3* |  |  | EHD4X42AAL+WALLCON | *97CMN1002122A* | 24200 | 16 | 8.1 | 21400 | 16600 | 77.57% | 2 | 0 | 10.5 |  |  |  | No | R-410A | 2.0167 | Residential & Commercial | Ducted CEE Tier 1
214584662 | Central HP <5.4 tons | LUXAIRE | HRCU-A-CB (Split System: Heat Pump with Remote Outdoor Unit-Air-Source) | HH824E2S11 |  |  | CTF36B5ADS1 | Z8ES100B12SMPS1 | 23000 | 19 | 9.5 | 23000 | 18800 | 81.74% | 2 | 0 | 12 |  |  |  | No | R-454B | 1.9167 | Residential & Commercial | Ducted CEE Tier 1
213067521 | Central HP <5.4 tons | ACIQ | HRCU-A-CB (Split System: Heat Pump with Remote Outdoor Unit-Air-Source) | HVH825GKA2* |  |  | EA*4X43L21A*+WALLCON | *95CSU0601716A* | 24400 | 16.5 | 8.1 | 21200 | 16700 | 78.77% | 2.02 | 0 | 10.5 |  |  |  | No | R-410A | 2.0333 | Residential & Commercial | Ducted CEE Tier 1
213067524 | Central HP <5.4 tons | ACIQ | HRCU-A-CB (Split System: Heat Pump with Remote Outdoor Unit-Air-Source) | HVH825GKA2* |  |  | EA*4X43L21A*+WALLCON | *96CTN0601714A* | 24400 | 16.5 | 8.1 | 21200 | 16700 | 78.77% | 2.02 | 0 | 11 |  |  |  | No | R-410A | 2.0333 | Residential & Commercial | Ducted CEE Tier 1
213067540 | Central HP <5.4 tons | ACIQ | HRCU-A-CB (Split System: Heat Pump with Remote Outdoor Unit-Air-Source) | HVH825GKA2* |  |  | EA*4X48L21A*+WALLCON | *96CTN0601714A* | 24000 | 16.5 | 8.1 | 21000 | 16600 | 79.05% | 2 | 0 | 11 |  |  |  | No | R-410A | 2 | Residential & Commercial | Ducted CEE Tier 1
213067555 | Central HP <5.4 tons | ACIQ | HRCU-A-CB (Split System: Heat Pump with Remote Outdoor Unit-Air-Source) | HVH825GKA2* |  |  | EA*4X48L24A*+WALLCON | *97CMN1202422A* | 24000 | 16.5 | 8.1 | 21000 | 16600 | 79.05% | 2.02 | 0 | 11 |  |  |  | No | R-410A | 2 | Residential & Commercial | Ducted CEE Tier 1
213067557 | Central HP <5.4 tons | ACIQ | HRCU-A-CB (Split System: Heat Pump with Remote Outdoor Unit-Air-Source) | HVH825GKA2* |  |  | EHD4X42AAL+WALLCON | *80CSU0601716A* | 24200 | 16 | 8.1 | 21400 | 16600 | 77.57% | 2 | 0 | 10.5 |  |  |  | No | R-410A | 2.0167 | Residential & Commercial | Ducted CEE Tier 1
214279937 | Central HP <5.4 tons | KEEPRITE | HRCU-A-CB (Split System: Heat Pump with Remote Outdoor Unit-Air-Source) | DLCURAH24ABK |  |  | EA*4X37L17A* | *96MSN0601716A* | 24200 | 16.5 | 9 | 25400 | 21800 | 85.83% | 1.82 | 0 | 10 |  |  |  | No | R-410A | 2.0167 | Residential & Commercial | Ducted CEE Tier 1
212976001 | Central HP <5.4 tons | KEEPRITE | HRCU-A-CB (Split System: Heat Pump with Remote Outdoor Unit-Air-Source) | DLCURAH24ABK |  |  | EA*4X24L17A* | *96VTN0801716B* | 23600 | 16.5 | 8.5 | 27000 | 25600 | 94.81% | 2.14 | 0 | 10 |  |  |  | No | R-410A | 1.9667 | Residential & Commercial | Ducted CEE Tier 1
212976092 | Central HP <5.4 tons | KEEPRITE | HRCU-A-CB (Split System: Heat Pump with Remote Outdoor Unit-Air-Source) | DLCURAH24ABK |  |  | EN(A,D)4X24L17** | *96VTN0801716B* | 23400 | 16.5 | 8.5 | 27000 | 24800 | 91.85% | 2.04 | 0 | 10 |  |  |  | No | R-410A | 1.95 | Residential & Commercial | Ducted CEE Tier 1
212976671 | Central HP <5.4 tons | KEEPRITE | HRCU-A-CB (Split System: Heat Pump with Remote Outdoor Unit-Air-Source) | DLCURAH24ABK |  |  | EA*4X36L21A* | *96VTN1002120B* | 23600 | 17.5 | 8.5 | 26200 | 23800 | 90.84% | 1.98 | 0 | 10 |  |  |  | No | R-410A | 1.9667 | Residential & Commercial | Ducted CEE Tier 1
212975063 | Central HP <5.4 tons | KEEPRITE | HRCU-A-CB (Split System: Heat Pump with Remote Outdoor Unit-Air-Source) | DLCURAH24ABK |  |  | EN(A,D,W)4X36L17** | *96VTN0401410B* | 23400 | 16 | 8.1 | 26400 | 24600 | 93.18% | 2.04 | 0 | 10 |  |  |  | No | R-410A | 1.95 | Residential & Commercial | Ducted CEE Tier 1
213067187 | Central HP <5.4 tons | ACIQ | HRCU-A-CB (Split System: Heat Pump with Remote Outdoor Unit-Air-Source) | HVH837GKA2* |  |  | EHD4X60AAL+WALLCON | *80CSU0401712A* | 33000 | 17 | 8.1 | 32200 | 24800 | 77.02% | 1.98 | 0 | 11 |  |  |  | No | R-410A | 2.75 | Residential & Commercial | Ducted CEE Tier 1
213067190 | Central HP <5.4 tons | ACIQ | HRCU-A-CB (Split System: Heat Pump with Remote Outdoor Unit-Air-Source) | HVH837GKA2* |  |  | EHD4X60AAL+WALLCON | *80CTL0701716A* | 32800 | 17 | 8.1 | 32400 | 25000 | 77.16% | 2 | 0 | 11 |  |  |  | No | R-410A | 2.7333 | Residential & Commercial | Ducted CEE Tier 1
210470862 | Central HP <5.4 tons | KEEPRITE | HRCU-A-CB (Split System: Heat Pump with Remote Outdoor Unit-Air-Source) | CVH837GKA2* |  |  | EN(A,D)4X48L24**+WALLCON | *80CSU1002120A* | 32400 | 17 | 8.1 | 33000 | 24800 | 75.15% | 1.94 | 0 | 11.5 |  |  |  | No | R-410A | 2.7 | Residential & Commercial | Ducted CEE Tier 1
210470971 | Central HP <5.4 tons | KEEPRITE | HRCU-A-CB (Split System: Heat Pump with Remote Outdoor Unit-Air-Source) | CVH837GKA2* |  |  | EN(A,D,W)4X60L24**+WALLCON | *97CMN1202422A* | 32800 | 17.5 | 8.1 | 32200 | 24800 | 77.02% | 1.96 | 0 | 11.7 |  |  |  | No | R-410A | 2.7333 | Residential & Commercial | Ducted CEE Tier 1
210471026 | Central HP <5.4 tons | KEEPRITE | HRCU-A-CB (Split System: Heat Pump with Remote Outdoor Unit-Air-Source) | CVH837GKA2* |  |  | EHD4X36AAL+WALLCON | *95CSU0802120A* | 32200 | 16.5 | 8.1 | 33200 | 24600 | 74.1% | 1.94 | 0 | 11 |  |  |  | No | R-410A | 2.6833 | Residential & Commercial | Ducted CEE Tier 1
210470165 | Central HP <5.4 tons | KEEPRITE | HRCU-A-CB (Split System: Heat Pump with Remote Outdoor Unit-Air-Source) | CVH837GKA2* |  |  | EA*4X42L21A*+WALLCON | *80CSU1002120A* | 31800 | 17 | 8.1 | 33200 | 24400 | 73.49% | 1.88 | 0 | 11 |  |  |  | No | R-410A | 2.65 | Residential & Commercial | Ducted CEE Tier 1
210470294 | Central HP <5.4 tons | KEEPRITE | HRCU-A-CB (Split System: Heat Pump with Remote Outdoor Unit-Air-Source) | CVH837GKA2* |  |  | EA*4X60L24A*+WALLCON | *96CTN1202422A* | 32800 | 18 | 8.5 | 31800 | 24800 | 77.99% | 2 | 0 | 11.7 |  |  |  | No | R-410A | 2.7333 | Residential & Commercial | Ducted CEE Tier 1
213069262 | Central HP <5.4 tons | ACIQ | HRCU-A-CB (Split System: Heat Pump with Remote Outdoor Unit-Air-Source) | DLCURAH36ABK |  |  | EA*4X37L17A* | *80VTL0701716A* | 36400 | 15.5 | 8.5 | 39500 | 35000 | 88.61% | 2.04 | 0 | 10 |  |  |  | No | R-410A | 3.0333 | Residential & Commercial | Ducted CEE Tier 1
213069276 | Central HP <5.4 tons | ACIQ | HRCU-A-CB (Split System: Heat Pump with Remote Outdoor Unit-Air-Source) | DLCURAH36ABK |  |  | EA*4X37L21A* | *80ES(N,L)0702116A* | 37200 | 15.5 | 8.5 | 38500 | 35000 | 90.91% | 2.12 | 0 | 10 |  |  |  | No | R-410A | 3.1 | Residential & Commercial | Ducted CEE Tier 1
213069279 | Central HP <5.4 tons | ACIQ | HRCU-A-CB (Split System: Heat Pump with Remote Outdoor Unit-Air-Source) | DLCURAH36ABK |  |  | EA*4X37L21A* | *80ES(N,L)0902120A* | 36800 | 16 | 8.5 | 38500 | 34800 | 90.39% | 2.1 | 0 | 10 |  |  |  | No | R-410A | 3.0667 | Residential & Commercial | Ducted CEE Tier 1
212970421 | Central HP <5.4 tons | DAY & NIGHT | HRCU-A-CB (Split System: Heat Pump with Remote Outdoor Unit-Air-Source) | DLCURAH36ABK |  |  | EA*4X43L21A* | *80VSL0701716B* | 36400 | 16 | 8.5 | 38500 | 35000 | 90.91% | 2.06 | 0 | 10 |  |  |  | No | R-410A | 3.0333 | Residential & Commercial | Ducted CEE Tier 1
213069293 | Central HP <5.4 tons | ACIQ | HRCU-A-CB (Split System: Heat Pump with Remote Outdoor Unit-Air-Source) | DLCURAH36ABK |  |  | EA*4X37L21A* | *92ESN0802120A* | 37400 | 16 | 8.5 | 38500 | 34800 | 90.39% | 2.14 | 0 | 10 |  |  |  | No | R-410A | 3.1167 | Residential & Commercial | Ducted CEE Tier 1
213069326 | Central HP <5.4 tons | ACIQ | HRCU-A-CB (Split System: Heat Pump with Remote Outdoor Unit-Air-Source) | DLCURAH36ABK |  |  | EA*4X42L21A* | *80ESU0601716A | 35000 | 16.5 | 8.1 | 38500 | 35000 | 90.91% | 1.86 | 0 | 10 |  |  |  | No | R-410A | 2.9167 | Residential & Commercial | Ducted CEE Tier 1
213069377 | Central HP <5.4 tons | ACIQ | HRCU-A-CB (Split System: Heat Pump with Remote Outdoor Unit-Air-Source) | DLCURAH36ABK |  |  | EA*4X42L24A* | *95ESN1002120A* | 36000 | 15.5 | 8.1 | 39500 | 35200 | 89.11% | 1.92 | 0 | 10 |  |  |  | No | R-410A | 3 | Residential & Commercial | Ducted CEE Tier 1
213069394 | Central HP <5.4 tons | ACIQ | HRCU-A-CB (Split System: Heat Pump with Remote Outdoor Unit-Air-Source) | DLCURAH36ABK |  |  | EA*4X43L21A* | *80ES(N,L)0451712A* | 36000 | 15.5 | 8.5 | 38500 | 34800 | 90.39% | 2.06 | 0 | 10 |  |  |  | No | R-410A | 3 | Residential & Commercial | Ducted CEE Tier 1
215932464 | Central HP <5.4 tons | CARRIER | HRCU-A-CB (Split System: Heat Pump with Remote Outdoor Unit-Air-Source) | 27VNA336A*030* |  |  | CAA**4821AM*+UI | 59MN7C060C17**14 | 33000 | 19.5 | 9.5 | 34000 | 26000 | 76.47% | 2.04 | 0 | 11 |  |  |  | No | R-454B | 2.75 | Residential & Commercial | Ducted CEE Tier 1
215932664 | Central HP <5.4 tons | CARRIER | HRCU-A-CB (Split System: Heat Pump with Remote Outdoor Unit-Air-Source) | 27VNA336A*030* |  |  | CAA**6121AM*+UI | 58CU*A060C17**16 | 34400 | 20.5 | 9.5 | 34400 | 26000 | 75.58% | 2.06 | 0 | 11.7 |  |  |  | No | R-454B | 2.8667 | Residential & Commercial | Ducted CEE Tier 1
215933084 | Central HP <5.4 tons | CARRIER | HRCU-A-CB (Split System: Heat Pump with Remote Outdoor Unit-Air-Source) | 27VNA336A*030* |  |  | CSAH*3612AM*+UI | 58TN*B070C21**20 | 33200 | 19 | 9 | 35000 | 26800 | 76.57% | 1.92 | 0 | 11 |  |  |  | No | R-454B | 2.7667 | Residential & Commercial | Ducted CEE Tier 1
215933134 | Central HP <5.4 tons | CARRIER | HRCU-A-CB (Split System: Heat Pump with Remote Outdoor Unit-Air-Source) | 27VNA336A*030* |  |  | CSAH*3612AM*+UI | 59CU5B060C17**16 | 33000 | 18.5 | 9 | 35400 | 27200 | 76.84% | 1.92 | 0 | 11 |  |  |  | No | R-454B | 2.75 | Residential & Commercial | Ducted CEE Tier 1
215933434 | Central HP <5.4 tons | CARRIER | HRCU-A-CB (Split System: Heat Pump with Remote Outdoor Unit-Air-Source) | 27VNA336A*030* |  |  | CSAH*4212AM*+UI | 59MN7C100C21**22 | 33600 | 19 | 9 | 34600 | 26600 | 76.88% | 1.94 | 0 | 11.5 |  |  |  | No | R-454B | 2.8 | Residential & Commercial | Ducted CEE Tier 1
215933534 | Central HP <5.4 tons | CARRIER | HRCU-A-CB (Split System: Heat Pump with Remote Outdoor Unit-Air-Source) | 27VNA336A*030* |  |  | CSAH*4812AM*+UI | 58TN*B045C17**12 | 33400 | 18.5 | 9 | 35600 | 27400 | 76.97% | 1.9 | 0 | 10.5 |  |  |  | No | R-454B | 2.7833 | Residential & Commercial | Ducted CEE Tier 1
215933834 | Central HP <5.4 tons | CARRIER | HRCU-A-CB (Split System: Heat Pump with Remote Outdoor Unit-Air-Source) | 27VNA336A*030* |  |  | CSAH*6012AM*+UI | 59CU5B080C21**20 | 34200 | 19.5 | 9 | 34400 | 26000 | 75.58% | 1.96 | 0 | 11.7 |  |  |  | No | R-454B | 2.85 | Residential & Commercial | Ducted CEE Tier 1
212973197 | Central HP <5.4 tons | DAY & NIGHT | HRCU-A-CB (Split System: Heat Pump with Remote Outdoor Unit-Air-Source) | DLCURAH24ABK |  |  | EA*4X25L17A* | *96VSN0401712B* | 24200 | 16 | 8.5 | 25400 | 21800 | 85.83% | 1.8 | 0 | 10 |  |  |  | No | R-410A | 2.0167 | Residential & Commercial | Ducted CEE Tier 1
213069628 | Central HP <5.4 tons | ACIQ | HRCU-A-CB (Split System: Heat Pump with Remote Outdoor Unit-Air-Source) | DLCURAH24ABK |  |  | FJMA4*24L*B* |  | 24000 | 16 | 9 | 26400 | 23400 | 88.64% | 1.92 | 0 | 10 |  |  |  | No | R-410A | 2 | Residential & Commercial | Ducted CEE Tier 1
212979247 | Central HP <5.4 tons | KEEPRITE | HRCU-A-CB (Split System: Heat Pump with Remote Outdoor Unit-Air-Source) | DLCURAH24ABK |  |  | EN(A,D)4X36L21** | *80MS(N,L)0701716A* | 23600 | 17 | 8.5 | 26400 | 24200 | 91.67% | 2.02 | 0 | 10.5 |  |  |  | No | R-410A | 1.9667 | Residential & Commercial | Ducted CEE Tier 1
212975669 | Central HP <5.4 tons | KEEPRITE | HRCU-A-CB (Split System: Heat Pump with Remote Outdoor Unit-Air-Source) | DLCURAH24ABK |  |  | EA*4X30L14A* | *96VTN0601412B* | 23400 | 16.5 | 8.5 | 26200 | 25000 | 95.42% | 2.08 | 0 | 10 |  |  |  | No | R-410A | 1.95 | Residential & Commercial | Ducted CEE Tier 1
215668952 | Central HP <5.4 tons | DAY & NIGHT | HRCU-A-CB (Split System: Heat Pump with Remote Outdoor Unit-Air-Source) | C5H0V36*K*AAA* |  |  | EA*5X43M21A*+WALLCON | *80CSU0401712A* | 34400 | 18 | 9 | 35200 | 25200 | 71.59% | 1.88 | 0 | 10 |  |  |  | No | R-454B | 2.8667 | Residential & Commercial | Ducted CEE Tier 1
214396952 | Central HP <5.4 tons | LUXAIRE | HRCU-A-CB (Split System: Heat Pump with Remote Outdoor Unit-Air-Source) | HH836E2S11 |  |  | CTF48C5CFS1 | TMLE120C20MP11 | 34400 | 17 | 8.5 | 32400 | 25600 | 79.01% | 2 | 0 | 11 |  |  |  | No | R-454B | 2.8667 | Residential & Commercial | Ducted CEE Tier 1
214594987 | Central HP <5.4 tons | CHAMPION HEATING AND COOLING | HRCU-A-CB (Split System: Heat Pump with Remote Outdoor Unit-Air-Source) | HH836E2S11 |  |  | CTF36C5CDS1 | Z8ES120C20SMPS1 | 34400 | 18 | 8.5 | 32000 | 26200 | 81.88% | 2 | 0 | 11 |  |  |  | No | R-454B | 2.8667 | Residential & Commercial | Ducted CEE Tier 1
216374715 | Central HP <5.4 tons | CHAMPION HEATING AND COOLING | HRCU-A-CB (Split System: Heat Pump with Remote Outdoor Unit-Air-Source) | HH836E2S11 |  |  | CTF48C5CFS1 | Z9ET100C16SMPS1 | 33400 | 19 | 9.5 | 31400 | 23800 | 75.8% | 2 | 0 | 11 |  |  |  | No | R-454B | 2.7833 | Residential & Commercial | Ducted CEE Tier 1
214396529 | Central HP <5.4 tons | LUXAIRE | HRCU-A-CB (Split System: Heat Pump with Remote Outdoor Unit-Air-Source) | HH836E2S11 |  |  | CTM48C5CFS1 | TMLV100C16MP12 | 33000 | 19 | 9 | 31200 | 25200 | 80.77% | 2 | 0 | 11 |  |  |  | No | R-454B | 2.75 | Residential & Commercial | Ducted CEE Tier 1
214595017 | Central HP <5.4 tons | CHAMPION HEATING AND COOLING | HRCU-A-CB (Split System: Heat Pump with Remote Outdoor Unit-Air-Source) | HH836E2S11 |  |  | CTM36C5CDS1 | Z8ES120C20SMPS1 | 34400 | 18 | 8.5 | 32000 | 26200 | 81.88% | 2 | 0 | 11 |  |  |  | No | R-454B | 2.8667 | Residential & Commercial | Ducted CEE Tier 1
213067688 | Central HP <5.4 tons | ACIQ | HRCU-A-CB (Split System: Heat Pump with Remote Outdoor Unit-Air-Source) | HVH837GKA** |  |  | EA*4X42L21A*+WALLCON | *95CSU0802120A* | 31800 | 17.5 | 8.1 | 33000 | 24400 | 73.94% | 1.9 | 0 | 11 |  |  |  | No | R-410A | 2.65 | Residential & Commercial | Ducted CEE Tier 1
213067689 | Central HP <5.4 tons | ACIQ | HRCU-A-CB (Split System: Heat Pump with Remote Outdoor Unit-Air-Source) | HVH837GKA** |  |  | EA*4X60L24A*+WALLCON | *80CSU1002120A* | 32800 | 17 | 8.1 | 32000 | 24800 | 77.5% | 1.96 | 0 | 11 |  |  |  | No | R-410A | 2.7333 | Residential & Commercial | Ducted CEE Tier 1
213067722 | Central HP <5.4 tons | ACIQ | HRCU-A-CB (Split System: Heat Pump with Remote Outdoor Unit-Air-Source) | HVH837GKA** |  |  | EN(A,D)4X48L24**+WALLCON | *80CSU1002120A* | 32400 | 17 | 8.1 | 33000 | 24800 | 75.15% | 1.94 | 0 | 11.5 |  |  |  | No | R-410A | 2.7 | Residential & Commercial | Ducted CEE Tier 1
211261798 | Central HP <5.4 tons | KEEPRITE | HRCU-A-CB (Split System: Heat Pump with Remote Outdoor Unit-Air-Source) | DLCURAH18ABK |  |  | EA*4X30L17A* | *96VTN0401712A* | 17900 | 15.5 | 8.5 | 18500 | 18500 | 100% | 2.22 | 0 | 10.5 |  |  |  | No | R-410A | 1.4917 | Residential & Commercial | Ducted CEE Tier 1
211261216 | Central HP <5.4 tons | KEEPRITE | HRCU-A-CB (Split System: Heat Pump with Remote Outdoor Unit-Air-Source) | DLCURAH18ABK |  |  | EA*4X25L17A* | OLV098A12* | 18600 | 16 | 8.5 | 18600 | 17400 | 93.55% | 2.12 | 0 | 11 |  |  |  | No | R-410A | 1.55 | Residential & Commercial | Ducted CEE Tier 1
212974319 | Central HP <5.4 tons | KEEPRITE | HRCU-A-CB (Split System: Heat Pump with Remote Outdoor Unit-Air-Source) | DLCURAH24ABK |  |  | EA*4X36L21A* | *96VSN1002120B* | 23600 | 17 | 8.5 | 26200 | 24000 | 91.6% | 2 | 0 | 10 |  |  |  | No | R-410A | 1.9667 | Residential & Commercial | Ducted CEE Tier 1
212973199 | Central HP <5.4 tons | KEEPRITE | HRCU-A-CB (Split System: Heat Pump with Remote Outdoor Unit-Air-Source) | DLCURAH24ABK |  |  | EA*4X25L17A* | *96VSN0401712B* | 24200 | 16 | 8.5 | 25400 | 21800 | 85.83% | 1.8 | 0 | 10 |  |  |  | No | R-410A | 2.0167 | Residential & Commercial | Ducted CEE Tier 1
213069678 | Central HP <5.4 tons | ACIQ | HRCU-A-CB (Split System: Heat Pump with Remote Outdoor Unit-Air-Source) | DLCURAH24ABK |  |  | EA*4X24L17A* | OMV098J12* | 23400 | 16.5 | 8.5 | 26600 | 25000 | 93.98% | 2.08 | 0 | 10 |  |  |  | No | R-410A | 1.95 | Residential & Commercial | Ducted CEE Tier 1
213069696 | Central HP <5.4 tons | ACIQ | HRCU-A-CB (Split System: Heat Pump with Remote Outdoor Unit-Air-Source) | DLCURAH24ABK |  |  | EA*4X25L17A* | *80VTL0701716A* | 24800 | 17 | 8.5 | 25400 | 21200 | 83.46% | 1.78 | 0 | 10.5 |  |  |  | No | R-410A | 2.0667 | Residential & Commercial | Ducted CEE Tier 1
213069710 | Central HP <5.4 tons | ACIQ | HRCU-A-CB (Split System: Heat Pump with Remote Outdoor Unit-Air-Source) | DLCURAH24ABK |  |  | EA*4X25L17A* | *92ESN0801716A* | 25000 | 17.5 | 8.5 | 25600 | 21000 | 82.03% | 1.78 | 0 | 10.5 |  |  |  | No | R-410A | 2.0833 | Residential & Commercial | Ducted CEE Tier 1
213069713 | Central HP <5.4 tons | ACIQ | HRCU-A-CB (Split System: Heat Pump with Remote Outdoor Unit-Air-Source) | DLCURAH24ABK |  |  | EA*4X25L17A* | *92ESN0401410A* | 24800 | 15.5 | 8.5 | 26000 | 21200 | 81.54% | 1.76 | 0 | 10 |  |  |  | No | R-410A | 2.0667 | Residential & Commercial | Ducted CEE Tier 1
213069727 | Central HP <5.4 tons | ACIQ | HRCU-A-CB (Split System: Heat Pump with Remote Outdoor Unit-Air-Source) | DLCURAH24ABK |  |  | EA*4X30L14A* | *96VTN0601412A* | 23400 | 16.5 | 8.5 | 25800 | 24200 | 93.8% | 2 | 0 | 10 |  |  |  | No | R-410A | 1.95 | Residential & Commercial | Ducted CEE Tier 1
213069730 | Central HP <5.4 tons | ACIQ | HRCU-A-CB (Split System: Heat Pump with Remote Outdoor Unit-Air-Source) | DLCURAH24ABK |  |  | EA*4X30L14A* | *92ESN0601412A* | 23400 | 16.5 | 8.5 | 25800 | 24400 | 94.57% | 2.02 | 0 | 10 |  |  |  | No | R-410A | 1.95 | Residential & Commercial | Ducted CEE Tier 1
213069780 | Central HP <5.4 tons | ACIQ | HRCU-A-CB (Split System: Heat Pump with Remote Outdoor Unit-Air-Source) | DLCURAH24ABK |  |  | EA*4X30L17A* | *80ESU0401712A* | 24000 | 17 | 8.5 | 26000 | 23200 | 89.23% | 1.94 | 0 | 10 |  |  |  | No | R-410A | 2 | Residential & Commercial | Ducted CEE Tier 1
213069927 | Central HP <5.4 tons | ACIQ | HRCU-A-CB (Split System: Heat Pump with Remote Outdoor Unit-Air-Source) | DLCURAH24ABK |  |  | EA*4X30L17A* | OLV098A12* | 23200 | 16.5 | 8.5 | 25800 | 24400 | 94.57% | 2.02 | 0 | 10 |  |  |  | No | R-410A | 1.9333 | Residential & Commercial | Ducted CEE Tier 1
213069995 | Central HP <5.4 tons | ACIQ | HRCU-A-CB (Split System: Heat Pump with Remote Outdoor Unit-Air-Source) | DLCURAH24ABK |  |  | EA*4X36L17A* | *95ESU0601716A* | 24400 | 17 | 8.5 | 26200 | 22400 | 85.5% | 1.86 | 0 | 10 |  |  |  | No | R-410A | 2.0333 | Residential & Commercial | Ducted CEE Tier 1
213070030 | Central HP <5.4 tons | ACIQ | HRCU-A-CB (Split System: Heat Pump with Remote Outdoor Unit-Air-Source) | DLCURAH24ABK |  |  | EA*4X36L17A* | *95ESN0401410A* | 24400 | 15.2 | 8.5 | 26600 | 22400 | 84.21% | 1.82 | 0 | 10 |  |  |  | No | R-410A | 2.0333 | Residential & Commercial | Ducted CEE Tier 1
213070180 | Central HP <5.4 tons | ACIQ | HRCU-A-CB (Split System: Heat Pump with Remote Outdoor Unit-Air-Source) | DLCURAH24ABK |  |  | EA*4X36L21A* | *96VSN0401712A* | 23400 | 16 | 8.5 | 25800 | 23600 | 91.47% | 1.94 | 0 | 10 |  |  |  | No | R-410A | 1.95 | Residential & Commercial | Ducted CEE Tier 1
213070380 | Central HP <5.4 tons | ACIQ | HRCU-A-CB (Split System: Heat Pump with Remote Outdoor Unit-Air-Source) | DLCURAH24ABK |  |  | EA*4X36L21A* | *92ESN0802120A* | 25000 | 17 | 8.5 | 26600 | 21800 | 81.95% | 1.82 | 0 | 10.5 |  |  |  | No | R-410A | 2.0833 | Residential & Commercial | Ducted CEE Tier 1
214836553 | Central HP <5.4 tons | ECOER | HRCU-A-CB (Split System: Heat Pump with Remote Outdoor Unit-Air-Source) | EODA19H-2436AA* | ECOER |  | EAHETN-36H* |  | 31600 | 19 | 9.1 | 35600 | 25000 | 70.22% | 2 | 0 | 12 |  |  |  | No | R-410A | 2.6333 | Residential & Commercial | Ducted CEE Tier 1
210474080 | Central HP <5.4 tons | CARRIER | HRCU-A-CB (Split System: Heat Pump with Remote Outdoor Unit-Air-Source) | 25VNA825A*032* |  |  | CNPV*4824AL*+UI | 58CU*A100C21**20 | 24000 | 16.5 | 8.1 | 21400 | 16600 | 77.57% | 2 | 0 | 11 |  |  |  | No | R-410A | 2 | Residential & Commercial | Ducted CEE Tier 1
210474448 | Central HP <5.4 tons | CARRIER | HRCU-A-CB (Split System: Heat Pump with Remote Outdoor Unit-Air-Source) | 25VNA825A*032* |  |  | CSPH*4812AL*+UI | 59CU5A080C21**20 | 24200 | 16.5 | 8.1 | 21200 | 16600 | 78.3% | 2.02 | 0 | 11 |  |  |  | No | R-410A | 2.0167 | Residential & Commercial | Ducted CEE Tier 1
210474635 | Central HP <5.4 tons | CARRIER | HRCU-A-CB (Split System: Heat Pump with Remote Outdoor Unit-Air-Source) | 25VNA825A*032* |  |  | CSPH*4812AL*+UI | 58TN*A090C17**16 | 24400 | 17 | 8.1 | 21200 | 16500 | 77.83% | 2.04 | 0 | 11 |  |  |  | No | R-410A | 2.0333 | Residential & Commercial | Ducted CEE Tier 1
213067624 | Central HP <5.4 tons | ACIQ | HRCU-A-CB (Split System: Heat Pump with Remote Outdoor Unit-Air-Source) | HVH825GKA2* |  |  | EN(A,D,W)4X48L21**+WALLCON | *80CTL0451712A* | 24000 | 16.5 | 8.1 | 21400 | 16700 | 78.04% | 2 | 0 | 11 |  |  |  | No | R-410A | 2 | Residential & Commercial | Ducted CEE Tier 1
213070516 | Central HP <5.4 tons | ACIQ | HRCU-A-CB (Split System: Heat Pump with Remote Outdoor Unit-Air-Source) | DLCURAH24ABK |  |  | EA*4X37L17A* | *80ESU0401712A* | 24400 | 17.5 | 8.5 | 25400 | 21800 | 85.83% | 1.82 | 0 | 10.5 |  |  |  | No | R-410A | 2.0333 | Residential & Commercial | Ducted CEE Tier 1
213070566 | Central HP <5.4 tons | ACIQ | HRCU-A-CB (Split System: Heat Pump with Remote Outdoor Unit-Air-Source) | DLCURAH24ABK |  |  | EA*4X37L17A* | *96VTN0601412A* | 24000 | 16.5 | 8.5 | 25200 | 22000 | 87.3% | 1.84 | 0 | 10 |  |  |  | No | R-410A | 2 | Residential & Commercial | Ducted CEE Tier 1
213070681 | Central HP <5.4 tons | ACIQ | HRCU-A-CB (Split System: Heat Pump with Remote Outdoor Unit-Air-Source) | DLCURAH24ABK |  |  | EA*4X37L21A* | *96VSN1002120A* | 24400 | 17 | 8.5 | 25200 | 21200 | 84.13% | 1.78 | 0 | 10.5 |  |  |  | No | R-410A | 2.0333 | Residential & Commercial | Ducted CEE Tier 1
213070950 | Central HP <5.4 tons | ACIQ | HRCU-A-CB (Split System: Heat Pump with Remote Outdoor Unit-Air-Source) | DLCURAH24ABK |  |  | EN(A,D)4X24L14** | *96VTN0401410A* | 23400 | 15.5 | 8.5 | 26600 | 24000 | 90.23% | 1.96 | 0 | 10 |  |  |  | No | R-410A | 1.95 | Residential & Commercial | Ducted CEE Tier 1
213071114 | Central HP <5.4 tons | ACIQ | HRCU-A-CB (Split System: Heat Pump with Remote Outdoor Unit-Air-Source) | DLCURAH24ABK |  |  | EN(A,D)4X24L17** | *96VTN0601714A* | 23400 | 16 | 8.5 | 26600 | 23800 | 89.47% | 1.96 | 0 | 10 |  |  |  | No | R-410A | 1.95 | Residential & Commercial | Ducted CEE Tier 1
213071200 | Central HP <5.4 tons | ACIQ | HRCU-A-CB (Split System: Heat Pump with Remote Outdoor Unit-Air-Source) | DLCURAH24ABK |  |  | EN(A,D)4X24L17** | OLV098A12* | 23000 | 16 | 8.5 | 26400 | 24600 | 93.18% | 2.04 | 0 | 10 |  |  |  | No | R-410A | 1.9167 | Residential & Commercial | Ducted CEE Tier 1
213071385 | Central HP <5.4 tons | ACIQ | HRCU-A-CB (Split System: Heat Pump with Remote Outdoor Unit-Air-Source) | DLCURAH24ABK |  |  | EN(A,D)4X30L17** | *96VTN0401410A* | 23400 | 16 | 8.1 | 25800 | 24000 | 93.02% | 2 | 0 | 10 |  |  |  | No | R-410A | 1.95 | Residential & Commercial | Ducted CEE Tier 1
214397240 | Central HP <5.4 tons | LUXAIRE | HRCU-A-CB (Split System: Heat Pump with Remote Outdoor Unit-Air-Source) | HH836E2S11 |  |  | CTF36B5CDS1 | TM8E100B12MP11 | 33200 | 18 | 8.5 | 31200 | 25200 | 80.77% | 2 | 0 | 11 |  |  |  | No | R-454B | 2.7667 | Residential & Commercial | Ducted CEE Tier 1
216508729 | Central HP <5.4 tons | CHAMPION HEATING AND COOLING | HRCU-A-CB (Split System: Heat Pump with Remote Outdoor Unit-Air-Source) | HH836E2S11 |  |  | CTF30A5ADS1 | TM8E040A12MP11 | 33000 | 18 | 8.5 | 31000 | 25400 | 81.94% | 2 | 0 | 11 |  |  |  | No | R-454B | 2.75 | Residential & Commercial | Ducted CEE Tier 1
215853375 | Central HP <5.4 tons | LUXAIRE | HRCU-A-CB (Split System: Heat Pump with Remote Outdoor Unit-Air-Source) | HH836E2S11 |  |  | CTM36C5CDS1+JMET12CS2N1 |  | 34000 | 19 | 9 | 31200 | 25600 | 82.05% | 2 | 0 | 11.7 |  |  |  | No | R-454B | 2.8333 | Residential & Commercial | Ducted CEE Tier 1
215853390 | Central HP <5.4 tons | LUXAIRE | HRCU-A-CB (Split System: Heat Pump with Remote Outdoor Unit-Air-Source) | HH836E2S11 |  |  | CTF36C5CDS1 | Z9ES080C20SMPS1 | 34200 | 18 | 8.5 | 32000 | 26400 | 82.5% | 2 | 0 | 11 |  |  |  | No | R-454B | 2.85 | Residential & Commercial | Ducted CEE Tier 1
214398005 | Central HP <5.4 tons | CHAMPION HEATING AND COOLING | HRCU-A-CB (Split System: Heat Pump with Remote Outdoor Unit-Air-Source) | HH860E2S11 |  |  | CTF60D5CHS1 | TM9Y120D20MP11 | 53500 | 19 | 8.5 | 54500 | 39500 | 72.48% | 2 | 0 | 11 |  |  |  | No | R-454B | 4.4583 | Residential & Commercial | Ducted CEE Tier 1
214398464 | Central HP <5.4 tons | CHAMPION HEATING AND COOLING | HRCU-A-CB (Split System: Heat Pump with Remote Outdoor Unit-Air-Source) | HH860E2S11 |  |  | CTM60D5CJS1+JMVT20DC2N1 |  | 54000 | 19 | 9 | 55500 | 39500 | 71.17% | 2 | 0 | 11 |  |  |  | No | R-454B | 4.5 | Residential & Commercial | Ducted CEE Tier 1
214397063 | Central HP <5.4 tons | CHAMPION HEATING AND COOLING | HRCU-A-CB (Split System: Heat Pump with Remote Outdoor Unit-Air-Source) | HH860E2S11 |  |  | CTM60C5CGS1 | TM9E100C16MP12 | 44500 | 18 | 9 | 46000 | 34400 | 74.78% | 2 | 0 | 11 |  |  |  | No | R-454B | 3.7083 | Residential & Commercial | Ducted CEE Tier 1
214609109 | Central HP <5.4 tons | CHAMPION HEATING AND COOLING | HRCU-A-CB (Split System: Heat Pump with Remote Outdoor Unit-Air-Source) | HH860E2S11 |  |  | CTM60D5CHS1 | Z9ES120D20SMPS1 | 53500 | 19 | 8.5 | 53500 | 38500 | 71.96% | 2 | 0 | 11.7 |  |  |  | No | R-454B | 4.4583 | Residential & Commercial | Ducted CEE Tier 1
214606560 | Central HP <5.4 tons | CHAMPION HEATING AND COOLING | HRCU-A-C (Split System: Heat Pump with Remote Outdoor Unit with No Indoor Fan --Air Source) | HH860E2S11 |  |  | CTF60D5CGS1 |  | 44500 | 15.2 | 8.5 | 46000 | 34200 | 74.35% | 2 | 0 | 11 |  |  |  | No | R-454B | 3.7083 | Residential & Commercial | Ducted CEE Tier 1
214595012 | Central HP <5.4 tons | CHAMPION HEATING AND COOLING | HRCU-A-CB (Split System: Heat Pump with Remote Outdoor Unit-Air-Source) | HH860E2S11 |  |  | CTF60D5CJS1 | Z8ES130D20SMPS1 | 53500 | 19 | 9 | 54500 | 39000 | 71.56% | 2 | 0 | 11 |  |  |  | No | R-454B | 4.4583 | Residential & Commercial | Ducted CEE Tier 1
212970924 | Central HP <5.4 tons | DAY & NIGHT | HRCU-A-CB (Split System: Heat Pump with Remote Outdoor Unit-Air-Source) | DLCURAH18ABK |  |  | EN(A,D)4X24L14** | *80VTL0451412B* | 17700 | 16.5 | 8.5 | 18700 | 19100 | 102.1% | 2.3 | 0 | 11 |  |  |  | No | R-410A | 1.475 | Residential & Commercial | Ducted CEE Tier 1
212972697 | Central HP <5.4 tons | DAY & NIGHT | HRCU-A-CB (Split System: Heat Pump with Remote Outdoor Unit-Air-Source) | DLCURAH18ABK |  |  | EA*4X25L17A* | *96VSN0401410B* | 17700 | 16 | 8.1 | 17800 | 17800 | 100% | 2.14 | 0 | 10.5 |  |  |  | No | R-410A | 1.475 | Residential & Commercial | Ducted CEE Tier 1
212972747 | Central HP <5.4 tons | DAY & NIGHT | HRCU-A-CB (Split System: Heat Pump with Remote Outdoor Unit-Air-Source) | DLCURAH18ABK |  |  | EN(A,D)4X24L17** | *96VSN0401410B* | 17400 | 15.5 | 8.5 | 18500 | 19200 | 103.8% | 2.3 | 0 | 10.5 |  |  |  | No | R-410A | 1.45 | Residential & Commercial | Ducted CEE Tier 1
212974684 | Central HP <5.4 tons | DAY & NIGHT | HRCU-A-CB (Split System: Heat Pump with Remote Outdoor Unit-Air-Source) | DLCURAH18ABK |  |  | EA*4X30L17A* | *96VTN0401410B* | 17300 | 16 | 8.5 | 18100 | 18900 | 104.4% | 2.26 | 0 | 10.5 |  |  |  | No | R-410A | 1.4417 | Residential & Commercial | Ducted CEE Tier 1
212975804 | Central HP <5.4 tons | DAY & NIGHT | HRCU-A-CB (Split System: Heat Pump with Remote Outdoor Unit-Air-Source) | DLCURAH18ABK |  |  | EA*4X25L17A* | *96VTN0801716B* | 17800 | 16.5 | 8.1 | 17600 | 17800 | 101.1% | 2.14 | 0 | 10.5 |  |  |  | No | R-410A | 1.4833 | Residential & Commercial | Ducted CEE Tier 1
213072118 | Central HP <5.4 tons | ACIQ | HRCU-A-CB (Split System: Heat Pump with Remote Outdoor Unit-Air-Source) | DLCURAH18ABK |  |  | EA*4X19L17A* | *80VTL0451412A* | 18100 | 16.5 | 8.5 | 18000 | 17600 | 97.78% | 2.14 | 0 | 11 |  |  |  | No | R-410A | 1.5083 | Residential & Commercial | Ducted CEE Tier 1
213072153 | Central HP <5.4 tons | ACIQ | HRCU-A-CB (Split System: Heat Pump with Remote Outdoor Unit-Air-Source) | DLCURAH18ABK |  |  | EA*4X24L14A* | *80ES(N,L)0701412A* | 17600 | 16 | 8.5 | 18400 | 19100 | 103.8% | 2.3 | 0 | 10.5 |  |  |  | No | R-410A | 1.4667 | Residential & Commercial | Ducted CEE Tier 1
215933854 | Central HP <5.4 tons | CARRIER | HRCU-A-CB (Split System: Heat Pump with Remote Outdoor Unit-Air-Source) | 27VNA336A*030* |  |  | CSAH*6012AM*+UI | 59MN7C060C17**14 | 33800 | 19 | 9 | 33800 | 25800 | 76.33% | 1.96 | 0 | 11 |  |  |  | No | R-454B | 2.8167 | Residential & Commercial | Ducted CEE Tier 1
215942433 | Central HP <5.4 tons | AIRQUEST | HRCU-A-CB (Split System: Heat Pump with Remote Outdoor Unit-Air-Source) | H5H3V36*K*AAA* |  |  | EVM5X61M24A*+WALLCON | *80CTL0702120B* | 35800 | 22 | 8.5 | 37400 | 28200 | 75.4% | 2.04 | 0 | 12.5 |  |  |  | No | R-454B | 2.9833 | Residential & Commercial | Ducted CEE Tier 1
215933844 | Central HP <5.4 tons | CARRIER | HRCU-A-CB (Split System: Heat Pump with Remote Outdoor Unit-Air-Source) | 27VNA336A*030* |  |  | CSAH*6012AM*+UI | 59CU5B100C21**22 | 34200 | 19.5 | 9 | 34200 | 25800 | 75.44% | 1.96 | 0 | 11.7 |  |  |  | No | R-454B | 2.85 | Residential & Commercial | Ducted CEE Tier 1
215933944 | Central HP <5.4 tons | CARRIER | HRCU-A-CB (Split System: Heat Pump with Remote Outdoor Unit-Air-Source) | 27VNA336A*030* |  |  | CSAH*6012AM*+UI | 59TN6C120C24**22 | 34200 | 19.5 | 9 | 34200 | 26000 | 76.02% | 1.94 | 0 | 11.7 |  |  |  | No | R-454B | 2.85 | Residential & Commercial | Ducted CEE Tier 1
215853305 | Central HP <5.4 tons | LUXAIRE | HRCU-A-CB (Split System: Heat Pump with Remote Outdoor Unit-Air-Source) | HH824E2S11 |  |  | CTM30B5ACS1+JMVT12BC2N1 |  | 23000 | 18 | 9.5 | 23000 | 19000 | 82.61% | 2 | 0 | 12 |  |  |  | No | R-454B | 1.9167 | Residential & Commercial | Ducted CEE Tier 1
214397540 | Central HP <5.4 tons | FRASER-JOHNSTON | HRCU-A-CB (Split System: Heat Pump with Remote Outdoor Unit-Air-Source) | HH824E2S11 |  |  | CTF36B5ADS1 | TMLE080B12MP11 | 23000 | 18 | 9.5 | 23000 | 18700 | 81.3% | 2 | 0 | 12 |  |  |  | No | R-454B | 1.9167 | Residential & Commercial | Ducted CEE Tier 1
214397545 | Central HP <5.4 tons | FRASER-JOHNSTON | HRCU-A-CB (Split System: Heat Pump with Remote Outdoor Unit-Air-Source) | HH824E2S11 |  |  | CTF30B5ACS1 | TM8Y080B12MP11 | 23000 | 18 | 9.5 | 23000 | 18800 | 81.74% | 2 | 0 | 12 |  |  |  | No | R-454B | 1.9167 | Residential & Commercial | Ducted CEE Tier 1
214396704 | Central HP <5.4 tons | LUXAIRE | HRCU-A-CB (Split System: Heat Pump with Remote Outdoor Unit-Air-Source) | HH824E2S11 |  |  | JHE24B5AC2SS1 |  | 23000 | 19 | 9.5 | 23000 | 18300 | 79.57% | 2 | 0 | 12 |  |  |  | No | R-454B | 1.9167 | Residential & Commercial | Ducted CEE Tier 1
214397111 | Central HP <5.4 tons | LUXAIRE | HRCU-A-CB (Split System: Heat Pump with Remote Outdoor Unit-Air-Source) | HH824E2S11 |  |  | CTF36B5ADS1 | TM9E080B12MP12 | 23000 | 18 | 9.5 | 23000 | 18800 | 81.74% | 2 | 0 | 12 |  |  |  | No | R-454B | 1.9167 | Residential & Commercial | Ducted CEE Tier 1
215932922 | Central HP <5.4 tons | KENMORE | HRCU-A-CB (Split System: Heat Pump with Remote Outdoor Unit-Air-Source) | (C,H,T)5H3V36*K*AAA* |  |  | EA*5X61M24A*+WALLCON | *97CMN0802120B* | 34400 | 20.5 | 9.5 | 34400 | 26000 | 75.58% | 2.06 | 0 | 12 |  |  |  | No | R-454B | 2.8667 | Residential & Commercial | Ducted CEE Tier 1
215932602 | Central HP <5.4 tons | KENMORE | HRCU-A-CB (Split System: Heat Pump with Remote Outdoor Unit-Air-Source) | (C,H,T)5H3V36*K*AAA* |  |  | EA*5X60M24A*+WALLCON | *97CMN0602120B* | 33800 | 20 | 9 | 34600 | 26400 | 76.3% | 1.92 | 0 | 11.5 |  |  |  | No | R-454B | 2.8167 | Residential & Commercial | Ducted CEE Tier 1
215932652 | Central HP <5.4 tons | KENMORE | HRCU-A-CB (Split System: Heat Pump with Remote Outdoor Unit-Air-Source) | (C,H,T)5H3V36*K*AAA* |  |  | EA*5X60M24A*+WALLCON | *96CTN1202422B* | 34000 | 20.5 | 9.5 | 34000 | 26000 | 76.47% | 2.06 | 0 | 12 |  |  |  | No | R-454B | 2.8333 | Residential & Commercial | Ducted CEE Tier 1
213069413 | Central HP <5.4 tons | ACIQ | HRCU-A-CB (Split System: Heat Pump with Remote Outdoor Unit-Air-Source) | DLCURAH36ABK |  |  | EA*4X43L21A* | *92ESN0802120A* | 37400 | 16 | 8.5 | 38500 | 34800 | 90.39% | 2.14 | 0 | 10 |  |  |  | No | R-410A | 3.1167 | Residential & Commercial | Ducted CEE Tier 1
213069462 | Central HP <5.4 tons | ACIQ | HRCU-A-CB (Split System: Heat Pump with Remote Outdoor Unit-Air-Source) | DLCURAH36ABK |  |  | EA*4X48L21A* | *95ESN1002120A* | 36400 | 15.5 | 8.5 | 38500 | 34800 | 90.39% | 2.08 | 0 | 10 |  |  |  | No | R-410A | 3.0333 | Residential & Commercial | Ducted CEE Tier 1
213069510 | Central HP <5.4 tons | ACIQ | HRCU-A-CB (Split System: Heat Pump with Remote Outdoor Unit-Air-Source) | DLCURAH36ABK |  |  | EA*4X48L24A* | *95ESU1002122A* | 37200 | 15.5 | 8.5 | 38500 | 35000 | 90.91% | 2.12 | 0 | 10 |  |  |  | No | R-410A | 3.1 | Residential & Commercial | Ducted CEE Tier 1
213069562 | Central HP <5.4 tons | ACIQ | HRCU-A-CB (Split System: Heat Pump with Remote Outdoor Unit-Air-Source) | DLCURAH36ABK |  |  | EN(A,D,W)4X48L21** | *96VSN0802120A* | 36200 | 16 | 8.1 | 38500 | 34800 | 90.39% | 2.02 | 0 | 10 |  |  |  | No | R-410A | 3.0167 | Residential & Commercial | Ducted CEE Tier 1
213069576 | Central HP <5.4 tons | ACIQ | HRCU-A-CB (Split System: Heat Pump with Remote Outdoor Unit-Air-Source) | DLCURAH36ABK |  |  | EN(A,D)4X48L24** | *80ES(N,L)0702116A* | 35800 | 16.5 | 8.1 | 38500 | 34800 | 90.39% | 2 | 0 | 10 |  |  |  | No | R-410A | 2.9833 | Residential & Commercial | Ducted CEE Tier 1
212972238 | Central HP <5.4 tons | KEEPRITE | HRCU-A-CB (Split System: Heat Pump with Remote Outdoor Unit-Air-Source) | DLCURAH36ABK |  |  | EA*4X48L21A* | *80VTL0902120B* | 35600 | 16.5 | 8.5 | 37800 | 34600 | 91.53% | 2.02 | 0 | 10 |  |  |  | No | R-410A | 2.9667 | Residential & Commercial | Ducted CEE Tier 1
210470883 | Central HP <5.4 tons | KEEPRITE | HRCU-A-CB (Split System: Heat Pump with Remote Outdoor Unit-Air-Source) | CVH837GKA2* |  |  | EN(A,D,W)4X60L24**+WALLCON | *95CSU0802120A* | 32800 | 18 | 8.1 | 32200 | 24600 | 76.4% | 1.98 | 0 | 12 |  |  |  | No | R-410A | 2.7333 | Residential & Commercial | Ducted CEE Tier 1
215940840 | Central HP <5.4 tons | DAY & NIGHT | HRCU-A-CB (Split System: Heat Pump with Remote Outdoor Unit-Air-Source) | C5H3V36*K*AAA* |  |  | EVD5X60M21A*+WALLCON | *97CTN0601716A* | 35200 | 21 | 8.5 | 38500 | 29200 | 75.84% | 2 | 0 | 11.7 |  |  |  | No | R-454B | 2.9333 | Residential & Commercial | Ducted CEE Tier 1
215942426 | Central HP <5.4 tons | DAY & NIGHT | HRCU-A-CB (Split System: Heat Pump with Remote Outdoor Unit-Air-Source) | C5H3V36*K*AAA* |  |  | EVM5X61M24A*+WALLCON | *80CSU1002120A* | 36000 | 22 | 8.5 | 37400 | 28200 | 75.4% | 2.04 | 0 | 12.5 |  |  |  | No | R-454B | 3 | Residential & Commercial | Ducted CEE Tier 1
214398134 | Central HP <5.4 tons | FRASER-JOHNSTON | HRCU-A-CB (Split System: Heat Pump with Remote Outdoor Unit-Air-Source) | HH836E2S11 |  |  | CTF36C5CDS1 | TM8Y080C16MP11 | 33600 | 18 | 8.5 | 30800 | 25200 | 81.82% | 2 | 0 | 11.7 |  |  |  | No | R-454B | 2.8 | Residential & Commercial | Ducted CEE Tier 1
214398203 | Central HP <5.4 tons | FRASER-JOHNSTON | HRCU-A-CB (Split System: Heat Pump with Remote Outdoor Unit-Air-Source) | HH836E2S11 |  |  | CTF48C5CFS1 | TMLE100C16MP11 | 33400 | 19 | 9 | 31400 | 25400 | 80.89% | 2 | 0 | 11 |  |  |  | No | R-454B | 2.7833 | Residential & Commercial | Ducted CEE Tier 1
214396863 | Central HP <5.4 tons | LUXAIRE | HRCU-A-CB (Split System: Heat Pump with Remote Outdoor Unit-Air-Source) | HH836E2S11 |  |  | CTM36C5CDS1 | TM8V080C16MP12 | 34000 | 18 | 8.5 | 32000 | 26200 | 81.88% | 2 | 0 | 11 |  |  |  | No | R-454B | 2.8333 | Residential & Commercial | Ducted CEE Tier 1
214396868 | Central HP <5.4 tons | LUXAIRE | HRCU-A-CB (Split System: Heat Pump with Remote Outdoor Unit-Air-Source) | HH836E2S11 |  |  | CTM36C5CDS1 | TMLV100C16MP12 | 34000 | 18 | 8.5 | 32000 | 26200 | 81.88% | 2 | 0 | 11 |  |  |  | No | R-454B | 2.8333 | Residential & Commercial | Ducted CEE Tier 1
214396972 | Central HP <5.4 tons | LUXAIRE | HRCU-A-CB (Split System: Heat Pump with Remote Outdoor Unit-Air-Source) | HH836E2S11 |  |  | CTF48C5CFS1 | TM8V080C16MP12 | 33400 | 18 | 9 | 31600 | 25400 | 80.38% | 2 | 0 | 11 |  |  |  | No | R-454B | 2.7833 | Residential & Commercial | Ducted CEE Tier 1
214396977 | Central HP <5.4 tons | LUXAIRE | HRCU-A-CB (Split System: Heat Pump with Remote Outdoor Unit-Air-Source) | HH836E2S11 |  |  | CTF48C5CFS1 | TMLV100C16MP12 | 33400 | 18 | 9 | 31600 | 25400 | 80.38% | 2 | 0 | 11 |  |  |  | No | R-454B | 2.7833 | Residential & Commercial | Ducted CEE Tier 1
214396524 | Central HP <5.4 tons | LUXAIRE | HRCU-A-CB (Split System: Heat Pump with Remote Outdoor Unit-Air-Source) | HH836E2S11 |  |  | CTM48C5CFS1 | TM8V080C16MP12 | 33000 | 19 | 9 | 31200 | 25200 | 80.77% | 2 | 0 | 11 |  |  |  | No | R-454B | 2.75 | Residential & Commercial | Ducted CEE Tier 1
214396841 | Central HP <5.4 tons | LUXAIRE | HRCU-A-CB (Split System: Heat Pump with Remote Outdoor Unit-Air-Source) | HH836E2S11 |  |  | CTF36B5CDS1 | TM9V060B12MP12 | 33000 | 17 | 8.5 | 31000 | 25200 | 81.29% | 2 | 0 | 11 |  |  |  | No | R-454B | 2.75 | Residential & Commercial | Ducted CEE Tier 1
214396858 | Central HP <5.4 tons | LUXAIRE | HRCU-A-CB (Split System: Heat Pump with Remote Outdoor Unit-Air-Source) | HH836E2S11 |  |  | CTM36C5CDS1 | TM8V100C16MP12 | 34000 | 18 | 8.5 | 32000 | 26200 | 81.88% | 2 | 0 | 11 |  |  |  | No | R-454B | 2.8333 | Residential & Commercial | Ducted CEE Tier 1
214396942 | Central HP <5.4 tons | LUXAIRE | HRCU-A-CB (Split System: Heat Pump with Remote Outdoor Unit-Air-Source) | HH836E2S11 |  |  | CTM48C5CFS1+JMVT16CC2N1 |  | 34000 | 19 | 9 | 31400 | 25000 | 79.62% | 2 | 0 | 11.7 |  |  |  | No | R-454B | 2.8333 | Residential & Commercial | Ducted CEE Tier 1
214397220 | Central HP <5.4 tons | LUXAIRE | HRCU-A-CB (Split System: Heat Pump with Remote Outdoor Unit-Air-Source) | HH836E2S11 |  |  | CTM48C5CFS1 | TL9E080C16UH11 | 33400 | 18 | 9 | 31600 | 25400 | 80.38% | 2 | 0 | 11 |  |  |  | No | R-454B | 2.7833 | Residential & Commercial | Ducted CEE Tier 1
214396377 | Central HP <5.4 tons | LUXAIRE | HRCU-A-CB (Split System: Heat Pump with Remote Outdoor Unit-Air-Source) | HH836E2S11 |  |  | CTM48C5CFS1 | TM8Y100C16MP11 | 33800 | 19 | 9 | 31800 | 25400 | 79.87% | 2 | 0 | 11 |  |  |  | No | R-454B | 2.8167 | Residential & Commercial | Ducted CEE Tier 1
216581406 | Central HP <5.4 tons | CARRIER | HRCU-A-CB (Split System: Heat Pump with Remote Outdoor Unit-Air-Source) | 25VNA436A*031* |  |  | CAP**4221AL*+UI | 59TN7A100C21**22 | 32800 | 19 | 9.5 | 34800 | 26200 | 75.29% | 1.8 | 0 | 11.5 |  |  |  | No | R-410A | 2.7333 | Residential & Commercial | Ducted CEE Tier 1
216581408 | Central HP <5.4 tons | CARRIER | HRCU-A-CB (Split System: Heat Pump with Remote Outdoor Unit-Air-Source) | 25VNA436A*031* |  |  | CAP**4821AL*+UI | 59TN7A060C17**16 | 33000 | 18.5 | 9 | 35400 | 25800 | 72.88% | 1.8 | 0 | 11 |  |  |  | No | R-410A | 2.75 | Residential & Commercial | Ducted CEE Tier 1
215934154 | Central HP <5.4 tons | CARRIER | HRCU-A-CB (Split System: Heat Pump with Remote Outdoor Unit-Air-Source) | 27VNA348A*030* |  |  | CAA**6121AM*+UI | 58TN*B070C17**16 | 44500 | 20.5 | 9 | 49000 | 37400 | 76.33% | 2 | 0 | 11 |  |  |  | No | R-454B | 3.7083 | Residential & Commercial | Ducted CEE Tier 1
215934004 | Central HP <5.4 tons | CARRIER | HRCU-A-CB (Split System: Heat Pump with Remote Outdoor Unit-Air-Source) | 27VNA348A*030* |  |  | CAA**4821AM*+UI | 58TN*B090C21**20 | 44000 | 21 | 9.5 | 48000 | 36200 | 75.42% | 1.92 | 0 | 11 |  |  |  | No | R-454B | 3.6667 | Residential & Commercial | Ducted CEE Tier 1
215934254 | Central HP <5.4 tons | CARRIER | HRCU-A-CB (Split System: Heat Pump with Remote Outdoor Unit-Air-Source) | 27VNA348A*030* |  |  | CAA**6121AM*+UI | 59MN7C080C21**20 | 45000 | 21 | 9.5 | 48500 | 37000 | 76.29% | 2 | 0 | 11 |  |  |  | No | R-454B | 3.75 | Residential & Commercial | Ducted CEE Tier 1
215934014 | Central HP <5.4 tons | CARRIER | HRCU-A-CB (Split System: Heat Pump with Remote Outdoor Unit-Air-Source) | 27VNA348A*030* |  |  | CAA**4821AM*+UI | 58TN*B110C21**20 | 44000 | 21 | 9.5 | 48000 | 36400 | 75.83% | 1.92 | 0 | 11 |  |  |  | No | R-454B | 3.6667 | Residential & Commercial | Ducted CEE Tier 1
214398103 | Central HP <5.4 tons | CHAMPION HEATING AND COOLING | HRCU-A-CB (Split System: Heat Pump with Remote Outdoor Unit-Air-Source) | HH836E2S11 |  |  | CTF36C5CDS1+JMET12CS2N1 |  | 34400 | 19 | 9 | 31800 | 25600 | 80.5% | 2 | 0 | 11.7 |  |  |  | No | R-454B | 2.8667 | Residential & Commercial | Ducted CEE Tier 1
214397783 | Central HP <5.4 tons | CHAMPION HEATING AND COOLING | HRCU-A-CB (Split System: Heat Pump with Remote Outdoor Unit-Air-Source) | HH836E2S11 |  |  | CTF48C5CFS1 | TM9V080C16MP12 | 33200 | 18 | 9 | 31600 | 25400 | 80.38% | 2 | 0 | 11 |  |  |  | No | R-454B | 2.7667 | Residential & Commercial | Ducted CEE Tier 1
214397800 | Central HP <5.4 tons | CHAMPION HEATING AND COOLING | HRCU-A-CB (Split System: Heat Pump with Remote Outdoor Unit-Air-Source) | HH836E2S11 |  |  | CTM48C5CFS1 | TM9Y100C20MP11 | 34200 | 17 | 8.5 | 32800 | 26000 | 79.27% | 2 | 0 | 10 |  |  |  | No | R-454B | 2.85 | Residential & Commercial | Ducted CEE Tier 1
214397702 | Central HP <5.4 tons | CHAMPION HEATING AND COOLING | HRCU-A-CB (Split System: Heat Pump with Remote Outdoor Unit-Air-Source) | HH836E2S11 |  |  | CTF36C5CDS1 | TMLE100C16MP11 | 34000 | 18 | 8.5 | 31600 | 25800 | 81.65% | 2 | 0 | 11 |  |  |  | No | R-454B | 2.8333 | Residential & Commercial | Ducted CEE Tier 1
214595062 | Central HP <5.4 tons | CHAMPION HEATING AND COOLING | HRCU-A-CB (Split System: Heat Pump with Remote Outdoor Unit-Air-Source) | HH836E2S11 |  |  | CTF36C5CDS1 | Z8ES080C20SMPS1 | 35000 | 19 | 8.5 | 32800 | 27000 | 82.32% | 2 | 0 | 11 |  |  |  | No | R-454B | 2.9167 | Residential & Commercial | Ducted CEE Tier 1
216374547 | Central HP <5.4 tons | CHAMPION HEATING AND COOLING | HRCU-A-CB (Split System: Heat Pump with Remote Outdoor Unit-Air-Source) | HH836E2S11 |  |  | CTF36C5CDS1 | Z9ET100C16SMPS1 | 33000 | 18 | 8.5 | 30200 | 23000 | 76.16% | 2 | 0 | 11.7 |  |  |  | No | R-454B | 2.75 | Residential & Commercial | Ducted CEE Tier 1
213071500 | Central HP <5.4 tons | ACIQ | HRCU-A-CB (Split System: Heat Pump with Remote Outdoor Unit-Air-Source) | DLCURAH24ABK |  |  | EN(A,D,W)4X36L17** | *80VSL0451412A* | 23400 | 16.5 | 8.1 | 25800 | 24200 | 93.8% | 2 | 0 | 10 |  |  |  | No | R-410A | 1.95 | Residential & Commercial | Ducted CEE Tier 1
213071518 | Central HP <5.4 tons | ACIQ | HRCU-A-CB (Split System: Heat Pump with Remote Outdoor Unit-Air-Source) | DLCURAH24ABK |  |  | EN(A,D,W)4X36L17** | *96VSN0401712A* | 23400 | 16 | 8.1 | 25800 | 24000 | 93.02% | 1.98 | 0 | 10 |  |  |  | No | R-410A | 1.95 | Residential & Commercial | Ducted CEE Tier 1
212975304 | Central HP <5.4 tons | DAY & NIGHT | HRCU-A-CB (Split System: Heat Pump with Remote Outdoor Unit-Air-Source) | DLCURAH24ABK |  |  | EA*4X36L21A* | *96VTN0401712B* | 23400 | 16.5 | 8.5 | 26200 | 24200 | 92.37% | 2 | 0 | 10 |  |  |  | No | R-410A | 1.95 | Residential & Commercial | Ducted CEE Tier 1
212975370 | Central HP <5.4 tons | DAY & NIGHT | HRCU-A-CB (Split System: Heat Pump with Remote Outdoor Unit-Air-Source) | DLCURAH24ABK |  |  | EN(A,D)4X36L21** | *96VTN0401712B* | 23200 | 16 | 8.1 | 26200 | 24800 | 94.66% | 2.06 | 0 | 10 |  |  |  | No | R-410A | 1.9333 | Residential & Commercial | Ducted CEE Tier 1
212975656 | Central HP <5.4 tons | DAY & NIGHT | HRCU-A-CB (Split System: Heat Pump with Remote Outdoor Unit-Air-Source) | DLCURAH24ABK |  |  | EA*4X25L17A* | *96VTN0601412B* | 24000 | 17 | 8.5 | 25000 | 21800 | 87.2% | 1.82 | 0 | 10 |  |  |  | No | R-410A | 2 | Residential & Commercial | Ducted CEE Tier 1
212975689 | Central HP <5.4 tons | DAY & NIGHT | HRCU-A-CB (Split System: Heat Pump with Remote Outdoor Unit-Air-Source) | DLCURAH24ABK |  |  | EA*4X36L17A* | *96VTN0601412B* | 23600 | 17 | 8.5 | 26200 | 24000 | 91.6% | 2 | 0 | 10 |  |  |  | No | R-410A | 1.9667 | Residential & Commercial | Ducted CEE Tier 1
212975755 | Central HP <5.4 tons | DAY & NIGHT | HRCU-A-CB (Split System: Heat Pump with Remote Outdoor Unit-Air-Source) | DLCURAH24ABK |  |  | EN(A,D,W)4X36L17** | *96VTN0601412B* | 23400 | 16.5 | 8.1 | 26200 | 24600 | 93.89% | 2.04 | 0 | 10 |  |  |  | No | R-410A | 1.95 | Residential & Commercial | Ducted CEE Tier 1
215942566 | Central HP <5.4 tons | DAY & NIGHT | HRCU-A-CB (Split System: Heat Pump with Remote Outdoor Unit-Air-Source) | C5H3V36*K*AAA* |  |  | EVD5X61M24A*+WALLCON | *80CTL0702120B* | 35800 | 22 | 8.5 | 37400 | 28200 | 75.4% | 2.04 | 0 | 12.5 |  |  |  | No | R-454B | 2.9833 | Residential & Commercial | Ducted CEE Tier 1
215932692 | Central HP <5.4 tons | KENMORE | HRCU-A-CB (Split System: Heat Pump with Remote Outdoor Unit-Air-Source) | (C,H,T)5H3V36*K*AAA* |  |  | EA*5X61M21A*+WALLCON | *80CTL0451712B* | 34000 | 19.5 | 9 | 35200 | 26800 | 76.14% | 1.92 | 0 | 11 |  |  |  | No | R-454B | 2.8333 | Residential & Commercial | Ducted CEE Tier 1
215932742 | Central HP <5.4 tons | KENMORE | HRCU-A-CB (Split System: Heat Pump with Remote Outdoor Unit-Air-Source) | (C,H,T)5H3V36*K*AAA* |  |  | EA*5X61M21A*+WALLCON | *80CTL1102120B* | 34400 | 20.5 | 9.5 | 34200 | 26000 | 76.02% | 2.06 | 0 | 12 |  |  |  | No | R-454B | 2.8667 | Residential & Commercial | Ducted CEE Tier 1
215932472 | Central HP <5.4 tons | KENMORE | HRCU-A-CB (Split System: Heat Pump with Remote Outdoor Unit-Air-Source) | (C,H,T)5H3V36*K*AAA* |  |  | EA*5X48M21A*+WALLCON | *97CMN0601714B* | 33000 | 19.5 | 9.5 | 34000 | 26000 | 76.47% | 2.04 | 0 | 11 |  |  |  | No | R-454B | 2.75 | Residential & Commercial | Ducted CEE Tier 1
216374603 | Central HP <5.4 tons | CHAMPION HEATING AND COOLING | HRCU-A-CB (Split System: Heat Pump with Remote Outdoor Unit-Air-Source) | HH824E2S11 |  |  | CTF36B5ADS1 | Z9ET080B12SMPS1 | 23000 | 18 | 9.5 | 23000 | 17500 | 76.09% | 2 | 0 | 12 |  |  |  | No | R-454B | 1.9167 | Residential & Commercial | Ducted CEE Tier 1
216374720 | Central HP <5.4 tons | CHAMPION HEATING AND COOLING | HRCU-A-CB (Split System: Heat Pump with Remote Outdoor Unit-Air-Source) | HH824E2S11 |  |  | CTM36B5ADS1 | Z9ET080B12SMPS1 | 23000 | 18 | 9 | 23000 | 17400 | 75.65% | 2 | 0 | 12 |  |  |  | No | R-454B | 1.9167 | Residential & Commercial | Ducted CEE Tier 1
214397584 | Central HP <5.4 tons | FRASER-JOHNSTON | HRCU-A-CB (Split System: Heat Pump with Remote Outdoor Unit-Air-Source) | HH860E2S11 |  |  | CTF60C5CHS1 | TMLE120C20MP11 | 54000 | 19 | 8.5 | 54500 | 39500 | 72.48% | 2 | 0 | 11 |  |  |  | No | R-454B | 4.5 | Residential & Commercial | Ducted CEE Tier 1
214397619 | Central HP <5.4 tons | FRASER-JOHNSTON | HRCU-A-CB (Split System: Heat Pump with Remote Outdoor Unit-Air-Source) | HH860E2S11 |  |  | CTF60C5CHS1 | TM8Y100C20MP11 | 54000 | 19 | 9 | 55000 | 39500 | 71.82% | 2 | 0 | 11 |  |  |  | No | R-454B | 4.5 | Residential & Commercial | Ducted CEE Tier 1
214397901 | Central HP <5.4 tons | FRASER-JOHNSTON | HRCU-A-CB (Split System: Heat Pump with Remote Outdoor Unit-Air-Source) | HH860E2S11 |  |  | CTM60C5CGS1 | TPLC120C20MP13 | 44000 | 18 | 9 | 44500 | 33600 | 75.51% | 2 | 0 | 11.7 |  |  |  | No | R-454B | 3.6667 | Residential & Commercial | Ducted CEE Tier 1
214396595 | Central HP <5.4 tons | LUXAIRE | HRCU-A-CB (Split System: Heat Pump with Remote Outdoor Unit-Air-Source) | HH860E2S11 |  |  | CTM60C5CGS1 | TL8E100C20UH11 | 44000 | 18 | 9 | 44000 | 33400 | 75.91% | 2 | 0 | 11.7 |  |  |  | No | R-454B | 3.6667 | Residential & Commercial | Ducted CEE Tier 1
214396736 | Central HP <5.4 tons | LUXAIRE | HRCU-A-CB (Split System: Heat Pump with Remote Outdoor Unit-Air-Source) | HH860E2S11 |  |  | CTF60D5CHS1+JMVT20DC2N1 |  | 54500 | 19 | 9 | 53500 | 38500 | 71.96% | 2 | 0 | 12 |  |  |  | No | R-454B | 4.5417 | Residential & Commercial | Ducted CEE Tier 1
214574556 | Central HP <5.4 tons | KENMORE | HRCU-A-CB (Split System: Heat Pump with Remote Outdoor Unit-Air-Source) | (C,H,T)VH837GKA2* |  |  | EN(A,D,W)4X42L21**+WALLCON | *97CMN0802120B* | 31800 | 17 | 8.1 | 33000 | 24400 | 73.94% | 1.88 | 0 | 11 |  |  |  | No | R-410A | 2.65 | Residential & Commercial | Ducted CEE Tier 1
214397163 | Central HP <5.4 tons | LUXAIRE | HRCU-A-CB (Split System: Heat Pump with Remote Outdoor Unit-Air-Source) | HH860E2S11 |  |  | CTF60C5CHS1 | TM9Y100C20MP11 | 53000 | 19 | 8.5 | 54500 | 39000 | 71.56% | 2 | 0 | 11 |  |  |  | No | R-454B | 4.4167 | Residential & Commercial | Ducted CEE Tier 1
214398583 | Central HP <5.4 tons | CHAMPION HEATING AND COOLING | HRCU-A-CB (Split System: Heat Pump with Remote Outdoor Unit-Air-Source) | HH836E2S11 |  |  | CTM48C5CFS1 | TP9C100C20MP13 | 34200 | 19 | 9 | 32600 | 25800 | 79.14% | 2 | 0 | 11 |  |  |  | No | R-454B | 2.85 | Residential & Commercial | Ducted CEE Tier 1
214594982 | Central HP <5.4 tons | CHAMPION HEATING AND COOLING | HRCU-A-CB (Split System: Heat Pump with Remote Outdoor Unit-Air-Source) | HH836E2S11 |  |  | CTM48C5CFS1 | Z8ES080C20SMPS1 | 34200 | 19 | 9 | 32000 | 25400 | 79.38% | 2 | 0 | 11 |  |  |  | No | R-454B | 2.85 | Residential & Commercial | Ducted CEE Tier 1
214595002 | Central HP <5.4 tons | CHAMPION HEATING AND COOLING | HRCU-A-CB (Split System: Heat Pump with Remote Outdoor Unit-Air-Source) | HH836E2S11 |  |  | CTM36B5CDS1 | Z8ES100B12SMPS1 | 33200 | 18 | 8.5 | 30600 | 25000 | 81.7% | 2 | 0 | 11 |  |  |  | No | R-454B | 2.7667 | Residential & Commercial | Ducted CEE Tier 1
216374710 | Central HP <5.4 tons | CHAMPION HEATING AND COOLING | HRCU-A-CB (Split System: Heat Pump with Remote Outdoor Unit-Air-Source) | HH836E2S11 |  |  | CTM36B5CDS1 | Z9ET060B12SMPS1 | 33200 | 18 | 8.5 | 31600 | 24200 | 76.58% | 2 | 0 | 11 |  |  |  | No | R-454B | 2.7667 | Residential & Commercial | Ducted CEE Tier 1
211388625 | Central HP <5.4 tons | COLEMAN | HRCU-A-CB (Split System: Heat Pump with Remote Outdoor Unit-Air-Source) | HMH72B341 |  |  | XAFC36DBCN1 | TM9E100C16MP12 | 34000 | 18 | 8.1 | 33600 | 23800 | 70.83% | 2.08 | 0 | 10 |  |  |  | No | R-410A | 2.8333 | Residential & Commercial | Ducted CEE Tier 1
215932635 | Central HP <5.4 tons | BRYANT HEATING AND COOLING SYSTEMS | HRCU-A-CB (Split System: Heat Pump with Remote Outdoor Unit-Air-Source) | 293VAN036**AA* |  |  | CAA**6024AM*+UI | 986TD66100C21*** | 34000 | 20.5 | 9.5 | 34000 | 25800 | 75.88% | 2.06 | 0 | 12 |  |  |  | No | R-454B | 2.8333 | Residential & Commercial | Ducted CEE Tier 1
215853473 | Central HP <5.4 tons | LUXAIRE | HRCU-A-CB (Split System: Heat Pump with Remote Outdoor Unit-Air-Source) | HH860E2S11 |  |  | CTM60D5CJS1 | LP9C120D20MP13 | 53500 | 19 | 9 | 55500 | 40000 | 72.07% | 2 | 0 | 11 |  |  |  | No | R-454B | 4.4583 | Residential & Commercial | Ducted CEE Tier 1
216374654 | Central HP <5.4 tons | CHAMPION HEATING AND COOLING | HRCU-A-CB (Split System: Heat Pump with Remote Outdoor Unit-Air-Source) | HH860E2S11 |  |  | CTM60C5CGS1 | Z9ET100C16SMPS1 | 44500 | 19 | 9 | 45500 | 33200 | 72.97% | 2 | 0 | 11 |  |  |  | No | R-454B | 3.7083 | Residential & Commercial | Ducted CEE Tier 1
214398454 | Central HP <5.4 tons | CHAMPION HEATING AND COOLING | HRCU-A-CB (Split System: Heat Pump with Remote Outdoor Unit-Air-Source) | HH860E2S11 |  |  | CTM60C5CHS1 | TL8E100C20UH11 | 53000 | 19 | 9 | 53500 | 38000 | 71.03% | 2 | 0 | 11.7 |  |  |  | No | R-454B | 4.4167 | Residential & Commercial | Ducted CEE Tier 1
214398069 | Central HP <5.4 tons | CHAMPION HEATING AND COOLING | HRCU-A-CB (Split System: Heat Pump with Remote Outdoor Unit-Air-Source) | HH860E2S11 |  |  | CTF60D5CJS1+JMC20D2SN1 |  | 53000 | 19 | 9 | 54000 | 39000 | 72.22% | 2 | 0 | 11 |  |  |  | No | R-454B | 4.4167 | Residential & Commercial | Ducted CEE Tier 1
214398254 | Central HP <5.4 tons | CHAMPION HEATING AND COOLING | HRCU-A-CB (Split System: Heat Pump with Remote Outdoor Unit-Air-Source) | HH860E2S11 |  |  | CTF60C5CGS1+JMC17C2SN1 |  | 44500 | 18 | 9 | 44000 | 33000 | 75% | 2 | 0 | 12 |  |  |  | No | R-454B | 3.7083 | Residential & Commercial | Ducted CEE Tier 1
215934864 | Central HP <5.4 tons | CARRIER | HRCU-A-CB (Split System: Heat Pump with Remote Outdoor Unit-Air-Source) | 27VNA336A*030* |  |  | CVAMA4421XMA*+UI | 59CU5B060C17**16 | 35400 | 21.5 | 8.5 | 38500 | 29000 | 75.32% | 2.02 | 0 | 12 |  |  |  | No | R-454B | 2.95 | Residential & Commercial | Ducted CEE Tier 1
215934654 | Central HP <5.4 tons | CARRIER | HRCU-A-CB (Split System: Heat Pump with Remote Outdoor Unit-Air-Source) | 27VNA336A*030* |  |  | CVAMA3017XMA*+UI | 59TN6C060C17**14 | 34000 | 20 | 8.1 | 38000 | 27200 | 71.58% | 2 | 0 | 11 |  |  |  | No | R-454B | 2.8333 | Residential & Commercial | Ducted CEE Tier 1
215934804 | Central HP <5.4 tons | CARRIER | HRCU-A-CB (Split System: Heat Pump with Remote Outdoor Unit-Air-Source) | 27VNA336A*030* |  |  | CVAMA4421XMA*+UI | 58TN*B045C17**12 | 35200 | 21 | 8.5 | 39000 | 29400 | 75.38% | 2 | 0 | 11.7 |  |  |  | No | R-454B | 2.9333 | Residential & Commercial | Ducted CEE Tier 1
214398288 | Central HP <5.4 tons | CHAMPION HEATING AND COOLING | HRCU-A-CB (Split System: Heat Pump with Remote Outdoor Unit-Air-Source) | HH860E2S11 |  |  | CTM60C5CGS1+JMVT16CC2N1 |  | 45000 | 19 | 9 | 44500 | 33200 | 74.61% | 2 | 0 | 12 |  |  |  | No | R-454B | 3.75 | Residential & Commercial | Ducted CEE Tier 1
214397852 | Central HP <5.4 tons | CHAMPION HEATING AND COOLING | HRCU-A-CB (Split System: Heat Pump with Remote Outdoor Unit-Air-Source) | HH860E2S11 |  |  | CTF60C5CGS1 | TMLE120C16MP11 | 44500 | 18 | 9 | 45500 | 34200 | 75.16% | 2 | 0 | 11 |  |  |  | No | R-454B | 3.7083 | Residential & Commercial | Ducted CEE Tier 1
214397482 | Central HP <5.4 tons | CHAMPION HEATING AND COOLING | HRCU-A-CB (Split System: Heat Pump with Remote Outdoor Unit-Air-Source) | HH860E2S11 |  |  | CTM60C5CGS1 | TP9C100C20MP13 | 44000 | 18 | 9 | 44500 | 33600 | 75.51% | 2 | 0 | 11.7 |  |  |  | No | R-454B | 3.6667 | Residential & Commercial | Ducted CEE Tier 1
214397499 | Central HP <5.4 tons | CHAMPION HEATING AND COOLING | HRCU-A-CB (Split System: Heat Pump with Remote Outdoor Unit-Air-Source) | HH860E2S11 |  |  | CTF60C5CGS1 | TM9V080C16MP12 | 43500 | 17 | 9 | 44000 | 33600 | 76.36% | 2 | 0 | 11 |  |  |  | No | R-454B | 3.625 | Residential & Commercial | Ducted CEE Tier 1
211176751 | Central HP <5.4 tons | RHEEM | HRCU-A-CB (Split System: Heat Pump with Remote Outdoor Unit-Air-Source) | RP18AZ60AJVC |  |  | RCFZ6021SEAAM | R98MV1005A21UPS | 52500 | 18 | 8.1 | 52000 | 49500 | 95.19% | 2 | 0 | 10 |  |  |  | No | R-410A | 4.375 | Residential & Commercial | Ducted CEE Tier 1
214398630 | Central HP <5.4 tons | CHAMPION HEATING AND COOLING | HRCU-A-CB (Split System: Heat Pump with Remote Outdoor Unit-Air-Source) | HH860E2S11 |  |  | CTM60C5CGS1 | TM9Y080C16MP11 | 44000 | 17 | 9 | 44500 | 33800 | 75.96% | 2 | 0 | 11 |  |  |  | No | R-454B | 3.6667 | Residential & Commercial | Ducted CEE Tier 1
214398645 | Central HP <5.4 tons | CHAMPION HEATING AND COOLING | HRCU-A-CB (Split System: Heat Pump with Remote Outdoor Unit-Air-Source) | HH860E2S11 |  |  | CTF60C5CGS1 | TM8V080C16MP12 | 43500 | 18 | 9 | 44000 | 33400 | 75.91% | 2 | 0 | 11.7 |  |  |  | No | R-454B | 3.625 | Residential & Commercial | Ducted CEE Tier 1
216374694 | Central HP <5.4 tons | CHAMPION HEATING AND COOLING | HRCU-A-CB (Split System: Heat Pump with Remote Outdoor Unit-Air-Source) | HH860E2S11 |  |  | CTM60C5CGS1 | Z9ET100C20SMPS1 | 45000 | 18 | 9 | 46500 | 33800 | 72.69% | 2 | 0 | 11 |  |  |  | No | R-454B | 3.75 | Residential & Commercial | Ducted CEE Tier 1
215935004 | Central HP <5.4 tons | CARRIER | HRCU-A-CB (Split System: Heat Pump with Remote Outdoor Unit-Air-Source) | 27VNA336A*030* |  |  | CVAMA4921XMA*+UI | 58TN*B070C17**16 | 35400 | 21.5 | 8.5 | 38500 | 29000 | 75.32% | 2.02 | 0 | 12 |  |  |  | No | R-454B | 2.95 | Residential & Commercial | Ducted CEE Tier 1
215935054 | Central HP <5.4 tons | CARRIER | HRCU-A-CB (Split System: Heat Pump with Remote Outdoor Unit-Air-Source) | 27VNA336A*030* |  |  | CVAMA4921XMA*+UI | 59CU5B060C17**16 | 35400 | 21.5 | 8.5 | 38500 | 29000 | 75.32% | 2.02 | 0 | 12 |  |  |  | No | R-454B | 2.95 | Residential & Commercial | Ducted CEE Tier 1
215933914 | Central HP <5.4 tons | CARRIER | HRCU-A-CB (Split System: Heat Pump with Remote Outdoor Unit-Air-Source) | 27VNA336A*030* |  |  | CSAH*6012AM*+UI | 59TN6C060C17**14 | 33800 | 19 | 9 | 33800 | 25600 | 75.74% | 1.94 | 0 | 11 |  |  |  | No | R-454B | 2.8167 | Residential & Commercial | Ducted CEE Tier 1
215934634 | Central HP <5.4 tons | CARRIER | HRCU-A-CB (Split System: Heat Pump with Remote Outdoor Unit-Air-Source) | 27VNA336A*030* |  |  | CVAMA2517XMA*+UI | 59TN6C060C17**14 | 34000 | 20 | 8.1 | 38000 | 27200 | 71.58% | 2 | 0 | 11 |  |  |  | No | R-454B | 2.8333 | Residential & Commercial | Ducted CEE Tier 1
215934784 | Central HP <5.4 tons | CARRIER | HRCU-A-CB (Split System: Heat Pump with Remote Outdoor Unit-Air-Source) | 27VNA336A*030* |  |  | CVAMA4421XMA*+UI | 58CU*A060C17**16 | 35600 | 22 | 8.5 | 38000 | 28600 | 75.26% | 2.02 | 0 | 12 |  |  |  | No | R-454B | 2.9667 | Residential & Commercial | Ducted CEE Tier 1
215933404 | Central HP <5.4 tons | CARRIER | HRCU-A-CB (Split System: Heat Pump with Remote Outdoor Unit-Air-Source) | 27VNA336A*030* |  |  | CSAH*4212AM*+UI | 59MN7C060C21**20 | 33400 | 18.5 | 9 | 35200 | 27000 | 76.7% | 1.92 | 0 | 11 |  |  |  | No | R-454B | 2.7833 | Residential & Commercial | Ducted CEE Tier 1
215933554 | Central HP <5.4 tons | CARRIER | HRCU-A-CB (Split System: Heat Pump with Remote Outdoor Unit-Air-Source) | 27VNA336A*030* |  |  | CSAH*4812AM*+UI | 58TN*B070C17**16 | 33600 | 19 | 9 | 35000 | 26800 | 76.57% | 1.92 | 0 | 11 |  |  |  | No | R-454B | 2.8 | Residential & Commercial | Ducted CEE Tier 1
215933874 | Central HP <5.4 tons | CARRIER | HRCU-A-CB (Split System: Heat Pump with Remote Outdoor Unit-Air-Source) | 27VNA336A*030* |  |  | CSAH*6012AM*+UI | 59MN7C080C17**14 | 34000 | 19 | 9 | 34800 | 26400 | 75.86% | 1.94 | 0 | 11 |  |  |  | No | R-454B | 2.8333 | Residential & Commercial | Ducted CEE Tier 1
215934724 | Central HP <5.4 tons | CARRIER | HRCU-A-CB (Split System: Heat Pump with Remote Outdoor Unit-Air-Source) | 27VNA336A*030* |  |  | CVAMA3617XMA*+UI | 59TN6C060C17**14 | 34000 | 20 | 8.1 | 38000 | 27200 | 71.58% | 2 | 0 | 11 |  |  |  | No | R-454B | 2.8333 | Residential & Commercial | Ducted CEE Tier 1
215933884 | Central HP <5.4 tons | CARRIER | HRCU-A-CB (Split System: Heat Pump with Remote Outdoor Unit-Air-Source) | 27VNA336A*030* |  |  | CSAH*6012AM*+UI | 59MN7C080C21**20 | 34200 | 19.5 | 9 | 34400 | 26000 | 75.58% | 1.94 | 0 | 11.7 |  |  |  | No | R-454B | 2.85 | Residential & Commercial | Ducted CEE Tier 1
215933904 | Central HP <5.4 tons | CARRIER | HRCU-A-CB (Split System: Heat Pump with Remote Outdoor Unit-Air-Source) | 27VNA336A*030* |  |  | CSAH*6012AM*+UI | 59TN6C040C14**10 | 32600 | 17.5 | 8.5 | 33400 | 25600 | 76.65% | 1.86 | 0 | 10.5 |  |  |  | No | R-454B | 2.7167 | Residential & Commercial | Ducted CEE Tier 1
215934974 | Central HP <5.4 tons | CARRIER | HRCU-A-CB (Split System: Heat Pump with Remote Outdoor Unit-Air-Source) | 27VNA336A*030* |  |  | CVAMA4921XMA*+UI | 58CU*A040C17**12 | 35600 | 22 | 8.5 | 38000 | 28800 | 75.79% | 2.02 | 0 | 12 |  |  |  | No | R-454B | 2.9667 | Residential & Commercial | Ducted CEE Tier 1
215935104 | Central HP <5.4 tons | CARRIER | HRCU-A-CB (Split System: Heat Pump with Remote Outdoor Unit-Air-Source) | 27VNA336A*030* |  |  | CVAMA4921XMA*+UI | 59MN7C080C21**20 | 35600 | 21.5 | 8.5 | 38000 | 28600 | 75.26% | 2.04 | 0 | 12 |  |  |  | No | R-454B | 2.9667 | Residential & Commercial | Ducted CEE Tier 1
213829718 | Central HP <5.4 tons | RHEEM | HRCU-A-CB (Split System: Heat Pump with Remote Outdoor Unit-Air-Source) | RP18AZ24AJVC |  |  | RCFZ2421HEAAM | R801V0704A17UHU | 22800 | 20 | 8.5 | 22800 | 26000 | 114% | 2.1 | 0 | 12.5 |  |  |  | No | R-410A | 1.9 | Residential & Commercial | Ducted CEE Tier 1
215932482 | Central HP <5.4 tons | KENMORE | HRCU-A-CB (Split System: Heat Pump with Remote Outdoor Unit-Air-Source) | (C,H,T)5H3V36*K*AAA* |  |  | EA*5X48M21A*+WALLCON | *97CMN0602120B* | 33200 | 19.5 | 9.5 | 35000 | 26800 | 76.57% | 2.02 | 0 | 11 |  |  |  | No | R-454B | 2.7667 | Residential & Commercial | Ducted CEE Tier 1
213072167 | Central HP <5.4 tons | ACIQ | HRCU-A-CB (Split System: Heat Pump with Remote Outdoor Unit-Air-Source) | DLCURAH18ABK |  |  | EA*4X24L17A* | *80VTL0701716A* | 17300 | 16 | 8.5 | 18100 | 19200 | 106.1% | 2.32 | 0 | 10.5 |  |  |  | No | R-410A | 1.4417 | Residential & Commercial | Ducted CEE Tier 1
212975819 | Central HP <5.4 tons | KEEPRITE | HRCU-A-CB (Split System: Heat Pump with Remote Outdoor Unit-Air-Source) | DLCURAH18ABK |  |  | EA*4X30L17A* | *96VTN0801716B* | 17400 | 16 | 8.5 | 18000 | 18700 | 103.9% | 2.26 | 0 | 10.5 |  |  |  | No | R-410A | 1.45 | Residential & Commercial | Ducted CEE Tier 1
212972709 | Central HP <5.4 tons | KEEPRITE | HRCU-A-CB (Split System: Heat Pump with Remote Outdoor Unit-Air-Source) | DLCURAH18ABK |  |  | EA*4X30L14A* | *96VSN0401410B* | 17300 | 16 | 8.5 | 18100 | 18900 | 104.4% | 2.26 | 0 | 10.5 |  |  |  | No | R-410A | 1.4417 | Residential & Commercial | Ducted CEE Tier 1
214228976 | Central HP <5.4 tons | KEEPRITE | HRCU-A-CB (Split System: Heat Pump with Remote Outdoor Unit-Air-Source) | DLCURAH18ABK |  |  | EA*4X19L17A* | *80MSU0601716A* | 18100 | 16.5 | 8.5 | 18000 | 17700 | 98.33% | 2.14 | 0 | 11 |  |  |  | No | R-410A | 1.5083 | Residential & Commercial | Ducted CEE Tier 1
212977798 | Central HP <5.4 tons | KEEPRITE | HRCU-A-CB (Split System: Heat Pump with Remote Outdoor Unit-Air-Source) | DLCURAH18ABK |  |  | EN(A,D)4X24L14** | *80MS(N,L)0451412A* | 17500 | 16.5 | 8.5 | 18400 | 19200 | 104.3% | 2.3 | 0 | 11 |  |  |  | No | R-410A | 1.4583 | Residential & Commercial | Ducted CEE Tier 1
213072169 | Central HP <5.4 tons | ACIQ | HRCU-A-CB (Split System: Heat Pump with Remote Outdoor Unit-Air-Source) | DLCURAH18ABK |  |  | EA*4X24L17A* | *95ESN0401712A* | 17300 | 15.5 | 8.5 | 18300 | 19300 | 105.5% | 2.3 | 0 | 10 |  |  |  | No | R-410A | 1.4417 | Residential & Commercial | Ducted CEE Tier 1
213072170 | Central HP <5.4 tons | ACIQ | HRCU-A-CB (Split System: Heat Pump with Remote Outdoor Unit-Air-Source) | DLCURAH18ABK |  |  | EA*4X24L17A* | *95ESN0601412A* | 17800 | 16 | 8.5 | 18700 | 19000 | 101.6% | 2.28 | 0 | 10.5 |  |  |  | No | R-410A | 1.4833 | Residential & Commercial | Ducted CEE Tier 1
213072203 | Central HP <5.4 tons | ACIQ | HRCU-A-CB (Split System: Heat Pump with Remote Outdoor Unit-Air-Source) | DLCURAH18ABK |  |  | EA*4X25L17A* | *95ESN0601412A* | 18400 | 16.5 | 8.5 | 18200 | 17500 | 96.15% | 2.12 | 0 | 11 |  |  |  | No | R-410A | 1.5333 | Residential & Commercial | Ducted CEE Tier 1
212976038 | Central HP <5.4 tons | DAY & NIGHT | HRCU-A-CB (Split System: Heat Pump with Remote Outdoor Unit-Air-Source) | DLCURAH24ABK |  |  | EA*4X36L17A* | *96VTN0801716B* | 23600 | 17 | 8.5 | 26000 | 24200 | 93.08% | 2.02 | 0 | 10 |  |  |  | No | R-410A | 1.9667 | Residential & Commercial | Ducted CEE Tier 1
212976090 | Central HP <5.4 tons | DAY & NIGHT | HRCU-A-CB (Split System: Heat Pump with Remote Outdoor Unit-Air-Source) | DLCURAH24ABK |  |  | EN(A,D)4X24L17** | *96VTN0801716B* | 23400 | 16.5 | 8.5 | 27000 | 24800 | 91.85% | 2.04 | 0 | 10 |  |  |  | No | R-410A | 1.95 | Residential & Commercial | Ducted CEE Tier 1
214239769 | Central HP <5.4 tons | DAY & NIGHT | HRCU-A-CB (Split System: Heat Pump with Remote Outdoor Unit-Air-Source) | CVH837GKA** |  |  | EN(A,D,W)4X42L21**+WALLCON | *80CTL1102120B* | 31800 | 17 | 8.1 | 33000 | 24400 | 73.94% | 1.88 | 0 | 11 |  |  |  | No | R-410A | 2.65 | Residential & Commercial | Ducted CEE Tier 1
214239869 | Central HP <5.4 tons | DAY & NIGHT | HRCU-A-CB (Split System: Heat Pump with Remote Outdoor Unit-Air-Source) | CVH837GKA** |  |  | EN(A,D,W)4X48L21**+WALLCON | *80CTL0901716B* | 32400 | 17 | 8.1 | 32800 | 24800 | 75.61% | 1.94 | 0 | 11.7 |  |  |  | No | R-410A | 2.7 | Residential & Commercial | Ducted CEE Tier 1
212976993 | Central HP <5.4 tons | DAY & NIGHT | HRCU-A-CB (Split System: Heat Pump with Remote Outdoor Unit-Air-Source) | DLCURAH24ABK |  |  | EA*4X37L21A* | *96VTN1002122B* | 24600 | 17.5 | 8.5 | 25200 | 21200 | 84.13% | 1.78 | 0 | 10.5 |  |  |  | No | R-410A | 2.05 | Residential & Commercial | Ducted CEE Tier 1
212977628 | Central HP <5.4 tons | DAY & NIGHT | HRCU-A-CB (Split System: Heat Pump with Remote Outdoor Unit-Air-Source) | DLCURAH24ABK |  |  | EA*4X36L17A* | *80MS(N,L)0451412A* | 23800 | 17 | 8.5 | 26200 | 23800 | 90.84% | 1.96 | 0 | 10 |  |  |  | No | R-410A | 1.9833 | Residential & Commercial | Ducted CEE Tier 1
213071699 | Central HP <5.4 tons | ACIQ | HRCU-A-CB (Split System: Heat Pump with Remote Outdoor Unit-Air-Source) | DLCURAH24ABK |  |  | EN(A,D,W)4X36L17** | *80ESU0601716A | 24800 | 16.5 | 8.5 | 26600 | 22200 | 83.46% | 1.84 | 0 | 10.5 |  |  |  | No | R-410A | 2.0667 | Residential & Commercial | Ducted CEE Tier 1
214606525 | Central HP <5.4 tons | CHAMPION HEATING AND COOLING | HRCU-A-C (Split System: Heat Pump with Remote Outdoor Unit with No Indoor Fan --Air Source) | HH860E2S11 |  |  | CTM60D5CJS1 |  | 52000 | 15.2 | 8.5 | 55000 | 40000 | 72.73% | 2 | 0 | 10 |  |  |  | No | R-454B | 4.3333 | Residential & Commercial | Ducted CEE Tier 1
214606542 | Central HP <5.4 tons | CHAMPION HEATING AND COOLING | HRCU-A-C (Split System: Heat Pump with Remote Outdoor Unit with No Indoor Fan --Air Source) | HH860E2S11 |  |  | CTF60C5CGS1 |  | 44500 | 15.2 | 8.5 | 46000 | 34200 | 74.35% | 2 | 0 | 11 |  |  |  | No | R-454B | 3.7083 | Residential & Commercial | Ducted CEE Tier 1
214398655 | Central HP <5.4 tons | CHAMPION HEATING AND COOLING | HRCU-A-CB (Split System: Heat Pump with Remote Outdoor Unit-Air-Source) | HH860E2S11 |  |  | CTF60C5CGS1 | TPLC080C16MP13 | 43500 | 18 | 9 | 44000 | 33400 | 75.91% | 2 | 0 | 11.7 |  |  |  | No | R-454B | 3.625 | Residential & Commercial | Ducted CEE Tier 1
214398635 | Central HP <5.4 tons | CHAMPION HEATING AND COOLING | HRCU-A-CB (Split System: Heat Pump with Remote Outdoor Unit-Air-Source) | HH860E2S11 |  |  | JHE48D5CG2SS1 |  | 45000 | 19 | 9 | 44500 | 33400 | 75.06% | 2 | 0 | 12 |  |  |  | No | R-454B | 3.75 | Residential & Commercial | Ducted CEE Tier 1
214397073 | Central HP <5.4 tons | CHAMPION HEATING AND COOLING | HRCU-A-CB (Split System: Heat Pump with Remote Outdoor Unit-Air-Source) | HH860E2S11 |  |  | CTM60D5CGS1 | TM8E130D20MP11 | 46000 | 17 | 9 | 47000 | 34800 | 74.04% | 2 | 0 | 11 |  |  |  | No | R-454B | 3.8333 | Residential & Commercial | Ducted CEE Tier 1
214398730 | Central HP <5.4 tons | FRASER-JOHNSTON | HRCU-A-CB (Split System: Heat Pump with Remote Outdoor Unit-Air-Source) | HH860E2S11 |  |  | CTM60D5CGS1 | TP9C120D20MP13 | 44000 | 18 | 9 | 44000 | 33400 | 75.91% | 2 | 0 | 11.7 |  |  |  | No | R-454B | 3.6667 | Residential & Commercial | Ducted CEE Tier 1
216374576 | Central HP <5.4 tons | FRASER-JOHNSTON | HRCU-A-CB (Split System: Heat Pump with Remote Outdoor Unit-Air-Source) | HH860E2S11 |  |  | CTM60D5CHS1 | Z9ET120D20SMPS1 | 54000 | 19 | 8.5 | 55000 | 40000 | 72.73% | 2 | 0 | 11 |  |  |  | No | R-454B | 4.5 | Residential & Commercial | Ducted CEE Tier 1
216374612 | Central HP <5.4 tons | FRASER-JOHNSTON | HRCU-A-CB (Split System: Heat Pump with Remote Outdoor Unit-Air-Source) | HH860E2S11 |  |  | CTF60C5CGS1 | Z9ET100C16SMPS1 | 44500 | 19 | 9 | 45500 | 33200 | 72.97% | 2 | 0 | 11 |  |  |  | No | R-454B | 3.7083 | Residential & Commercial | Ducted CEE Tier 1
214398034 | Central HP <5.4 tons | FRASER-JOHNSTON | HRCU-A-CB (Split System: Heat Pump with Remote Outdoor Unit-Air-Source) | HH860E2S11 |  |  | CTM60C5CHS1 | TM8V120C20MP12 | 53500 | 19 | 9 | 54000 | 39000 | 72.22% | 2 | 0 | 11 |  |  |  | No | R-454B | 4.4583 | Residential & Commercial | Ducted CEE Tier 1
214398253 | Central HP <5.4 tons | FRASER-JOHNSTON | HRCU-A-CB (Split System: Heat Pump with Remote Outdoor Unit-Air-Source) | HH860E2S11 |  |  | CTF60C5CGS1+JMC17C2SN1 |  | 44500 | 18 | 9 | 44000 | 33000 | 75% | 2 | 0 | 12 |  |  |  | No | R-454B | 3.7083 | Residential & Commercial | Ducted CEE Tier 1
214398268 | Central HP <5.4 tons | FRASER-JOHNSTON | HRCU-A-CB (Split System: Heat Pump with Remote Outdoor Unit-Air-Source) | HH860E2S11 |  |  | CTF60C5CGS1 | TMLV120C20MP12 | 44500 | 18 | 9 | 45000 | 33800 | 75.11% | 2 | 0 | 11 |  |  |  | No | R-454B | 3.7083 | Residential & Commercial | Ducted CEE Tier 1
214398287 | Central HP <5.4 tons | FRASER-JOHNSTON | HRCU-A-CB (Split System: Heat Pump with Remote Outdoor Unit-Air-Source) | HH860E2S11 |  |  | CTM60C5CGS1+JMVT16CC2N1 |  | 45000 | 19 | 9 | 44500 | 33200 | 74.61% | 2 | 0 | 12 |  |  |  | No | R-454B | 3.75 | Residential & Commercial | Ducted CEE Tier 1
214720040 | Central HP <5.4 tons | FRASER-JOHNSTON | HRCU-A-CB (Split System: Heat Pump with Remote Outdoor Unit-Air-Source) | HH860E2S11 |  |  | CTU60C5XGS1+TXV | TP9C080C16MP13 | 43500 | 17 | 9 | 44000 | 33600 | 76.36% | 2 | 0 | 11 |  |  |  | No | R-454B | 3.625 | Residential & Commercial | Ducted CEE Tier 1
214720131 | Central HP <5.4 tons | FRASER-JOHNSTON | HRCU-A-CB (Split System: Heat Pump with Remote Outdoor Unit-Air-Source) | HH860E2S11 |  |  | CTU60C5XGS1+TXV | TM9E080C16MP12 | 44500 | 18 | 9 | 45500 | 34400 | 75.6% | 2 | 0 | 11 |  |  |  | No | R-454B | 3.7083 | Residential & Commercial | Ducted CEE Tier 1
214397824 | Central HP <5.4 tons | FRASER-JOHNSTON | HRCU-A-CB (Split System: Heat Pump with Remote Outdoor Unit-Air-Source) | HH860E2S11 |  |  | CTM60C5CGS1 | TM9V080C16MP12 | 43500 | 18 | 9 | 44000 | 34000 | 77.27% | 2 | 0 | 11 |  |  |  | No | R-454B | 3.625 | Residential & Commercial | Ducted CEE Tier 1
214398297 | Central HP <5.4 tons | FRASER-JOHNSTON | HRCU-A-CB (Split System: Heat Pump with Remote Outdoor Unit-Air-Source) | HH860E2S11 |  |  | CTM60C5CGS1 | TM9Y100C20MP11 | 44500 | 17 | 9 | 46500 | 34800 | 74.84% | 2 | 0 | 11 |  |  |  | No | R-454B | 3.7083 | Residential & Commercial | Ducted CEE Tier 1
215675689 | Central HP <5.4 tons | DAY & NIGHT | HRCU-A-CB (Split System: Heat Pump with Remote Outdoor Unit-Air-Source) | C5H0V48*K*AAA* |  |  | EVM5X60M21A*+WALLCON | *80CSU1002120A* | 48000 | 18.5 | 9 | 50000 | 36800 | 73.6% | 2 | 0 | 10 |  |  |  | No | R-454B | 4 | Residential & Commercial | Ducted CEE Tier 1
215932712 | Central HP <5.4 tons | KENMORE | HRCU-A-CB (Split System: Heat Pump with Remote Outdoor Unit-Air-Source) | (C,H,T)5H3V36*K*AAA* |  |  | EA*5X61M21A*+WALLCON | *80CTL0702120B* | 34400 | 20.5 | 9 | 34400 | 26200 | 76.16% | 1.96 | 0 | 11.7 |  |  |  | No | R-454B | 2.8667 | Residential & Commercial | Ducted CEE Tier 1
214397520 | Central HP <5.4 tons | FRASER-JOHNSTON | HRCU-A-CB (Split System: Heat Pump with Remote Outdoor Unit-Air-Source) | HH824E2S11 |  |  | CTF30A5ADS1 | TM9E040A10MP12 | 23000 | 17 | 9 | 23000 | 18000 | 78.26% | 2 | 0 | 12 |  |  |  | No | R-454B | 1.9167 | Residential & Commercial | Ducted CEE Tier 1
214397572 | Central HP <5.4 tons | FRASER-JOHNSTON | HRCU-A-CB (Split System: Heat Pump with Remote Outdoor Unit-Air-Source) | HH824E2S11 |  |  | CTF30B5ACS1 | TP9C060B12MP13 | 23000 | 17 | 9.5 | 23000 | 18300 | 79.57% | 2 | 0 | 12 |  |  |  | No | R-454B | 1.9167 | Residential & Commercial | Ducted CEE Tier 1
216374705 | Central HP <5.4 tons | CHAMPION HEATING AND COOLING | HRCU-A-CB (Split System: Heat Pump with Remote Outdoor Unit-Air-Source) | HH824E2S11 |  |  | CTM30B5ACS1 | Z9ET060B12SMPS1 | 23000 | 18 | 9.5 | 23000 | 18500 | 80.43% | 2 | 0 | 11.7 |  |  |  | No | R-454B | 1.9167 | Residential & Commercial | Ducted CEE Tier 1
215588077 | Central HP <5.4 tons | CARRIER | HRCU-A-CB (Split System: Heat Pump with Remote Outdoor Unit-Air-Source) | 27VNA154A*030* |  |  | CAA**4821AM*+UI | 58TN*B090C17**16 | 47000 | 18.5 | 10.5 | 51000 | 50000 | 98.04% | 2.08 | 0 | 11.5 |  |  |  | No | R-454B | 3.9167 | Residential & Commercial | Ducted CEE Tier 1
215588109 | Central HP <5.4 tons | CARRIER | HRCU-A-CB (Split System: Heat Pump with Remote Outdoor Unit-Air-Source) | 27VNA154A*030* |  |  | CAA**6024AM*+UI | 59TN6C100C21**22 | 49000 | 19 | 10.5 | 52500 | 53500 | 101.9% | 1.96 | 0 | 11 |  |  |  | No | R-454B | 4.0833 | Residential & Commercial | Ducted CEE Tier 1
215588125 | Central HP <5.4 tons | CARRIER | HRCU-A-CB (Split System: Heat Pump with Remote Outdoor Unit-Air-Source) | 27VNA154A*030* |  |  | CAA**6121AM*+UI | 59TN6C080C17**14 | 48500 | 18.5 | 9 | 51000 | 50500 | 99.02% | 1.98 | 0 | 12 |  |  |  | No | R-454B | 4.0417 | Residential & Commercial | Ducted CEE Tier 1
215588177 | Central HP <5.4 tons | CARRIER | HRCU-A-CB (Split System: Heat Pump with Remote Outdoor Unit-Air-Source) | 27VNA154A*030* |  |  | CSAH*6012AM*+UI | 59MN7C080C17**14 | 48500 | 17.5 | 9.5 | 51500 | 51000 | 99.03% | 1.96 | 0 | 11.5 |  |  |  | No | R-454B | 4.0417 | Residential & Commercial | Ducted CEE Tier 1
215588261 | Central HP <5.4 tons | CARRIER | HRCU-A-CB (Split System: Heat Pump with Remote Outdoor Unit-Air-Source) | 27VNA154A*030* |  |  | CVAMA6024XMA*+UI | 59MN7C120C24**22 | 51500 | 19 | 8.1 | 53000 | 46500 | 87.74% | 1.84 | 0 | 11.5 |  |  |  | No | R-454B | 4.2917 | Residential & Commercial | Ducted CEE Tier 1
215588325 | Central HP <5.4 tons | CARRIER | HRCU-A-CB (Split System: Heat Pump with Remote Outdoor Unit-Air-Source) | 27VNA154A*030* |  |  | CVAVA4924XMA*+UI | 59MN7C080C21**20 | 51500 | 19 | 8.1 | 53000 | 45500 | 85.85% | 1.88 | 0 | 11.5 |  |  |  | No | R-454B | 4.2917 | Residential & Commercial | Ducted CEE Tier 1
215588365 | Central HP <5.4 tons | CARRIER | HRCU-A-CB (Split System: Heat Pump with Remote Outdoor Unit-Air-Source) | 27VNA154A*030* |  |  | CVAVA6024XMA*+UI | 59MN7C080C21**20 | 51500 | 19 | 8.1 | 53000 | 45500 | 85.85% | 1.88 | 0 | 11.5 |  |  |  | No | R-454B | 4.2917 | Residential & Commercial | Ducted CEE Tier 1
215934284 | Central HP <5.4 tons | CARRIER | HRCU-A-CB (Split System: Heat Pump with Remote Outdoor Unit-Air-Source) | 27VNA348A*030* |  |  | CAA**6121AM*+UI | 59TN6C100C21**22 | 45500 | 21 | 9.5 | 48500 | 36800 | 75.88% | 2 | 0 | 11 |  |  |  | No | R-454B | 3.7917 | Residential & Commercial | Ducted CEE Tier 1
212976310 | Central HP <5.4 tons | KEEPRITE | HRCU-A-CB (Split System: Heat Pump with Remote Outdoor Unit-Air-Source) | DLCURAH36ABK |  |  | EA*4X48L21A* | *96VTN0801716B* | 35400 | 16 | 8.1 | 37800 | 34800 | 92.06% | 2 | 0 | 10 |  |  |  | No | R-410A | 2.95 | Residential & Commercial | Ducted CEE Tier 1
210471163 | Central HP <5.4 tons | KEEPRITE | HRCU-A-CB (Split System: Heat Pump with Remote Outdoor Unit-Air-Source) | CVH837GKA2* |  |  | EHD4X60AAL+WALLCON | *80CSU1002120A* | 32800 | 16.5 | 8.1 | 32200 | 24800 | 77.02% | 1.98 | 0 | 11 |  |  |  | No | R-410A | 2.7333 | Residential & Commercial | Ducted CEE Tier 1
210471218 | Central HP <5.4 tons | KEEPRITE | HRCU-A-CB (Split System: Heat Pump with Remote Outdoor Unit-Air-Source) | CVH837GKA2* |  |  | EHD4X60AAL+WALLCON | *96CTN1202422A* | 33000 | 17 | 8.1 | 32200 | 24800 | 77.02% | 2.02 | 0 | 11.5 |  |  |  | No | R-410A | 2.75 | Residential & Commercial | Ducted CEE Tier 1
210471229 | Central HP <5.4 tons | KEEPRITE | HRCU-A-CB (Split System: Heat Pump with Remote Outdoor Unit-Air-Source) | CVH837GKA2* |  |  | EHD4X60AAL+WALLCON | *97CMN0801714A* | 32800 | 16.5 | 8.1 | 32600 | 25200 | 77.3% | 1.98 | 0 | 11 |  |  |  | No | R-410A | 2.7333 | Residential & Commercial | Ducted CEE Tier 1
215667784 | Central HP <5.4 tons | DAY & NIGHT | HRCU-A-CB (Split System: Heat Pump with Remote Outdoor Unit-Air-Source) | C5H0V24*K*AAA* |  |  | EA*5X37M17A*+WALLCON | *97CMN0801714B* | 23800 | 17 | 9 | 23400 | 16500 | 70.51% | 2 | 0 | 10.5 |  |  |  | No | R-454B | 1.9833 | Residential & Commercial | Ducted CEE Tier 1
214595077 | Central HP <5.4 tons | CHAMPION HEATING AND COOLING | HRCU-A-CB (Split System: Heat Pump with Remote Outdoor Unit-Air-Source) | HH836E2S11 |  |  | CTF48C5CFS1 | Z8ES080C20SMPS1 | 34200 | 19 | 9 | 32000 | 25400 | 79.38% | 2 | 0 | 11 |  |  |  | No | R-454B | 2.85 | Residential & Commercial | Ducted CEE Tier 1
214398620 | Central HP <5.4 tons | CHAMPION HEATING AND COOLING | HRCU-A-CB (Split System: Heat Pump with Remote Outdoor Unit-Air-Source) | HH836E2S11 |  |  | CTF48C5CFS1 | TM8Y100C16MP11 | 33200 | 19 | 9 | 31400 | 25000 | 79.62% | 2 | 0 | 11 |  |  |  | No | R-454B | 2.7667 | Residential & Commercial | Ducted CEE Tier 1
216374669 | Central HP <5.4 tons | CHAMPION HEATING AND COOLING | HRCU-A-CB (Split System: Heat Pump with Remote Outdoor Unit-Air-Source) | HH836E2S11 |  |  | CTU36B5XDS1+TXV | Z9ET060B12SMPS1 | 33400 | 18 | 8.5 | 31600 | 24200 | 76.58% | 2 | 0 | 11 |  |  |  | No | R-454B | 2.7833 | Residential & Commercial | Ducted CEE Tier 1
211389727 | Central HP <5.4 tons | COLEMAN | HRCU-A-CB (Split System: Heat Pump with Remote Outdoor Unit-Air-Source) | HMH72B341 |  |  | XAFB36DXXN1+TXV | TM8Y080B12MP11 | 34000 | 18 | 8.1 | 33400 | 23600 | 70.66% | 2.04 | 0 | 10 |  |  |  | No | R-410A | 2.8333 | Residential & Commercial | Ducted CEE Tier 1
215934474 | Central HP <5.4 tons | CARRIER | HRCU-A-CB (Split System: Heat Pump with Remote Outdoor Unit-Air-Source) | 27VNA348A*030* |  |  | CSAH*4812AM*+UI | 58TN*B135C24**22 | 44500 | 20.5 | 9 | 48500 | 36400 | 75.05% | 1.82 | 0 | 11 |  |  |  | No | R-454B | 3.7083 | Residential & Commercial | Ducted CEE Tier 1
215934524 | Central HP <5.4 tons | CARRIER | HRCU-A-CB (Split System: Heat Pump with Remote Outdoor Unit-Air-Source) | 27VNA348A*030* |  |  | CSAH*4812AM*+UI | 59TN6C100C21**22 | 44000 | 20 | 9 | 48500 | 36400 | 75.05% | 1.82 | 0 | 10.5 |  |  |  | No | R-454B | 3.6667 | Residential & Commercial | Ducted CEE Tier 1
215934454 | Central HP <5.4 tons | CARRIER | HRCU-A-CB (Split System: Heat Pump with Remote Outdoor Unit-Air-Source) | 27VNA348A*030* |  |  | CSAH*4812AM*+UI | 58TN*B090C21**20 | 44500 | 20.5 | 9 | 48500 | 36400 | 75.05% | 1.82 | 0 | 11 |  |  |  | No | R-454B | 3.7083 | Residential & Commercial | Ducted CEE Tier 1
214573379 | Central HP <5.4 tons | BRYANT HEATING AND COOLING SYSTEMS | HRCU-A-CB (Split System: Heat Pump with Remote Outdoor Unit-Air-Source) | 288BNV037*0**A* |  |  | CNPV*4221AL*+UI | 935CB60080C21*** | 31800 | 17 | 8.1 | 33000 | 24600 | 74.55% | 1.88 | 0 | 11 |  |  |  | No | R-410A | 2.65 | Residential & Commercial | Ducted CEE Tier 1
214572559 | Central HP <5.4 tons | BRYANT HEATING AND COOLING SYSTEMS | HRCU-A-CB (Split System: Heat Pump with Remote Outdoor Unit-Air-Source) | 288BNV037*0**A* |  |  | CAP**3721AL*+UI | 987MC60060C21*** | 32800 | 17 | 8.5 | 33000 | 25400 | 76.97% | 1.98 | 0 | 11 |  |  |  | No | R-410A | 2.7333 | Residential & Commercial | Ducted CEE Tier 1
214572709 | Central HP <5.4 tons | BRYANT HEATING AND COOLING SYSTEMS | HRCU-A-CB (Split System: Heat Pump with Remote Outdoor Unit-Air-Source) | 288BNV037*0**A* |  |  | CAP**4321AL*+UI | 88*TB60070C21*** | 32800 | 17.5 | 8.5 | 32800 | 25200 | 76.83% | 2 | 0 | 11 |  |  |  | No | R-410A | 2.7333 | Residential & Commercial | Ducted CEE Tier 1
214397445 | Central HP <5.4 tons | LUXAIRE | HRCU-A-CB (Split System: Heat Pump with Remote Outdoor Unit-Air-Source) | HH860E2S11 |  |  | CTF60C5CGS1 | TM8E080C16MP11 | 44500 | 18 | 9 | 45500 | 34200 | 75.16% | 2 | 0 | 11 |  |  |  | No | R-454B | 3.7083 | Residential & Commercial | Ducted CEE Tier 1
214397829 | Central HP <5.4 tons | FRASER-JOHNSTON | HRCU-A-CB (Split System: Heat Pump with Remote Outdoor Unit-Air-Source) | HH860E2S11 |  |  | CTM60C5CGS1 | TP9C080C16MP13 | 43500 | 18 | 9 | 44000 | 34000 | 77.27% | 2 | 0 | 11 |  |  |  | No | R-454B | 3.625 | Residential & Commercial | Ducted CEE Tier 1
216374689 | Central HP <5.4 tons | CHAMPION HEATING AND COOLING | HRCU-A-CB (Split System: Heat Pump with Remote Outdoor Unit-Air-Source) | HH860E2S11 |  |  | CTF60D5CGS1 | Z9ET120D20SMPS1 | 44500 | 17 | 9 | 45000 | 32600 | 72.44% | 2 | 0 | 11.7 |  |  |  | No | R-454B | 3.7083 | Residential & Commercial | Ducted CEE Tier 1
216374725 | Central HP <5.4 tons | CHAMPION HEATING AND COOLING | HRCU-A-CB (Split System: Heat Pump with Remote Outdoor Unit-Air-Source) | HH860E2S11 |  |  | CTF60C5CGS1 | Z9ET100C20SMPS1 | 44500 | 18 | 9 | 45500 | 33000 | 72.53% | 2 | 0 | 11 |  |  |  | No | R-454B | 3.7083 | Residential & Commercial | Ducted CEE Tier 1
214397580 | Central HP <5.4 tons | CHAMPION HEATING AND COOLING | HRCU-A-CB (Split System: Heat Pump with Remote Outdoor Unit-Air-Source) | HH860E2S11 |  |  | CTF60C5CHS1 | TM8E120C20MP11 | 54000 | 19 | 8.5 | 54500 | 39500 | 72.48% | 2 | 0 | 11 |  |  |  | No | R-454B | 4.5 | Residential & Commercial | Ducted CEE Tier 1
213782303 | Central HP <5.4 tons | KENMORE | HRCU-A-CB (Split System: Heat Pump with Remote Outdoor Unit-Air-Source) | (C,H,T)VH837GKA2* |  |  | EHD4X60AAL+WALLCON | *97CMN0801714B* | 32800 | 16.5 | 8.1 | 32600 | 25000 | 76.69% | 1.96 | 0 | 11 |  |  |  | No | R-410A | 2.7333 | Residential & Commercial | Ducted CEE Tier 1
213072217 | Central HP <5.4 tons | ACIQ | HRCU-A-CB (Split System: Heat Pump with Remote Outdoor Unit-Air-Source) | DLCURAH18ABK |  |  | EA*4X25L17A* | OMV098J12* | 18800 | 16 | 8.5 | 18700 | 17300 | 92.51% | 2.12 | 0 | 11 |  |  |  | No | R-410A | 1.5667 | Residential & Commercial | Ducted CEE Tier 1
213072218 | Central HP <5.4 tons | ACIQ | HRCU-A-CB (Split System: Heat Pump with Remote Outdoor Unit-Air-Source) | DLCURAH18ABK |  |  | EA*4X25L17A* | OLV098A12* | 18600 | 16 | 8.5 | 18600 | 17400 | 93.55% | 2.12 | 0 | 11 |  |  |  | No | R-410A | 1.55 | Residential & Commercial | Ducted CEE Tier 1
213072219 | Central HP <5.4 tons | ACIQ | HRCU-A-CB (Split System: Heat Pump with Remote Outdoor Unit-Air-Source) | DLCURAH18ABK |  |  | EA*4X25L17A* | OMV112K14A | 18700 | 15.5 | 8.5 | 18700 | 17400 | 93.05% | 2.12 | 0 | 11 |  |  |  | No | R-410A | 1.5583 | Residential & Commercial | Ducted CEE Tier 1
213072250 | Central HP <5.4 tons | ACIQ | HRCU-A-CB (Split System: Heat Pump with Remote Outdoor Unit-Air-Source) | DLCURAH18ABK |  |  | EA*4X30L17A* | *96VTN0401410A* | 17500 | 16 | 8.5 | 18100 | 18600 | 102.8% | 2.24 | 0 | 10.5 |  |  |  | No | R-410A | 1.4583 | Residential & Commercial | Ducted CEE Tier 1
213072253 | Central HP <5.4 tons | ACIQ | HRCU-A-CB (Split System: Heat Pump with Remote Outdoor Unit-Air-Source) | DLCURAH18ABK |  |  | EA*4X30L17A* | *96VTN0601714A* | 17800 | 16 | 8.5 | 18400 | 18500 | 100.5% | 2.22 | 0 | 10.5 |  |  |  | No | R-410A | 1.4833 | Residential & Commercial | Ducted CEE Tier 1
212973369 | Central HP <5.4 tons | KEEPRITE | HRCU-A-CB (Split System: Heat Pump with Remote Outdoor Unit-Air-Source) | DLCURAH18ABK |  |  | EN(A,D)4X24L14** | *96VSN0601412B* | 17500 | 16 | 8.5 | 18500 | 19200 | 103.8% | 2.3 | 0 | 10.5 |  |  |  | No | R-410A | 1.4583 | Residential & Commercial | Ducted CEE Tier 1
212972749 | Central HP <5.4 tons | KEEPRITE | HRCU-A-CB (Split System: Heat Pump with Remote Outdoor Unit-Air-Source) | DLCURAH18ABK |  |  | EN(A,D)4X24L17** | *96VSN0401410B* | 17400 | 15.5 | 8.5 | 18500 | 19200 | 103.8% | 2.3 | 0 | 10.5 |  |  |  | No | R-410A | 1.45 | Residential & Commercial | Ducted CEE Tier 1
213782103 | Central HP <5.4 tons | KENMORE | HRCU-A-CB (Split System: Heat Pump with Remote Outdoor Unit-Air-Source) | (C,H,T)VH837GKA2* |  |  | EHD4X48AAL+WALLCON | *80CTL1102120B* | 32600 | 16.5 | 8.1 | 32800 | 24800 | 75.61% | 1.96 | 0 | 11 |  |  |  | No | R-410A | 2.7167 | Residential & Commercial | Ducted CEE Tier 1
213781953 | Central HP <5.4 tons | KENMORE | HRCU-A-CB (Split System: Heat Pump with Remote Outdoor Unit-Air-Source) | (C,H,T)VH837GKA2* |  |  | EHD4X42AAL+WALLCON | *80CTL1352422B* | 32600 | 16.5 | 8.1 | 33000 | 24600 | 74.55% | 1.96 | 0 | 11 |  |  |  | No | R-410A | 2.7167 | Residential & Commercial | Ducted CEE Tier 1
213781533 | Central HP <5.4 tons | KENMORE | HRCU-A-CB (Split System: Heat Pump with Remote Outdoor Unit-Air-Source) | (C,H,T)VH837GKA2* |  |  | EA*4X60L24A*+WALLCON | *96CTN1202422B* | 32800 | 17.5 | 8.1 | 31800 | 24600 | 77.36% | 1.98 | 0 | 11.5 |  |  |  | No | R-410A | 2.7333 | Residential & Commercial | Ducted CEE Tier 1
213781233 | Central HP <5.4 tons | KENMORE | HRCU-A-CB (Split System: Heat Pump with Remote Outdoor Unit-Air-Source) | (C,H,T)VH837GKA2* |  |  | EA*4X43L21A*+WALLCON | *97CMN0801714B* | 32800 | 17 | 8.1 | 33000 | 25200 | 76.36% | 1.96 | 0 | 11 |  |  |  | No | R-410A | 2.7333 | Residential & Commercial | Ducted CEE Tier 1
214397881 | Central HP <5.4 tons | FRASER-JOHNSTON | HRCU-A-CB (Split System: Heat Pump with Remote Outdoor Unit-Air-Source) | HH860E2S11 |  |  | CTM60C5CGS1 | TM8V120C20MP12 | 44000 | 18 | 9 | 44500 | 33600 | 75.51% | 2 | 0 | 11.7 |  |  |  | No | R-454B | 3.6667 | Residential & Commercial | Ducted CEE Tier 1
214398458 | Central HP <5.4 tons | FRASER-JOHNSTON | HRCU-A-CB (Split System: Heat Pump with Remote Outdoor Unit-Air-Source) | HH860E2S11 |  |  | JHE60D5CJ2SS1 |  | 53500 | 19 | 9 | 54000 | 39000 | 72.22% | 2 | 0 | 11 |  |  |  | No | R-454B | 4.4583 | Residential & Commercial | Ducted CEE Tier 1
214397188 | Central HP <5.4 tons | LUXAIRE | HRCU-A-CB (Split System: Heat Pump with Remote Outdoor Unit-Air-Source) | HH860E2S11 |  |  | CTM60D5CHS1 | LP9C120D20MP13 | 54000 | 19 | 9 | 54000 | 39000 | 72.22% | 2 | 0 | 11 |  |  |  | No | R-454B | 4.5 | Residential & Commercial | Ducted CEE Tier 1
214397413 | Central HP <5.4 tons | LUXAIRE | HRCU-A-CB (Split System: Heat Pump with Remote Outdoor Unit-Air-Source) | HH860E2S11 |  |  | CTF60D5CGS1 | TP9C120D20MP13 | 44000 | 18 | 9 | 44500 | 33400 | 75.06% | 2 | 0 | 11.7 |  |  |  | No | R-454B | 3.6667 | Residential & Commercial | Ducted CEE Tier 1
214573971 | Central HP <5.4 tons | AIRQUEST | HRCU-A-CB (Split System: Heat Pump with Remote Outdoor Unit-Air-Source) | HVH837GKA2* |  |  | EA*4X48L24A*+WALLCON | *80CTL0702120B* | 32400 | 17.5 | 8.5 | 32400 | 25000 | 77.16% | 1.98 | 0 | 11 |  |  |  | No | R-410A | 2.7 | Residential & Commercial | Ducted CEE Tier 1
213080945 | Central HP <5.4 tons | ACIQ | HRCU-A-CB (Split System: Heat Pump with Remote Outdoor Unit-Air-Source) | HVH837GKA2* |  |  | END4X42L17**+WALLCON | *80CTL0901716A* | 32200 | 17.5 | 8.1 | 33000 | 24600 | 74.55% | 1.92 | 11 | 11.7 |  |  |  | No | R-410A | 2.6833 | Residential & Commercial | Ducted CEE Tier 1
213080947 | Central HP <5.4 tons | ACIQ | HRCU-A-CB (Split System: Heat Pump with Remote Outdoor Unit-Air-Source) | HVH837GKA2* |  |  | EN(A,D,W)4X48L21**+WALLCON | *97CMN1002122A* | 32400 | 17.5 | 8.1 | 33000 | 24800 | 75.15% | 1.96 | 12 | 11.7 |  |  |  | No | R-410A | 2.7 | Residential & Commercial | Ducted CEE Tier 1
214395019 | Central HP <5.4 tons | CARRIER | HRCU-A-CB (Split System: Heat Pump with Remote Outdoor Unit-Air-Source) | 38MURAQ24AB3* |  |  | CNPV*3017AL* | 59SC6A060M17**16 | 23400 | 16.5 | 9 | 25800 | 24200 | 93.8% | 2 | 0 | 10 |  |  |  | No | R-410A | 1.95 | Residential & Commercial | Ducted CEE Tier 1
212976999 | Central HP <5.4 tons | BRYANT HEATING AND COOLING SYSTEMS | HRCU-A-CB (Split System: Heat Pump with Remote Outdoor Unit-Air-Source) | 38MURAQ24AB3* |  |  | CNPV*3621AL* | 926TC66100V21*** | 23800 | 17 | 8.5 | 26400 | 23800 | 90.15% | 1.98 | 0 | 10.5 |  |  |  | No | R-410A | 1.9833 | Residential & Commercial | Ducted CEE Tier 1
212978187 | Central HP <5.4 tons | BRYANT HEATING AND COOLING SYSTEMS | HRCU-A-CB (Split System: Heat Pump with Remote Outdoor Unit-Air-Source) | 38MURAQ24AB3* |  |  | CNPV*3014AL* | 8(0,1)*SB36070M14*** | 23600 | 17 | 8.5 | 26200 | 24600 | 93.89% | 2.04 | 0 | 10.5 |  |  |  | No | R-410A | 1.9667 | Residential & Commercial | Ducted CEE Tier 1
212975343 | Central HP <5.4 tons | BRYANT HEATING AND COOLING SYSTEMS | HRCU-A-CB (Split System: Heat Pump with Remote Outdoor Unit-Air-Source) | 38MURAQ24AB3* |  |  | CNPV*3017AL* | 926TC36040V17*** | 23200 | 16 | 8.1 | 26200 | 24800 | 94.66% | 2.06 | 0 | 10 |  |  |  | No | R-410A | 1.9333 | Residential & Commercial | Ducted CEE Tier 1
212975130 | Central HP <5.4 tons | KEEPRITE | HRCU-A-CB (Split System: Heat Pump with Remote Outdoor Unit-Air-Source) | DLCURAH18ABK |  |  | EN(A,D)4X30L17** | *96VTN0401712B* | 17300 | 16 | 8.1 | 17900 | 18600 | 103.9% | 2.22 | 0 | 10.5 |  |  |  | No | R-410A | 1.4417 | Residential & Commercial | Ducted CEE Tier 1
212975416 | Central HP <5.4 tons | KEEPRITE | HRCU-A-CB (Split System: Heat Pump with Remote Outdoor Unit-Air-Source) | DLCURAH18ABK |  |  | EA*4X25L17A* | *96VTN0601412B* | 17800 | 16.5 | 8.1 | 17600 | 17800 | 101.1% | 2.14 | 0 | 10.5 |  |  |  | No | R-410A | 1.4833 | Residential & Commercial | Ducted CEE Tier 1
214397061 | Central HP <5.4 tons | LUXAIRE | HRCU-A-CB (Split System: Heat Pump with Remote Outdoor Unit-Air-Source) | HH860E2S11 |  |  | CTM60C5CGS1 | TM9E100C16MP12 | 44500 | 18 | 9 | 46000 | 34400 | 74.78% | 2 | 0 | 11 |  |  |  | No | R-454B | 3.7083 | Residential & Commercial | Ducted CEE Tier 1
214397086 | Central HP <5.4 tons | LUXAIRE | HRCU-A-CB (Split System: Heat Pump with Remote Outdoor Unit-Air-Source) | HH860E2S11 |  |  | CTM60C5CGS1 | TMLE100C16MP11 | 44500 | 18 | 9 | 45500 | 34200 | 75.16% | 2 | 0 | 11 |  |  |  | No | R-454B | 3.7083 | Residential & Commercial | Ducted CEE Tier 1
214397629 | Central HP <5.4 tons | FRASER-JOHNSTON | HRCU-A-CB (Split System: Heat Pump with Remote Outdoor Unit-Air-Source) | HH860E2S11 |  |  | CTM60C5CHS1 | TMLE120C20MP11 | 53500 | 19 | 8.5 | 54000 | 39000 | 72.22% | 2 | 0 | 11 |  |  |  | No | R-454B | 4.4583 | Residential & Commercial | Ducted CEE Tier 1
214398683 | Central HP <5.4 tons | FRASER-JOHNSTON | HRCU-A-CB (Split System: Heat Pump with Remote Outdoor Unit-Air-Source) | HH860E2S11 |  |  | CTF60C5CGS1 | TM8E100C20MP11 | 44500 | 17 | 9 | 45000 | 33800 | 75.11% | 2 | 0 | 11.7 |  |  |  | No | R-454B | 3.7083 | Residential & Commercial | Ducted CEE Tier 1
214397516 | Central HP <5.4 tons | CHAMPION HEATING AND COOLING | HRCU-A-CB (Split System: Heat Pump with Remote Outdoor Unit-Air-Source) | HH860E2S11 |  |  | CTM60C5CGS1 | TL9E100C20UH11 | 44000 | 18 | 9 | 44500 | 33400 | 75.06% | 2 | 0 | 11.7 |  |  |  | No | R-454B | 3.6667 | Residential & Commercial | Ducted CEE Tier 1
213781713 | Central HP <5.4 tons | KENMORE | HRCU-A-CB (Split System: Heat Pump with Remote Outdoor Unit-Air-Source) | (C,H,T)VH837GKA2* |  |  | EA*4X61L24A*+WALLCON | *96CTN1002122B* | 33200 | 17.5 | 8.5 | 32000 | 24800 | 77.5% | 2 | 0 | 11.7 |  |  |  | No | R-410A | 2.7667 | Residential & Commercial | Ducted CEE Tier 1
213782363 | Central HP <5.4 tons | KENMORE | HRCU-A-CB (Split System: Heat Pump with Remote Outdoor Unit-Air-Source) | (C,H,T)VH837GKA2* |  |  | EHD4X60AAL+WALLCON | *96CTN1202422B* | 33000 | 16.5 | 8.1 | 32200 | 24800 | 77.02% | 2 | 0 | 11.5 |  |  |  | No | R-410A | 2.75 | Residential & Commercial | Ducted CEE Tier 1
213781193 | Central HP <5.4 tons | KENMORE | HRCU-A-CB (Split System: Heat Pump with Remote Outdoor Unit-Air-Source) | (C,H,T)VH837GKA2* |  |  | EA*4X43L21A*+WALLCON | *80CTL0902120B* | 32800 | 17 | 8.5 | 32600 | 25000 | 76.69% | 1.98 | 0 | 11.5 |  |  |  | No | R-410A | 2.7333 | Residential & Commercial | Ducted CEE Tier 1
213781133 | Central HP <5.4 tons | KENMORE | HRCU-A-CB (Split System: Heat Pump with Remote Outdoor Unit-Air-Source) | (C,H,T)VH837GKA2* |  |  | EA*4X42L24A*+WALLCON | *97CMN1202422B* | 31800 | 17 | 8.1 | 32800 | 24400 | 74.39% | 1.88 | 0 | 11 |  |  |  | No | R-410A | 2.65 | Residential & Commercial | Ducted CEE Tier 1
213780733 | Central HP <5.4 tons | KENMORE | HRCU-A-CB (Split System: Heat Pump with Remote Outdoor Unit-Air-Source) | (C,H,T)VH837GKA2* |  |  | EA*4X36L21A*+WALLCON | *80CTL0451712B* | 31200 | 16.5 | 8.1 | 33400 | 24600 | 73.65% | 1.82 | 0 | 10.5 |  |  |  | No | R-410A | 2.6 | Residential & Commercial | Ducted CEE Tier 1
213780663 | Central HP <5.4 tons | KENMORE | HRCU-A-CB (Split System: Heat Pump with Remote Outdoor Unit-Air-Source) | (C,H,T)VH837GKA2* |  |  | EA*4X36L17A*+WALLCON | *80CTL0701716B* | 31400 | 16.5 | 8.1 | 33400 | 24400 | 73.05% | 1.82 | 0 | 10.5 |  |  |  | No | R-410A | 2.6167 | Residential & Commercial | Ducted CEE Tier 1
213780713 | Central HP <5.4 tons | KENMORE | HRCU-A-CB (Split System: Heat Pump with Remote Outdoor Unit-Air-Source) | (C,H,T)VH837GKA2* |  |  | EA*4X36L17A*+WALLCON | *96CTN0601714B* | 31200 | 16.5 | 8.1 | 33400 | 24600 | 73.65% | 1.82 | 0 | 10.5 |  |  |  | No | R-410A | 2.6 | Residential & Commercial | Ducted CEE Tier 1
213781113 | Central HP <5.4 tons | KENMORE | HRCU-A-CB (Split System: Heat Pump with Remote Outdoor Unit-Air-Source) | (C,H,T)VH837GKA2* |  |  | EA*4X42L24A*+WALLCON | *80CTL1352422B* | 31800 | 17 | 8.1 | 33000 | 24200 | 73.33% | 1.88 | 0 | 11 |  |  |  | No | R-410A | 2.65 | Residential & Commercial | Ducted CEE Tier 1
213780993 | Central HP <5.4 tons | KENMORE | HRCU-A-CB (Split System: Heat Pump with Remote Outdoor Unit-Air-Source) | (C,H,T)VH837GKA2* |  |  | EA*4X42L21A*+WALLCON | *80CTL0901716B* | 31800 | 17 | 8.1 | 33000 | 24400 | 73.94% | 1.88 | 0 | 11 |  |  |  | No | R-410A | 2.65 | Residential & Commercial | Ducted CEE Tier 1
211388871 | Central HP <5.4 tons | COLEMAN | HRCU-A-CB (Split System: Heat Pump with Remote Outdoor Unit-Air-Source) | HMH72B341 |  |  | XAFB36DXXN1+TXV | TM9E080B12MP12 | 34000 | 17.5 | 8.1 | 33800 | 24000 | 71.01% | 2.06 | 0 | 10 |  |  |  | No | R-410A | 2.8333 | Residential & Commercial | Ducted CEE Tier 1
214398520 | Central HP <5.4 tons | FRASER-JOHNSTON | HRCU-A-CB (Split System: Heat Pump with Remote Outdoor Unit-Air-Source) | HH836E2S11 |  |  | CTF36C5CDS1 | TM9E100C20MP12 | 34600 | 17 | 8.5 | 32600 | 26800 | 82.21% | 2 | 0 | 11 |  |  |  | No | R-454B | 2.8833 | Residential & Commercial | Ducted CEE Tier 1
214398604 | Central HP <5.4 tons | FRASER-JOHNSTON | HRCU-A-CB (Split System: Heat Pump with Remote Outdoor Unit-Air-Source) | HH836E2S11 |  |  | CTF48C5CFS1 | TL9E080C16UH11 | 33400 | 18 | 9 | 31400 | 25400 | 80.89% | 2 | 0 | 11 |  |  |  | No | R-454B | 2.7833 | Residential & Commercial | Ducted CEE Tier 1
216374719 | Central HP <5.4 tons | FRASER-JOHNSTON | HRCU-A-CB (Split System: Heat Pump with Remote Outdoor Unit-Air-Source) | HH836E2S11 |  |  | CTM48C5CFS1 | Z9ET100C16SMPS1 | 32400 | 19 | 9.5 | 30200 | 23400 | 77.48% | 2 | 0 | 11 |  |  |  | No | R-454B | 2.7 | Residential & Commercial | Ducted CEE Tier 1
211389719 | Central HP <5.4 tons | COLEMAN | HRCU-A-CB (Split System: Heat Pump with Remote Outdoor Unit-Air-Source) | HMH72B341 |  |  | XAFC30CXXN1+TXV | TM8Y080B12MP11 | 32800 | 17.5 | 8.1 | 33000 | 23200 | 70.3% | 2.02 | 0 | 10 |  |  |  | No | R-410A | 2.7333 | Residential & Commercial | Ducted CEE Tier 1
215668912 | Central HP <5.4 tons | DAY & NIGHT | HRCU-A-CB (Split System: Heat Pump with Remote Outdoor Unit-Air-Source) | C5H0V36*K*AAA* |  |  | EA*5X42M21A*+WALLCON | *97CMN0802120B* | 33200 | 17.5 | 9 | 35800 | 25600 | 71.51% | 1.86 | 0 | 10 |  |  |  | No | R-454B | 2.7667 | Residential & Commercial | Ducted CEE Tier 1
214720045 | Central HP <5.4 tons | FRASER-JOHNSTON | HRCU-A-CB (Split System: Heat Pump with Remote Outdoor Unit-Air-Source) | HH836E2S11 |  |  | CTU48C5XFS1+JMET12CS2N1+TXV |  | 34000 | 19 | 9 | 31800 | 25200 | 79.25% | 2 | 0 | 11.7 |  |  |  | No | R-454B | 2.8333 | Residential & Commercial | Ducted CEE Tier 1
214397707 | Central HP <5.4 tons | CHAMPION HEATING AND COOLING | HRCU-A-CB (Split System: Heat Pump with Remote Outdoor Unit-Air-Source) | HH836E2S11 |  |  | CTM36C5CDS1 | TM8E120C16MP11 | 33800 | 18 | 8.5 | 31600 | 25800 | 81.65% | 2 | 0 | 11 |  |  |  | No | R-454B | 2.8167 | Residential & Commercial | Ducted CEE Tier 1
214660200 | Central HP <5.4 tons | ECOER | HRCU-A-CB (Split System: Heat Pump with Remote Outdoor Unit-Air-Source) | EODA18H-4860BAA | ECOER |  | EBCT4248CAA | MGH96M080C4A | 44000 | 17 | 8.5 | 45000 | 32000 | 71.11% | 1.9 | 0 | 11 |  |  |  | No | R-410A | 3.6667 | Residential & Commercial | Ducted CEE Tier 1
214660207 | Central HP <5.4 tons | ECOER | HRCU-A-CB (Split System: Heat Pump with Remote Outdoor Unit-Air-Source) | EODA18H-4860BAA | ECOER |  | EBCT4860DAA | MGH96M100C5A | 52000 | 16.5 | 8.5 | 54000 | 37800 | 70% | 1.9 | 0 | 10 |  |  |  | No | R-410A | 4.3333 | Residential & Commercial | Ducted CEE Tier 1
214592616 | Central HP <5.4 tons | ECOER | HRCU-A-CB (Split System: Heat Pump with Remote Outdoor Unit-Air-Source) | EODA18H-4860B | ECOER |  | EBCT3036BAA | MGH96M080B3A | 33000 | 17.5 | 8.8 | 35000 | 27000 | 77.14% | 2.1 | 0 | 11.7 |  |  |  | No | R-410A | 2.75 | Residential & Commercial | Ducted CEE Tier 1
214660198 | Central HP <5.4 tons | ECOER | HRCU-A-CB (Split System: Heat Pump with Remote Outdoor Unit-Air-Source) | EODA18H-4860BAA | ECOER |  | EBCT3036BAA | MGH96M060B3A | 33000 | 17.5 | 8.8 | 35000 | 27000 | 77.14% | 2.1 | 0 | 11.7 |  |  |  | No | R-410A | 2.75 | Residential & Commercial | Ducted CEE Tier 1
213780643 | Central HP <5.4 tons | KENMORE | HRCU-A-CB (Split System: Heat Pump with Remote Outdoor Unit-Air-Source) | (C,H,T)VH837GKA2* |  |  | EA*4X36L17A*+WALLCON | *80CTL0451712B* | 31200 | 16.5 | 8.1 | 33400 | 24600 | 73.65% | 1.8 | 0 | 10.5 |  |  |  | No | R-410A | 2.6 | Residential & Commercial | Ducted CEE Tier 1
213780693 | Central HP <5.4 tons | KENMORE | HRCU-A-CB (Split System: Heat Pump with Remote Outdoor Unit-Air-Source) | (C,H,T)VH837GKA2* |  |  | EA*4X36L17A*+WALLCON | *97CMN0601714B* | 31200 | 16.5 | 8.1 | 33400 | 24600 | 73.65% | 1.82 | 0 | 10.5 |  |  |  | No | R-410A | 2.6 | Residential & Commercial | Ducted CEE Tier 1
215934022 | Central HP <5.4 tons | KENMORE | HRCU-A-CB (Split System: Heat Pump with Remote Outdoor Unit-Air-Source) | (C,H,T)5H3V48*K*AAA* |  |  | EA*5X48M21A*+WALLCON | *80CTL1102120B* | 44000 | 21 | 9.5 | 48000 | 36400 | 75.83% | 1.92 | 0 | 11 |  |  |  | No | R-454B | 3.6667 | Residential & Commercial | Ducted CEE Tier 1
214421553 | Central HP <5.4 tons | FRASER-JOHNSTON | HRCU-A-CB (Split System: Heat Pump with Remote Outdoor Unit-Air-Source) | HH860E2S11 |  |  | CTM60D5CJS1+JMET18DS2N1 |  | 53000 | 19 | 9 | 54000 | 39000 | 72.22% | 2 | 0 | 11 |  |  |  | No | R-454B | 4.4167 | Residential & Commercial | Ducted CEE Tier 1
214398709 | Central HP <5.4 tons | CHAMPION HEATING AND COOLING | HRCU-A-CB (Split System: Heat Pump with Remote Outdoor Unit-Air-Source) | HH860E2S11 |  |  | CTF60C5CGS1 | TM9V100C20MP12 | 44000 | 18 | 9 | 45000 | 33800 | 75.11% | 2 | 0 | 11 |  |  |  | No | R-454B | 3.6667 | Residential & Commercial | Ducted CEE Tier 1
214398298 | Central HP <5.4 tons | CHAMPION HEATING AND COOLING | HRCU-A-CB (Split System: Heat Pump with Remote Outdoor Unit-Air-Source) | HH860E2S11 |  |  | CTM60C5CGS1 | TM9Y100C20MP11 | 44500 | 17 | 9 | 46500 | 34800 | 74.84% | 2 | 0 | 11 |  |  |  | No | R-454B | 3.7083 | Residential & Commercial | Ducted CEE Tier 1
215934042 | Central HP <5.4 tons | KENMORE | HRCU-A-CB (Split System: Heat Pump with Remote Outdoor Unit-Air-Source) | (C,H,T)5H3V48*K*AAA* |  |  | EA*5X48M21A*+WALLCON | *95CSU1002122B* | 44000 | 21 | 9.5 | 48000 | 36200 | 75.42% | 2 | 0 | 11 |  |  |  | No | R-454B | 3.6667 | Residential & Commercial | Ducted CEE Tier 1
214398439 | Central HP <5.4 tons | CHAMPION HEATING AND COOLING | HRCU-A-CB (Split System: Heat Pump with Remote Outdoor Unit-Air-Source) | HH860E2S11 |  |  | CTF60C5CHS1 | TMLE100C20MP11 | 53500 | 19 | 8.5 | 55000 | 39000 | 70.91% | 2 | 0 | 11 |  |  |  | No | R-454B | 4.4583 | Residential & Commercial | Ducted CEE Tier 1
214398669 | Central HP <5.4 tons | CHAMPION HEATING AND COOLING | HRCU-A-CB (Split System: Heat Pump with Remote Outdoor Unit-Air-Source) | HH860E2S11 |  |  | CTM60C5CGS1+JMC16C2SN1 |  | 45000 | 19 | 9 | 44500 | 33600 | 75.51% | 2 | 0 | 12 |  |  |  | No | R-454B | 3.75 | Residential & Commercial | Ducted CEE Tier 1
214397450 | Central HP <5.4 tons | LUXAIRE | HRCU-A-CB (Split System: Heat Pump with Remote Outdoor Unit-Air-Source) | HH860E2S11 |  |  | CTF60C5CGS1 | TMLE080C16MP11 | 44500 | 18 | 9 | 45500 | 34200 | 75.16% | 2 | 0 | 11 |  |  |  | No | R-454B | 3.7083 | Residential & Commercial | Ducted CEE Tier 1
214398318 | Central HP <5.4 tons | CHAMPION HEATING AND COOLING | HRCU-A-CB (Split System: Heat Pump with Remote Outdoor Unit-Air-Source) | HH860E2S11 |  |  | CTM60C5CGS1 | TP9C100C16MP13 | 43500 | 18 | 9 | 44000 | 33200 | 75.45% | 2 | 0 | 11.7 |  |  |  | No | R-454B | 3.625 | Residential & Commercial | Ducted CEE Tier 1
214398335 | Central HP <5.4 tons | CHAMPION HEATING AND COOLING | HRCU-A-CB (Split System: Heat Pump with Remote Outdoor Unit-Air-Source) | HH860E2S11 |  |  | CTF60C5CGS1 | TM9E080C16MP12 | 44500 | 18 | 9 | 45500 | 34400 | 75.6% | 2 | 0 | 11 |  |  |  | No | R-454B | 3.7083 | Residential & Commercial | Ducted CEE Tier 1
216374729 | Central HP <5.4 tons | FRASER-JOHNSTON | HRCU-A-CB (Split System: Heat Pump with Remote Outdoor Unit-Air-Source) | HH860E2S11 |  |  | CTF60D5CGS1 | Z9ET120D20SMPS1 | 44500 | 17 | 9 | 45000 | 32600 | 72.44% | 2 | 0 | 11.7 |  |  |  | No | R-454B | 3.7083 | Residential & Commercial | Ducted CEE Tier 1
215935055 | Central HP <5.4 tons | BRYANT HEATING AND COOLING SYSTEMS | HRCU-A-CB (Split System: Heat Pump with Remote Outdoor Unit-Air-Source) | 293VAN036**AA* |  |  | CVAMA4921XMA*+UI | 935CB48060C17*** | 35400 | 21.5 | 8.5 | 38500 | 29000 | 75.32% | 2.02 | 0 | 12 |  |  |  | No | R-454B | 2.95 | Residential & Commercial | Ducted CEE Tier 1
215935305 | Central HP <5.4 tons | BRYANT HEATING AND COOLING SYSTEMS | HRCU-A-CB (Split System: Heat Pump with Remote Outdoor Unit-Air-Source) | 293VAN036**AA* |  |  | CVAMA6021XMA*+UI | 986TD42080C17*** | 35400 | 21.5 | 8.5 | 38000 | 28800 | 75.79% | 2.02 | 0 | 12 |  |  |  | No | R-454B | 2.95 | Residential & Commercial | Ducted CEE Tier 1
215666936 | Central HP <5.4 tons | DAY & NIGHT | HRCU-A-CB (Split System: Heat Pump with Remote Outdoor Unit-Air-Source) | C5H0V24*K*AAA* |  |  | EA*5X24M14A*+WALLCON | *80CTL0701412B* | 22800 | 17 | 9 | 24000 | 16900 | 70.42% | 1.94 | 0 | 10 |  |  |  | No | R-454B | 1.9 | Residential & Commercial | Ducted CEE Tier 1
214573319 | Central HP <5.4 tons | BRYANT HEATING AND COOLING SYSTEMS | HRCU-A-CB (Split System: Heat Pump with Remote Outdoor Unit-Air-Source) | 288BNV037*0**A* |  |  | CNPV*3621AL*+UI | 935CB60080C21*** | 31400 | 16.5 | 8.1 | 33200 | 24200 | 72.89% | 1.82 | 0 | 11 |  |  |  | No | R-410A | 2.6167 | Residential & Commercial | Ducted CEE Tier 1
214573419 | Central HP <5.4 tons | BRYANT HEATING AND COOLING SYSTEMS | HRCU-A-CB (Split System: Heat Pump with Remote Outdoor Unit-Air-Source) | 288BNV037*0**A* |  |  | CNPV*4221AL*+UI | 986TD60080C21*** | 31800 | 17 | 8.1 | 33000 | 24400 | 73.94% | 1.9 | 0 | 11.5 |  |  |  | No | R-410A | 2.65 | Residential & Commercial | Ducted CEE Tier 1
214572639 | Central HP <5.4 tons | BRYANT HEATING AND COOLING SYSTEMS | HRCU-A-CB (Split System: Heat Pump with Remote Outdoor Unit-Air-Source) | 288BNV037*0**A* |  |  | CAP**4221AL*+UI | 986TD60080C21*** | 31800 | 17.5 | 8.5 | 32800 | 24400 | 74.39% | 1.9 | 0 | 11 |  |  |  | No | R-410A | 2.65 | Residential & Commercial | Ducted CEE Tier 1
215675859 | Central HP <5.4 tons | DAY & NIGHT | HRCU-A-CB (Split System: Heat Pump with Remote Outdoor Unit-Air-Source) | C5H0V48*K*AAA* |  |  | EVM5X60M24A*+WALLCON | *80CSU1002120A* | 48000 | 18.5 | 9 | 50000 | 36600 | 73.2% | 2 | 0 | 10 |  |  |  | No | R-454B | 4 | Residential & Commercial | Ducted CEE Tier 1
215682009 | Central HP <5.4 tons | DAY & NIGHT | HRCU-A-CB (Split System: Heat Pump with Remote Outdoor Unit-Air-Source) | C5H0V48*K*AAA* |  |  | EVM5X60M24A*+WALLCON | *97CTN0802120A* | 48000 | 19 | 9 | 50000 | 36600 | 73.2% | 2 | 0 | 10 |  |  |  | No | R-454B | 4 | Residential & Commercial | Ducted CEE Tier 1
215682309 | Central HP <5.4 tons | DAY & NIGHT | HRCU-A-CB (Split System: Heat Pump with Remote Outdoor Unit-Air-Source) | C5H0V48*K*AAA* |  |  | EVD5X60M21A*+WALLCON | *80CSU0401712B* | 48000 | 18.5 | 9 | 50000 | 36600 | 73.2% | 2 | 0 | 10 |  |  |  | No | R-454B | 4 | Residential & Commercial | Ducted CEE Tier 1
212978235 | Central HP <5.4 tons | BRYANT HEATING AND COOLING SYSTEMS | HRCU-A-CB (Split System: Heat Pump with Remote Outdoor Unit-Air-Source) | 38MURAQ18AB3* |  |  | CAP**2414AL* | 8(0,1)*SB36070M14*** | 17600 | 16.5 | 8.5 | 18500 | 19400 | 104.9% | 2.34 | 0 | 10.5 |  |  |  | No | R-410A | 1.4667 | Residential & Commercial | Ducted CEE Tier 1
212978271 | Central HP <5.4 tons | BRYANT HEATING AND COOLING SYSTEMS | HRCU-A-CB (Split System: Heat Pump with Remote Outdoor Unit-Air-Source) | 38MURAQ18AB3* |  |  | CAP**3014AL* | 8(0,1)*SB36070M14*** | 17700 | 16.5 | 8.5 | 18200 | 18700 | 102.7% | 2.24 | 0 | 10.5 |  |  |  | No | R-410A | 1.475 | Residential & Commercial | Ducted CEE Tier 1
215676689 | Central HP <5.4 tons | DAY & NIGHT | HRCU-A-CB (Split System: Heat Pump with Remote Outdoor Unit-Air-Source) | C5H0V48*K*AAA* |  |  | EVD5X61M21A*+WALLCON | *80CSU0601716A* | 48500 | 19 | 9 | 50000 | 36800 | 73.6% | 2 | 0 | 10 |  |  |  | No | R-454B | 4.0417 | Residential & Commercial | Ducted CEE Tier 1
215676839 | Central HP <5.4 tons | DAY & NIGHT | HRCU-A-CB (Split System: Heat Pump with Remote Outdoor Unit-Air-Source) | C5H0V48*K*AAA* |  |  | EVD5X61M21A*+WALLCON | *96CTN1002122B* | 48500 | 19.5 | 9.5 | 50000 | 36800 | 73.6% | 2.12 | 0 | 10.5 |  |  |  | No | R-454B | 4.0417 | Residential & Commercial | Ducted CEE Tier 1
215682289 | Central HP <5.4 tons | DAY & NIGHT | HRCU-A-CB (Split System: Heat Pump with Remote Outdoor Unit-Air-Source) | C5H0V48*K*AAA* |  |  | EVD5X49M24A*+WALLCON | *97CTN1202422A* | 48000 | 19 | 9 | 50000 | 36600 | 73.2% | 2 | 0 | 10.5 |  |  |  | No | R-454B | 4 | Residential & Commercial | Ducted CEE Tier 1
215681839 | Central HP <5.4 tons | DAY & NIGHT | HRCU-A-CB (Split System: Heat Pump with Remote Outdoor Unit-Air-Source) | C5H0V48*K*AAA* |  |  | EVM5X49M21A*+WALLCON | *80CSU0601716B* | 48000 | 18.5 | 9 | 50000 | 36800 | 73.6% | 2 | 0 | 10 |  |  |  | No | R-454B | 4 | Residential & Commercial | Ducted CEE Tier 1
215681919 | Central HP <5.4 tons | DAY & NIGHT | HRCU-A-CB (Split System: Heat Pump with Remote Outdoor Unit-Air-Source) | C5H0V48*K*AAA* |  |  | EVM5X60M21A*+WALLCON | *80CSU0601716B* | 48000 | 18.5 | 9 | 50000 | 36800 | 73.6% | 2 | 0 | 10 |  |  |  | No | R-454B | 4 | Residential & Commercial | Ducted CEE Tier 1
212983627 | Central HP <5.4 tons | BRYANT HEATING AND COOLING SYSTEMS | HRCU-A-CB (Split System: Heat Pump with Remote Outdoor Unit-Air-Source) | 38MURAQ18AB3* |  |  | CAP**1917AL* | 912SE36060M14*** | 17700 | 16.5 | 8.1 | 17700 | 17900 | 101.1% | 2.16 | 0 | 10.5 |  |  |  | No | R-410A | 1.475 | Residential & Commercial | Ducted CEE Tier 1
214595016 | Central HP <5.4 tons | FRASER-JOHNSTON | HRCU-A-CB (Split System: Heat Pump with Remote Outdoor Unit-Air-Source) | HH836E2S11 |  |  | CTM36C5CDS1 | Z8ES120C20SMPS1 | 34400 | 18 | 8.5 | 32000 | 26200 | 81.88% | 2 | 0 | 11 |  |  |  | No | R-454B | 2.8667 | Residential & Commercial | Ducted CEE Tier 1
211390279 | Central HP <5.4 tons | COLEMAN | HRCU-A-CB (Split System: Heat Pump with Remote Outdoor Unit-Air-Source) | HMH72B341 |  |  | XAFC36DBCN1 | TPLC080C16MP13 | 34000 | 17.5 | 8.5 | 33800 | 23800 | 70.41% | 2.08 | 0 | 10 |  |  |  | No | R-410A | 2.8333 | Residential & Commercial | Ducted CEE Tier 1
216411149 | Central HP <5.4 tons | CHAMPION HEATING AND COOLING | HRCU-A-CB (Split System: Heat Pump with Remote Outdoor Unit-Air-Source) | HMH72B341 |  |  | XAHC36DBCN1 | Z9ET080B12SMPS1 | 33200 | 18 | 8.5 | 33000 | 23200 | 70.3% | 2 | 0 | 10 |  |  |  | No | R-410A | 2.7667 | Residential & Commercial | Ducted CEE Tier 1
213782335 | Central HP <5.4 tons | CARRIER | HRCU-A-CB (Split System: Heat Pump with Remote Outdoor Unit-Air-Source) | 25VNA837A*031* |  |  | CSPH*6012AL*+UI | 59TN6C080C17**14 | 32800 | 16.5 | 8.1 | 32200 | 25000 | 77.64% | 1.98 | 0 | 11 |  |  |  | No | R-410A | 2.7333 | Residential & Commercial | Ducted CEE Tier 1
210474110 | Central HP <5.4 tons | KEEPRITE | HRCU-A-CB (Split System: Heat Pump with Remote Outdoor Unit-Air-Source) | CVH825GKA3* |  |  | EN(A,D)4X48L24**+WALLCON | *96CTN1202422A* | 24200 | 17 | 8.1 | 21200 | 16600 | 78.3% | 2.02 | 0 | 11.5 |  |  |  | No | R-410A | 2.0167 | Residential & Commercial | Ducted CEE Tier 1
210473399 | Central HP <5.4 tons | KEEPRITE | HRCU-A-CB (Split System: Heat Pump with Remote Outdoor Unit-Air-Source) | CVH825GKA3* |  |  | EA*4X48L21A*+WALLCON | *97CMN1002122A* | 24000 | 16.5 | 8.1 | 21000 | 16500 | 78.57% | 2.02 | 0 | 11 |  |  |  | No | R-410A | 2 | Residential & Commercial | Ducted CEE Tier 1
210473421 | Central HP <5.4 tons | KEEPRITE | HRCU-A-CB (Split System: Heat Pump with Remote Outdoor Unit-Air-Source) | CVH825GKA3* |  |  | EA*4X48L21A*+WALLCON | *80CTL0901716A* | 24200 | 17.5 | 8.1 | 20800 | 16500 | 79.33% | 2.04 | 0 | 11.5 |  |  |  | No | R-410A | 2.0167 | Residential & Commercial | Ducted CEE Tier 1
214397440 | Central HP <5.4 tons | LUXAIRE | HRCU-A-CB (Split System: Heat Pump with Remote Outdoor Unit-Air-Source) | HH860E2S11 |  |  | CTM60C5CGS1 | TMLE080C16MP11 | 44500 | 18 | 9 | 45500 | 34200 | 75.16% | 2 | 0 | 11 |  |  |  | No | R-454B | 3.7083 | Residential & Commercial | Ducted CEE Tier 1
214397861 | Central HP <5.4 tons | FRASER-JOHNSTON | HRCU-A-CB (Split System: Heat Pump with Remote Outdoor Unit-Air-Source) | HH860E2S11 |  |  | CTM60C5CGS1 | TM8E120C16MP11 | 44500 | 18 | 9 | 45500 | 34200 | 75.16% | 2 | 0 | 11 |  |  |  | No | R-454B | 3.7083 | Residential & Commercial | Ducted CEE Tier 1
214398029 | Central HP <5.4 tons | FRASER-JOHNSTON | HRCU-A-CB (Split System: Heat Pump with Remote Outdoor Unit-Air-Source) | HH860E2S11 |  |  | CTM60C5CHS1 | TMLE080C20MP11 | 53500 | 19 | 8.5 | 54000 | 39000 | 72.22% | 2 | 0 | 11 |  |  |  | No | R-454B | 4.4583 | Residential & Commercial | Ducted CEE Tier 1
213782043 | Central HP <5.4 tons | KENMORE | HRCU-A-CB (Split System: Heat Pump with Remote Outdoor Unit-Air-Source) | (C,H,T)VH837GKA2* |  |  | EHD4X42AAL+WALLCON | *96CTN1202422B* | 32600 | 16.5 | 8.1 | 33000 | 24600 | 74.55% | 1.94 | 0 | 11 |  |  |  | No | R-410A | 2.7167 | Residential & Commercial | Ducted CEE Tier 1
213782343 | Central HP <5.4 tons | KENMORE | HRCU-A-CB (Split System: Heat Pump with Remote Outdoor Unit-Air-Source) | (C,H,T)VH837GKA2* |  |  | EHD4X60AAL+WALLCON | *96CTN0801714B* | 32800 | 16.5 | 8.1 | 32200 | 25000 | 77.64% | 1.98 | 0 | 11 |  |  |  | No | R-410A | 2.7333 | Residential & Commercial | Ducted CEE Tier 1
213781693 | Central HP <5.4 tons | KENMORE | HRCU-A-CB (Split System: Heat Pump with Remote Outdoor Unit-Air-Source) | (C,H,T)VH837GKA2* |  |  | EA*4X61L24A*+WALLCON | *97CMN1002122B* | 33200 | 17.5 | 8.5 | 32000 | 24800 | 77.5% | 2 | 0 | 11.7 |  |  |  | No | R-410A | 2.7667 | Residential & Commercial | Ducted CEE Tier 1
213781393 | Central HP <5.4 tons | KENMORE | HRCU-A-CB (Split System: Heat Pump with Remote Outdoor Unit-Air-Source) | (C,H,T)VH837GKA2* |  |  | EA*4X48L21A*+WALLCON | *96CTN1002122B* | 32400 | 17 | 8.1 | 32600 | 24800 | 76.07% | 1.98 | 0 | 11 |  |  |  | No | R-410A | 2.7 | Residential & Commercial | Ducted CEE Tier 1
214572839 | Central HP <5.4 tons | BRYANT HEATING AND COOLING SYSTEMS | HRCU-A-CB (Split System: Heat Pump with Remote Outdoor Unit-Air-Source) | 288BNV037*0**A* |  |  | CAP**4824AL*+UI | 935CB60080C21*** | 32200 | 17.5 | 8.5 | 32400 | 25000 | 77.16% | 1.98 | 0 | 11 |  |  |  | No | R-410A | 2.6833 | Residential & Commercial | Ducted CEE Tier 1
214573289 | Central HP <5.4 tons | BRYANT HEATING AND COOLING SYSTEMS | HRCU-A-CB (Split System: Heat Pump with Remote Outdoor Unit-Air-Source) | 288BNV037*0**A* |  |  | CSPH*6012AL*+UI | 987MC60080C21*** | 33000 | 17 | 8.5 | 32200 | 24800 | 77.02% | 2 | 0 | 11.5 |  |  |  | No | R-410A | 2.75 | Residential & Commercial | Ducted CEE Tier 1
214573309 | Central HP <5.4 tons | BRYANT HEATING AND COOLING SYSTEMS | HRCU-A-CB (Split System: Heat Pump with Remote Outdoor Unit-Air-Source) | 288BNV037*0**A* |  |  | CNPV*3621AL*+UI | 88*TB60070C21*** | 31400 | 17 | 8.1 | 33200 | 24200 | 72.89% | 1.82 | 0 | 11 |  |  |  | No | R-410A | 2.6167 | Residential & Commercial | Ducted CEE Tier 1
214573409 | Central HP <5.4 tons | BRYANT HEATING AND COOLING SYSTEMS | HRCU-A-CB (Split System: Heat Pump with Remote Outdoor Unit-Air-Source) | 288BNV037*0**A* |  |  | CNPV*4221AL*+UI | 987MC60080C21*** | 31800 | 17 | 8.1 | 33000 | 24400 | 73.94% | 1.88 | 0 | 11 |  |  |  | No | R-410A | 2.65 | Residential & Commercial | Ducted CEE Tier 1
214397654 | Central HP <5.4 tons | FRASER-JOHNSTON | HRCU-A-CB (Split System: Heat Pump with Remote Outdoor Unit-Air-Source) | HH836E2S11 |  |  | CTF48C5CFS1 | TP9C100C16MP13 | 33200 | 18 | 9 | 31200 | 25200 | 80.77% | 2 | 0 | 11 |  |  |  | No | R-454B | 2.7667 | Residential & Commercial | Ducted CEE Tier 1
214398083 | Central HP <5.4 tons | FRASER-JOHNSTON | HRCU-A-CB (Split System: Heat Pump with Remote Outdoor Unit-Air-Source) | HH836E2S11 |  |  | CTM48C5CFS1 | TP9C100C16MP13 | 33200 | 19 | 9 | 31200 | 25200 | 80.77% | 2 | 0 | 11 |  |  |  | No | R-454B | 2.7667 | Residential & Commercial | Ducted CEE Tier 1
214398090 | Central HP <5.4 tons | FRASER-JOHNSTON | HRCU-A-CB (Split System: Heat Pump with Remote Outdoor Unit-Air-Source) | HH836E2S11 |  |  | CTM36B5CDS1 | TM9V060B12MP12 | 33000 | 17 | 8.5 | 31000 | 25400 | 81.94% | 2 | 0 | 11 |  |  |  | No | R-454B | 2.75 | Residential & Commercial | Ducted CEE Tier 1
214398233 | Central HP <5.4 tons | FRASER-JOHNSTON | HRCU-A-CB (Split System: Heat Pump with Remote Outdoor Unit-Air-Source) | HH836E2S11 |  |  | CTM48C5CFS1+JMC16C2SN1 |  | 34400 | 19 | 9 | 31800 | 25200 | 79.25% | 2 | 0 | 11.7 |  |  |  | No | R-454B | 2.8667 | Residential & Commercial | Ducted CEE Tier 1
214398508 | Central HP <5.4 tons | FRASER-JOHNSTON | HRCU-A-CB (Split System: Heat Pump with Remote Outdoor Unit-Air-Source) | HH836E2S11 |  |  | CTM36B5CDS1 | TM9V080B12MP12 | 33000 | 17 | 8.5 | 30600 | 25000 | 81.7% | 2 | 0 | 11 |  |  |  | No | R-454B | 2.75 | Residential & Commercial | Ducted CEE Tier 1
214398540 | Central HP <5.4 tons | FRASER-JOHNSTON | HRCU-A-CB (Split System: Heat Pump with Remote Outdoor Unit-Air-Source) | HH836E2S11 |  |  | CTF36B5CDS1 | TP9C080B12MP13 | 33000 | 18 | 8.5 | 30800 | 25000 | 81.17% | 2 | 0 | 11 |  |  |  | No | R-454B | 2.75 | Residential & Commercial | Ducted CEE Tier 1
214569341 | Central HP <5.4 tons | BRYANT HEATING AND COOLING SYSTEMS | HRCU-A-CB (Split System: Heat Pump with Remote Outdoor Unit-Air-Source) | 284ANV024*0**B* |  |  | CAP**4224AL*+UI | 88*TB60070C21*** | 23400 | 20.5 | 10.5 | 26600 | 19700 | 74.06% | 2.46 | 0 | 13 |  |  |  | No | R-410A | 1.95 | Residential & Commercial | Ducted CEE Tier 1
214569359 | Central HP <5.4 tons | BRYANT HEATING AND COOLING SYSTEMS | HRCU-A-CB (Split System: Heat Pump with Remote Outdoor Unit-Air-Source) | 284ANV024*0**B* |  |  | CSPH*3012AL*+UI | 935CB60080C21*** | 23400 | 19 | 10.5 | 27000 | 19900 | 73.7% | 2.46 | 0 | 12.5 |  |  |  | No | R-410A | 1.95 | Residential & Commercial | Ducted CEE Tier 1
212975075 | Central HP <5.4 tons | KEEPRITE | HRCU-A-CB (Split System: Heat Pump with Remote Outdoor Unit-Air-Source) | DLCURAH18ABK |  |  | EA*4X19L17A* | *96VTN0401712B* | 17700 | 16 | 8.1 | 17800 | 17900 | 100.6% | 2.16 | 0 | 10.5 |  |  |  | No | R-410A | 1.475 | Residential & Commercial | Ducted CEE Tier 1
212971497 | Central HP <5.4 tons | KEEPRITE | HRCU-A-CB (Split System: Heat Pump with Remote Outdoor Unit-Air-Source) | DLCURAH18ABK |  |  | EN(A,D)4X30L17** | *80VTL0701716B* | 17700 | 16 | 8.1 | 18200 | 18600 | 102.2% | 2.24 | 0 | 11 |  |  |  | No | R-410A | 1.475 | Residential & Commercial | Ducted CEE Tier 1
212983617 | Central HP <5.4 tons | BRYANT HEATING AND COOLING SYSTEMS | HRCU-A-CB (Split System: Heat Pump with Remote Outdoor Unit-Air-Source) | 38MURAQ24AB3* |  |  | CNPV*3617AL* | 912SE36060M14*** | 23800 | 17 | 8.5 | 26400 | 23800 | 90.15% | 1.98 | 0 | 10.5 |  |  |  | No | R-410A | 1.9833 | Residential & Commercial | Ducted CEE Tier 1
212981797 | Central HP <5.4 tons | BRYANT HEATING AND COOLING SYSTEMS | HRCU-A-CB (Split System: Heat Pump with Remote Outdoor Unit-Air-Source) | 38MURAQ24AB3* |  |  | CNPV*3617AL* | 83*SB60100M21*** | 23800 | 16.5 | 8.5 | 26400 | 24000 | 90.91% | 1.98 | 0 | 10.5 |  |  |  | No | R-410A | 1.9833 | Residential & Commercial | Ducted CEE Tier 1
211244554 | Central HP <5.4 tons | BRYANT HEATING AND COOLING SYSTEMS | HRCU-A-CB (Split System: Heat Pump with Remote Outdoor Unit-Air-Source) | 38MURAQ24AB3* |  |  | CNPV*3017AL* | 82*TA36045V14*** | 24200 | 16.5 | 8.1 | 26200 | 22800 | 87.02% | 1.88 | 0 | 10.5 |  |  |  | No | R-410A | 2.0167 | Residential & Commercial | Ducted CEE Tier 1
211244731 | Central HP <5.4 tons | BRYANT HEATING AND COOLING SYSTEMS | HRCU-A-CB (Split System: Heat Pump with Remote Outdoor Unit-Air-Source) | 38MURAQ24AB3* |  |  | CNPV*3017AL* | 912SD42060E17*** | 24400 | 16.5 | 8.1 | 26400 | 22800 | 86.36% | 1.88 | 0 | 10.5 |  |  |  | No | R-410A | 2.0333 | Residential & Commercial | Ducted CEE Tier 1
214398468 | Central HP <5.4 tons | FRASER-JOHNSTON | HRCU-A-CB (Split System: Heat Pump with Remote Outdoor Unit-Air-Source) | HH860E2S11 |  |  | CTF60D5CJS1 | TM9Y120D20MP11 | 53000 | 19 | 9 | 55500 | 40000 | 72.07% | 2 | 0 | 10 |  |  |  | No | R-454B | 4.4167 | Residential & Commercial | Ducted CEE Tier 1
214398639 | Central HP <5.4 tons | FRASER-JOHNSTON | HRCU-A-CB (Split System: Heat Pump with Remote Outdoor Unit-Air-Source) | HH860E2S11 |  |  | CTF60C5CGS1 | TM8V100C16MP12 | 43500 | 18 | 9 | 44000 | 33400 | 75.91% | 2 | 0 | 11.7 |  |  |  | No | R-454B | 3.625 | Residential & Commercial | Ducted CEE Tier 1
216374653 | Central HP <5.4 tons | FRASER-JOHNSTON | HRCU-A-CB (Split System: Heat Pump with Remote Outdoor Unit-Air-Source) | HH860E2S11 |  |  | CTU60C5XGS1+TXV | Z9ET100C16SMPS1 | 44500 | 19 | 9 | 45500 | 33200 | 72.97% | 2 | 0 | 11 |  |  |  | No | R-454B | 3.7083 | Residential & Commercial | Ducted CEE Tier 1
214397836 | Central HP <5.4 tons | FRASER-JOHNSTON | HRCU-A-CB (Split System: Heat Pump with Remote Outdoor Unit-Air-Source) | HH860E2S11 |  |  | CTF60C5CGS1+JMVT17CC2N1 |  | 44500 | 18 | 9 | 44000 | 33000 | 75% | 2 | 0 | 12 |  |  |  | No | R-454B | 3.7083 | Residential & Commercial | Ducted CEE Tier 1
215933992 | Central HP <5.4 tons | KENMORE | HRCU-A-CB (Split System: Heat Pump with Remote Outdoor Unit-Air-Source) | (C,H,T)5H3V48*K*AAA* |  |  | EA*5X48M21A*+WALLCON | *80CTL0701716B* | 43000 | 20 | 9 | 48500 | 37200 | 76.7% | 2 | 0 | 10.5 |  |  |  | No | R-454B | 3.5833 | Residential & Commercial | Ducted CEE Tier 1
214397455 | Central HP <5.4 tons | LUXAIRE | HRCU-A-CB (Split System: Heat Pump with Remote Outdoor Unit-Air-Source) | HH860E2S11 |  |  | CTF60C5CGS1 | TM8Y120C20MP11 | 44500 | 18 | 9 | 45000 | 33800 | 75.11% | 2 | 0 | 11.7 |  |  |  | No | R-454B | 3.7083 | Residential & Commercial | Ducted CEE Tier 1
214397430 | Central HP <5.4 tons | LUXAIRE | HRCU-A-CB (Split System: Heat Pump with Remote Outdoor Unit-Air-Source) | HH860E2S11 |  |  | CTF60D5CGS1+JMVT20DC2N1 |  | 45500 | 19 | 9.5 | 45000 | 33800 | 75.11% | 2 | 0 | 12 |  |  |  | No | R-454B | 3.7917 | Residential & Commercial | Ducted CEE Tier 1
216374730 | Central HP <5.4 tons | CHAMPION HEATING AND COOLING | HRCU-A-CB (Split System: Heat Pump with Remote Outdoor Unit-Air-Source) | HH860E2S11 |  |  | CTU60D5XGS1+TXV | Z9ET120D20SMPS1 | 44500 | 17 | 9 | 45000 | 32600 | 72.44% | 2 | 0 | 11.7 |  |  |  | No | R-454B | 3.7083 | Residential & Commercial | Ducted CEE Tier 1
215682089 | Central HP <5.4 tons | DAY & NIGHT | HRCU-A-CB (Split System: Heat Pump with Remote Outdoor Unit-Air-Source) | C5H0V48*K*AAA* |  |  | EVM5X61M24A*+WALLCON | *97CTN1202422A* | 48500 | 19.5 | 9.5 | 50000 | 36600 | 73.2% | 2.12 | 0 | 10.5 |  |  |  | No | R-454B | 4.0417 | Residential & Commercial | Ducted CEE Tier 1
212983687 | Central HP <5.4 tons | BRYANT HEATING AND COOLING SYSTEMS | HRCU-A-CB (Split System: Heat Pump with Remote Outdoor Unit-Air-Source) | 38MURAQ18AB3* |  |  | CNPV*1814AL* | 912SE36060M14*** | 17300 | 16 | 8.5 | 18500 | 19800 | 107% | 2.38 | 0 | 10.5 |  |  |  | No | R-410A | 1.4417 | Residential & Commercial | Ducted CEE Tier 1
212983707 | Central HP <5.4 tons | BRYANT HEATING AND COOLING SYSTEMS | HRCU-A-CB (Split System: Heat Pump with Remote Outdoor Unit-Air-Source) | 38MURAQ18AB3* |  |  | CNPV*2417AL* | 912SE36060M14*** | 17500 | 16 | 8.5 | 18500 | 19200 | 103.8% | 2.3 | 0 | 11 |  |  |  | No | R-410A | 1.4583 | Residential & Commercial | Ducted CEE Tier 1
215675849 | Central HP <5.4 tons | DAY & NIGHT | HRCU-A-CB (Split System: Heat Pump with Remote Outdoor Unit-Air-Source) | C5H0V48*K*AAA* |  |  | EVM5X60M24A*+WALLCON | *80CSU0802120A* | 48000 | 19 | 9 | 50000 | 36400 | 72.8% | 2.12 | 0 | 10 |  |  |  | No | R-454B | 4 | Residential & Commercial | Ducted CEE Tier 1
215934494 | Central HP <5.4 tons | CARRIER | HRCU-A-CB (Split System: Heat Pump with Remote Outdoor Unit-Air-Source) | 27VNA348A*030* |  |  | CSAH*4812AM*+UI | 59MN7C100C21**22 | 44000 | 20 | 9 | 48500 | 36400 | 75.05% | 1.82 | 0 | 10.5 |  |  |  | No | R-454B | 3.6667 | Residential & Commercial | Ducted CEE Tier 1
215934514 | Central HP <5.4 tons | CARRIER | HRCU-A-CB (Split System: Heat Pump with Remote Outdoor Unit-Air-Source) | 27VNA348A*030* |  |  | CSAH*4812AM*+UI | 59TN6C080C17**14 | 43000 | 19.5 | 8.5 | 49000 | 35400 | 72.24% | 1.8 | 0 | 11 |  |  |  | No | R-454B | 3.5833 | Residential & Commercial | Ducted CEE Tier 1
215934824 | Central HP <5.4 tons | CARRIER | HRCU-A-CB (Split System: Heat Pump with Remote Outdoor Unit-Air-Source) | 27VNA336A*030* |  |  | CVAMA4421XMA*+UI | 58TN*B070C21**20 | 35600 | 21.5 | 8.5 | 38000 | 28600 | 75.26% | 2.02 | 0 | 12 |  |  |  | No | R-454B | 2.9667 | Residential & Commercial | Ducted CEE Tier 1
215934944 | Central HP <5.4 tons | CARRIER | HRCU-A-CB (Split System: Heat Pump with Remote Outdoor Unit-Air-Source) | 27VNA336A*030* |  |  | CVAMA4421XMA*+UI | 59TN6C100C21**22 | 35600 | 22 | 8.5 | 38000 | 28600 | 75.26% | 2.02 | 0 | 12.5 |  |  |  | No | R-454B | 2.9667 | Residential & Commercial | Ducted CEE Tier 1
215935144 | Central HP <5.4 tons | CARRIER | HRCU-A-CB (Split System: Heat Pump with Remote Outdoor Unit-Air-Source) | 27VNA336A*030* |  |  | CVAMA6021XMA*+UI | 58CU*A040C17**12 | 35600 | 22 | 8.5 | 38000 | 28800 | 75.79% | 2.02 | 0 | 12 |  |  |  | No | R-454B | 2.9667 | Residential & Commercial | Ducted CEE Tier 1
215934704 | Central HP <5.4 tons | CARRIER | HRCU-A-CB (Split System: Heat Pump with Remote Outdoor Unit-Air-Source) | 27VNA336A*030* |  |  | CVAMA3217XMA*+UI | 59TN6C060C17**14 | 35200 | 21 | 8.5 | 38000 | 28000 | 73.68% | 2.06 | 0 | 11.7 |  |  |  | No | R-454B | 2.9333 | Residential & Commercial | Ducted CEE Tier 1
215934754 | Central HP <5.4 tons | CARRIER | HRCU-A-CB (Split System: Heat Pump with Remote Outdoor Unit-Air-Source) | 27VNA336A*030* |  |  | CVAMA4321XMA*+UI | 59MN7C060C17**14 | 34400 | 20.5 | 8.5 | 38000 | 27600 | 72.63% | 2.08 | 0 | 11 |  |  |  | No | R-454B | 2.8667 | Residential & Commercial | Ducted CEE Tier 1
215934874 | Central HP <5.4 tons | CARRIER | HRCU-A-CB (Split System: Heat Pump with Remote Outdoor Unit-Air-Source) | 27VNA336A*030* |  |  | CVAMA4421XMA*+UI | 59CU5B080C21**20 | 35600 | 21.5 | 8.5 | 38000 | 28600 | 75.26% | 2.04 | 0 | 12 |  |  |  | No | R-454B | 2.9667 | Residential & Commercial | Ducted CEE Tier 1
214242511 | Central HP <5.4 tons | DAY & NIGHT | HRCU-A-CB (Split System: Heat Pump with Remote Outdoor Unit-Air-Source) | CVH825GKA2* |  |  | EN(A,D)4X24L17**+WALLCON | *96CTN0801714B* | 23200 | 16 | 8.1 | 22000 | 16900 | 76.82% | 1.92 | 0 | 10.5 |  |  |  | No | R-410A | 1.9333 | Residential & Commercial | Ducted CEE Tier 1
214242811 | Central HP <5.4 tons | DAY & NIGHT | HRCU-A-CB (Split System: Heat Pump with Remote Outdoor Unit-Air-Source) | CVH825GKA2* |  |  | EN(A,D)4X36L21**+WALLCON | *97CMN0801714B* | 23400 | 16.5 | 8.1 | 21600 | 16700 | 77.31% | 1.92 | 0 | 10.5 |  |  |  | No | R-410A | 1.95 | Residential & Commercial | Ducted CEE Tier 1
214242861 | Central HP <5.4 tons | DAY & NIGHT | HRCU-A-CB (Split System: Heat Pump with Remote Outdoor Unit-Air-Source) | CVH825GKA2* |  |  | END4X42L17**+WALLCON | *80CTL0451712B* | 23800 | 16 | 8.1 | 21400 | 16700 | 78.04% | 1.96 | 0 | 11 |  |  |  | No | R-410A | 1.9833 | Residential & Commercial | Ducted CEE Tier 1
215932642 | Central HP <5.4 tons | KENMORE | HRCU-A-CB (Split System: Heat Pump with Remote Outdoor Unit-Air-Source) | (C,H,T)5H3V36*K*AAA* |  |  | EA*5X60M24A*+WALLCON | *96CTN1002122B* | 34000 | 20.5 | 9.5 | 34000 | 25800 | 75.88% | 2.06 | 0 | 12 |  |  |  | No | R-454B | 2.8333 | Residential & Commercial | Ducted CEE Tier 1
215932842 | Central HP <5.4 tons | KENMORE | HRCU-A-CB (Split System: Heat Pump with Remote Outdoor Unit-Air-Source) | (C,H,T)5H3V36*K*AAA* |  |  | EA*5X61M21A*+WALLCON | *96CTN1002122B* | 34400 | 20.5 | 9.5 | 34200 | 26000 | 76.02% | 2.06 | 0 | 12 |  |  |  | No | R-454B | 2.8667 | Residential & Commercial | Ducted CEE Tier 1
214398401 | Central HP <5.4 tons | FRASER-JOHNSTON | HRCU-A-CB (Split System: Heat Pump with Remote Outdoor Unit-Air-Source) | HH824E2S11 |  |  | CTM30B5ACS1 | TMLE080B12MP11 | 23000 | 17 | 9.5 | 23000 | 18300 | 79.57% | 2 | 0 | 12 |  |  |  | No | R-454B | 1.9167 | Residential & Commercial | Ducted CEE Tier 1
215932722 | Central HP <5.4 tons | KENMORE | HRCU-A-CB (Split System: Heat Pump with Remote Outdoor Unit-Air-Source) | (C,H,T)5H3V36*K*AAA* |  |  | EA*5X61M21A*+WALLCON | *80CTL0901716B* | 34400 | 20.5 | 9 | 34400 | 26200 | 76.16% | 1.96 | 0 | 11.7 |  |  |  | No | R-454B | 2.8667 | Residential & Commercial | Ducted CEE Tier 1
215932802 | Central HP <5.4 tons | KENMORE | HRCU-A-CB (Split System: Heat Pump with Remote Outdoor Unit-Air-Source) | (C,H,T)5H3V36*K*AAA* |  |  | EA*5X61M21A*+WALLCON | *97CMN0801714B* | 34200 | 20 | 9 | 35000 | 26600 | 76% | 1.94 | 0 | 11.5 |  |  |  | No | R-454B | 2.85 | Residential & Commercial | Ducted CEE Tier 1
215934484 | Central HP <5.4 tons | CARRIER | HRCU-A-CB (Split System: Heat Pump with Remote Outdoor Unit-Air-Source) | 27VNA348A*030* |  |  | CSAH*4812AM*+UI | 59MN7C080C21**20 | 44000 | 20 | 9 | 48500 | 36600 | 75.46% | 1.8 | 0 | 10.5 |  |  |  | No | R-454B | 3.6667 | Residential & Commercial | Ducted CEE Tier 1
213075273 | Central HP <5.4 tons | ACIQ | HRCU-A-CB (Split System: Heat Pump with Remote Outdoor Unit-Air-Source) | DLCURAH36ABK |  |  | EA*4X36L21A* | *80ES(N,L)0902116A* | 35600 | 16 | 8.1 | 39500 | 35200 | 89.11% | 1.84 | 0 | 10 |  |  |  | No | R-410A | 2.9667 | Residential & Commercial | Ducted CEE Tier 1
215934174 | Central HP <5.4 tons | CARRIER | HRCU-A-CB (Split System: Heat Pump with Remote Outdoor Unit-Air-Source) | 27VNA348A*030* |  |  | CAA**6121AM*+UI | 58TN*B090C17**16 | 44500 | 21 | 9.5 | 48500 | 36000 | 74.23% | 2 | 0 | 11.5 |  |  |  | No | R-454B | 3.7083 | Residential & Commercial | Ducted CEE Tier 1
216581456 | Central HP <5.4 tons | CARRIER | HRCU-A-CB (Split System: Heat Pump with Remote Outdoor Unit-Air-Source) | 25VNA448A*031* |  |  | CAP**6124AL*+UI | 59TN7A100C21**22 | 45000 | 21 | 9.5 | 46000 | 35800 | 77.83% | 2 | 0 | 11 |  |  |  | No | R-410A | 3.75 | Residential & Commercial | Ducted CEE Tier 1
215932972 | Central HP <5.4 tons | KENMORE | HRCU-A-CB (Split System: Heat Pump with Remote Outdoor Unit-Air-Source) | (C,H,T)5H3V36*K*AAA* |  |  | ESH5X24M12A*+WALLCON | *97CMN0601714B* | 32000 | 17.5 | 9 | 35000 | 27000 | 77.14% | 1.9 | 0 | 10 |  |  |  | No | R-454B | 2.6667 | Residential & Commercial | Ducted CEE Tier 1
216374583 | Central HP <5.4 tons | CHAMPION HEATING AND COOLING | HRCU-A-CB (Split System: Heat Pump with Remote Outdoor Unit-Air-Source) | HH824E2S11 |  |  | CTM30B5ACS1 | Z9ET080B12SMPS1 | 23000 | 18 | 9.5 | 23000 | 18100 | 78.7% | 2 | 0 | 12 |  |  |  | No | R-454B | 1.9167 | Residential & Commercial | Ducted CEE Tier 1
216374624 | Central HP <5.4 tons | CHAMPION HEATING AND COOLING | HRCU-A-CB (Split System: Heat Pump with Remote Outdoor Unit-Air-Source) | HH824E2S11 |  |  | CTF30B5ACS1 | Z9ET080B12SMPS1 | 23000 | 18 | 9.5 | 23000 | 18100 | 78.7% | 2 | 0 | 12 |  |  |  | No | R-454B | 1.9167 | Residential & Commercial | Ducted CEE Tier 1
214398365 | Central HP <5.4 tons | CHAMPION HEATING AND COOLING | HRCU-A-CB (Split System: Heat Pump with Remote Outdoor Unit-Air-Source) | HH824E2S11 |  |  | CTF36B5ADS1 | TP9C080B12MP13 | 23000 | 18 | 9.5 | 23000 | 18400 | 80% | 2 | 0 | 12 |  |  |  | No | R-454B | 1.9167 | Residential & Commercial | Ducted CEE Tier 1
216374561 | Central HP <5.4 tons | FRASER-JOHNSTON | HRCU-A-CB (Split System: Heat Pump with Remote Outdoor Unit-Air-Source) | HH824E2S11 |  |  | CTF36B5ADS1 | Z9ET060B12SMPS1 | 23000 | 18 | 9.5 | 23000 | 18300 | 79.57% | 2 | 0 | 12 |  |  |  | No | R-454B | 1.9167 | Residential & Commercial | Ducted CEE Tier 1
216374760 | Central HP <5.4 tons | FRASER-JOHNSTON | HRCU-A-CB (Split System: Heat Pump with Remote Outdoor Unit-Air-Source) | HH824E2S11 |  |  | CTM36B5ADS1 | Z9ET080B12SMPS1 | 23000 | 18 | 9 | 23000 | 17400 | 75.65% | 2 | 0 | 12 |  |  |  | No | R-454B | 1.9167 | Residential & Commercial | Ducted CEE Tier 1
212977252 | Central HP <5.4 tons | BRYANT HEATING AND COOLING SYSTEMS | HRCU-A-CB (Split System: Heat Pump with Remote Outdoor Unit-Air-Source) | 38MURAQ36AB3* |  |  | CAP**4824AL* | 926TC66120V24*** | 35600 | 16.5 | 8.5 | 37800 | 34600 | 91.53% | 2.02 | 0 | 10 |  |  |  | No | R-410A | 2.9667 | Residential & Commercial | Ducted CEE Tier 1
215675899 | Central HP <5.4 tons | DAY & NIGHT | HRCU-A-CB (Split System: Heat Pump with Remote Outdoor Unit-Air-Source) | C5H0V48*K*AAA* |  |  | EVM5X60M24A*+WALLCON | *80CTL1352422B* | 48000 | 19 | 9 | 50000 | 36400 | 72.8% | 2 | 0 | 10.5 |  |  |  | No | R-454B | 4 | Residential & Commercial | Ducted CEE Tier 1
215682189 | Central HP <5.4 tons | DAY & NIGHT | HRCU-A-CB (Split System: Heat Pump with Remote Outdoor Unit-Air-Source) | C5H0V48*K*AAA* |  |  | EVD5X48M24A*+WALLCON | *80CSU0802120B* | 47500 | 18.5 | 9 | 50000 | 36000 | 72% | 2.02 | 0 | 10 |  |  |  | No | R-454B | 3.9583 | Residential & Commercial | Ducted CEE Tier 1
215682239 | Central HP <5.4 tons | DAY & NIGHT | HRCU-A-CB (Split System: Heat Pump with Remote Outdoor Unit-Air-Source) | C5H0V48*K*AAA* |  |  | EVD5X49M24A*+WALLCON | *96CTN0802120B* | 48000 | 19 | 9 | 50000 | 36600 | 73.2% | 2 | 0 | 10 |  |  |  | No | R-454B | 4 | Residential & Commercial | Ducted CEE Tier 1
215682339 | Central HP <5.4 tons | DAY & NIGHT | HRCU-A-CB (Split System: Heat Pump with Remote Outdoor Unit-Air-Source) | C5H0V48*K*AAA* |  |  | EVD5X60M21A*+WALLCON | *80CSU1002120B* | 48000 | 18.5 | 9 | 50000 | 36600 | 73.2% | 2 | 0 | 10 |  |  |  | No | R-454B | 4 | Residential & Commercial | Ducted CEE Tier 1
215675489 | Central HP <5.4 tons | DAY & NIGHT | HRCU-A-CB (Split System: Heat Pump with Remote Outdoor Unit-Air-Source) | C5H0V48*K*AAA* |  |  | EVM5X48M21A*+WALLCON | *96CTN1002122B* | 47000 | 18.5 | 9 | 50000 | 36400 | 72.8% | 2 | 0 | 10 |  |  |  | No | R-454B | 3.9167 | Residential & Commercial | Ducted CEE Tier 1
215934954 | Central HP <5.4 tons | CARRIER | HRCU-A-CB (Split System: Heat Pump with Remote Outdoor Unit-Air-Source) | 27VNA336A*030* |  |  | CVAMA4821XMA*+UI | 59MN7C060C17**14 | 34400 | 20.5 | 8.5 | 38000 | 27600 | 72.63% | 2.08 | 0 | 11 |  |  |  | No | R-454B | 2.8667 | Residential & Commercial | Ducted CEE Tier 1
215935324 | Central HP <5.4 tons | CARRIER | HRCU-A-CB (Split System: Heat Pump with Remote Outdoor Unit-Air-Source) | 27VNA336A*030* |  |  | CVAMA6024XMA*+UI | 58CU*A100C21**20 | 35400 | 21.5 | 8.5 | 38000 | 28600 | 75.26% | 2.02 | 0 | 12 |  |  |  | No | R-454B | 2.95 | Residential & Commercial | Ducted CEE Tier 1
215935024 | Central HP <5.4 tons | CARRIER | HRCU-A-CB (Split System: Heat Pump with Remote Outdoor Unit-Air-Source) | 27VNA336A*030* |  |  | CVAMA4921XMA*+UI | 58TN*B090C17**16 | 35600 | 22 | 8.5 | 38000 | 28600 | 75.26% | 2.02 | 0 | 12 |  |  |  | No | R-454B | 2.9667 | Residential & Commercial | Ducted CEE Tier 1
215935074 | Central HP <5.4 tons | CARRIER | HRCU-A-CB (Split System: Heat Pump with Remote Outdoor Unit-Air-Source) | 27VNA336A*030* |  |  | CVAMA4921XMA*+UI | 59CU5B100C21**22 | 35600 | 22 | 8.5 | 38000 | 28400 | 74.74% | 2.04 | 0 | 12.5 |  |  |  | No | R-454B | 2.9667 | Residential & Commercial | Ducted CEE Tier 1
215675589 | Central HP <5.4 tons | DAY & NIGHT | HRCU-A-CB (Split System: Heat Pump with Remote Outdoor Unit-Air-Source) | C5H0V48*K*AAA* |  |  | EVM5X49M21A*+WALLCON | *95CSU0601716B* | 47500 | 18 | 9 | 50000 | 37200 | 74.4% | 1.98 | 0 | 10 |  |  |  | No | R-454B | 3.9583 | Residential & Commercial | Ducted CEE Tier 1
215675869 | Central HP <5.4 tons | DAY & NIGHT | HRCU-A-CB (Split System: Heat Pump with Remote Outdoor Unit-Air-Source) | C5H0V48*K*AAA* |  |  | EVM5X60M24A*+WALLCON | *80CTL0702120B* | 47500 | 19 | 9 | 50000 | 36800 | 73.6% | 2 | 0 | 10 |  |  |  | No | R-454B | 3.9583 | Residential & Commercial | Ducted CEE Tier 1
215676039 | Central HP <5.4 tons | DAY & NIGHT | HRCU-A-CB (Split System: Heat Pump with Remote Outdoor Unit-Air-Source) | C5H0V48*K*AAA* |  |  | EVM5X61M24A*+WALLCON | *97CMN0602120B* | 48500 | 19 | 9 | 50000 | 37200 | 74.4% | 1.98 | 0 | 10 |  |  |  | No | R-454B | 4.0417 | Residential & Commercial | Ducted CEE Tier 1
215681569 | Central HP <5.4 tons | DAY & NIGHT | HRCU-A-CB (Split System: Heat Pump with Remote Outdoor Unit-Air-Source) | C5H0V48*K*AAA* |  |  | EA*5X61M24A*+WALLCON | *97CTN1202422A* | 46000 | 18.5 | 9 | 47500 | 33600 | 70.74% | 2.06 | 0 | 10 |  |  |  | No | R-454B | 3.8333 | Residential & Commercial | Ducted CEE Tier 1
215940580 | Central HP <5.4 tons | DAY & NIGHT | HRCU-A-CB (Split System: Heat Pump with Remote Outdoor Unit-Air-Source) | C5H3V36*K*AAA* |  |  | EVD5X38M17A*+WALLCON | *80CSU0401712B* | 35600 | 22 | 8.5 | 38000 | 28600 | 75.26% | 2.04 | 0 | 12.5 |  |  |  | No | R-454B | 2.9667 | Residential & Commercial | Ducted CEE Tier 1
216051121 | Central HP <5.4 tons | RHEEM | HRCU-A-CB (Split System: Heat Pump with Remote Outdoor Unit-Air-Source) | RP19AY48AJVC |  |  | RCFY4821SEAAM | R802V1005A21DZ | 45500 | 19 | 10 | 45500 | 41500 | 91.21% | 2.1 | 0 | 12 |  |  |  | No | R-454B | 3.7917 | Residential & Commercial | Ducted CEE Tier 1
212975273 | Central HP <5.4 tons | KEEPRITE | HRCU-A-CB (Split System: Heat Pump with Remote Outdoor Unit-Air-Source) | DLCURAH24ABK |  |  | EA*4X25L17A* | *96VTN0401712B* | 24200 | 16 | 8.5 | 25400 | 21800 | 85.83% | 1.8 | 0 | 10 |  |  |  | No | R-410A | 2.0167 | Residential & Commercial | Ducted CEE Tier 1
212974998 | Central HP <5.4 tons | KEEPRITE | HRCU-A-CB (Split System: Heat Pump with Remote Outdoor Unit-Air-Source) | DLCURAH24ABK |  |  | EA*4X37L17A* | *96VTN0401410B* | 23800 | 16 | 8.1 | 25200 | 22400 | 88.89% | 1.84 | 0 | 10 |  |  |  | No | R-410A | 1.9833 | Residential & Commercial | Ducted CEE Tier 1
212972969 | Central HP <5.4 tons | KEEPRITE | HRCU-A-CB (Split System: Heat Pump with Remote Outdoor Unit-Air-Source) | DLCURAH24ABK |  |  | EN(A,D)4X24L14** | *96VSN0401410B* | 23000 | 16 | 8.5 | 27000 | 25600 | 94.81% | 2.12 | 0 | 10 |  |  |  | No | R-410A | 1.9167 | Residential & Commercial | Ducted CEE Tier 1
212972919 | Central HP <5.4 tons | KEEPRITE | HRCU-A-CB (Split System: Heat Pump with Remote Outdoor Unit-Air-Source) | DLCURAH24ABK |  |  | EA*4X25L17A* | *96VSN0401410B* | 24000 | 16.5 | 8.1 | 25200 | 21800 | 86.51% | 1.82 | 0 | 10 |  |  |  | No | R-410A | 2 | Residential & Commercial | Ducted CEE Tier 1
212973549 | Central HP <5.4 tons | KEEPRITE | HRCU-A-CB (Split System: Heat Pump with Remote Outdoor Unit-Air-Source) | DLCURAH24ABK |  |  | EA*4X25L17A* | *96VSN0601412B* | 24000 | 17 | 8.5 | 25000 | 21800 | 87.2% | 1.82 | 0 | 10 |  |  |  | No | R-410A | 2 | Residential & Commercial | Ducted CEE Tier 1
212973279 | Central HP <5.4 tons | KEEPRITE | HRCU-A-CB (Split System: Heat Pump with Remote Outdoor Unit-Air-Source) | DLCURAH24ABK |  |  | EN(A,D,W)4X36L17** | *96VSN0401712B* | 23200 | 16 | 8.1 | 26200 | 24800 | 94.66% | 2.06 | 0 | 10 |  |  |  | No | R-410A | 1.9333 | Residential & Commercial | Ducted CEE Tier 1
212972979 | Central HP <5.4 tons | KEEPRITE | HRCU-A-CB (Split System: Heat Pump with Remote Outdoor Unit-Air-Source) | DLCURAH24ABK |  |  | EN(A,D)4X24L17** | *96VSN0401410B* | 23000 | 16 | 8.5 | 27000 | 25600 | 94.81% | 2.12 | 0 | 10 |  |  |  | No | R-410A | 1.9167 | Residential & Commercial | Ducted CEE Tier 1
214574559 | Central HP <5.4 tons | BRYANT HEATING AND COOLING SYSTEMS | HRCU-A-CB (Split System: Heat Pump with Remote Outdoor Unit-Air-Source) | 288BNV037*0**B* |  |  | CNPV*4221AL*+UI | 986TD60080C21*** | 31800 | 17 | 8.1 | 33000 | 24400 | 73.94% | 1.9 | 0 | 11.5 |  |  |  | No | R-410A | 2.65 | Residential & Commercial | Ducted CEE Tier 1
215935224 | Central HP <5.4 tons | CARRIER | HRCU-A-CB (Split System: Heat Pump with Remote Outdoor Unit-Air-Source) | 27VNA336A*030* |  |  | CVAMA6021XMA*+UI | 58TN*B110C21**20 | 35600 | 22 | 8.5 | 38000 | 28400 | 74.74% | 2.02 | 0 | 12.5 |  |  |  | No | R-454B | 2.9667 | Residential & Commercial | Ducted CEE Tier 1
215935274 | Central HP <5.4 tons | CARRIER | HRCU-A-CB (Split System: Heat Pump with Remote Outdoor Unit-Air-Source) | 27VNA336A*030* |  |  | CVAMA6021XMA*+UI | 59MN7C080C17**14 | 35400 | 21.5 | 8.5 | 38500 | 29000 | 75.32% | 2.02 | 0 | 12 |  |  |  | No | R-454B | 2.95 | Residential & Commercial | Ducted CEE Tier 1
215935314 | Central HP <5.4 tons | CARRIER | HRCU-A-CB (Split System: Heat Pump with Remote Outdoor Unit-Air-Source) | 27VNA336A*030* |  |  | CVAMA6021XMA*+UI | 59TN6C100C21**22 | 35600 | 22 | 8.5 | 38000 | 28600 | 75.26% | 2.02 | 0 | 12.5 |  |  |  | No | R-454B | 2.9667 | Residential & Commercial | Ducted CEE Tier 1
216051030 | Central HP <5.4 tons | RHEEM | HRCU-A-CB (Split System: Heat Pump with Remote Outdoor Unit-Air-Source) | RP19AY24AJVC |  |  | RCFY2421HEAAM | R98MV0703A17UP | 22800 | 20 | 10 | 22800 | 18500 | 81.14% | 1.8 | 0 | 12 |  |  |  | No | R-454B | 1.9 | Residential & Commercial | Ducted CEE Tier 1
215935204 | Central HP <5.4 tons | CARRIER | HRCU-A-CB (Split System: Heat Pump with Remote Outdoor Unit-Air-Source) | 27VNA336A*030* |  |  | CVAMA6021XMA*+UI | 58TN*B090C17**16 | 35600 | 22 | 8.5 | 38000 | 28600 | 75.26% | 2.02 | 0 | 12 |  |  |  | No | R-454B | 2.9667 | Residential & Commercial | Ducted CEE Tier 1
215935234 | Central HP <5.4 tons | CARRIER | HRCU-A-CB (Split System: Heat Pump with Remote Outdoor Unit-Air-Source) | 27VNA336A*030* |  |  | CVAMA6021XMA*+UI | 59CU5B060C17**16 | 35400 | 21.5 | 8.5 | 38500 | 29000 | 75.32% | 2.02 | 0 | 12 |  |  |  | No | R-454B | 2.95 | Residential & Commercial | Ducted CEE Tier 1
214572509 | Central HP <5.4 tons | BRYANT HEATING AND COOLING SYSTEMS | HRCU-A-CB (Split System: Heat Pump with Remote Outdoor Unit-Air-Source) | 288BNV037*0**A* |  |  | CAP**3621AL*+UI | 987MC60080C21*** | 31600 | 17 | 8.1 | 33000 | 24200 | 73.33% | 1.86 | 0 | 11 |  |  |  | No | R-410A | 2.6333 | Residential & Commercial | Ducted CEE Tier 1
214572659 | Central HP <5.4 tons | BRYANT HEATING AND COOLING SYSTEMS | HRCU-A-CB (Split System: Heat Pump with Remote Outdoor Unit-Air-Source) | 288BNV037*0**A* |  |  | CAP**4224AL*+UI | 935CB60080C21*** | 31800 | 17 | 8.5 | 33000 | 24400 | 73.94% | 1.9 | 0 | 11 |  |  |  | No | R-410A | 2.65 | Residential & Commercial | Ducted CEE Tier 1
214572979 | Central HP <5.4 tons | BRYANT HEATING AND COOLING SYSTEMS | HRCU-A-CB (Split System: Heat Pump with Remote Outdoor Unit-Air-Source) | 288BNV037*0**A* |  |  | CAP**6121AL*+UI | 987MC60060C21*** | 33000 | 17.5 | 8.5 | 32200 | 25000 | 77.64% | 1.98 | 0 | 11 |  |  |  | No | R-410A | 2.75 | Residential & Commercial | Ducted CEE Tier 1
214573429 | Central HP <5.4 tons | BRYANT HEATING AND COOLING SYSTEMS | HRCU-A-CB (Split System: Heat Pump with Remote Outdoor Unit-Air-Source) | 288BNV037*0**A* |  |  | CNPV*4821AL*+UI | 88*TB60070C21*** | 32400 | 18.5 | 8.1 | 32800 | 24800 | 75.61% | 1.96 | 0 | 11.5 |  |  |  | No | R-410A | 2.7 | Residential & Commercial | Ducted CEE Tier 1
215934794 | Central HP <5.4 tons | CARRIER | HRCU-A-CB (Split System: Heat Pump with Remote Outdoor Unit-Air-Source) | 27VNA336A*030* |  |  | CVAMA4421XMA*+UI | 58CU*A100C21**20 | 35600 | 21.5 | 8.5 | 38000 | 28800 | 75.79% | 2.02 | 0 | 12 |  |  |  | No | R-454B | 2.9667 | Residential & Commercial | Ducted CEE Tier 1
215934894 | Central HP <5.4 tons | CARRIER | HRCU-A-CB (Split System: Heat Pump with Remote Outdoor Unit-Air-Source) | 27VNA336A*030* |  |  | CVAMA4421XMA*+UI | 59MN7C060C21**20 | 35400 | 21 | 8.5 | 38500 | 29000 | 75.32% | 2.02 | 0 | 12 |  |  |  | No | R-454B | 2.95 | Residential & Commercial | Ducted CEE Tier 1
216051010 | Central HP <5.4 tons | RHEEM | HRCU-A-CB (Split System: Heat Pump with Remote Outdoor Unit-Air-Source) | RP19AY24AJVC |  |  | RCFY2421HEAAM | R97MV0855A21DH | 22800 | 21 | 10 | 22800 | 18400 | 80.7% | 1.8 | 0 | 13 |  |  |  | No | R-454B | 1.9 | Residential & Commercial | Ducted CEE Tier 1
214569391 | Central HP <5.4 tons | BRYANT HEATING AND COOLING SYSTEMS | HRCU-A-CB (Split System: Heat Pump with Remote Outdoor Unit-Air-Source) | 284ANV024*0**B* |  |  | CNPV*4221AL*+UI | 935CB60080C21*** | 23400 | 20 | 10.5 | 26600 | 19800 | 74.44% | 2.46 | 0 | 13 |  |  |  | No | R-410A | 1.95 | Residential & Commercial | Ducted CEE Tier 1
214397369 | Central HP <5.4 tons | LUXAIRE | HRCU-A-CB (Split System: Heat Pump with Remote Outdoor Unit-Air-Source) | HH836E2S11 |  |  | CTM48C5CFS1 | LP9C080C16MP13 | 32800 | 19 | 9 | 31200 | 25200 | 80.77% | 2 | 0 | 11 |  |  |  | No | R-454B | 2.7333 | Residential & Commercial | Ducted CEE Tier 1
214396454 | Central HP <5.4 tons | LUXAIRE | HRCU-A-CB (Split System: Heat Pump with Remote Outdoor Unit-Air-Source) | HH836E2S11 |  |  | CTF36C5CDS1 | TMLE120C16MP11 | 33200 | 18 | 8.5 | 30600 | 25000 | 81.7% | 2 | 0 | 11.7 |  |  |  | No | R-454B | 2.7667 | Residential & Commercial | Ducted CEE Tier 1
214609122 | Central HP <5.4 tons | LUXAIRE | HRCU-A-CB (Split System: Heat Pump with Remote Outdoor Unit-Air-Source) | HH836E2S11 |  |  | CTF48C5CFS1 | Z9ES080C16SMPS1 | 34000 | 19 | 9 | 32600 | 25800 | 79.14% | 2 | 0 | 11 |  |  |  | No | R-454B | 2.8333 | Residential & Commercial | Ducted CEE Tier 1
212971882 | Central HP <5.4 tons | KEEPRITE | HRCU-A-CB (Split System: Heat Pump with Remote Outdoor Unit-Air-Source) | DLCURAH36ABK |  |  | EA*4X48L21A* | *80VTL0701716B* | 35600 | 16 | 8.5 | 37800 | 34800 | 92.06% | 2.02 | 0 | 10 |  |  |  | No | R-410A | 2.9667 | Residential & Commercial | Ducted CEE Tier 1
213075357 | Central HP <5.4 tons | ACIQ | HRCU-A-CB (Split System: Heat Pump with Remote Outdoor Unit-Air-Source) | DLCURAH36ABK |  |  | END4X42L17** | *80ES(N,L)0701712A* | 35800 | 15.2 | 8.1 | 39500 | 35000 | 88.61% | 1.96 | 0 | 10 |  |  |  | No | R-410A | 2.9833 | Residential & Commercial | Ducted CEE Tier 1
214569427 | Central HP <5.4 tons | BRYANT HEATING AND COOLING SYSTEMS | HRCU-A-CB (Split System: Heat Pump with Remote Outdoor Unit-Air-Source) | 284ANV048*0**B* |  |  | CAP**6024AL*+UI | 987MC60060C21*** | 44000 | 20.5 | 9.5 | 46000 | 36800 | 80% | 2.28 | 0 | 11 |  |  |  | No | R-410A | 3.6667 | Residential & Commercial | Ducted CEE Tier 1
211244797 | Central HP <5.4 tons | BRYANT HEATING AND COOLING SYSTEMS | HRCU-A-CB (Split System: Heat Pump with Remote Outdoor Unit-Air-Source) | 38MURAQ24AB3* |  |  | CNPV*3017AL* | 8(0,1)*SA36070E14*** | 24200 | 16.5 | 8.1 | 26400 | 22800 | 86.36% | 1.88 | 0 | 10.5 |  |  |  | No | R-410A | 2.0167 | Residential & Commercial | Ducted CEE Tier 1
211244838 | Central HP <5.4 tons | BRYANT HEATING AND COOLING SYSTEMS | HRCU-A-CB (Split System: Heat Pump with Remote Outdoor Unit-Air-Source) | 38MURAQ24AB3* |  |  | CNPV*3017AL* | OVMAAB042112 | 24000 | 16 | 8.1 | 26400 | 23000 | 87.12% | 1.88 | 0 | 10 |  |  |  | No | R-410A | 2 | Residential & Commercial | Ducted CEE Tier 1
211241978 | Central HP <5.4 tons | BRYANT HEATING AND COOLING SYSTEMS | HRCU-A-CB (Split System: Heat Pump with Remote Outdoor Unit-Air-Source) | 38MURAQ24AB3* |  |  | CAP**3617AL* | 926TB48080V17*** | 24200 | 16.5 | 8.5 | 26200 | 22600 | 86.26% | 1.86 | 0 | 10 |  |  |  | No | R-410A | 2.0167 | Residential & Commercial | Ducted CEE Tier 1
211242330 | Central HP <5.4 tons | BRYANT HEATING AND COOLING SYSTEMS | HRCU-A-CB (Split System: Heat Pump with Remote Outdoor Unit-Air-Source) | 38MURAQ24AB3* |  |  | CAP**3621AL* | 8(0,1)*SA48070E17*** | 25000 | 16.5 | 8.5 | 26800 | 21800 | 81.34% | 1.8 | 0 | 10 |  |  |  | No | R-410A | 2.0833 | Residential & Commercial | Ducted CEE Tier 1
211242631 | Central HP <5.4 tons | BRYANT HEATING AND COOLING SYSTEMS | HRCU-A-CB (Split System: Heat Pump with Remote Outdoor Unit-Air-Source) | 38MURAQ24AB3* |  |  | CAP**3621AL* | 912SD48080E17*** | 24400 | 17 | 8.5 | 26200 | 22400 | 85.5% | 1.86 | 0 | 10 |  |  |  | No | R-410A | 2.0333 | Residential & Commercial | Ducted CEE Tier 1
211242697 | Central HP <5.4 tons | BRYANT HEATING AND COOLING SYSTEMS | HRCU-A-CB (Split System: Heat Pump with Remote Outdoor Unit-Air-Source) | 38MURAQ24AB3* |  |  | CAP**3621AL* | 83*SA60080E21*** | 24600 | 17.5 | 8.5 | 26200 | 22200 | 84.73% | 1.86 | 0 | 10.5 |  |  |  | No | R-410A | 2.05 | Residential & Commercial | Ducted CEE Tier 1
211242728 | Central HP <5.4 tons | BRYANT HEATING AND COOLING SYSTEMS | HRCU-A-CB (Split System: Heat Pump with Remote Outdoor Unit-Air-Source) | 38MURAQ24AB3* |  |  | CAP**3621AL* | OVLAAB036098 | 23400 | 16.5 | 8.5 | 25600 | 23800 | 92.97% | 1.98 | 0 | 10 |  |  |  | No | R-410A | 1.95 | Residential & Commercial | Ducted CEE Tier 1
213782183 | Central HP <5.4 tons | KENMORE | HRCU-A-CB (Split System: Heat Pump with Remote Outdoor Unit-Air-Source) | (C,H,T)VH837GKA2* |  |  | EHD4X48AAL+WALLCON | *96CTN0801714B* | 32600 | 16.5 | 8.1 | 33000 | 25000 | 75.76% | 1.94 | 0 | 11 |  |  |  | No | R-410A | 2.7167 | Residential & Commercial | Ducted CEE Tier 1
213782283 | Central HP <5.4 tons | KENMORE | HRCU-A-CB (Split System: Heat Pump with Remote Outdoor Unit-Air-Source) | (C,H,T)VH837GKA2* |  |  | EHD4X60AAL+WALLCON | *95CSU0601716B* | 32800 | 16.5 | 8.1 | 32200 | 25000 | 77.64% | 1.96 | 0 | 11 |  |  |  | No | R-410A | 2.7333 | Residential & Commercial | Ducted CEE Tier 1
213781663 | Central HP <5.4 tons | KENMORE | HRCU-A-CB (Split System: Heat Pump with Remote Outdoor Unit-Air-Source) | (C,H,T)VH837GKA2* |  |  | EA*4X61L24A*+WALLCON | *80CTL0902120B* | 33200 | 17.5 | 8.5 | 32000 | 24800 | 77.5% | 2 | 0 | 11.7 |  |  |  | No | R-410A | 2.7667 | Residential & Commercial | Ducted CEE Tier 1
214397902 | Central HP <5.4 tons | CHAMPION HEATING AND COOLING | HRCU-A-CB (Split System: Heat Pump with Remote Outdoor Unit-Air-Source) | HH860E2S11 |  |  | CTM60C5CGS1 | TPLC120C20MP13 | 44000 | 18 | 9 | 44500 | 33600 | 75.51% | 2 | 0 | 11.7 |  |  |  | No | R-454B | 3.6667 | Residential & Commercial | Ducted CEE Tier 1
216374572 | Central HP <5.4 tons | CHAMPION HEATING AND COOLING | HRCU-A-CB (Split System: Heat Pump with Remote Outdoor Unit-Air-Source) | HH860E2S11 |  |  | CTF60C5CGS1 | Z9ET100C16SMPS1 | 44500 | 19 | 9 | 45500 | 33200 | 72.97% | 2 | 0 | 11 |  |  |  | No | R-454B | 3.7083 | Residential & Commercial | Ducted CEE Tier 1
216374608 | Central HP <5.4 tons | CHAMPION HEATING AND COOLING | HRCU-A-CB (Split System: Heat Pump with Remote Outdoor Unit-Air-Source) | HH860E2S11 |  |  | CTU60C5XGS1+TXV | Z9ET080C16SMPS1 | 44000 | 18 | 9 | 45000 | 32800 | 72.89% | 2 | 0 | 11 |  |  |  | No | R-454B | 3.6667 | Residential & Commercial | Ducted CEE Tier 1
214398417 | Central HP <5.4 tons | CHAMPION HEATING AND COOLING | HRCU-A-CB (Split System: Heat Pump with Remote Outdoor Unit-Air-Source) | HH860E2S11 |  |  | CTF60D5CHS1 | TP9C120D20MP13 | 54000 | 19 | 9 | 54500 | 39500 | 72.48% | 2 | 0 | 11 |  |  |  | No | R-454B | 4.5 | Residential & Commercial | Ducted CEE Tier 1
215683573 | Central HP <5.4 tons | CARRIER | HRCU-A-CB (Split System: Heat Pump with Remote Outdoor Unit-Air-Source) | 27VNA024A*030* |  |  | CAA**2414AM*+UI | 58TN*B070C14**12 | 22800 | 17 | 9 | 24000 | 16900 | 70.42% | 1.94 | 0 | 10 |  |  |  | No | R-454B | 1.9 | Residential & Commercial | Ducted CEE Tier 1
215683591 | Central HP <5.4 tons | CARRIER | HRCU-A-CB (Split System: Heat Pump with Remote Outdoor Unit-Air-Source) | 27VNA024A*030* |  |  | CAA**2417AM*+UI | 59MN7C080C17**14 | 22800 | 16.5 | 9 | 24000 | 16900 | 70.42% | 1.94 | 0 | 10 |  |  |  | No | R-454B | 1.9 | Residential & Commercial | Ducted CEE Tier 1
214397925 | Central HP <5.4 tons | FRASER-JOHNSTON | HRCU-A-CB (Split System: Heat Pump with Remote Outdoor Unit-Air-Source) | HH824E2S11 |  |  | CTF36B5ADS1+JMVT12BC2N1 |  | 23000 | 19 | 9.5 | 23000 | 18500 | 80.43% | 2 | 0 | 12 |  |  |  | No | R-454B | 1.9167 | Residential & Commercial | Ducted CEE Tier 1
216374761 | Central HP <5.4 tons | CHAMPION HEATING AND COOLING | HRCU-A-CB (Split System: Heat Pump with Remote Outdoor Unit-Air-Source) | HH824E2S11 |  |  | CTF36B5ADS1 | Z9ET060B12SMPS1 | 23000 | 18 | 9.5 | 23000 | 18300 | 79.57% | 2 | 0 | 12 |  |  |  | No | R-454B | 1.9167 | Residential & Commercial | Ducted CEE Tier 1
214396290 | Central HP <5.4 tons | LUXAIRE | HRCU-A-CB (Split System: Heat Pump with Remote Outdoor Unit-Air-Source) | HH824E2S11 |  |  | CTM30B5ACS1 | TL9E060B12UH11 | 23000 | 17 | 9.5 | 23000 | 18300 | 79.57% | 2 | 0 | 12 |  |  |  | No | R-454B | 1.9167 | Residential & Commercial | Ducted CEE Tier 1
214609074 | Central HP <5.4 tons | LUXAIRE | HRCU-A-CB (Split System: Heat Pump with Remote Outdoor Unit-Air-Source) | HH824E2S11 |  |  | CTF30A5ADS1 | Z9ES060A10SMPS1 | 23000 | 19 | 9 | 23000 | 18500 | 80.43% | 2 | 0 | 12 |  |  |  | No | R-454B | 1.9167 | Residential & Commercial | Ducted CEE Tier 1
214397847 | Central HP <5.4 tons | CHAMPION HEATING AND COOLING | HRCU-A-CB (Split System: Heat Pump with Remote Outdoor Unit-Air-Source) | HH860E2S11 |  |  | CTF60C5CGS1 | TM8E120C16MP11 | 44500 | 18 | 9 | 45500 | 34200 | 75.16% | 2 | 0 | 11 |  |  |  | No | R-454B | 3.7083 | Residential & Commercial | Ducted CEE Tier 1
216374776 | Central HP <5.4 tons | CHAMPION HEATING AND COOLING | HRCU-A-CB (Split System: Heat Pump with Remote Outdoor Unit-Air-Source) | HH860E2S11 |  |  | CTM60D5CHS1 | Z9ET120D20SMPS1 | 54000 | 19 | 8.5 | 55000 | 40000 | 72.73% | 2 | 0 | 11 |  |  |  | No | R-454B | 4.5 | Residential & Commercial | Ducted CEE Tier 1
213781403 | Central HP <5.4 tons | KENMORE | HRCU-A-CB (Split System: Heat Pump with Remote Outdoor Unit-Air-Source) | (C,H,T)VH837GKA2* |  |  | EA*4X48L24A*+WALLCON | *80CTL0902120B* | 32400 | 17 | 8.5 | 32200 | 24800 | 77.02% | 1.98 | 0 | 11.5 |  |  |  | No | R-410A | 2.7 | Residential & Commercial | Ducted CEE Tier 1
213781453 | Central HP <5.4 tons | KENMORE | HRCU-A-CB (Split System: Heat Pump with Remote Outdoor Unit-Air-Source) | (C,H,T)VH837GKA2* |  |  | EA*4X48L24A*+WALLCON | *96CTN1002122B* | 32400 | 17 | 8.5 | 32200 | 24800 | 77.02% | 1.98 | 0 | 11 |  |  |  | No | R-410A | 2.7 | Residential & Commercial | Ducted CEE Tier 1
214397892 | Central HP <5.4 tons | CHAMPION HEATING AND COOLING | HRCU-A-CB (Split System: Heat Pump with Remote Outdoor Unit-Air-Source) | HH860E2S11 |  |  | CTM60C5CGS1 | TMLV120C20MP12 | 44000 | 18 | 9 | 44500 | 33600 | 75.51% | 2 | 0 | 11.7 |  |  |  | No | R-454B | 3.6667 | Residential & Commercial | Ducted CEE Tier 1
213781413 | Central HP <5.4 tons | KENMORE | HRCU-A-CB (Split System: Heat Pump with Remote Outdoor Unit-Air-Source) | (C,H,T)VH837GKA2* |  |  | EA*4X48L24A*+WALLCON | *80CTL1102120B* | 32400 | 17.5 | 8.5 | 32200 | 24800 | 77.02% | 1.98 | 0 | 11.5 |  |  |  | No | R-410A | 2.7 | Residential & Commercial | Ducted CEE Tier 1
213780943 | Central HP <5.4 tons | KENMORE | HRCU-A-CB (Split System: Heat Pump with Remote Outdoor Unit-Air-Source) | (C,H,T)VH837GKA2* |  |  | EA*4X37L21A*+WALLCON | *96CTN0601714B* | 32600 | 17 | 8.1 | 33000 | 25400 | 76.97% | 1.94 | 0 | 11 |  |  |  | No | R-410A | 2.7167 | Residential & Commercial | Ducted CEE Tier 1
211010183 | Central HP <5.4 tons | FRASER-JOHNSTON | HRCU-A-CB (Split System: Heat Pump with Remote Outdoor Unit-Air-Source) | HL20B3621 |  |  | JHVVB36DE2C2N1+CC |  | 32000 | 19.5 | 8.5 | 33600 | 26400 | 78.57% | 1.9 | 0 | 12.4 |  |  |  | No | R-410A | 2.6667 | Residential & Commercial | Ducted CEE Tier 1
215676149 | Central HP <5.4 tons | DAY & NIGHT | HRCU-A-CB (Split System: Heat Pump with Remote Outdoor Unit-Air-Source) | C5H0V48*K*AAA* |  |  | EVD5X48M21A*+WALLCON | *97CMN1002122B* | 47000 | 18.5 | 9 | 50000 | 36400 | 72.8% | 2 | 0 | 10 |  |  |  | No | R-454B | 3.9167 | Residential & Commercial | Ducted CEE Tier 1
215676199 | Central HP <5.4 tons | DAY & NIGHT | HRCU-A-CB (Split System: Heat Pump with Remote Outdoor Unit-Air-Source) | C5H0V48*K*AAA* |  |  | EVD5X48M24A*+WALLCON | *80CTL0702120B* | 47000 | 18.5 | 9 | 50000 | 36600 | 73.2% | 2.02 | 0 | 10 |  |  |  | No | R-454B | 3.9167 | Residential & Commercial | Ducted CEE Tier 1
215676219 | Central HP <5.4 tons | DAY & NIGHT | HRCU-A-CB (Split System: Heat Pump with Remote Outdoor Unit-Air-Source) | C5H0V48*K*AAA* |  |  | EVD5X48M24A*+WALLCON | *80CTL1102120B* | 47000 | 19 | 9 | 50000 | 36200 | 72.4% | 2 | 0 | 10 |  |  |  | No | R-454B | 3.9167 | Residential & Commercial | Ducted CEE Tier 1
214398355 | Central HP <5.4 tons | CHAMPION HEATING AND COOLING | HRCU-A-CB (Split System: Heat Pump with Remote Outdoor Unit-Air-Source) | HH824E2S11 |  |  | CTF30A5ADS1 | TL8E060A12UH11 | 23000 | 18 | 9.5 | 23000 | 18700 | 81.3% | 2 | 0 | 12 |  |  |  | No | R-454B | 1.9167 | Residential & Commercial | Ducted CEE Tier 1
213829724 | Central HP <5.4 tons | RHEEM | HRCU-A-CB (Split System: Heat Pump with Remote Outdoor Unit-Air-Source) | RP18AZ36AJVC |  |  | RCFZ3621MEAAM | R801V1005A21UHU | 34200 | 19 | 8.5 | 34200 | 43000 | 125.7% | 2.2 | 0 | 12.5 |  |  |  | No | R-410A | 2.85 | Residential & Commercial | Ducted CEE Tier 1
215676519 | Central HP <5.4 tons | DAY & NIGHT | HRCU-A-CB (Split System: Heat Pump with Remote Outdoor Unit-Air-Source) | C5H0V48*K*AAA* |  |  | EVD5X60M21A*+WALLCON | *95CSU1002122B* | 48000 | 19 | 9 | 50000 | 36600 | 73.2% | 2.12 | 0 | 10 |  |  |  | No | R-454B | 4 | Residential & Commercial | Ducted CEE Tier 1
215681409 | Central HP <5.4 tons | DAY & NIGHT | HRCU-A-CB (Split System: Heat Pump with Remote Outdoor Unit-Air-Source) | C5H0V48*K*AAA* |  |  | EA*5X60M24A*+WALLCON | *97CTN0802120A* | 45000 | 18 | 9 | 47500 | 33600 | 70.74% | 2.06 | 0 | 10 |  |  |  | No | R-454B | 3.75 | Residential & Commercial | Ducted CEE Tier 1
215681429 | Central HP <5.4 tons | DAY & NIGHT | HRCU-A-CB (Split System: Heat Pump with Remote Outdoor Unit-Air-Source) | C5H0V48*K*AAA* |  |  | EA*5X60M24A*+WALLCON | *97CTN1202422A* | 45000 | 18 | 9 | 47500 | 33600 | 70.74% | 2.06 | 0 | 10 |  |  |  | No | R-454B | 3.75 | Residential & Commercial | Ducted CEE Tier 1
214397317 | Central HP <5.4 tons | LUXAIRE | HRCU-A-CB (Split System: Heat Pump with Remote Outdoor Unit-Air-Source) | HH836E2S11 |  |  | CTF36B5CDS1 | LPLC080B12MP13 | 33000 | 17 | 8.5 | 31000 | 25200 | 81.29% | 2 | 0 | 11 |  |  |  | No | R-454B | 2.75 | Residential & Commercial | Ducted CEE Tier 1
214397215 | Central HP <5.4 tons | LUXAIRE | HRCU-A-CB (Split System: Heat Pump with Remote Outdoor Unit-Air-Source) | HH836E2S11 |  |  | CTF48C5CFS1+JME12C2SN1 |  | 34000 | 19 | 9 | 31400 | 25200 | 80.25% | 2 | 0 | 11.7 |  |  |  | No | R-454B | 2.8333 | Residential & Commercial | Ducted CEE Tier 1
214397383 | Central HP <5.4 tons | LUXAIRE | HRCU-A-CB (Split System: Heat Pump with Remote Outdoor Unit-Air-Source) | HH836E2S11 |  |  | CTF48C5CFS1 | TM9E080C16MP12 | 33400 | 19 | 9 | 31400 | 25400 | 80.89% | 2 | 0 | 11 |  |  |  | No | R-454B | 2.7833 | Residential & Commercial | Ducted CEE Tier 1
214398590 | Central HP <5.4 tons | CHAMPION HEATING AND COOLING | HRCU-A-CB (Split System: Heat Pump with Remote Outdoor Unit-Air-Source) | HH836E2S11 |  |  | CTM48C5CFS1 | TM9Y080C16MP11 | 32800 | 19 | 9 | 31200 | 25200 | 80.77% | 2 | 0 | 11 |  |  |  | No | R-454B | 2.7333 | Residential & Commercial | Ducted CEE Tier 1
214719895 | Central HP <5.4 tons | FRASER-JOHNSTON | HRCU-A-CB (Split System: Heat Pump with Remote Outdoor Unit-Air-Source) | HH836E2S11 |  |  | CTU48C5XFS1+TXV | TM9V080C16MP12 | 33200 | 18 | 9 | 31600 | 25400 | 80.38% | 2 | 0 | 11 |  |  |  | No | R-454B | 2.7667 | Residential & Commercial | Ducted CEE Tier 1
214397270 | Central HP <5.4 tons | LUXAIRE | HRCU-A-CB (Split System: Heat Pump with Remote Outdoor Unit-Air-Source) | HH836E2S11 |  |  | CTF36C5CDS1 | TM9V080C16MP12 | 33800 | 18 | 8.5 | 31800 | 26000 | 81.76% | 2 | 0 | 11 |  |  |  | No | R-454B | 2.8167 | Residential & Commercial | Ducted CEE Tier 1
214397297 | Central HP <5.4 tons | LUXAIRE | HRCU-A-CB (Split System: Heat Pump with Remote Outdoor Unit-Air-Source) | HH836E2S11 |  |  | CTF36C5CDS1+JME12C2SN1 |  | 33600 | 19 | 9 | 30600 | 24800 | 81.05% | 2 | 0 | 12 |  |  |  | No | R-454B | 2.8 | Residential & Commercial | Ducted CEE Tier 1
211242782 | Central HP <5.4 tons | BRYANT HEATING AND COOLING SYSTEMS | HRCU-A-CB (Split System: Heat Pump with Remote Outdoor Unit-Air-Source) | 38MURAQ24AB3* |  |  | CAP**3717AL* | 926SA30040V14*** | 24200 | 16 | 8.5 | 25600 | 21800 | 85.16% | 1.8 | 0 | 10 |  |  |  | No | R-410A | 2.0167 | Residential & Commercial | Ducted CEE Tier 1
211243164 | Central HP <5.4 tons | BRYANT HEATING AND COOLING SYSTEMS | HRCU-A-CB (Split System: Heat Pump with Remote Outdoor Unit-Air-Source) | 38MURAQ24AB3* |  |  | CAP**3717AL* | OVMAAB036098 | 24200 | 16.5 | 8.5 | 25400 | 21800 | 85.83% | 1.82 | 0 | 10 |  |  |  | No | R-410A | 2.0167 | Residential & Commercial | Ducted CEE Tier 1
211243182 | Central HP <5.4 tons | BRYANT HEATING AND COOLING SYSTEMS | HRCU-A-CB (Split System: Heat Pump with Remote Outdoor Unit-Air-Source) | 38MURAQ24AB3* |  |  | CAP**3717AL* | OVMAAB042112 | 24800 | 16 | 8.5 | 25800 | 21400 | 82.95% | 1.78 | 0 | 10 |  |  |  | No | R-410A | 2.0667 | Residential & Commercial | Ducted CEE Tier 1
211243330 | Central HP <5.4 tons | BRYANT HEATING AND COOLING SYSTEMS | HRCU-A-CB (Split System: Heat Pump with Remote Outdoor Unit-Air-Source) | 38MURAQ24AB3* |  |  | CAP**3721AL* | 82*SA48045V17*** | 24800 | 16.5 | 8.5 | 25600 | 21000 | 82.03% | 1.76 | 0 | 10.5 |  |  |  | No | R-410A | 2.0667 | Residential & Commercial | Ducted CEE Tier 1
211243400 | Central HP <5.4 tons | BRYANT HEATING AND COOLING SYSTEMS | HRCU-A-CB (Split System: Heat Pump with Remote Outdoor Unit-Air-Source) | 38MURAQ24AB3* |  |  | CAP**3721AL* | 926TB36040V17*** | 24000 | 16 | 8.1 | 25000 | 21600 | 86.4% | 1.8 | 0 | 10 |  |  |  | No | R-410A | 2 | Residential & Commercial | Ducted CEE Tier 1
211243482 | Central HP <5.4 tons | BRYANT HEATING AND COOLING SYSTEMS | HRCU-A-CB (Split System: Heat Pump with Remote Outdoor Unit-Air-Source) | 38MURAQ24AB3* |  |  | CAP**3721AL* | 82*TA66110V21*** | 24400 | 17 | 8.5 | 25200 | 21200 | 84.13% | 1.8 | 0 | 10.5 |  |  |  | No | R-410A | 2.0333 | Residential & Commercial | Ducted CEE Tier 1
211243749 | Central HP <5.4 tons | BRYANT HEATING AND COOLING SYSTEMS | HRCU-A-CB (Split System: Heat Pump with Remote Outdoor Unit-Air-Source) | 38MURAQ24AB3* |  |  | CNPV*2414AL* | 915SB36060E14*** | 24000 | 15.2 | 8.5 | 27200 | 23000 | 84.56% | 1.88 | 0 | 10 |  |  |  | No | R-410A | 2 | Residential & Commercial | Ducted CEE Tier 1
215935044 | Central HP <5.4 tons | CARRIER | HRCU-A-CB (Split System: Heat Pump with Remote Outdoor Unit-Air-Source) | 27VNA336A*030* |  |  | CVAMA4921XMA*+UI | 58TN*B110C21**20 | 35600 | 22 | 8.5 | 38000 | 28400 | 74.74% | 2.02 | 0 | 12.5 |  |  |  | No | R-454B | 2.9667 | Residential & Commercial | Ducted CEE Tier 1
214398548 | Central HP <5.4 tons | CHAMPION HEATING AND COOLING | HRCU-A-CB (Split System: Heat Pump with Remote Outdoor Unit-Air-Source) | HH836E2S11 |  |  | CTM36C5CDS1 | TL9E080C16UH11 | 34200 | 18 | 8.5 | 32600 | 26800 | 82.21% | 2 | 0 | 11 |  |  |  | No | R-454B | 2.85 | Residential & Commercial | Ducted CEE Tier 1
214397655 | Central HP <5.4 tons | CHAMPION HEATING AND COOLING | HRCU-A-CB (Split System: Heat Pump with Remote Outdoor Unit-Air-Source) | HH836E2S11 |  |  | CTF48C5CFS1 | TP9C100C16MP13 | 33200 | 18 | 9 | 31200 | 25200 | 80.77% | 2 | 0 | 11 |  |  |  | No | R-454B | 2.7667 | Residential & Commercial | Ducted CEE Tier 1
214397691 | Central HP <5.4 tons | FRASER-JOHNSTON | HRCU-A-CB (Split System: Heat Pump with Remote Outdoor Unit-Air-Source) | HH836E2S11 |  |  | CTF36C5CDS1 | TMLE120C20MP11 | 34600 | 17 | 8.5 | 32600 | 26600 | 81.6% | 2 | 0 | 11 |  |  |  | No | R-454B | 2.8833 | Residential & Commercial | Ducted CEE Tier 1
214397758 | Central HP <5.4 tons | FRASER-JOHNSTON | HRCU-A-CB (Split System: Heat Pump with Remote Outdoor Unit-Air-Source) | HH836E2S11 |  |  | CTF36C5CDS1 | TPLC080C16MP13 | 34000 | 18 | 8.5 | 31600 | 26000 | 82.28% | 2 | 0 | 11 |  |  |  | No | R-454B | 2.8333 | Residential & Commercial | Ducted CEE Tier 1
214398228 | Central HP <5.4 tons | FRASER-JOHNSTON | HRCU-A-CB (Split System: Heat Pump with Remote Outdoor Unit-Air-Source) | HH836E2S11 |  |  | CTF48C5CFS1 | TL8E080C16UH11 | 33200 | 18 | 9 | 31400 | 25400 | 80.89% | 2 | 0 | 11 |  |  |  | No | R-454B | 2.7667 | Residential & Commercial | Ducted CEE Tier 1
214398493 | Central HP <5.4 tons | FRASER-JOHNSTON | HRCU-A-CB (Split System: Heat Pump with Remote Outdoor Unit-Air-Source) | HH836E2S11 |  |  | CTF36C5CDS1 | TM9E100C16MP12 | 33800 | 18 | 8.5 | 31600 | 25800 | 81.65% | 2 | 0 | 11 |  |  |  | No | R-454B | 2.8167 | Residential & Commercial | Ducted CEE Tier 1
214719998 | Central HP <5.4 tons | FRASER-JOHNSTON | HRCU-A-CB (Split System: Heat Pump with Remote Outdoor Unit-Air-Source) | HH836E2S11 |  |  | CTU48C5XFS1+TXV | TMLE100C20MP11 | 34400 | 17 | 8.5 | 32600 | 25800 | 79.14% | 2 | 0 | 11 |  |  |  | No | R-454B | 2.8667 | Residential & Commercial | Ducted CEE Tier 1
214398509 | Central HP <5.4 tons | CHAMPION HEATING AND COOLING | HRCU-A-CB (Split System: Heat Pump with Remote Outdoor Unit-Air-Source) | HH836E2S11 |  |  | CTM36B5CDS1 | TM9V080B12MP12 | 33000 | 17 | 8.5 | 30600 | 25000 | 81.7% | 2 | 0 | 11 |  |  |  | No | R-454B | 2.75 | Residential & Commercial | Ducted CEE Tier 1
214398541 | Central HP <5.4 tons | CHAMPION HEATING AND COOLING | HRCU-A-CB (Split System: Heat Pump with Remote Outdoor Unit-Air-Source) | HH836E2S11 |  |  | CTF36B5CDS1 | TP9C080B12MP13 | 33000 | 18 | 8.5 | 30800 | 25000 | 81.17% | 2 | 0 | 11 |  |  |  | No | R-454B | 2.75 | Residential & Commercial | Ducted CEE Tier 1
214398573 | Central HP <5.4 tons | CHAMPION HEATING AND COOLING | HRCU-A-CB (Split System: Heat Pump with Remote Outdoor Unit-Air-Source) | HH836E2S11 |  |  | CTF48C5CFS1+JMVT17CC2N1 |  | 34400 | 19 | 9 | 32000 | 25200 | 78.75% | 2 | 0 | 11.7 |  |  |  | No | R-454B | 2.8667 | Residential & Commercial | Ducted CEE Tier 1
214398145 | Central HP <5.4 tons | CHAMPION HEATING AND COOLING | HRCU-A-CB (Split System: Heat Pump with Remote Outdoor Unit-Air-Source) | HH836E2S11 |  |  | CTM36C5CDS1 | TM9Y080C16MP11 | 33200 | 18 | 9 | 31200 | 25200 | 80.77% | 2 | 0 | 11 |  |  |  | No | R-454B | 2.7667 | Residential & Commercial | Ducted CEE Tier 1
214398162 | Central HP <5.4 tons | CHAMPION HEATING AND COOLING | HRCU-A-CB (Split System: Heat Pump with Remote Outdoor Unit-Air-Source) | HH836E2S11 |  |  | CTM36C5CDS1 | TM9V100C16MP12 | 33800 | 18 | 8.5 | 31400 | 25800 | 82.17% | 2 | 0 | 11 |  |  |  | No | R-454B | 2.8167 | Residential & Commercial | Ducted CEE Tier 1
214398229 | Central HP <5.4 tons | CHAMPION HEATING AND COOLING | HRCU-A-CB (Split System: Heat Pump with Remote Outdoor Unit-Air-Source) | HH836E2S11 |  |  | CTF48C5CFS1 | TL8E080C16UH11 | 33200 | 18 | 9 | 31400 | 25400 | 80.89% | 2 | 0 | 11 |  |  |  | No | R-454B | 2.7667 | Residential & Commercial | Ducted CEE Tier 1
215935124 | Central HP <5.4 tons | CARRIER | HRCU-A-CB (Split System: Heat Pump with Remote Outdoor Unit-Air-Source) | 27VNA336A*030* |  |  | CVAMA4921XMA*+UI | 59TN6C080C17**14 | 35400 | 21.5 | 8.5 | 38500 | 28800 | 74.81% | 2.02 | 0 | 12 |  |  |  | No | R-454B | 2.95 | Residential & Commercial | Ducted CEE Tier 1
215935174 | Central HP <5.4 tons | CARRIER | HRCU-A-CB (Split System: Heat Pump with Remote Outdoor Unit-Air-Source) | 27VNA336A*030* |  |  | CVAMA6021XMA*+UI | 58TN*B045C17**12 | 35200 | 21 | 8.5 | 39000 | 29400 | 75.38% | 2 | 0 | 11.7 |  |  |  | No | R-454B | 2.9333 | Residential & Commercial | Ducted CEE Tier 1
213781063 | Central HP <5.4 tons | KENMORE | HRCU-A-CB (Split System: Heat Pump with Remote Outdoor Unit-Air-Source) | (C,H,T)VH837GKA2* |  |  | EA*4X42L21A*+WALLCON | *96CTN0601714B* | 31600 | 16.5 | 8.1 | 33200 | 24600 | 74.1% | 1.86 | 0 | 10.5 |  |  |  | No | R-410A | 2.6333 | Residential & Commercial | Ducted CEE Tier 1
214397600 | Central HP <5.4 tons | CHAMPION HEATING AND COOLING | HRCU-A-CB (Split System: Heat Pump with Remote Outdoor Unit-Air-Source) | HH860E2S11 |  |  | CTF60C5CHS1+JMVT17CC2N1 |  | 53500 | 19 | 9 | 53000 | 38000 | 71.7% | 2 | 0 | 12 |  |  |  | No | R-454B | 4.4583 | Residential & Commercial | Ducted CEE Tier 1
214397921 | Central HP <5.4 tons | CHAMPION HEATING AND COOLING | HRCU-A-CB (Split System: Heat Pump with Remote Outdoor Unit-Air-Source) | HH860E2S11 |  |  | CTF60D5CGS1 | TM9E120D20MP12 | 45000 | 17 | 9 | 47000 | 35000 | 74.47% | 2 | 0 | 11 |  |  |  | No | R-454B | 3.75 | Residential & Commercial | Ducted CEE Tier 1
214720023 | Central HP <5.4 tons | FRASER-JOHNSTON | HRCU-A-CB (Split System: Heat Pump with Remote Outdoor Unit-Air-Source) | HH860E2S11 |  |  | CTU60C5XGS1+TXV | TM9E080C20MP12 | 44500 | 17 | 9 | 45000 | 33800 | 75.11% | 2 | 0 | 11.7 |  |  |  | No | R-454B | 3.7083 | Residential & Commercial | Ducted CEE Tier 1
214397630 | Central HP <5.4 tons | CHAMPION HEATING AND COOLING | HRCU-A-CB (Split System: Heat Pump with Remote Outdoor Unit-Air-Source) | HH860E2S11 |  |  | CTM60C5CHS1 | TMLE120C20MP11 | 53500 | 19 | 8.5 | 54000 | 39000 | 72.22% | 2 | 0 | 11 |  |  |  | No | R-454B | 4.4583 | Residential & Commercial | Ducted CEE Tier 1
214397489 | Central HP <5.4 tons | CHAMPION HEATING AND COOLING | HRCU-A-CB (Split System: Heat Pump with Remote Outdoor Unit-Air-Source) | HH860E2S11 |  |  | CTF60C5CGS1 | TL8E080C16UH11 | 44000 | 18 | 9 | 44500 | 33600 | 75.51% | 2 | 0 | 11.7 |  |  |  | No | R-454B | 3.6667 | Residential & Commercial | Ducted CEE Tier 1
214396622 | Central HP <5.4 tons | CHAMPION HEATING AND COOLING | HRCU-A-CB (Split System: Heat Pump with Remote Outdoor Unit-Air-Source) | HH860E2S11 |  |  | CTF60D5CGS1 | TM8E130D20MP11 | 46000 | 18 | 9 | 47500 | 35200 | 74.11% | 2 | 0 | 11 |  |  |  | No | R-454B | 3.8333 | Residential & Commercial | Ducted CEE Tier 1
215667137 | Central HP <5.4 tons | DAY & NIGHT | HRCU-A-CB (Split System: Heat Pump with Remote Outdoor Unit-Air-Source) | C5H0V24*K*AAA* |  |  | EA*5X24M17A*+WALLCON | *96CTN0601714B* | 22800 | 16.5 | 9 | 24000 | 16900 | 70.42% | 1.94 | 0 | 10 |  |  |  | No | R-454B | 1.9 | Residential & Commercial | Ducted CEE Tier 1
215667153 | Central HP <5.4 tons | DAY & NIGHT | HRCU-A-CB (Split System: Heat Pump with Remote Outdoor Unit-Air-Source) | C5H0V24*K*AAA* |  |  | EA*5X25M17A*+WALLCON | *80CSU0401712A* | 24000 | 17.5 | 9 | 23400 | 16400 | 70.09% | 2.02 | 0 | 10.5 |  |  |  | No | R-454B | 2 | Residential & Commercial | Ducted CEE Tier 1
215667421 | Central HP <5.4 tons | DAY & NIGHT | HRCU-A-CB (Split System: Heat Pump with Remote Outdoor Unit-Air-Source) | C5H0V24*K*AAA* |  |  | EA*5X30M17A*+WALLCON | *80CTL0701412B* | 23000 | 17 | 9 | 23800 | 16700 | 70.17% | 1.98 | 0 | 10 |  |  |  | No | R-454B | 1.9167 | Residential & Commercial | Ducted CEE Tier 1
212971210 | Central HP <5.4 tons | ARCOAIRE | HRCU-A-CB (Split System: Heat Pump with Remote Outdoor Unit-Air-Source) | DLCURAH24ABK |  |  | EN(A,D)4X24L17** | *80VTL0451412B* | 23400 | 17 | 8.5 | 27000 | 25000 | 92.59% | 2.08 | 0 | 10 |  |  |  | No | R-410A | 1.95 | Residential & Commercial | Ducted CEE Tier 1
216374644 | Central HP <5.4 tons | CHAMPION HEATING AND COOLING | HRCU-A-CB (Split System: Heat Pump with Remote Outdoor Unit-Air-Source) | HH824E2S11 |  |  | CTU36B5XDS1+TXV | Z9ET080B12SMPS1 | 23000 | 18 | 9.5 | 23000 | 17500 | 76.09% | 2 | 0 | 12 |  |  |  | No | R-454B | 1.9167 | Residential & Commercial | Ducted CEE Tier 1
214398360 | Central HP <5.4 tons | CHAMPION HEATING AND COOLING | HRCU-A-CB (Split System: Heat Pump with Remote Outdoor Unit-Air-Source) | HH824E2S11 |  |  | CTF36B5ADS1 | TM9V080B12MP12 | 23000 | 18 | 9.5 | 23000 | 18400 | 80% | 2 | 0 | 12 |  |  |  | No | R-454B | 1.9167 | Residential & Commercial | Ducted CEE Tier 1
214397161 | Central HP <5.4 tons | LUXAIRE | HRCU-A-CB (Split System: Heat Pump with Remote Outdoor Unit-Air-Source) | HH824E2S11 |  |  | CTF30B5ACS1 | LPLC080B12MP13 | 23000 | 17 | 9.5 | 23000 | 17900 | 77.83% | 2 | 0 | 12 |  |  |  | No | R-454B | 1.9167 | Residential & Commercial | Ducted CEE Tier 1
216374664 | Central HP <5.4 tons | CHAMPION HEATING AND COOLING | HRCU-A-CB (Split System: Heat Pump with Remote Outdoor Unit-Air-Source) | HH824E2S11 |  |  | CTU30B5XCS1+TXV | Z9ET080B12SMPS1 | 23000 | 18 | 9.5 | 23000 | 18100 | 78.7% | 2 | 0 | 12 |  |  |  | No | R-454B | 1.9167 | Residential & Commercial | Ducted CEE Tier 1
214398350 | Central HP <5.4 tons | CHAMPION HEATING AND COOLING | HRCU-A-CB (Split System: Heat Pump with Remote Outdoor Unit-Air-Source) | HH824E2S11 |  |  | CTF36B5ADS1+JMC12B2SN1 |  | 23000 | 19 | 9.5 | 23000 | 18500 | 80.43% | 2 | 0 | 12 |  |  |  | No | R-454B | 1.9167 | Residential & Commercial | Ducted CEE Tier 1
209872699 | Central HP <5.4 tons | RHEEM | HRCU-A-CB (Split System: Heat Pump with Remote Outdoor Unit-Air-Source) | RP18AZ36AJVC |  |  | RCFZ6021SEAAM | R962V0403A17M4S | 34200 | 19 | 8.5 | 34200 | 43500 | 127.2% | 2.2 | 0 | 12.5 |  |  |  | No | R-410A | 2.85 | Residential & Commercial | Ducted CEE Tier 1
213062577 | Central HP <5.4 tons | ACIQ | HRCU-A-CB (Split System: Heat Pump with Remote Outdoor Unit-Air-Source) | HVH825GKA2* |  |  | EA*4X24L17A*+WALLCON | *96CTN0601714A* | 23200 | 16 | 8.1 | 22000 | 16900 | 76.82% | 1.88 | 11 | 10.5 |  |  |  | No | R-410A | 1.9333 | Residential & Commercial | Ducted CEE Tier 1
213062608 | Central HP <5.4 tons | ACIQ | HRCU-A-CB (Split System: Heat Pump with Remote Outdoor Unit-Air-Source) | HVH825GKA2* |  |  | EA*4X36L21A*+WALLCON | *80CTL0701716A* | 23600 | 16.5 | 8.1 | 21400 | 16600 | 77.57% | 1.94 | 11 | 11 |  |  |  | No | R-410A | 1.9667 | Residential & Commercial | Ducted CEE Tier 1
213062609 | Central HP <5.4 tons | ACIQ | HRCU-A-CB (Split System: Heat Pump with Remote Outdoor Unit-Air-Source) | HVH825GKA2* |  |  | EA*4X36L21A*+WALLCON | *96CTN0601714A* | 23400 | 16.5 | 8.1 | 21600 | 16700 | 77.31% | 1.92 | 11 | 10.5 |  |  |  | No | R-410A | 1.95 | Residential & Commercial | Ducted CEE Tier 1
214397994 | Central HP <5.4 tons | FRASER-JOHNSTON | HRCU-A-CB (Split System: Heat Pump with Remote Outdoor Unit-Air-Source) | HH824E2S11 |  |  | CTF30B5ACS1 | TL9E060B12UH11 | 23000 | 17 | 9.5 | 23000 | 18400 | 80% | 2 | 0 | 12 |  |  |  | No | R-454B | 1.9167 | Residential & Commercial | Ducted CEE Tier 1
214397560 | Central HP <5.4 tons | FRASER-JOHNSTON | HRCU-A-CB (Split System: Heat Pump with Remote Outdoor Unit-Air-Source) | HH824E2S11 |  |  | CTM30B5ACS1 | TPLC080B12MP13 | 23000 | 17 | 9.5 | 23000 | 17900 | 77.83% | 2 | 0 | 12 |  |  |  | No | R-454B | 1.9167 | Residential & Commercial | Ducted CEE Tier 1
214810223 | Central HP <5.4 tons | LUXAIRE | HRCU-A-CB (Split System: Heat Pump with Remote Outdoor Unit-Air-Source) | HH824E2S11 |  |  | CTM36B5ADS1 | TM8E100B12MP11 | 23000 | 18 | 9.5 | 23000 | 18800 | 81.74% | 2 | 0 | 12 |  |  |  | No | R-454B | 1.9167 | Residential & Commercial | Ducted CEE Tier 1
214807701 | Central HP <5.4 tons | LUXAIRE | HRCU-A-CB (Split System: Heat Pump with Remote Outdoor Unit-Air-Source) | HH824E2S11 |  |  | CTU36B5XDS1+JMC12B2SN1+TXV |  | 23000 | 19 | 9.5 | 23000 | 18500 | 80.43% | 2 | 0 | 12 |  |  |  | No | R-454B | 1.9167 | Residential & Commercial | Ducted CEE Tier 1
215932762 | Central HP <5.4 tons | KENMORE | HRCU-A-CB (Split System: Heat Pump with Remote Outdoor Unit-Air-Source) | (C,H,T)5H3V36*K*AAA* |  |  | EA*5X61M21A*+WALLCON | *95CSU0802120B* | 34400 | 20 | 9 | 34400 | 26200 | 76.16% | 1.96 | 0 | 11.7 |  |  |  | No | R-454B | 2.8667 | Residential & Commercial | Ducted CEE Tier 1
215588397 | Central HP <5.4 tons | CARRIER | HRCU-A-CB (Split System: Heat Pump with Remote Outdoor Unit-Air-Source) | 27VNA154A*030* |  |  | CVAVA6124XMA*+UI | 58TN*B110C21**20 | 53000 | 20 | 8.1 | 53000 | 46000 | 86.79% | 1.84 | 0 | 12.5 |  |  |  | No | R-454B | 4.4167 | Residential & Commercial | Ducted CEE Tier 1
215588413 | Central HP <5.4 tons | CARRIER | HRCU-A-CB (Split System: Heat Pump with Remote Outdoor Unit-Air-Source) | 27VNA154A*030* |  |  | CVAVA6124XMA*+UI | 59TN6C100C21**22 | 53000 | 19.5 | 8.1 | 53500 | 46500 | 86.92% | 1.84 | 0 | 12 |  |  |  | No | R-454B | 4.4167 | Residential & Commercial | Ducted CEE Tier 1
215588395 | Central HP <5.4 tons | CARRIER | HRCU-A-CB (Split System: Heat Pump with Remote Outdoor Unit-Air-Source) | 27VNA154A*030* |  |  | CVAVA6124XMA*+UI | 58TN*B090C21**20 | 53000 | 20 | 8.1 | 53000 | 46000 | 86.79% | 1.84 | 0 | 12.5 |  |  |  | No | R-454B | 4.4167 | Residential & Commercial | Ducted CEE Tier 1
215588427 | Central HP <5.4 tons | CARRIER | HRCU-A-CB (Split System: Heat Pump with Remote Outdoor Unit-Air-Source) | 27VNA154A*030* |  |  | CAA**6024AM*+UI | 58CU*B100C21**20 | 49500 | 19 | 10.5 | 52500 | 53000 | 101% | 1.96 | 0 | 11.5 |  |  |  | No | R-454B | 4.125 | Residential & Commercial | Ducted CEE Tier 1
215588559 | Central HP <5.4 tons | CARRIER | HRCU-A-CB (Split System: Heat Pump with Remote Outdoor Unit-Air-Source) | 27VNA154A*030* |  |  | CVAVA6124XMA*+UI | 59TN7A120C24**22 | 53000 | 19.5 | 8.1 | 53500 | 46500 | 86.92% | 1.84 | 0 | 12 |  |  |  | No | R-454B | 4.4167 | Residential & Commercial | Ducted CEE Tier 1
214572959 | Central HP <5.4 tons | BRYANT HEATING AND COOLING SYSTEMS | HRCU-A-CB (Split System: Heat Pump with Remote Outdoor Unit-Air-Source) | 288BNV037*0**A* |  |  | CAP**6121AL*+UI | 935CB60080C21*** | 33200 | 17.5 | 8.5 | 32000 | 25000 | 78.12% | 2 | 0 | 11.5 |  |  |  | No | R-410A | 2.7667 | Residential & Commercial | Ducted CEE Tier 1
214398494 | Central HP <5.4 tons | CHAMPION HEATING AND COOLING | HRCU-A-CB (Split System: Heat Pump with Remote Outdoor Unit-Air-Source) | HH836E2S11 |  |  | CTF36C5CDS1 | TM9E100C16MP12 | 33800 | 18 | 8.5 | 31600 | 25800 | 81.65% | 2 | 0 | 11 |  |  |  | No | R-454B | 2.8167 | Residential & Commercial | Ducted CEE Tier 1
214720065 | Central HP <5.4 tons | FRASER-JOHNSTON | HRCU-A-CB (Split System: Heat Pump with Remote Outdoor Unit-Air-Source) | HH836E2S11 |  |  | CTU48C5XFS1+TXV | TMLV100C16MP12 | 33400 | 18 | 9 | 31600 | 25400 | 80.38% | 2 | 0 | 11 |  |  |  | No | R-454B | 2.7833 | Residential & Commercial | Ducted CEE Tier 1
214397799 | Central HP <5.4 tons | FRASER-JOHNSTON | HRCU-A-CB (Split System: Heat Pump with Remote Outdoor Unit-Air-Source) | HH836E2S11 |  |  | CTM48C5CFS1 | TM9Y100C20MP11 | 34200 | 17 | 8.5 | 32800 | 26000 | 79.27% | 2 | 0 | 10 |  |  |  | No | R-454B | 2.85 | Residential & Commercial | Ducted CEE Tier 1
214398567 | Central HP <5.4 tons | FRASER-JOHNSTON | HRCU-A-CB (Split System: Heat Pump with Remote Outdoor Unit-Air-Source) | HH836E2S11 |  |  | CTM36C5CDS1 | TL9E100C20UH11 | 34200 | 17 | 8.5 | 32000 | 26200 | 81.88% | 2 | 0 | 11 |  |  |  | No | R-454B | 2.85 | Residential & Commercial | Ducted CEE Tier 1
214397662 | Central HP <5.4 tons | CHAMPION HEATING AND COOLING | HRCU-A-CB (Split System: Heat Pump with Remote Outdoor Unit-Air-Source) | HH836E2S11 |  |  | JHC36B5CD2SS1 |  | 34000 | 19 | 9 | 31600 | 26000 | 82.28% | 2 | 0 | 11 |  |  |  | No | R-454B | 2.8333 | Residential & Commercial | Ducted CEE Tier 1
214397682 | Central HP <5.4 tons | CHAMPION HEATING AND COOLING | HRCU-A-CB (Split System: Heat Pump with Remote Outdoor Unit-Air-Source) | HH836E2S11 |  |  | CTM36B5CDS1+JMC12B2SN1 |  | 33200 | 18 | 9 | 30400 | 24800 | 81.58% | 2 | 0 | 11.7 |  |  |  | No | R-454B | 2.7667 | Residential & Commercial | Ducted CEE Tier 1
214397687 | Central HP <5.4 tons | CHAMPION HEATING AND COOLING | HRCU-A-CB (Split System: Heat Pump with Remote Outdoor Unit-Air-Source) | HH836E2S11 |  |  | CTF36C5CDS1 | TM8E120C20MP11 | 34600 | 17 | 8.5 | 32600 | 26600 | 81.6% | 2 | 0 | 11 |  |  |  | No | R-454B | 2.8833 | Residential & Commercial | Ducted CEE Tier 1
214810227 | Central HP <5.4 tons | LUXAIRE | HRCU-A-CB (Split System: Heat Pump with Remote Outdoor Unit-Air-Source) | HH824E2S11 |  |  | CTM36B5ADS1 | TM9V060B12MP12 | 23000 | 17 | 9 | 23000 | 17600 | 76.52% | 2 | 0 | 12 |  |  |  | No | R-454B | 1.9167 | Residential & Commercial | Ducted CEE Tier 1
214397931 | Central HP <5.4 tons | CHAMPION HEATING AND COOLING | HRCU-A-CB (Split System: Heat Pump with Remote Outdoor Unit-Air-Source) | HH824E2S11 |  |  | CTF36B5ADS1+JME12B2SN1 |  | 23000 | 19 | 9.5 | 23000 | 18500 | 80.43% | 2 | 0 | 12 |  |  |  | No | R-454B | 1.9167 | Residential & Commercial | Ducted CEE Tier 1
214397963 | Central HP <5.4 tons | CHAMPION HEATING AND COOLING | HRCU-A-CB (Split System: Heat Pump with Remote Outdoor Unit-Air-Source) | HH824E2S11 |  |  | CTF30B5ACS1+JME08B2SN1 |  | 23000 | 19 | 9.5 | 23000 | 18500 | 80.43% | 2 | 0 | 12 |  |  |  | No | R-454B | 1.9167 | Residential & Commercial | Ducted CEE Tier 1
214398381 | Central HP <5.4 tons | FRASER-JOHNSTON | HRCU-A-CB (Split System: Heat Pump with Remote Outdoor Unit-Air-Source) | HH824E2S11 |  |  | CTM30B5ACS1 | TM9E060B12MP12 | 23000 | 17 | 9.5 | 23000 | 18800 | 81.74% | 2 | 0 | 11.7 |  |  |  | No | R-454B | 1.9167 | Residential & Commercial | Ducted CEE Tier 1
214395400 | Central HP <5.4 tons | LUXAIRE | HRCU-A-CB (Split System: Heat Pump with Remote Outdoor Unit-Air-Source) | HH824E2S11 |  |  | JHC24B5AC2SS1 |  | 24000 | 19 | 9.5 | 24000 | 17000 | 70.83% | 2.1 | 0 | 12 |  |  |  | No | R-454B | 2 | Residential & Commercial | Ducted CEE Tier 1
216374741 | Central HP <5.4 tons | CHAMPION HEATING AND COOLING | HRCU-A-CB (Split System: Heat Pump with Remote Outdoor Unit-Air-Source) | HH824E2S11 |  |  | CTF30B5ACS1 | Z9ET060B12SMPS1 | 23000 | 18 | 9.5 | 23000 | 18500 | 80.43% | 2 | 0 | 11.7 |  |  |  | No | R-454B | 1.9167 | Residential & Commercial | Ducted CEE Tier 1
214573009 | Central HP <5.4 tons | BRYANT HEATING AND COOLING SYSTEMS | HRCU-A-CB (Split System: Heat Pump with Remote Outdoor Unit-Air-Source) | 288BNV037*0**A* |  |  | CAP**6124AL*+UI | 88*TB60070C21*** | 33200 | 18 | 8.5 | 32000 | 24800 | 77.5% | 2 | 0 | 11.5 |  |  |  | No | R-410A | 2.7667 | Residential & Commercial | Ducted CEE Tier 1
214573229 | Central HP <5.4 tons | BRYANT HEATING AND COOLING SYSTEMS | HRCU-A-CB (Split System: Heat Pump with Remote Outdoor Unit-Air-Source) | 288BNV037*0**A* |  |  | CSPH*4812AL*+UI | 987MC60080C21*** | 32600 | 17 | 8.5 | 32800 | 25000 | 76.22% | 1.98 | 0 | 11 |  |  |  | No | R-410A | 2.7167 | Residential & Commercial | Ducted CEE Tier 1
214573539 | Central HP <5.4 tons | BRYANT HEATING AND COOLING SYSTEMS | HRCU-A-CB (Split System: Heat Pump with Remote Outdoor Unit-Air-Source) | 288BNV037*0**A* |  |  | CNPV*4824AL*+UI | 986TD60080C21*** | 32400 | 17.5 | 8.5 | 32600 | 24800 | 76.07% | 1.98 | 0 | 11.5 |  |  |  | No | R-410A | 2.7 | Residential & Commercial | Ducted CEE Tier 1
214572669 | Central HP <5.4 tons | BRYANT HEATING AND COOLING SYSTEMS | HRCU-A-CB (Split System: Heat Pump with Remote Outdoor Unit-Air-Source) | 288BNV037*0**A* |  |  | CAP**4224AL*+UI | 935CB66100C21*** | 31800 | 17.5 | 8.5 | 32800 | 24400 | 74.39% | 1.9 | 0 | 11 |  |  |  | No | R-410A | 2.65 | Residential & Commercial | Ducted CEE Tier 1
214572769 | Central HP <5.4 tons | BRYANT HEATING AND COOLING SYSTEMS | HRCU-A-CB (Split System: Heat Pump with Remote Outdoor Unit-Air-Source) | 288BNV037*0**A* |  |  | CAP**4821AL*+UI | 88*TB60070C21*** | 32200 | 17.5 | 8.5 | 32400 | 25000 | 77.16% | 1.98 | 0 | 11 |  |  |  | No | R-410A | 2.6833 | Residential & Commercial | Ducted CEE Tier 1
210470990 | Central HP <5.4 tons | ARCOAIRE | HRCU-A-CB (Split System: Heat Pump with Remote Outdoor Unit-Air-Source) | HVH837GKA2* |  |  | EN(A,D,W)4X60L24**+WALLCON | *96CTN1002122A* | 32800 | 18 | 8.1 | 32200 | 24600 | 76.4% | 1.98 | 0 | 12 |  |  |  | No | R-410A | 2.7333 | Residential & Commercial | Ducted CEE Tier 1
216051132 | Central HP <5.4 tons | RHEEM | HRCU-A-CB (Split System: Heat Pump with Remote Outdoor Unit-Air-Source) | RP19AY48AJVC |  |  | RCFY4821SEAAM | R98MV0855A21UP | 45500 | 19 | 10 | 45500 | 42000 | 92.31% | 2.1 | 0 | 12 |  |  |  | No | R-454B | 3.7917 | Residential & Commercial | Ducted CEE Tier 1
214572545 | Central HP <5.4 tons | KEEPRITE | HRCU-A-CB (Split System: Heat Pump with Remote Outdoor Unit-Air-Source) | CVH837GKA** |  |  | EA*4X37L21A*+WALLCON | *95CSU0802120B* | 32800 | 17.5 | 8.5 | 32800 | 25200 | 76.83% | 2 | 0 | 11 |  |  |  | No | R-410A | 2.7333 | Residential & Commercial | Ducted CEE Tier 1
214572595 | Central HP <5.4 tons | KEEPRITE | HRCU-A-CB (Split System: Heat Pump with Remote Outdoor Unit-Air-Source) | CVH837GKA** |  |  | EA*4X42L21A*+WALLCON | *80CTL0702120B* | 31800 | 17 | 8.5 | 33000 | 24400 | 73.94% | 1.9 | 0 | 11 |  |  |  | No | R-410A | 2.65 | Residential & Commercial | Ducted CEE Tier 1
214572615 | Central HP <5.4 tons | KEEPRITE | HRCU-A-CB (Split System: Heat Pump with Remote Outdoor Unit-Air-Source) | CVH837GKA** |  |  | EA*4X42L21A*+WALLCON | *95CSU1002122B* | 31800 | 17.5 | 8.5 | 32800 | 24400 | 74.39% | 1.9 | 0 | 11 |  |  |  | No | R-410A | 2.65 | Residential & Commercial | Ducted CEE Tier 1
212971706 | Central HP <5.4 tons | KEEPRITE | HRCU-A-CB (Split System: Heat Pump with Remote Outdoor Unit-Air-Source) | DLCURAH24ABK |  |  | EN(A,D)4X24L17** | *80VTL0701716B* | 23200 | 16.5 | 8.5 | 26800 | 25200 | 94.03% | 2.1 | 0 | 10 |  |  |  | No | R-410A | 1.9333 | Residential & Commercial | Ducted CEE Tier 1
212971629 | Central HP <5.4 tons | KEEPRITE | HRCU-A-CB (Split System: Heat Pump with Remote Outdoor Unit-Air-Source) | DLCURAH24ABK |  |  | EA*4X24L17A* | *80VTL0701716B* | 23400 | 17 | 8.5 | 27000 | 26200 | 97.04% | 2.22 | 0 | 10 |  |  |  | No | R-410A | 1.95 | Residential & Commercial | Ducted CEE Tier 1
214574579 | Central HP <5.4 tons | BRYANT HEATING AND COOLING SYSTEMS | HRCU-A-CB (Split System: Heat Pump with Remote Outdoor Unit-Air-Source) | 288BNV037*0**B* |  |  | CNPV*4821AL*+UI | 935CB60080C21*** | 32400 | 17.5 | 8.1 | 32800 | 24800 | 75.61% | 1.96 | 0 | 11.5 |  |  |  | No | R-410A | 2.7 | Residential & Commercial | Ducted CEE Tier 1
214574609 | Central HP <5.4 tons | BRYANT HEATING AND COOLING SYSTEMS | HRCU-A-CB (Split System: Heat Pump with Remote Outdoor Unit-Air-Source) | 288BNV037*0**B* |  |  | CNPV*4821AL*+UI | 987MC60080C21*** | 32400 | 17.5 | 8.5 | 32800 | 24800 | 75.61% | 1.96 | 0 | 11.5 |  |  |  | No | R-410A | 2.7 | Residential & Commercial | Ducted CEE Tier 1
214573929 | Central HP <5.4 tons | BRYANT HEATING AND COOLING SYSTEMS | HRCU-A-CB (Split System: Heat Pump with Remote Outdoor Unit-Air-Source) | 288BNV037*0**B* |  |  | CAP**4821AL*+UI | 935CB66100C21*** | 32400 | 17.5 | 8.5 | 32400 | 24800 | 76.54% | 2 | 0 | 11.5 |  |  |  | No | R-410A | 2.7 | Residential & Commercial | Ducted CEE Tier 1
211243900 | Central HP <5.4 tons | BRYANT HEATING AND COOLING SYSTEMS | HRCU-A-CB (Split System: Heat Pump with Remote Outdoor Unit-Air-Source) | 38MURAQ24AB3* |  |  | CNPV*2417AL* | 935SA36040E17*** | 23200 | 16.5 | 8.5 | 26400 | 24400 | 92.42% | 2.04 | 0 | 10 |  |  |  | No | R-410A | 1.9333 | Residential & Commercial | Ducted CEE Tier 1
211244134 | Central HP <5.4 tons | BRYANT HEATING AND COOLING SYSTEMS | HRCU-A-CB (Split System: Heat Pump with Remote Outdoor Unit-Air-Source) | 38MURAQ24AB3* |  |  | CNPV*2417AL* | 8(0,1)*SA42090E17*** | 24000 | 16 | 8.5 | 27000 | 23000 | 85.19% | 1.9 | 0 | 10 |  |  |  | No | R-410A | 2 | Residential & Commercial | Ducted CEE Tier 1
211244168 | Central HP <5.4 tons | BRYANT HEATING AND COOLING SYSTEMS | HRCU-A-CB (Split System: Heat Pump with Remote Outdoor Unit-Air-Source) | 38MURAQ24AB3* |  |  | CNPV*2417AL* | 912SD48080E17*** | 23800 | 16.5 | 8.5 | 26800 | 23200 | 86.57% | 1.92 | 0 | 10 |  |  |  | No | R-410A | 1.9833 | Residential & Commercial | Ducted CEE Tier 1
211244235 | Central HP <5.4 tons | BRYANT HEATING AND COOLING SYSTEMS | HRCU-A-CB (Split System: Heat Pump with Remote Outdoor Unit-Air-Source) | 38MURAQ24AB3* |  |  | CNPV*2417AL* | 83*SA48060E17*** | 24400 | 16 | 8.5 | 27200 | 22600 | 83.09% | 1.86 | 0 | 10 |  |  |  | No | R-410A | 2.0333 | Residential & Commercial | Ducted CEE Tier 1
213067714 | Central HP <5.4 tons | ACIQ | HRCU-A-CB (Split System: Heat Pump with Remote Outdoor Unit-Air-Source) | HVH837GKA** |  |  | EHD4X60AAL+WALLCON | *95CSU1002122A* | 33000 | 17 | 8.1 | 32200 | 24800 | 77.02% | 2.02 | 0 | 11.5 |  |  |  | No | R-410A | 2.75 | Residential & Commercial | Ducted CEE Tier 1
212973709 | Central HP <5.4 tons | KEEPRITE | HRCU-A-CB (Split System: Heat Pump with Remote Outdoor Unit-Air-Source) | DLCURAH18ABK |  |  | EN(A,D)4X30L17** | *96VSN0801716B* | 17500 | 16 | 8.1 | 18000 | 18700 | 103.9% | 2.24 | 0 | 11 |  |  |  | No | R-410A | 1.4583 | Residential & Commercial | Ducted CEE Tier 1
212973339 | Central HP <5.4 tons | KEEPRITE | HRCU-A-CB (Split System: Heat Pump with Remote Outdoor Unit-Air-Source) | DLCURAH18ABK |  |  | EA*4X30L14A* | *96VSN0601412B* | 17400 | 16.5 | 8.5 | 18000 | 18900 | 105% | 2.28 | 0 | 10.5 |  |  |  | No | R-410A | 1.45 | Residential & Commercial | Ducted CEE Tier 1
214395024 | Central HP <5.4 tons | ARCOAIRE | HRCU-A-CB (Split System: Heat Pump with Remote Outdoor Unit-Air-Source) | DLCURAH24ABK |  |  | EN(A,D)4X30L17** | *96MSN0601716A* | 23400 | 16.5 | 9 | 25800 | 24200 | 93.8% | 2 | 0 | 10 |  |  |  | No | R-410A | 1.95 | Residential & Commercial | Ducted CEE Tier 1
214572665 | Central HP <5.4 tons | KEEPRITE | HRCU-A-CB (Split System: Heat Pump with Remote Outdoor Unit-Air-Source) | CVH837GKA** |  |  | EA*4X42L24A*+WALLCON | *95CSU0802120B* | 31800 | 17 | 8.5 | 33000 | 24400 | 73.94% | 1.9 | 0 | 11 |  |  |  | No | R-410A | 2.65 | Residential & Commercial | Ducted CEE Tier 1
214572865 | Central HP <5.4 tons | KEEPRITE | HRCU-A-CB (Split System: Heat Pump with Remote Outdoor Unit-Air-Source) | CVH837GKA** |  |  | EA*4X48L24A*+WALLCON | *97CMN0602120B* | 32200 | 17 | 8.5 | 32600 | 25200 | 77.3% | 1.96 | 0 | 11 |  |  |  | No | R-410A | 2.6833 | Residential & Commercial | Ducted CEE Tier 1
214573215 | Central HP <5.4 tons | KEEPRITE | HRCU-A-CB (Split System: Heat Pump with Remote Outdoor Unit-Air-Source) | CVH837GKA** |  |  | EHD4X48AAL+WALLCON | *95CSU1002122B* | 32600 | 17.5 | 8.5 | 32600 | 24800 | 76.07% | 1.98 | 0 | 11 |  |  |  | No | R-410A | 2.7167 | Residential & Commercial | Ducted CEE Tier 1
213780729 | Central HP <5.4 tons | ARCOAIRE | HRCU-A-CB (Split System: Heat Pump with Remote Outdoor Unit-Air-Source) | HVH837GKA2* |  |  | EA*4X36L21A*+WALLCON | *80CTL0451712B* | 31200 | 16.5 | 8.1 | 33400 | 24600 | 73.65% | 1.82 | 0 | 10.5 |  |  |  | No | R-410A | 2.6 | Residential & Commercial | Ducted CEE Tier 1
212975306 | Central HP <5.4 tons | KEEPRITE | HRCU-A-CB (Split System: Heat Pump with Remote Outdoor Unit-Air-Source) | DLCURAH24ABK |  |  | EA*4X36L21A* | *96VTN0401712B* | 23400 | 16.5 | 8.5 | 26200 | 24200 | 92.37% | 2 | 0 | 10 |  |  |  | No | R-410A | 1.95 | Residential & Commercial | Ducted CEE Tier 1
214650536 | Central HP <5.4 tons | LUXAIRE | HRCU-A-CB (Split System: Heat Pump with Remote Outdoor Unit-Air-Source) | HH860E2S11 |  |  | CTU60D5XHS1+TXV | LP9C120D20MP13 | 54000 | 19 | 9 | 54500 | 39500 | 72.48% | 2 | 0 | 11 |  |  |  | No | R-454B | 4.5 | Residential & Commercial | Ducted CEE Tier 1
216374577 | Central HP <5.4 tons | CHAMPION HEATING AND COOLING | HRCU-A-CB (Split System: Heat Pump with Remote Outdoor Unit-Air-Source) | HH860E2S11 |  |  | CTF60D5CHS1 | Z9ET120D20SMPS1 | 54000 | 19 | 9 | 55000 | 40000 | 72.73% | 2 | 0 | 11 |  |  |  | No | R-454B | 4.5 | Residential & Commercial | Ducted CEE Tier 1
214398412 | Central HP <5.4 tons | CHAMPION HEATING AND COOLING | HRCU-A-CB (Split System: Heat Pump with Remote Outdoor Unit-Air-Source) | HH860E2S11 |  |  | CTF60D5CHS1 | TM9V120D20MP12 | 54000 | 19 | 9 | 54500 | 39500 | 72.48% | 2 | 0 | 11 |  |  |  | No | R-454B | 4.5 | Residential & Commercial | Ducted CEE Tier 1
214398279 | Central HP <5.4 tons | CHAMPION HEATING AND COOLING | HRCU-A-CB (Split System: Heat Pump with Remote Outdoor Unit-Air-Source) | HH860E2S11 |  |  | CTF60C5CGS1 | TPLC120C20MP13 | 44500 | 18 | 9 | 45000 | 33800 | 75.11% | 2 | 0 | 11 |  |  |  | No | R-454B | 3.7083 | Residential & Commercial | Ducted CEE Tier 1
214398345 | Central HP <5.4 tons | CHAMPION HEATING AND COOLING | HRCU-A-CB (Split System: Heat Pump with Remote Outdoor Unit-Air-Source) | HH860E2S11 |  |  | CTF60C5CGS1 | TM8Y080C16MP11 | 44000 | 18 | 9 | 44000 | 33400 | 75.91% | 2 | 0 | 11.7 |  |  |  | No | R-454B | 3.6667 | Residential & Commercial | Ducted CEE Tier 1
214397625 | Central HP <5.4 tons | CHAMPION HEATING AND COOLING | HRCU-A-CB (Split System: Heat Pump with Remote Outdoor Unit-Air-Source) | HH860E2S11 |  |  | CTM60C5CHS1 | TM8E120C20MP11 | 53500 | 19 | 8.5 | 54000 | 39000 | 72.22% | 2 | 0 | 11 |  |  |  | No | R-454B | 4.4583 | Residential & Commercial | Ducted CEE Tier 1
214398259 | Central HP <5.4 tons | CHAMPION HEATING AND COOLING | HRCU-A-CB (Split System: Heat Pump with Remote Outdoor Unit-Air-Source) | HH860E2S11 |  |  | CTF60C5CGS1 | TM8V120C20MP12 | 44500 | 18 | 9 | 45000 | 33800 | 75.11% | 2 | 0 | 11 |  |  |  | No | R-454B | 3.7083 | Residential & Commercial | Ducted CEE Tier 1
215679689 | Central HP <5.4 tons | DAY & NIGHT | HRCU-A-CB (Split System: Heat Pump with Remote Outdoor Unit-Air-Source) | C5H0V36*K*AAA* |  |  | EA*5X61M24A*+WALLCON | *97CTN1002122A* | 35000 | 18.5 | 9 | 34400 | 24800 | 72.09% | 1.92 | 0 | 10.5 |  |  |  | No | R-454B | 2.9167 | Residential & Commercial | Ducted CEE Tier 1
215679349 | Central HP <5.4 tons | DAY & NIGHT | HRCU-A-CB (Split System: Heat Pump with Remote Outdoor Unit-Air-Source) | C5H0V36*K*AAA* |  |  | EA*5X42M21A*+WALLCON | *96CTN0802120B* | 33200 | 17.5 | 9 | 35800 | 25600 | 71.51% | 1.86 | 0 | 10 |  |  |  | No | R-454B | 2.7667 | Residential & Commercial | Ducted CEE Tier 1
215936531 | Central HP <5.4 tons | KEEPRITE | HRCU-A-CB (Split System: Heat Pump with Remote Outdoor Unit-Air-Source) | C5H3V36*K*AAA* |  |  | EVD5X49M24A*+WALLCON | *97CMN1202422B* | 35400 | 22 | 8.5 | 38000 | 28400 | 74.74% | 2.04 | 0 | 12.5 |  |  |  | No | R-454B | 2.95 | Residential & Commercial | Ducted CEE Tier 1
215936631 | Central HP <5.4 tons | KEEPRITE | HRCU-A-CB (Split System: Heat Pump with Remote Outdoor Unit-Air-Source) | C5H3V36*K*AAA* |  |  | EVD5X60M21A*+WALLCON | *80CTL0902120B* | 35600 | 22 | 8.5 | 38000 | 28400 | 74.74% | 2.02 | 0 | 12.5 |  |  |  | No | R-454B | 2.9667 | Residential & Commercial | Ducted CEE Tier 1
216374766 | Central HP <5.4 tons | CHAMPION HEATING AND COOLING | HRCU-A-CB (Split System: Heat Pump with Remote Outdoor Unit-Air-Source) | HH860E2S11 |  |  | CTU60C5XGS1+TXV | Z9ET100C20SMPS1 | 44500 | 18 | 9 | 45500 | 33000 | 72.53% | 2 | 0 | 11 |  |  |  | No | R-454B | 3.7083 | Residential & Commercial | Ducted CEE Tier 1
214398459 | Central HP <5.4 tons | CHAMPION HEATING AND COOLING | HRCU-A-CB (Split System: Heat Pump with Remote Outdoor Unit-Air-Source) | HH860E2S11 |  |  | JHE60D5CJ2SS1 |  | 53500 | 19 | 9 | 54000 | 39000 | 72.22% | 2 | 0 | 11 |  |  |  | No | R-454B | 4.4583 | Residential & Commercial | Ducted CEE Tier 1
214398064 | Central HP <5.4 tons | CHAMPION HEATING AND COOLING | HRCU-A-CB (Split System: Heat Pump with Remote Outdoor Unit-Air-Source) | HH860E2S11 |  |  | CTM60C5CHS1 | TM9E080C20MP12 | 54000 | 19 | 8.5 | 55000 | 39500 | 71.82% | 2 | 0 | 11 |  |  |  | No | R-454B | 4.5 | Residential & Commercial | Ducted CEE Tier 1
214398239 | Central HP <5.4 tons | CHAMPION HEATING AND COOLING | HRCU-A-CB (Split System: Heat Pump with Remote Outdoor Unit-Air-Source) | HH860E2S11 |  |  | CTF60C5CGS1 | TM9Y100C20MP11 | 44500 | 17 | 9 | 46000 | 34000 | 73.91% | 2 | 0 | 11 |  |  |  | No | R-454B | 3.7083 | Residential & Commercial | Ducted CEE Tier 1
214398313 | Central HP <5.4 tons | CHAMPION HEATING AND COOLING | HRCU-A-CB (Split System: Heat Pump with Remote Outdoor Unit-Air-Source) | HH860E2S11 |  |  | CTM60C5CGS1 | TM9V100C16MP12 | 43500 | 18 | 9 | 44000 | 33200 | 75.45% | 2 | 0 | 11.7 |  |  |  | No | R-454B | 3.625 | Residential & Commercial | Ducted CEE Tier 1
214398731 | Central HP <5.4 tons | CHAMPION HEATING AND COOLING | HRCU-A-CB (Split System: Heat Pump with Remote Outdoor Unit-Air-Source) | HH860E2S11 |  |  | CTM60D5CGS1 | TP9C120D20MP13 | 44000 | 18 | 9 | 44000 | 33400 | 75.91% | 2 | 0 | 11.7 |  |  |  | No | R-454B | 3.6667 | Residential & Commercial | Ducted CEE Tier 1
214397460 | Central HP <5.4 tons | LUXAIRE | HRCU-A-CB (Split System: Heat Pump with Remote Outdoor Unit-Air-Source) | HH860E2S11 |  |  | CTF60C5CGS1 | TM8Y100C20MP11 | 44500 | 18 | 9 | 45000 | 33800 | 75.11% | 2 | 0 | 11.7 |  |  |  | No | R-454B | 3.7083 | Residential & Commercial | Ducted CEE Tier 1
214574746 | Central HP <5.4 tons | KENMORE | HRCU-A-CB (Split System: Heat Pump with Remote Outdoor Unit-Air-Source) | (C,H,T)VH837GKA2* |  |  | EN(A,D,W)4X60L24**+WALLCON | *96CTN0802120B* | 32800 | 19 | 8.5 | 32200 | 24600 | 76.4% | 1.98 | 0 | 12 |  |  |  | No | R-410A | 2.7333 | Residential & Commercial | Ducted CEE Tier 1
214397764 | Central HP <5.4 tons | CHAMPION HEATING AND COOLING | HRCU-A-CB (Split System: Heat Pump with Remote Outdoor Unit-Air-Source) | HH836E2S11 |  |  | CTF36C5CDS1 | TPLC100C16MP13 | 34000 | 18 | 8.5 | 31600 | 26000 | 82.28% | 2 | 0 | 11 |  |  |  | No | R-454B | 2.8333 | Residential & Commercial | Ducted CEE Tier 1
214398474 | Central HP <5.4 tons | CHAMPION HEATING AND COOLING | HRCU-A-CB (Split System: Heat Pump with Remote Outdoor Unit-Air-Source) | HH836E2S11 |  |  | CTF48C5CFS1+JMVT16CC2N1 |  | 34400 | 19 | 9 | 32000 | 25200 | 78.75% | 2 | 0 | 11.7 |  |  |  | No | R-454B | 2.8667 | Residential & Commercial | Ducted CEE Tier 1
214719704 | Central HP <5.4 tons | FRASER-JOHNSTON | HRCU-A-CB (Split System: Heat Pump with Remote Outdoor Unit-Air-Source) | HH836E2S11 |  |  | CTU36B5XDS1+TXV | TMLE080B12MP11 | 33600 | 18 | 8.5 | 31800 | 26000 | 81.76% | 2 | 0 | 11 |  |  |  | No | R-454B | 2.8 | Residential & Commercial | Ducted CEE Tier 1
214397722 | Central HP <5.4 tons | CHAMPION HEATING AND COOLING | HRCU-A-CB (Split System: Heat Pump with Remote Outdoor Unit-Air-Source) | HH836E2S11 |  |  | CTF36C5CDS1 | TP9C100C16MP13 | 33800 | 18 | 8.5 | 31400 | 25600 | 81.53% | 2 | 0 | 11 |  |  |  | No | R-454B | 2.8167 | Residential & Commercial | Ducted CEE Tier 1
214397729 | Central HP <5.4 tons | CHAMPION HEATING AND COOLING | HRCU-A-CB (Split System: Heat Pump with Remote Outdoor Unit-Air-Source) | HH836E2S11 |  |  | CTM36C5CDS1 | TM9E100C16MP12 | 33800 | 18 | 8.5 | 31600 | 25800 | 81.65% | 2 | 0 | 11 |  |  |  | No | R-454B | 2.8167 | Residential & Commercial | Ducted CEE Tier 1
214398096 | Central HP <5.4 tons | CHAMPION HEATING AND COOLING | HRCU-A-CB (Split System: Heat Pump with Remote Outdoor Unit-Air-Source) | HH836E2S11 |  |  | CTM36B5CDS1 | TP9C060B12MP13 | 33000 | 17 | 8.5 | 31000 | 25400 | 81.94% | 2 | 0 | 11 |  |  |  | No | R-454B | 2.75 | Residential & Commercial | Ducted CEE Tier 1
214398125 | Central HP <5.4 tons | CHAMPION HEATING AND COOLING | HRCU-A-CB (Split System: Heat Pump with Remote Outdoor Unit-Air-Source) | HH836E2S11 |  |  | CTM36B5CDS1 | TM9Y080B12MP11 | 33200 | 18 | 8.5 | 31400 | 25600 | 81.53% | 2 | 0 | 11 |  |  |  | No | R-454B | 2.7667 | Residential & Commercial | Ducted CEE Tier 1
215935244 | Central HP <5.4 tons | CARRIER | HRCU-A-CB (Split System: Heat Pump with Remote Outdoor Unit-Air-Source) | 27VNA336A*030* |  |  | CVAMA6021XMA*+UI | 59CU5B080C21**20 | 35600 | 21.5 | 8.5 | 38000 | 28600 | 75.26% | 2.04 | 0 | 12 |  |  |  | No | R-454B | 2.9667 | Residential & Commercial | Ducted CEE Tier 1
216051037 | Central HP <5.4 tons | RHEEM | HRCU-A-CB (Split System: Heat Pump with Remote Outdoor Unit-Air-Source) | RP19AY24AJVC |  |  | RCFY2421HEAAM | R962V0403A17M4 | 22800 | 21 | 10 | 22800 | 18500 | 81.14% | 1.8 | 0 | 13 |  |  |  | No | R-454B | 1.9 | Residential & Commercial | Ducted CEE Tier 1
216051053 | Central HP <5.4 tons | RHEEM | HRCU-A-CB (Split System: Heat Pump with Remote Outdoor Unit-Air-Source) | RP19AY24AJVC |  |  | RCFY2421HEAAM | R802V0754A17UH | 22800 | 21 | 10 | 22800 | 18400 | 80.7% | 1.8 | 0 | 13 |  |  |  | No | R-454B | 1.9 | Residential & Commercial | Ducted CEE Tier 1
213075283 | Central HP <5.4 tons | ACIQ | HRCU-A-CB (Split System: Heat Pump with Remote Outdoor Unit-Air-Source) | DLCURAH36ABK |  |  | EA*4X37L21A* | *80VTL0902120A* | 36200 | 16 | 8.5 | 38500 | 34800 | 90.39% | 2.06 | 0 | 10 |  |  |  | No | R-410A | 3.0167 | Residential & Commercial | Ducted CEE Tier 1
215934614 | Central HP <5.4 tons | CARRIER | HRCU-A-CB (Split System: Heat Pump with Remote Outdoor Unit-Air-Source) | 27VNA348A*030* |  |  | FE5BN(B,X)C48L*+UI |  | 45500 | 22 | 9.5 | 48500 | 36000 | 74.23% | 1.96 | 0 | 12 |  |  |  | No | R-454B | 3.7917 | Residential & Commercial | Ducted CEE Tier 1
212970673 | Central HP <5.4 tons | KEEPRITE | HRCU-A-CB (Split System: Heat Pump with Remote Outdoor Unit-Air-Source) | DLCURAH36ABK |  |  | EA*4X42L24A* | *80VSL0902120B* | 35200 | 16 | 8.1 | 38000 | 35000 | 92.11% | 1.88 | 0 | 10 |  |  |  | No | R-410A | 2.9333 | Residential & Commercial | Ducted CEE Tier 1
215934024 | Central HP <5.4 tons | CARRIER | HRCU-A-CB (Split System: Heat Pump with Remote Outdoor Unit-Air-Source) | 27VNA348A*030* |  |  | CAA**4821AM*+UI | 59CU5B080C21**20 | 43500 | 20.5 | 9 | 48000 | 36600 | 76.25% | 2 | 0 | 10.5 |  |  |  | No | R-454B | 3.625 | Residential & Commercial | Ducted CEE Tier 1
212609395 | Central HP <5.4 tons | RHEEM | HRCU-A-CB (Split System: Heat Pump with Remote Outdoor Unit-Air-Source) | RP18AZ48AJVC |  |  | RCFZ6021SEAAM | R802V1005A21UHS | 44500 | 19 | 8.5 | 43000 | 45000 | 104.7% | 2 | 0 | 11.7 |  |  |  | No | R-410A | 3.7083 | Residential & Commercial | Ducted CEE Tier 1
213782159 | Central HP <5.4 tons | ARCOAIRE | HRCU-A-CB (Split System: Heat Pump with Remote Outdoor Unit-Air-Source) | HVH837GKA2* |  |  | EHD4X48AAL+WALLCON | *97CMN1202422B* | 32600 | 16.5 | 8.1 | 33000 | 24800 | 75.15% | 1.96 | 0 | 11 |  |  |  | No | R-410A | 2.7167 | Residential & Commercial | Ducted CEE Tier 1
213782259 | Central HP <5.4 tons | ARCOAIRE | HRCU-A-CB (Split System: Heat Pump with Remote Outdoor Unit-Air-Source) | HVH837GKA2* |  |  | EHD4X60AAL+WALLCON | *80CTL1102120B* | 33000 | 16.5 | 8.1 | 32200 | 25400 | 78.88% | 2.04 | 0 | 11.5 |  |  |  | No | R-410A | 2.75 | Residential & Commercial | Ducted CEE Tier 1
214574101 | Central HP <5.4 tons | AIRQUEST | HRCU-A-CB (Split System: Heat Pump with Remote Outdoor Unit-Air-Source) | HVH837GKA2* |  |  | EA*4X61L21A*+WALLCON | *95CSU0802120B* | 33200 | 17.5 | 8.5 | 32000 | 25000 | 78.12% | 2 | 0 | 11.5 |  |  |  | No | R-410A | 2.7667 | Residential & Commercial | Ducted CEE Tier 1
213829744 | Central HP <5.4 tons | RHEEM | HRCU-A-CB (Split System: Heat Pump with Remote Outdoor Unit-Air-Source) | RP18AZ48AJVC |  |  | RCFZ6021SEAAM | R801V1005A21UHU | 44500 | 19 | 8.1 | 43000 | 45000 | 104.7% | 2 | 0 | 10 |  |  |  | No | R-410A | 3.7083 | Residential & Commercial | Ducted CEE Tier 1
214573265 | Central HP <5.4 tons | KEEPRITE | HRCU-A-CB (Split System: Heat Pump with Remote Outdoor Unit-Air-Source) | CVH837GKA** |  |  | EHD4X60AAL+WALLCON | *95CSU0802120B* | 33000 | 17 | 8.5 | 32200 | 25000 | 77.64% | 2 | 0 | 11 |  |  |  | No | R-410A | 2.75 | Residential & Commercial | Ducted CEE Tier 1
214573465 | Central HP <5.4 tons | KEEPRITE | HRCU-A-CB (Split System: Heat Pump with Remote Outdoor Unit-Air-Source) | CVH837GKA** |  |  | EN(A,D,W)4X48L21**+WALLCON | *97CMN0602120B* | 32200 | 17 | 8.1 | 33000 | 25000 | 75.76% | 1.94 | 0 | 11.5 |  |  |  | No | R-410A | 2.6833 | Residential & Commercial | Ducted CEE Tier 1
211226518 | Central HP <5.4 tons | BRYANT HEATING AND COOLING SYSTEMS | HRCU-A-CB (Split System: Heat Pump with Remote Outdoor Unit-Air-Source) | 38MURAQ36AB3* |  |  | CAP**3717AL* | 8(0,1)*SA48070E17*** | 36200 | 15.5 | 8.5 | 39500 | 35000 | 88.61% | 2.02 | 0 | 10 |  |  |  | No | R-410A | 3.0167 | Residential & Commercial | Ducted CEE Tier 1
211226871 | Central HP <5.4 tons | BRYANT HEATING AND COOLING SYSTEMS | HRCU-A-CB (Split System: Heat Pump with Remote Outdoor Unit-Air-Source) | 38MURAQ36AB3* |  |  | CAP**3721AL* | 82*SA48070V17*** | 36600 | 15.5 | 8.5 | 38500 | 34800 | 90.39% | 2.08 | 0 | 10 |  |  |  | No | R-410A | 3.05 | Residential & Commercial | Ducted CEE Tier 1
214573439 | Central HP <5.4 tons | BRYANT HEATING AND COOLING SYSTEMS | HRCU-A-CB (Split System: Heat Pump with Remote Outdoor Unit-Air-Source) | 288BNV037*0**A* |  |  | CNPV*4821AL*+UI | 935CB60080C21*** | 32400 | 17.5 | 8.1 | 32800 | 24800 | 75.61% | 1.96 | 0 | 11.5 |  |  |  | No | R-410A | 2.7 | Residential & Commercial | Ducted CEE Tier 1
212972669 | Central HP <5.4 tons | KEEPRITE | HRCU-A-CB (Split System: Heat Pump with Remote Outdoor Unit-Air-Source) | DLCURAH18ABK |  |  | EA*4X19L17A* | *96VSN0401410B* | 17700 | 16 | 8.1 | 17800 | 17900 | 100.6% | 2.16 | 0 | 10.5 |  |  |  | No | R-410A | 1.475 | Residential & Commercial | Ducted CEE Tier 1
211244684 | Central HP <5.4 tons | BRYANT HEATING AND COOLING SYSTEMS | HRCU-A-CB (Split System: Heat Pump with Remote Outdoor Unit-Air-Source) | 38MURAQ24AB3* |  |  | CNPV*3017AL* | 8(0,1)*SA36045E17*** | 24000 | 16.5 | 8.1 | 26200 | 23000 | 87.79% | 1.9 | 0 | 10.5 |  |  |  | No | R-410A | 2 | Residential & Commercial | Ducted CEE Tier 1
211244720 | Central HP <5.4 tons | BRYANT HEATING AND COOLING SYSTEMS | HRCU-A-CB (Split System: Heat Pump with Remote Outdoor Unit-Air-Source) | 38MURAQ24AB3* |  |  | CNPV*3017AL* | 912SD36060E14*** | 23400 | 17 | 8.1 | 25800 | 24000 | 93.02% | 2 | 0 | 10 |  |  |  | No | R-410A | 1.95 | Residential & Commercial | Ducted CEE Tier 1
211244786 | Central HP <5.4 tons | BRYANT HEATING AND COOLING SYSTEMS | HRCU-A-CB (Split System: Heat Pump with Remote Outdoor Unit-Air-Source) | 38MURAQ24AB3* |  |  | CNPV*3017AL* | 912SD36040E17*** | 23600 | 15.5 | 8.1 | 26200 | 23400 | 89.31% | 1.92 | 0 | 10 |  |  |  | No | R-410A | 1.9667 | Residential & Commercial | Ducted CEE Tier 1
211245120 | Central HP <5.4 tons | BRYANT HEATING AND COOLING SYSTEMS | HRCU-A-CB (Split System: Heat Pump with Remote Outdoor Unit-Air-Source) | 38MURAQ24AB3* |  |  | CNPV*3617AL* | 8(0,1)*SA36045E17*** | 24000 | 16.5 | 8.1 | 26200 | 23000 | 87.79% | 1.9 | 0 | 10.5 |  |  |  | No | R-410A | 2 | Residential & Commercial | Ducted CEE Tier 1
213072287 | Central HP <5.4 tons | ACIQ | HRCU-A-CB (Split System: Heat Pump with Remote Outdoor Unit-Air-Source) | DLCURAH18ABK |  |  | EN(A,D)4X24L14** | *80ES(N,L)0451412A* | 18000 | 16 | 8.5 | 18900 | 18700 | 98.94% | 2.26 | 0 | 11 |  |  |  | No | R-410A | 1.5 | Residential & Commercial | Ducted CEE Tier 1
213072301 | Central HP <5.4 tons | ACIQ | HRCU-A-CB (Split System: Heat Pump with Remote Outdoor Unit-Air-Source) | DLCURAH18ABK |  |  | EN(A,D)4X24L17** | *80ESU0401712A* | 18400 | 16 | 8.5 | 19200 | 18500 | 96.35% | 2.24 | 0 | 11 |  |  |  | No | R-410A | 1.5333 | Residential & Commercial | Ducted CEE Tier 1
215682179 | Central HP <5.4 tons | DAY & NIGHT | HRCU-A-CB (Split System: Heat Pump with Remote Outdoor Unit-Air-Source) | C5H0V48*K*AAA* |  |  | EVD5X48M24A*+WALLCON | *96CTN0802120B* | 47000 | 18.5 | 9 | 50000 | 36400 | 72.8% | 2 | 0 | 10 |  |  |  | No | R-454B | 3.9167 | Residential & Commercial | Ducted CEE Tier 1
215682329 | Central HP <5.4 tons | DAY & NIGHT | HRCU-A-CB (Split System: Heat Pump with Remote Outdoor Unit-Air-Source) | C5H0V48*K*AAA* |  |  | EVD5X60M21A*+WALLCON | *80CSU0802120B* | 48500 | 19 | 9 | 50000 | 36400 | 72.8% | 2.12 | 0 | 10 |  |  |  | No | R-454B | 4.0417 | Residential & Commercial | Ducted CEE Tier 1
215681819 | Central HP <5.4 tons | DAY & NIGHT | HRCU-A-CB (Split System: Heat Pump with Remote Outdoor Unit-Air-Source) | C5H0V48*K*AAA* |  |  | EVM5X49M21A*+WALLCON | *96CTN0802120B* | 48000 | 19 | 9 | 50000 | 36800 | 73.6% | 2 | 0 | 10 |  |  |  | No | R-454B | 4 | Residential & Commercial | Ducted CEE Tier 1
215681869 | Central HP <5.4 tons | DAY & NIGHT | HRCU-A-CB (Split System: Heat Pump with Remote Outdoor Unit-Air-Source) | C5H0V48*K*AAA* |  |  | EVM5X49M21A*+WALLCON | *97CTN0801716A* | 47500 | 18.5 | 9 | 50000 | 37200 | 74.4% | 1.98 | 0 | 10 |  |  |  | No | R-454B | 3.9583 | Residential & Commercial | Ducted CEE Tier 1
215681889 | Central HP <5.4 tons | DAY & NIGHT | HRCU-A-CB (Split System: Heat Pump with Remote Outdoor Unit-Air-Source) | C5H0V48*K*AAA* |  |  | EVM5X49M21A*+WALLCON | *97CTN1002122A* | 48000 | 19 | 9 | 50000 | 36800 | 73.6% | 2 | 0 | 10.5 |  |  |  | No | R-454B | 4 | Residential & Commercial | Ducted CEE Tier 1
215682389 | Central HP <5.4 tons | DAY & NIGHT | HRCU-A-CB (Split System: Heat Pump with Remote Outdoor Unit-Air-Source) | C5H0V48*K*AAA* |  |  | EVD5X60M24A*+WALLCON | *80CSU0802120B* | 48000 | 19 | 9 | 50000 | 36200 | 72.4% | 2.12 | 0 | 10 |  |  |  | No | R-454B | 4 | Residential & Commercial | Ducted CEE Tier 1
215681559 | Central HP <5.4 tons | DAY & NIGHT | HRCU-A-CB (Split System: Heat Pump with Remote Outdoor Unit-Air-Source) | C5H0V48*K*AAA* |  |  | EA*5X61M24A*+WALLCON | *97CTN1002122A* | 46000 | 18.5 | 9 | 47500 | 33600 | 70.74% | 2.06 | 0 | 10 |  |  |  | No | R-454B | 3.8333 | Residential & Commercial | Ducted CEE Tier 1
214398155 | Central HP <5.4 tons | CHAMPION HEATING AND COOLING | HRCU-A-CB (Split System: Heat Pump with Remote Outdoor Unit-Air-Source) | HH836E2S11 |  |  | CTM36C5CDS1 | TP9C080C16MP13 | 33800 | 17 | 8.5 | 31800 | 26000 | 81.76% | 2 | 0 | 11 |  |  |  | No | R-454B | 2.8167 | Residential & Commercial | Ducted CEE Tier 1
214398189 | Central HP <5.4 tons | CHAMPION HEATING AND COOLING | HRCU-A-CB (Split System: Heat Pump with Remote Outdoor Unit-Air-Source) | HH836E2S11 |  |  | CTM36C5CDS1 | TL8E080C16UH11 | 34000 | 18 | 8.5 | 32200 | 26400 | 81.99% | 2 | 0 | 11 |  |  |  | No | R-454B | 2.8333 | Residential & Commercial | Ducted CEE Tier 1
214396929 | Central HP <5.4 tons | CHAMPION HEATING AND COOLING | HRCU-A-CB (Split System: Heat Pump with Remote Outdoor Unit-Air-Source) | HH836E2S11 |  |  | CTM48C5CFS1 | TMLE080C16MP11 | 33400 | 19 | 9 | 31400 | 25400 | 80.89% | 2 | 0 | 11 |  |  |  | No | R-454B | 2.7833 | Residential & Commercial | Ducted CEE Tier 1
214719840 | Central HP <5.4 tons | FRASER-JOHNSTON | HRCU-A-CB (Split System: Heat Pump with Remote Outdoor Unit-Air-Source) | HH836E2S11 |  |  | CTU48C5XFS1+TXV | TM8E120C16MP11 | 33600 | 19 | 9 | 31400 | 25400 | 80.89% | 2 | 0 | 11 |  |  |  | No | R-454B | 2.8 | Residential & Commercial | Ducted CEE Tier 1
214397381 | Central HP <5.4 tons | LUXAIRE | HRCU-A-CB (Split System: Heat Pump with Remote Outdoor Unit-Air-Source) | HH836E2S11 |  |  | CTF48C5CFS1 | LP9C100C20MP13 | 34200 | 18 | 9 | 32600 | 25800 | 79.14% | 2 | 0 | 11 |  |  |  | No | R-454B | 2.85 | Residential & Commercial | Ducted CEE Tier 1
215667621 | Central HP <5.4 tons | DAY & NIGHT | HRCU-A-CB (Split System: Heat Pump with Remote Outdoor Unit-Air-Source) | C5H0V24*K*AAA* |  |  | EA*5X36M17A*+WALLCON | *80CTL0701412B* | 23200 | 17 | 9 | 23600 | 16600 | 70.34% | 1.98 | 0 | 10 |  |  |  | No | R-454B | 1.9333 | Residential & Commercial | Ducted CEE Tier 1
210473890 | Central HP <5.4 tons | KEEPRITE | HRCU-A-CB (Split System: Heat Pump with Remote Outdoor Unit-Air-Source) | CVH825GKA3* |  |  | EN(A,D,W)4X48L21**+WALLCON | *95CSU0601716A* | 24000 | 16.5 | 8.1 | 21400 | 16700 | 78.04% | 2 | 0 | 11 |  |  |  | No | R-410A | 2 | Residential & Commercial | Ducted CEE Tier 1
214242341 | Central HP <5.4 tons | DAY & NIGHT | HRCU-A-CB (Split System: Heat Pump with Remote Outdoor Unit-Air-Source) | CVH825GKA3* |  |  | EN(A,D)4X48L24**+WALLCON | *80CTL1102120B* | 24200 | 17 | 8.1 | 21200 | 16500 | 77.83% | 2 | 0 | 11 |  |  |  | No | R-410A | 2.0167 | Residential & Commercial | Ducted CEE Tier 1
210474533 | Central HP <5.4 tons | KEEPRITE | HRCU-A-CB (Split System: Heat Pump with Remote Outdoor Unit-Air-Source) | CVH825GKA3* |  |  | EHD4X48AAL+WALLCON | *80CTL1352422A* | 24200 | 16 | 8.1 | 21200 | 16600 | 78.3% | 2.02 | 0 | 11 |  |  |  | No | R-410A | 2.0167 | Residential & Commercial | Ducted CEE Tier 1
210473498 | Central HP <5.4 tons | KEEPRITE | HRCU-A-CB (Split System: Heat Pump with Remote Outdoor Unit-Air-Source) | CVH825GKA3* |  |  | EA*4X48L24A*+WALLCON | *97CMN1002122A* | 24200 | 16.5 | 8.1 | 21000 | 16500 | 78.57% | 2.02 | 0 | 11 |  |  |  | No | R-410A | 2.0167 | Residential & Commercial | Ducted CEE Tier 1
213780753 | Central HP <5.4 tons | KENMORE | HRCU-A-CB (Split System: Heat Pump with Remote Outdoor Unit-Air-Source) | (C,H,T)VH837GKA2* |  |  | EA*4X36L21A*+WALLCON | *80CTL0901716B* | 31600 | 17 | 8.1 | 33000 | 24200 | 73.33% | 1.84 | 0 | 11 |  |  |  | No | R-410A | 2.6333 | Residential & Commercial | Ducted CEE Tier 1
213780853 | Central HP <5.4 tons | KENMORE | HRCU-A-CB (Split System: Heat Pump with Remote Outdoor Unit-Air-Source) | (C,H,T)VH837GKA2* |  |  | EA*4X37L21A*+WALLCON | *80CTL0451712B* | 32600 | 16.5 | 8.1 | 33200 | 25400 | 76.51% | 1.94 | 0 | 10.5 |  |  |  | No | R-410A | 2.7167 | Residential & Commercial | Ducted CEE Tier 1
213780703 | Central HP <5.4 tons | KENMORE | HRCU-A-CB (Split System: Heat Pump with Remote Outdoor Unit-Air-Source) | (C,H,T)VH837GKA2* |  |  | EA*4X36L17A*+WALLCON | *97CMN0801714B* | 31400 | 16.5 | 8.1 | 33200 | 24400 | 73.49% | 1.82 | 0 | 10.5 |  |  |  | No | R-410A | 2.6167 | Residential & Commercial | Ducted CEE Tier 1
214397494 | Central HP <5.4 tons | CHAMPION HEATING AND COOLING | HRCU-A-CB (Split System: Heat Pump with Remote Outdoor Unit-Air-Source) | HH860E2S11 |  |  | CTM60C5CGS1 | TM9E080C20MP12 | 44500 | 17 | 9 | 45000 | 33800 | 75.11% | 2 | 0 | 11.7 |  |  |  | No | R-454B | 3.7083 | Residential & Commercial | Ducted CEE Tier 1
216374613 | Central HP <5.4 tons | CHAMPION HEATING AND COOLING | HRCU-A-CB (Split System: Heat Pump with Remote Outdoor Unit-Air-Source) | HH860E2S11 |  |  | CTU60C5XGS1+TXV | Z9ET100C16SMPS1 | 44500 | 19 | 9 | 45500 | 33200 | 72.97% | 2 | 0 | 11 |  |  |  | No | R-454B | 3.7083 | Residential & Commercial | Ducted CEE Tier 1
216374649 | Central HP <5.4 tons | CHAMPION HEATING AND COOLING | HRCU-A-CB (Split System: Heat Pump with Remote Outdoor Unit-Air-Source) | HH860E2S11 |  |  | CTM60C5CGS1 | Z9ET080C16SMPS1 | 44000 | 18 | 9 | 45000 | 32800 | 72.89% | 2 | 0 | 11 |  |  |  | No | R-454B | 3.6667 | Residential & Commercial | Ducted CEE Tier 1
214398424 | Central HP <5.4 tons | CHAMPION HEATING AND COOLING | HRCU-A-CB (Split System: Heat Pump with Remote Outdoor Unit-Air-Source) | HH860E2S11 |  |  | CTF60C5CHS1+JME16C2SN1 |  | 54000 | 19 | 9 | 53500 | 38500 | 71.96% | 2 | 0 | 12 |  |  |  | No | R-454B | 4.5 | Residential & Commercial | Ducted CEE Tier 1
215588359 | Central HP <5.4 tons | CARRIER | HRCU-A-CB (Split System: Heat Pump with Remote Outdoor Unit-Air-Source) | 27VNA154A*030* |  |  | CVAVA6024XMA*+UI | 58TN*B135C24**22 | 52000 | 19.5 | 8.1 | 52500 | 46000 | 87.62% | 1.84 | 0 | 12 |  |  |  | No | R-454B | 4.3333 | Residential & Commercial | Ducted CEE Tier 1
215588411 | Central HP <5.4 tons | CARRIER | HRCU-A-CB (Split System: Heat Pump with Remote Outdoor Unit-Air-Source) | 27VNA154A*030* |  |  | CVAVA6124XMA*+UI | 59MN7C120C24**22 | 52500 | 19.5 | 8.1 | 53500 | 46500 | 86.92% | 1.82 | 0 | 12 |  |  |  | No | R-454B | 4.375 | Residential & Commercial | Ducted CEE Tier 1
215588459 | Central HP <5.4 tons | CARRIER | HRCU-A-CB (Split System: Heat Pump with Remote Outdoor Unit-Air-Source) | 27VNA154A*030* |  |  | CSAH*6012AM*+UI | 59TN7A080C21**20 | 49500 | 18.5 | 10.5 | 52500 | 53500 | 101.9% | 1.9 | 0 | 11 |  |  |  | No | R-454B | 4.125 | Residential & Commercial | Ducted CEE Tier 1
212974059 | Central HP <5.4 tons | KEEPRITE | HRCU-A-CB (Split System: Heat Pump with Remote Outdoor Unit-Air-Source) | DLCURAH36ABK |  |  | EA*4X48L21A* | *96VSN0801716B* | 35400 | 16 | 8.1 | 37800 | 34800 | 92.06% | 2 | 0 | 10 |  |  |  | No | R-410A | 2.95 | Residential & Commercial | Ducted CEE Tier 1
215683675 | Central HP <5.4 tons | CARRIER | HRCU-A-CB (Split System: Heat Pump with Remote Outdoor Unit-Air-Source) | 27VNA024A*030* |  |  | CAA**3717AM*+UI | 58TN*B090C17**16 | 23800 | 17 | 9 | 23400 | 16500 | 70.51% | 2 | 0 | 10.5 |  |  |  | No | R-454B | 1.9833 | Residential & Commercial | Ducted CEE Tier 1
210473312 | Central HP <5.4 tons | KENMORE | HRCU-A-CB (Split System: Heat Pump with Remote Outdoor Unit-Air-Source) | (C,H,T)VH825GKA3* |  |  | EA*4X48L21A*+WALLCON | *80CSU0601716A* | 24000 | 17 | 8.1 | 21000 | 16600 | 79.05% | 2.02 | 0 | 11 |  |  |  | No | R-410A | 2 | Residential & Commercial | Ducted CEE Tier 1
210472828 | Central HP <5.4 tons | KENMORE | HRCU-A-CB (Split System: Heat Pump with Remote Outdoor Unit-Air-Source) | (C,H,T)VH825GKA3* |  |  | EA*4X42L21A*+WALLCON | *95CSU0802120A* | 23800 | 16.5 | 8.1 | 21400 | 16600 | 77.57% | 1.96 | 0 | 11 |  |  |  | No | R-410A | 1.9833 | Residential & Commercial | Ducted CEE Tier 1
210472861 | Central HP <5.4 tons | KENMORE | HRCU-A-CB (Split System: Heat Pump with Remote Outdoor Unit-Air-Source) | (C,H,T)VH825GKA3* |  |  | EA*4X42L21A*+WALLCON | *80CSU0601716A* | 23800 | 16.5 | 8.1 | 21400 | 16600 | 77.57% | 1.96 | 0 | 10.5 |  |  |  | No | R-410A | 1.9833 | Residential & Commercial | Ducted CEE Tier 1
215682159 | Central HP <5.4 tons | DAY & NIGHT | HRCU-A-CB (Split System: Heat Pump with Remote Outdoor Unit-Air-Source) | C5H0V48*K*AAA* |  |  | EVD5X48M21A*+WALLCON | *97CTN0802120A* | 47000 | 18.5 | 9 | 50000 | 36600 | 73.2% | 1.98 | 0 | 10 |  |  |  | No | R-454B | 3.9167 | Residential & Commercial | Ducted CEE Tier 1
215682409 | Central HP <5.4 tons | DAY & NIGHT | HRCU-A-CB (Split System: Heat Pump with Remote Outdoor Unit-Air-Source) | C5H0V48*K*AAA* |  |  | EVD5X60M24A*+WALLCON | *97CTN0802120A* | 48000 | 19 | 9 | 50000 | 36600 | 73.2% | 2 | 0 | 10 |  |  |  | No | R-454B | 4 | Residential & Commercial | Ducted CEE Tier 1
215676799 | Central HP <5.4 tons | DAY & NIGHT | HRCU-A-CB (Split System: Heat Pump with Remote Outdoor Unit-Air-Source) | C5H0V48*K*AAA* |  |  | EVD5X61M21A*+WALLCON | *97CMN0602120B* | 48000 | 18.5 | 9 | 50000 | 37400 | 74.8% | 2 | 0 | 10 |  |  |  | No | R-454B | 4 | Residential & Commercial | Ducted CEE Tier 1
215681779 | Central HP <5.4 tons | DAY & NIGHT | HRCU-A-CB (Split System: Heat Pump with Remote Outdoor Unit-Air-Source) | C5H0V48*K*AAA* |  |  | EVM5X48M21A*+WALLCON | *80CSU0802120B* | 47000 | 18.5 | 9 | 50000 | 36200 | 72.4% | 2 | 0 | 10 |  |  |  | No | R-454B | 3.9167 | Residential & Commercial | Ducted CEE Tier 1
214595052 | Central HP <5.4 tons | CHAMPION HEATING AND COOLING | HRCU-A-CB (Split System: Heat Pump with Remote Outdoor Unit-Air-Source) | HH836E2S11 |  |  | CTM36C5CDS1 | Z8ES080C20SMPS1 | 34400 | 18 | 8.5 | 32000 | 26200 | 81.88% | 2 | 0 | 11 |  |  |  | No | R-454B | 2.8667 | Residential & Commercial | Ducted CEE Tier 1
214595082 | Central HP <5.4 tons | CHAMPION HEATING AND COOLING | HRCU-A-CB (Split System: Heat Pump with Remote Outdoor Unit-Air-Source) | HH836E2S11 |  |  | CTM48C5CFS1 | Z8ES080C16SMPS1 | 34400 | 19 | 9 | 32200 | 25400 | 78.88% | 2 | 0 | 11 |  |  |  | No | R-454B | 2.8667 | Residential & Commercial | Ducted CEE Tier 1
214398179 | Central HP <5.4 tons | CHAMPION HEATING AND COOLING | HRCU-A-CB (Split System: Heat Pump with Remote Outdoor Unit-Air-Source) | HH836E2S11 |  |  | CTM36C5CDS1 | TMLE100C16MP11 | 33800 | 18 | 8.5 | 31600 | 25800 | 81.65% | 2 | 0 | 11 |  |  |  | No | R-454B | 2.8167 | Residential & Commercial | Ducted CEE Tier 1
214876039 | Central HP <5.4 tons | CHAMPION HEATING AND COOLING | HRCU-A-CB (Split System: Heat Pump with Remote Outdoor Unit-Air-Source) | HMH72B341 |  |  | XAFC36DBCN1+JMC16C2SN1 |  | 34000 | 18.5 | 8.5 | 34000 | 23800 | 70% | 2 | 0 | 10.5 |  |  |  | No | R-410A | 2.8333 | Residential & Commercial | Ducted CEE Tier 1
214569329 | Central HP <5.4 tons | BRYANT HEATING AND COOLING SYSTEMS | HRCU-A-CB (Split System: Heat Pump with Remote Outdoor Unit-Air-Source) | 284ANV024*0**B* |  |  | CAP**3721AL*+UI | 935CB66100C21*** | 24200 | 20.5 | 11 | 26400 | 19600 | 74.24% | 2.56 | 0 | 13.5 |  |  |  | No | R-410A | 2.0167 | Residential & Commercial | Ducted CEE Tier 1
214569331 | Central HP <5.4 tons | BRYANT HEATING AND COOLING SYSTEMS | HRCU-A-CB (Split System: Heat Pump with Remote Outdoor Unit-Air-Source) | 284ANV024*0**B* |  |  | CAP**3721AL*+UI | 987MC60060C21*** | 24000 | 19.5 | 11 | 26400 | 19800 | 75% | 2.52 | 0 | 13 |  |  |  | No | R-410A | 2 | Residential & Commercial | Ducted CEE Tier 1
215934364 | Central HP <5.4 tons | CARRIER | HRCU-A-CB (Split System: Heat Pump with Remote Outdoor Unit-Air-Source) | 27VNA348A*030* |  |  | CAA**6124AM*+UI | 59MN7C060C21**20 | 44500 | 20.5 | 9.5 | 48500 | 37400 | 77.11% | 2 | 0 | 10.5 |  |  |  | No | R-454B | 3.7083 | Residential & Commercial | Ducted CEE Tier 1
214573735 | Central HP <5.4 tons | KEEPRITE | HRCU-A-CB (Split System: Heat Pump with Remote Outdoor Unit-Air-Source) | CVH837GKA2* |  |  | EA*4X42L21A*+WALLCON | *80CTL0702120B* | 31800 | 17 | 8.5 | 33000 | 24400 | 73.94% | 1.9 | 0 | 11 |  |  |  | No | R-410A | 2.65 | Residential & Commercial | Ducted CEE Tier 1
214573785 | Central HP <5.4 tons | KEEPRITE | HRCU-A-CB (Split System: Heat Pump with Remote Outdoor Unit-Air-Source) | CVH837GKA2* |  |  | EA*4X42L21A*+WALLCON | *96CTN0802120B* | 31800 | 17.5 | 8.5 | 32800 | 24400 | 74.39% | 1.9 | 0 | 11 |  |  |  | No | R-410A | 2.65 | Residential & Commercial | Ducted CEE Tier 1
214573885 | Central HP <5.4 tons | KEEPRITE | HRCU-A-CB (Split System: Heat Pump with Remote Outdoor Unit-Air-Source) | CVH837GKA2* |  |  | EA*4X43L21A*+WALLCON | *97CMN0602120B* | 32800 | 17 | 8.5 | 33000 | 25400 | 76.97% | 1.98 | 0 | 11 |  |  |  | No | R-410A | 2.7333 | Residential & Commercial | Ducted CEE Tier 1
213075280 | Central HP <5.4 tons | ACIQ | HRCU-A-CB (Split System: Heat Pump with Remote Outdoor Unit-Air-Source) | DLCURAH36ABK |  |  | EA*4X37L17A* | *80ESU0601716A | 36600 | 15.5 | 8.5 | 39500 | 35000 | 88.61% | 2.04 | 0 | 10 |  |  |  | No | R-410A | 3.05 | Residential & Commercial | Ducted CEE Tier 1
214573915 | Central HP <5.4 tons | KEEPRITE | HRCU-A-CB (Split System: Heat Pump with Remote Outdoor Unit-Air-Source) | CVH837GKA2* |  |  | EA*4X48L21A*+WALLCON | *80CTL0702120B* | 32200 | 17.5 | 8.5 | 32400 | 25000 | 77.16% | 1.98 | 0 | 11 |  |  |  | No | R-410A | 2.6833 | Residential & Commercial | Ducted CEE Tier 1
215935028 | Central HP <5.4 tons | ARCOAIRE | HRCU-A-CB (Split System: Heat Pump with Remote Outdoor Unit-Air-Source) | H5H3V36*K*AAA* |  |  | EVM5X49M21A*+WALLCON | *80CTL0901716B* | 35600 | 22 | 8.5 | 38000 | 28600 | 75.26% | 2.02 | 0 | 12 |  |  |  | No | R-454B | 2.9667 | Residential & Commercial | Ducted CEE Tier 1
215932848 | Central HP <5.4 tons | ARCOAIRE | HRCU-A-CB (Split System: Heat Pump with Remote Outdoor Unit-Air-Source) | H5H3V36*K*AAA* |  |  | EA*5X61M24A*+WALLCON | *80CSU1002120A* | 34400 | 20.5 | 9 | 34400 | 26200 | 76.16% | 1.96 | 0 | 11.7 |  |  |  | No | R-454B | 2.8667 | Residential & Commercial | Ducted CEE Tier 1
215933168 | Central HP <5.4 tons | ARCOAIRE | HRCU-A-CB (Split System: Heat Pump with Remote Outdoor Unit-Air-Source) | H5H3V36*K*AAA* |  |  | ESH5X36M12A*+WALLCON | *97CMN0601714B* | 33000 | 18.5 | 9 | 34400 | 26200 | 76.16% | 1.92 | 0 | 10.5 |  |  |  | No | R-454B | 2.75 | Residential & Commercial | Ducted CEE Tier 1
215934628 | Central HP <5.4 tons | ARCOAIRE | HRCU-A-CB (Split System: Heat Pump with Remote Outdoor Unit-Air-Source) | H5H3V36*K*AAA* |  |  | EVM5X25M17A*+WALLCON | *97CMN0601714B* | 34000 | 20 | 8.1 | 38000 | 27200 | 71.58% | 2 | 0 | 11 |  |  |  | No | R-454B | 2.8333 | Residential & Commercial | Ducted CEE Tier 1
213781459 | Central HP <5.4 tons | ARCOAIRE | HRCU-A-CB (Split System: Heat Pump with Remote Outdoor Unit-Air-Source) | HVH837GKA2* |  |  | EA*4X48L24A*+WALLCON | *96CTN1202422B* | 32400 | 17 | 8.5 | 32400 | 24800 | 76.54% | 1.98 | 0 | 11 |  |  |  | No | R-410A | 2.7 | Residential & Commercial | Ducted CEE Tier 1
214573045 | Central HP <5.4 tons | KEEPRITE | HRCU-A-CB (Split System: Heat Pump with Remote Outdoor Unit-Air-Source) | CVH837GKA** |  |  | EA*4X61L24A*+WALLCON | *97CMN0602120B* | 33000 | 18 | 8.5 | 32000 | 25000 | 78.12% | 1.98 | 0 | 11.5 |  |  |  | No | R-410A | 2.75 | Residential & Commercial | Ducted CEE Tier 1
213780839 | Central HP <5.4 tons | ARCOAIRE | HRCU-A-CB (Split System: Heat Pump with Remote Outdoor Unit-Air-Source) | HVH837GKA2* |  |  | EA*4X36L21A*+WALLCON | *96CTN1002122B* | 31600 | 17 | 8.1 | 32800 | 24200 | 73.78% | 1.86 | 0 | 11 |  |  |  | No | R-410A | 2.6333 | Residential & Commercial | Ducted CEE Tier 1
214572695 | Central HP <5.4 tons | KEEPRITE | HRCU-A-CB (Split System: Heat Pump with Remote Outdoor Unit-Air-Source) | CVH837GKA** |  |  | EA*4X42L24A*+WALLCON | *97CMN0802120B* | 31800 | 17 | 8.5 | 32800 | 24400 | 74.39% | 1.9 | 0 | 11 |  |  |  | No | R-410A | 2.65 | Residential & Commercial | Ducted CEE Tier 1
212973919 | Central HP <5.4 tons | KEEPRITE | HRCU-A-CB (Split System: Heat Pump with Remote Outdoor Unit-Air-Source) | DLCURAH24ABK |  |  | EN(A,D,W)4X36L17** | *96VSN0801716B* | 23400 | 16.5 | 8.1 | 25800 | 24200 | 93.8% | 2 | 0 | 10 |  |  |  | No | R-410A | 1.95 | Residential & Commercial | Ducted CEE Tier 1
212973569 | Central HP <5.4 tons | KEEPRITE | HRCU-A-CB (Split System: Heat Pump with Remote Outdoor Unit-Air-Source) | DLCURAH24ABK |  |  | EA*4X30L17A* | *96VSN0601412B* | 23400 | 16.5 | 8.5 | 26400 | 24800 | 93.94% | 2.06 | 0 | 10 |  |  |  | No | R-410A | 1.95 | Residential & Commercial | Ducted CEE Tier 1
214573355 | Central HP <5.4 tons | KEEPRITE | HRCU-A-CB (Split System: Heat Pump with Remote Outdoor Unit-Air-Source) | CVH837GKA** |  |  | EN(A,D)4X36L21**+WALLCON | *97CMN0802120B* | 31400 | 17 | 8.1 | 33200 | 24200 | 72.89% | 1.82 | 0 | 11 |  |  |  | No | R-410A | 2.6167 | Residential & Commercial | Ducted CEE Tier 1
210474066 | Central HP <5.4 tons | KEEPRITE | HRCU-A-CB (Split System: Heat Pump with Remote Outdoor Unit-Air-Source) | CVH825GKA3* |  |  | EN(A,D)4X48L24**+WALLCON | *95CSU0802120A* | 24200 | 17 | 8.1 | 21200 | 16600 | 78.3% | 2.02 | 0 | 11.5 |  |  |  | No | R-410A | 2.0167 | Residential & Commercial | Ducted CEE Tier 1
210474099 | Central HP <5.4 tons | KEEPRITE | HRCU-A-CB (Split System: Heat Pump with Remote Outdoor Unit-Air-Source) | CVH825GKA3* |  |  | EN(A,D)4X48L24**+WALLCON | *80CTL1352422A* | 24200 | 17 | 8.1 | 21400 | 16600 | 77.57% | 2.02 | 0 | 11.5 |  |  |  | No | R-410A | 2.0167 | Residential & Commercial | Ducted CEE Tier 1
210473311 | Central HP <5.4 tons | KEEPRITE | HRCU-A-CB (Split System: Heat Pump with Remote Outdoor Unit-Air-Source) | CVH825GKA3* |  |  | EA*4X48L21A*+WALLCON | *80CSU0601716A* | 24000 | 17 | 8.1 | 21000 | 16600 | 79.05% | 2.02 | 0 | 11 |  |  |  | No | R-410A | 2 | Residential & Commercial | Ducted CEE Tier 1
210473432 | Central HP <5.4 tons | KEEPRITE | HRCU-A-CB (Split System: Heat Pump with Remote Outdoor Unit-Air-Source) | CVH825GKA3* |  |  | EA*4X48L21A*+WALLCON | *97CMN0602120A* | 24000 | 16.5 | 8.1 | 21000 | 16600 | 79.05% | 2 | 0 | 11 |  |  |  | No | R-410A | 2 | Residential & Commercial | Ducted CEE Tier 1
210474412 | Central HP <5.4 tons | KEEPRITE | HRCU-A-CB (Split System: Heat Pump with Remote Outdoor Unit-Air-Source) | CVH825GKA3* |  |  | EHD4X42AAL+WALLCON | *80CTL0701412A* | 24200 | 16.5 | 8.1 | 21200 | 16600 | 78.3% | 2.02 | 0 | 11 |  |  |  | No | R-410A | 2.0167 | Residential & Commercial | Ducted CEE Tier 1
215678399 | Central HP <5.4 tons | DAY & NIGHT | HRCU-A-CB (Split System: Heat Pump with Remote Outdoor Unit-Air-Source) | C5H0V24*K*AAA* |  |  | EA*5X37M21A*+WALLCON | *80CSU0601716B* | 24200 | 17.5 | 9 | 23200 | 16300 | 70.26% | 2.02 | 0 | 10.5 |  |  |  | No | R-454B | 2.0167 | Residential & Commercial | Ducted CEE Tier 1
215667638 | Central HP <5.4 tons | DAY & NIGHT | HRCU-A-CB (Split System: Heat Pump with Remote Outdoor Unit-Air-Source) | C5H0V24*K*AAA* |  |  | EA*5X36M17A*+WALLCON | *80CTL0701716B* | 23200 | 17 | 9 | 23600 | 16600 | 70.34% | 1.98 | 0 | 10 |  |  |  | No | R-454B | 1.9333 | Residential & Commercial | Ducted CEE Tier 1
215934648 | Central HP <5.4 tons | ARCOAIRE | HRCU-A-CB (Split System: Heat Pump with Remote Outdoor Unit-Air-Source) | H5H3V36*K*AAA* |  |  | EVM5X30M17A*+WALLCON | *97CMN0601714B* | 34000 | 20 | 8.1 | 38000 | 27200 | 71.58% | 2 | 0 | 11 |  |  |  | No | R-454B | 2.8333 | Residential & Commercial | Ducted CEE Tier 1
215934898 | Central HP <5.4 tons | ARCOAIRE | HRCU-A-CB (Split System: Heat Pump with Remote Outdoor Unit-Air-Source) | H5H3V36*K*AAA* |  |  | EVM5X44M21A*+WALLCON | *97CMN0602120B* | 35400 | 21 | 8.5 | 38500 | 29000 | 75.32% | 2.02 | 0 | 12 |  |  |  | No | R-454B | 2.95 | Residential & Commercial | Ducted CEE Tier 1
216051046 | Central HP <5.4 tons | RHEEM | HRCU-A-CB (Split System: Heat Pump with Remote Outdoor Unit-Air-Source) | RP19AY24AJVC |  |  | RCFY2421HEAAM | R801V0754A17UH | 22800 | 21 | 10 | 22800 | 18400 | 80.7% | 1.8 | 0 | 13 |  |  |  | No | R-454B | 1.9 | Residential & Commercial | Ducted CEE Tier 1
215934708 | Central HP <5.4 tons | ARCOAIRE | HRCU-A-CB (Split System: Heat Pump with Remote Outdoor Unit-Air-Source) | H5H3V36*K*AAA* |  |  | EVM5X32M17A*+WALLCON | *96CTN0601714B* | 35200 | 21 | 8.5 | 38000 | 28000 | 73.68% | 2.06 | 0 | 11.7 |  |  |  | No | R-454B | 2.9333 | Residential & Commercial | Ducted CEE Tier 1
215934758 | Central HP <5.4 tons | ARCOAIRE | HRCU-A-CB (Split System: Heat Pump with Remote Outdoor Unit-Air-Source) | H5H3V36*K*AAA* |  |  | EVM5X43M21A*+WALLCON | *97CMN0601714B* | 34400 | 20.5 | 8.5 | 38000 | 27600 | 72.63% | 2.08 | 0 | 11 |  |  |  | No | R-454B | 2.8667 | Residential & Commercial | Ducted CEE Tier 1
215935178 | Central HP <5.4 tons | ARCOAIRE | HRCU-A-CB (Split System: Heat Pump with Remote Outdoor Unit-Air-Source) | H5H3V36*K*AAA* |  |  | EVM5X60M21A*+WALLCON | *80CTL0451712B* | 35200 | 21 | 8.5 | 39000 | 29400 | 75.38% | 2 | 0 | 11.7 |  |  |  | No | R-454B | 2.9333 | Residential & Commercial | Ducted CEE Tier 1
215933118 | Central HP <5.4 tons | ARCOAIRE | HRCU-A-CB (Split System: Heat Pump with Remote Outdoor Unit-Air-Source) | H5H3V36*K*AAA* |  |  | ESH5X36M12A*+WALLCON | *80CTL1102120B* | 33400 | 19 | 9 | 34800 | 26600 | 76.44% | 1.92 | 0 | 11.5 |  |  |  | No | R-454B | 2.7833 | Residential & Commercial | Ducted CEE Tier 1
214066650 | Central HP <5.4 tons | RHEEM | HRCU-A-CB (Split System: Heat Pump with Remote Outdoor Unit-Air-Source) | RD17AZ36AJ3N |  |  | RCFZ3621MTANM | R802V0755A21DZ | 34200 | 17 | 8.1 | 34200 | 29400 | 85.96% | 2 | 0 | 11.7 |  |  |  | No | R-410A | 2.85 | Residential & Commercial | Ducted CEE Tier 1
214066791 | Central HP <5.4 tons | RHEEM | HRCU-A-CB (Split System: Heat Pump with Remote Outdoor Unit-Air-Source) | RD17AZ36AJ3N |  |  | RCFZ3621MTANM | R802V0504A17UHN | 34200 | 18 | 8.1 | 34200 | 29800 | 87.13% | 1.9 | 0 | 10 |  |  |  | No | R-410A | 2.85 | Residential & Commercial | Ducted CEE Tier 1
211388611 | Central HP <5.4 tons | COLEMAN | HRCU-A-CB (Split System: Heat Pump with Remote Outdoor Unit-Air-Source) | HMH72B341 |  |  | XAFC36DXXN1+TXV | TM9E100C16MP12 | 34000 | 18 | 8.1 | 33600 | 23800 | 70.83% | 2.08 | 0 | 10 |  |  |  | No | R-410A | 2.8333 | Residential & Commercial | Ducted CEE Tier 1
214720228 | Central HP <5.4 tons | FRASER-JOHNSTON | HRCU-A-CB (Split System: Heat Pump with Remote Outdoor Unit-Air-Source) | HH836E2S11 |  |  | CTU48C5XFS1+TXV | Z8ES100C16SMPS1 | 34000 | 19 | 9 | 31600 | 25200 | 79.75% | 2 | 0 | 11 |  |  |  | No | R-454B | 2.8333 | Residential & Commercial | Ducted CEE Tier 1
214595067 | Central HP <5.4 tons | CHAMPION HEATING AND COOLING | HRCU-A-CB (Split System: Heat Pump with Remote Outdoor Unit-Air-Source) | HH836E2S11 |  |  | CTM36C5CDS1 | Z8ES100C20SMPS1 | 34400 | 18 | 8.5 | 32000 | 26200 | 81.88% | 2 | 0 | 11 |  |  |  | No | R-454B | 2.8667 | Residential & Commercial | Ducted CEE Tier 1
211389705 | Central HP <5.4 tons | COLEMAN | HRCU-A-CB (Split System: Heat Pump with Remote Outdoor Unit-Air-Source) | HMH72B341 |  |  | XAFC36DBCN1 | TM8Y080B12MP11 | 34000 | 18 | 8.1 | 33600 | 23600 | 70.24% | 2.06 | 0 | 10 |  |  |  | No | R-410A | 2.8333 | Residential & Commercial | Ducted CEE Tier 1
214595037 | Central HP <5.4 tons | CHAMPION HEATING AND COOLING | HRCU-A-CB (Split System: Heat Pump with Remote Outdoor Unit-Air-Source) | HH836E2S11 |  |  | CTF48C5CFS1 | Z8ES080C16SMPS1 | 34400 | 19 | 9 | 32200 | 25400 | 78.88% | 2 | 0 | 11 |  |  |  | No | R-454B | 2.8667 | Residential & Commercial | Ducted CEE Tier 1
216374756 | Central HP <5.4 tons | CHAMPION HEATING AND COOLING | HRCU-A-CB (Split System: Heat Pump with Remote Outdoor Unit-Air-Source) | HH836E2S11 |  |  | CTU48C5XFS1+TXV | Z9ET100C16SMPS1 | 33400 | 19 | 9.5 | 31400 | 23800 | 75.8% | 2 | 0 | 11 |  |  |  | No | R-454B | 2.7833 | Residential & Commercial | Ducted CEE Tier 1
215681879 | Central HP <5.4 tons | DAY & NIGHT | HRCU-A-CB (Split System: Heat Pump with Remote Outdoor Unit-Air-Source) | C5H0V48*K*AAA* |  |  | EVM5X49M21A*+WALLCON | *97CTN0802120A* | 48000 | 19 | 9 | 50000 | 36800 | 73.6% | 2 | 0 | 10 |  |  |  | No | R-454B | 4 | Residential & Commercial | Ducted CEE Tier 1
215682229 | Central HP <5.4 tons | DAY & NIGHT | HRCU-A-CB (Split System: Heat Pump with Remote Outdoor Unit-Air-Source) | C5H0V48*K*AAA* |  |  | EVD5X48M24A*+WALLCON | *97CTN1202422A* | 47000 | 18.5 | 9 | 50000 | 36400 | 72.8% | 2 | 0 | 10 |  |  |  | No | R-454B | 3.9167 | Residential & Commercial | Ducted CEE Tier 1
215682379 | Central HP <5.4 tons | DAY & NIGHT | HRCU-A-CB (Split System: Heat Pump with Remote Outdoor Unit-Air-Source) | C5H0V48*K*AAA* |  |  | EVD5X60M24A*+WALLCON | *96CTN0802120B* | 48000 | 19 | 9 | 50000 | 36600 | 73.2% | 2 | 0 | 10 |  |  |  | No | R-454B | 4 | Residential & Commercial | Ducted CEE Tier 1
215682449 | Central HP <5.4 tons | DAY & NIGHT | HRCU-A-CB (Split System: Heat Pump with Remote Outdoor Unit-Air-Source) | C5H0V48*K*AAA* |  |  | EVD5X61M21A*+WALLCON | *80CSU0401712B* | 48500 | 19 | 9 | 50000 | 36800 | 73.6% | 2.12 | 0 | 10 |  |  |  | No | R-454B | 4.0417 | Residential & Commercial | Ducted CEE Tier 1
214574099 | Central HP <5.4 tons | BRYANT HEATING AND COOLING SYSTEMS | HRCU-A-CB (Split System: Heat Pump with Remote Outdoor Unit-Air-Source) | 288BNV037*0**B* |  |  | CAP**6121AL*+UI | 935CB60080C21*** | 33200 | 17.5 | 8.5 | 32000 | 25000 | 78.12% | 2 | 0 | 11.5 |  |  |  | No | R-410A | 2.7667 | Residential & Commercial | Ducted CEE Tier 1
215933018 | Central HP <5.4 tons | ARCOAIRE | HRCU-A-CB (Split System: Heat Pump with Remote Outdoor Unit-Air-Source) | H5H3V36*K*AAA* |  |  | ESH5X30M12A*+WALLCON | *96CTN0601714B* | 32400 | 18 | 9 | 34800 | 26600 | 76.44% | 1.92 | 0 | 10 |  |  |  | No | R-454B | 2.7 | Residential & Commercial | Ducted CEE Tier 1
215934938 | Central HP <5.4 tons | ARCOAIRE | HRCU-A-CB (Split System: Heat Pump with Remote Outdoor Unit-Air-Source) | H5H3V36*K*AAA* |  |  | EVM5X44M21A*+WALLCON | *96CTN0801714B* | 35400 | 21.5 | 8.5 | 38500 | 28800 | 74.81% | 2.02 | 0 | 12 |  |  |  | No | R-454B | 2.95 | Residential & Commercial | Ducted CEE Tier 1
215933768 | Central HP <5.4 tons | ARCOAIRE | HRCU-A-CB (Split System: Heat Pump with Remote Outdoor Unit-Air-Source) | H5H3V36*K*AAA* |  |  | ESH5X60M12A*+WALLCON | *80CTL0701716B* | 34000 | 19.5 | 9 | 34600 | 26400 | 76.3% | 1.94 | 0 | 11.5 |  |  |  | No | R-454B | 2.8333 | Residential & Commercial | Ducted CEE Tier 1
215934948 | Central HP <5.4 tons | ARCOAIRE | HRCU-A-CB (Split System: Heat Pump with Remote Outdoor Unit-Air-Source) | H5H3V36*K*AAA* |  |  | EVM5X44M21A*+WALLCON | *96CTN1002122B* | 35600 | 22 | 8.5 | 38000 | 28600 | 75.26% | 2.02 | 0 | 12.5 |  |  |  | No | R-454B | 2.9667 | Residential & Commercial | Ducted CEE Tier 1
215935248 | Central HP <5.4 tons | ARCOAIRE | HRCU-A-CB (Split System: Heat Pump with Remote Outdoor Unit-Air-Source) | H5H3V36*K*AAA* |  |  | EVM5X60M21A*+WALLCON | *95CSU0802120B* | 35600 | 21.5 | 8.5 | 38000 | 28600 | 75.26% | 2.04 | 0 | 12 |  |  |  | No | R-454B | 2.9667 | Residential & Commercial | Ducted CEE Tier 1
215935198 | Central HP <5.4 tons | ARCOAIRE | HRCU-A-CB (Split System: Heat Pump with Remote Outdoor Unit-Air-Source) | H5H3V36*K*AAA* |  |  | EVM5X60M21A*+WALLCON | *80CTL0702120B* | 35600 | 21.5 | 8.5 | 38000 | 28600 | 75.26% | 2.02 | 0 | 12 |  |  |  | No | R-454B | 2.9667 | Residential & Commercial | Ducted CEE Tier 1
215933728 | Central HP <5.4 tons | ARCOAIRE | HRCU-A-CB (Split System: Heat Pump with Remote Outdoor Unit-Air-Source) | H5H3V36*K*AAA* |  |  | ESH5X60M12A*+WALLCON | *80CSU0601716A* | 34000 | 19.5 | 9 | 34400 | 26000 | 75.58% | 1.94 | 0 | 11.7 |  |  |  | No | R-454B | 2.8333 | Residential & Commercial | Ducted CEE Tier 1
215678339 | Central HP <5.4 tons | DAY & NIGHT | HRCU-A-CB (Split System: Heat Pump with Remote Outdoor Unit-Air-Source) | C5H0V24*K*AAA* |  |  | EA*5X36M17A*+WALLCON | *97CTN0801716A* | 23000 | 17 | 9 | 23800 | 16700 | 70.17% | 1.98 | 0 | 10 |  |  |  | No | R-454B | 1.9167 | Residential & Commercial | Ducted CEE Tier 1
215934828 | Central HP <5.4 tons | ARCOAIRE | HRCU-A-CB (Split System: Heat Pump with Remote Outdoor Unit-Air-Source) | H5H3V36*K*AAA* |  |  | EVM5X44M21A*+WALLCON | *80CTL0702120B* | 35600 | 21.5 | 8.5 | 38000 | 28600 | 75.26% | 2.02 | 0 | 12 |  |  |  | No | R-454B | 2.9667 | Residential & Commercial | Ducted CEE Tier 1
215934858 | Central HP <5.4 tons | ARCOAIRE | HRCU-A-CB (Split System: Heat Pump with Remote Outdoor Unit-Air-Source) | H5H3V36*K*AAA* |  |  | EVM5X44M21A*+WALLCON | *80CTL1102120B* | 35600 | 22 | 8.5 | 38000 | 28400 | 74.74% | 2.02 | 0 | 12.5 |  |  |  | No | R-454B | 2.9667 | Residential & Commercial | Ducted CEE Tier 1
215933608 | Central HP <5.4 tons | ARCOAIRE | HRCU-A-CB (Split System: Heat Pump with Remote Outdoor Unit-Air-Source) | H5H3V36*K*AAA* |  |  | ESH5X48M12A*+WALLCON | *95CSU0601716B* | 33600 | 19 | 9 | 35200 | 27000 | 76.7% | 1.92 | 0 | 11 |  |  |  | No | R-454B | 2.8 | Residential & Commercial | Ducted CEE Tier 1
215933438 | Central HP <5.4 tons | ARCOAIRE | HRCU-A-CB (Split System: Heat Pump with Remote Outdoor Unit-Air-Source) | H5H3V36*K*AAA* |  |  | ESH5X42M12A*+WALLCON | *97CMN1002122B* | 33600 | 19 | 9 | 34600 | 26600 | 76.88% | 1.94 | 0 | 11.5 |  |  |  | No | R-454B | 2.8 | Residential & Commercial | Ducted CEE Tier 1
215933368 | Central HP <5.4 tons | ARCOAIRE | HRCU-A-CB (Split System: Heat Pump with Remote Outdoor Unit-Air-Source) | H5H3V36*K*AAA* |  |  | ESH5X42M12A*+WALLCON | *95CSU0601716B* | 33400 | 18.5 | 9 | 35200 | 27000 | 76.7% | 1.92 | 0 | 11 |  |  |  | No | R-454B | 2.7833 | Residential & Commercial | Ducted CEE Tier 1
215668833 | Central HP <5.4 tons | KEEPRITE | HRCU-A-CB (Split System: Heat Pump with Remote Outdoor Unit-Air-Source) | C5H0V36*K*AAA* |  |  | EA*5X42M21A*+WALLCON | *80CTL0702120B* | 33000 | 17.5 | 9 | 35800 | 25600 | 71.51% | 1.86 | 0 | 10 |  |  |  | No | R-454B | 2.75 | Residential & Commercial | Ducted CEE Tier 1
215668944 | Central HP <5.4 tons | DAY & NIGHT | HRCU-A-CB (Split System: Heat Pump with Remote Outdoor Unit-Air-Source) | C5H0V36*K*AAA* |  |  | EA*5X42M21A*+WALLCON | *96CTN1002122B* | 33200 | 17.5 | 9 | 35800 | 25600 | 71.51% | 1.84 | 0 | 10 |  |  |  | No | R-454B | 2.7667 | Residential & Commercial | Ducted CEE Tier 1
214574129 | Central HP <5.4 tons | BRYANT HEATING AND COOLING SYSTEMS | HRCU-A-CB (Split System: Heat Pump with Remote Outdoor Unit-Air-Source) | 288BNV037*0**B* |  |  | CAP**6121AL*+UI | 987MC60080C21*** | 33200 | 17.5 | 8.5 | 32000 | 24800 | 77.5% | 2 | 0 | 11.5 |  |  |  | No | R-410A | 2.7667 | Residential & Commercial | Ducted CEE Tier 1
214574349 | Central HP <5.4 tons | BRYANT HEATING AND COOLING SYSTEMS | HRCU-A-CB (Split System: Heat Pump with Remote Outdoor Unit-Air-Source) | 288BNV037*0**B* |  |  | CSPH*4812AL*+UI | 935CB66100C21*** | 32600 | 17.5 | 8.5 | 32600 | 24800 | 76.07% | 1.98 | 0 | 11 |  |  |  | No | R-410A | 2.7167 | Residential & Commercial | Ducted CEE Tier 1
214574399 | Central HP <5.4 tons | BRYANT HEATING AND COOLING SYSTEMS | HRCU-A-CB (Split System: Heat Pump with Remote Outdoor Unit-Air-Source) | 288BNV037*0**B* |  |  | CSPH*6012AL*+UI | 935CB60080C21*** | 33000 | 17 | 8.5 | 32200 | 25000 | 77.64% | 2 | 0 | 11 |  |  |  | No | R-410A | 2.75 | Residential & Commercial | Ducted CEE Tier 1
214573035 | Central HP <5.4 tons | KEEPRITE | HRCU-A-CB (Split System: Heat Pump with Remote Outdoor Unit-Air-Source) | CVH837GKA** |  |  | EA*4X61L24A*+WALLCON | *95CSU1002122B* | 33200 | 18.5 | 8.5 | 31800 | 24800 | 77.99% | 2 | 0 | 11.5 |  |  |  | No | R-410A | 2.7667 | Residential & Commercial | Ducted CEE Tier 1
214573305 | Central HP <5.4 tons | KEEPRITE | HRCU-A-CB (Split System: Heat Pump with Remote Outdoor Unit-Air-Source) | CVH837GKA** |  |  | EHD4X60AAL+WALLCON | *96CTN0802120B* | 33000 | 18 | 8.5 | 32000 | 24800 | 77.5% | 2.02 | 0 | 11.5 |  |  |  | No | R-410A | 2.75 | Residential & Commercial | Ducted CEE Tier 1
214572735 | Central HP <5.4 tons | KEEPRITE | HRCU-A-CB (Split System: Heat Pump with Remote Outdoor Unit-Air-Source) | CVH837GKA** |  |  | EA*4X43L21A*+WALLCON | *95CSU1002122B* | 33000 | 17.5 | 8.5 | 32600 | 25000 | 76.69% | 2 | 0 | 11.5 |  |  |  | No | R-410A | 2.75 | Residential & Commercial | Ducted CEE Tier 1
214572485 | Central HP <5.4 tons | KEEPRITE | HRCU-A-CB (Split System: Heat Pump with Remote Outdoor Unit-Air-Source) | CVH837GKA** |  |  | EA*4X36L21A*+WALLCON | *95CSU0802120B* | 31400 | 17 | 8.1 | 33000 | 24200 | 73.33% | 1.86 | 0 | 11 |  |  |  | No | R-410A | 2.6167 | Residential & Commercial | Ducted CEE Tier 1
214572535 | Central HP <5.4 tons | KEEPRITE | HRCU-A-CB (Split System: Heat Pump with Remote Outdoor Unit-Air-Source) | CVH837GKA** |  |  | EA*4X37L21A*+WALLCON | *80CTL0702120B* | 32800 | 17.5 | 8.5 | 32800 | 25200 | 76.83% | 2 | 0 | 11 |  |  |  | No | R-410A | 2.7333 | Residential & Commercial | Ducted CEE Tier 1
213782069 | Central HP <5.4 tons | ARCOAIRE | HRCU-A-CB (Split System: Heat Pump with Remote Outdoor Unit-Air-Source) | HVH837GKA2* |  |  | EHD4X48AAL+WALLCON | *80CTL0701716B* | 32600 | 16.5 | 8.1 | 33200 | 25000 | 75.3% | 1.94 | 0 | 11 |  |  |  | No | R-410A | 2.7167 | Residential & Commercial | Ducted CEE Tier 1
213782119 | Central HP <5.4 tons | ARCOAIRE | HRCU-A-CB (Split System: Heat Pump with Remote Outdoor Unit-Air-Source) | HVH837GKA2* |  |  | EHD4X48AAL+WALLCON | *95CSU0601716B* | 32400 | 16 | 8.1 | 33000 | 25000 | 75.76% | 1.94 | 0 | 11 |  |  |  | No | R-410A | 2.7 | Residential & Commercial | Ducted CEE Tier 1
216051114 | Central HP <5.4 tons | RHEEM | HRCU-A-CB (Split System: Heat Pump with Remote Outdoor Unit-Air-Source) | RP19AY36AJVC |  |  | RCFY3621MEAAM | R962V0703A17M4 | 34200 | 20 | 10 | 34200 | 29600 | 86.55% | 2 | 0 | 12 |  |  |  | No | R-454B | 2.85 | Residential & Commercial | Ducted CEE Tier 1
214398726 | Central HP <5.4 tons | CHAMPION HEATING AND COOLING | HRCU-A-CB (Split System: Heat Pump with Remote Outdoor Unit-Air-Source) | HH860E2S11 |  |  | CTM60D5CGS1 | TM9V120D20MP12 | 44000 | 18 | 9 | 44000 | 33400 | 75.91% | 2 | 0 | 11.7 |  |  |  | No | R-454B | 3.6667 | Residential & Commercial | Ducted CEE Tier 1
214398308 | Central HP <5.4 tons | CHAMPION HEATING AND COOLING | HRCU-A-CB (Split System: Heat Pump with Remote Outdoor Unit-Air-Source) | HH860E2S11 |  |  | CTF60C5CGS1 | TMLE080C20MP11 | 44500 | 17 | 9 | 45000 | 33800 | 75.11% | 2 | 0 | 11.7 |  |  |  | No | R-454B | 3.7083 | Residential & Commercial | Ducted CEE Tier 1
214398340 | Central HP <5.4 tons | CHAMPION HEATING AND COOLING | HRCU-A-CB (Split System: Heat Pump with Remote Outdoor Unit-Air-Source) | HH860E2S11 |  |  | CTF60C5CGS1 | TM8Y100C16MP11 | 44000 | 18 | 9 | 44000 | 33400 | 75.91% | 2 | 0 | 11.7 |  |  |  | No | R-454B | 3.6667 | Residential & Commercial | Ducted CEE Tier 1
214398449 | Central HP <5.4 tons | CHAMPION HEATING AND COOLING | HRCU-A-CB (Split System: Heat Pump with Remote Outdoor Unit-Air-Source) | HH860E2S11 |  |  | CTM60C5CHS1 | TMLE100C20MP11 | 53500 | 19 | 8.5 | 55000 | 39000 | 70.91% | 2 | 0 | 11 |  |  |  | No | R-454B | 4.4583 | Residential & Commercial | Ducted CEE Tier 1
214397420 | Central HP <5.4 tons | LUXAIRE | HRCU-A-CB (Split System: Heat Pump with Remote Outdoor Unit-Air-Source) | HH860E2S11 |  |  | CTF60C5CGS1 | TM8E100C16MP11 | 44500 | 18 | 9 | 45500 | 34200 | 75.16% | 2 | 0 | 11 |  |  |  | No | R-454B | 3.7083 | Residential & Commercial | Ducted CEE Tier 1
213782083 | Central HP <5.4 tons | KENMORE | HRCU-A-CB (Split System: Heat Pump with Remote Outdoor Unit-Air-Source) | (C,H,T)VH837GKA2* |  |  | EHD4X48AAL+WALLCON | *80CTL0901716B* | 32400 | 16.5 | 8.1 | 33000 | 24800 | 75.15% | 1.96 | 0 | 11 |  |  |  | No | R-410A | 2.7 | Residential & Commercial | Ducted CEE Tier 1
213782153 | Central HP <5.4 tons | KENMORE | HRCU-A-CB (Split System: Heat Pump with Remote Outdoor Unit-Air-Source) | (C,H,T)VH837GKA2* |  |  | EHD4X48AAL+WALLCON | *97CMN1002122B* | 32600 | 16.5 | 8.1 | 33000 | 24800 | 75.15% | 1.96 | 0 | 11 |  |  |  | No | R-410A | 2.7167 | Residential & Commercial | Ducted CEE Tier 1
214719714 | Central HP <5.4 tons | FRASER-JOHNSTON | HRCU-A-CB (Split System: Heat Pump with Remote Outdoor Unit-Air-Source) | HH836E2S11 |  |  | CTU36B5XDS1+TXV | TP9C080B12MP13 | 33000 | 18 | 8.5 | 30800 | 25000 | 81.17% | 2 | 0 | 11 |  |  |  | No | R-454B | 2.75 | Residential & Commercial | Ducted CEE Tier 1
214719880 | Central HP <5.4 tons | FRASER-JOHNSTON | HRCU-A-CB (Split System: Heat Pump with Remote Outdoor Unit-Air-Source) | HH836E2S11 |  |  | CTU48C5XFS1+TXV | TL8E100C20UH11 | 33400 | 18 | 9 | 31400 | 25200 | 80.25% | 2 | 0 | 11 |  |  |  | No | R-454B | 2.7833 | Residential & Commercial | Ducted CEE Tier 1
214397312 | Central HP <5.4 tons | LUXAIRE | HRCU-A-CB (Split System: Heat Pump with Remote Outdoor Unit-Air-Source) | HH836E2S11 |  |  | CTF36B5CDS1 | TPLC080B12MP13 | 33000 | 17 | 8.5 | 31000 | 25200 | 81.29% | 2 | 0 | 11 |  |  |  | No | R-454B | 2.75 | Residential & Commercial | Ducted CEE Tier 1
214398615 | Central HP <5.4 tons | CHAMPION HEATING AND COOLING | HRCU-A-CB (Split System: Heat Pump with Remote Outdoor Unit-Air-Source) | HH836E2S11 |  |  | CTM48C5CFS1 | TM9E080C16MP12 | 33800 | 19 | 9 | 32000 | 25400 | 79.38% | 2 | 0 | 11 |  |  |  | No | R-454B | 2.8167 | Residential & Commercial | Ducted CEE Tier 1
214397388 | Central HP <5.4 tons | LUXAIRE | HRCU-A-CB (Split System: Heat Pump with Remote Outdoor Unit-Air-Source) | HH836E2S11 |  |  | CTF48C5CFS1 | TM9E100C20MP12 | 34400 | 17 | 9 | 32400 | 25800 | 79.63% | 2 | 0 | 11 |  |  |  | No | R-454B | 2.8667 | Residential & Commercial | Ducted CEE Tier 1
215932918 | Central HP <5.4 tons | ARCOAIRE | HRCU-A-CB (Split System: Heat Pump with Remote Outdoor Unit-Air-Source) | H5H3V36*K*AAA* |  |  | EA*5X61M24A*+WALLCON | *97CMN0802120B* | 34400 | 20.5 | 9.5 | 34400 | 26000 | 75.58% | 2.06 | 0 | 12 |  |  |  | No | R-454B | 2.8667 | Residential & Commercial | Ducted CEE Tier 1
215934868 | Central HP <5.4 tons | ARCOAIRE | HRCU-A-CB (Split System: Heat Pump with Remote Outdoor Unit-Air-Source) | H5H3V36*K*AAA* |  |  | EVM5X44M21A*+WALLCON | *95CSU0601716B* | 35400 | 21.5 | 8.5 | 38500 | 29000 | 75.32% | 2.02 | 0 | 12 |  |  |  | No | R-454B | 2.95 | Residential & Commercial | Ducted CEE Tier 1
215935068 | Central HP <5.4 tons | ARCOAIRE | HRCU-A-CB (Split System: Heat Pump with Remote Outdoor Unit-Air-Source) | H5H3V36*K*AAA* |  |  | EVM5X49M21A*+WALLCON | *95CSU0802120B* | 35600 | 21.5 | 8.5 | 38000 | 28600 | 75.26% | 2.02 | 0 | 12 |  |  |  | No | R-454B | 2.9667 | Residential & Commercial | Ducted CEE Tier 1
215933578 | Central HP <5.4 tons | ARCOAIRE | HRCU-A-CB (Split System: Heat Pump with Remote Outdoor Unit-Air-Source) | H5H3V36*K*AAA* |  |  | ESH5X48M12A*+WALLCON | *80CTL0901716B* | 33600 | 19.5 | 9 | 34800 | 26600 | 76.44% | 1.94 | 0 | 11.5 |  |  |  | No | R-454B | 2.8 | Residential & Commercial | Ducted CEE Tier 1
215934848 | Central HP <5.4 tons | ARCOAIRE | HRCU-A-CB (Split System: Heat Pump with Remote Outdoor Unit-Air-Source) | H5H3V36*K*AAA* |  |  | EVM5X44M21A*+WALLCON | *80CTL0902120B* | 35600 | 22 | 8.5 | 38000 | 28400 | 74.74% | 2.02 | 0 | 12.5 |  |  |  | No | R-454B | 2.9667 | Residential & Commercial | Ducted CEE Tier 1
213780113 | Central HP <5.4 tons | KENMORE | HRCU-A-CB (Split System: Heat Pump with Remote Outdoor Unit-Air-Source) | (C,H,T)VH837GKA** |  |  | EHD4X42AAL+WALLCON | *96CTN0801714B* | 32400 | 16 | 8.1 | 33000 | 24800 | 75.15% | 1.92 | 0 | 11 |  |  |  | No | R-410A | 2.7 | Residential & Commercial | Ducted CEE Tier 1
213780093 | Central HP <5.4 tons | KENMORE | HRCU-A-CB (Split System: Heat Pump with Remote Outdoor Unit-Air-Source) | (C,H,T)VH837GKA** |  |  | EHD4X42AAL+WALLCON | *97CMN1202422B* | 32400 | 16.5 | 8.1 | 32800 | 24800 | 75.61% | 1.94 | 0 | 11 |  |  |  | No | R-410A | 2.7 | Residential & Commercial | Ducted CEE Tier 1
213779663 | Central HP <5.4 tons | KENMORE | HRCU-A-CB (Split System: Heat Pump with Remote Outdoor Unit-Air-Source) | (C,H,T)VH837GKA** |  |  | EA*4X61L21A*+WALLCON | *80CTL0902120B* | 33200 | 17.5 | 8.5 | 32000 | 24800 | 77.5% | 1.98 | 0 | 11.7 |  |  |  | No | R-410A | 2.7667 | Residential & Commercial | Ducted CEE Tier 1
213780013 | Central HP <5.4 tons | KENMORE | HRCU-A-CB (Split System: Heat Pump with Remote Outdoor Unit-Air-Source) | (C,H,T)VH837GKA** |  |  | EHD4X42AAL+WALLCON | *80CTL0901716B* | 32200 | 16.5 | 8.1 | 33000 | 24800 | 75.15% | 1.94 | 0 | 11 |  |  |  | No | R-410A | 2.6833 | Residential & Commercial | Ducted CEE Tier 1
213779563 | Central HP <5.4 tons | KENMORE | HRCU-A-CB (Split System: Heat Pump with Remote Outdoor Unit-Air-Source) | (C,H,T)VH837GKA** |  |  | EA*4X60L24A*+WALLCON | *80CTL0902120B* | 32800 | 17.5 | 8.1 | 31800 | 24600 | 77.36% | 1.98 | 0 | 11.5 |  |  |  | No | R-410A | 2.7333 | Residential & Commercial | Ducted CEE Tier 1
215678360 | Central HP <5.4 tons | KEEPRITE | HRCU-A-CB (Split System: Heat Pump with Remote Outdoor Unit-Air-Source) | C5H0V24*K*AAA* |  |  | EA*5X37M17A*+WALLCON | *80CSU0601716B* | 23800 | 17 | 9 | 23400 | 16400 | 70.09% | 2 | 0 | 10 |  |  |  | No | R-454B | 1.9833 | Residential & Commercial | Ducted CEE Tier 1
215667589 | Central HP <5.4 tons | KEEPRITE | HRCU-A-CB (Split System: Heat Pump with Remote Outdoor Unit-Air-Source) | C5H0V24*K*AAA* |  |  | EA*5X36M17A*+WALLCON | *80CSU0601716A* | 23200 | 17 | 9 | 23600 | 16600 | 70.34% | 1.98 | 0 | 10 |  |  |  | No | R-454B | 1.9333 | Residential & Commercial | Ducted CEE Tier 1
215933308 | Central HP <5.4 tons | ARCOAIRE | HRCU-A-CB (Split System: Heat Pump with Remote Outdoor Unit-Air-Source) | H5H3V36*K*AAA* |  |  | ESH5X42M12A*+WALLCON | *80CTL0701412B* | 33400 | 19 | 9 | 35200 | 27000 | 76.7% | 1.92 | 0 | 11 |  |  |  | No | R-454B | 2.7833 | Residential & Commercial | Ducted CEE Tier 1
215935018 | Central HP <5.4 tons | ARCOAIRE | HRCU-A-CB (Split System: Heat Pump with Remote Outdoor Unit-Air-Source) | H5H3V36*K*AAA* |  |  | EVM5X49M21A*+WALLCON | *80CTL0702120B* | 35600 | 21.5 | 8.5 | 38000 | 28600 | 75.26% | 2.02 | 0 | 12 |  |  |  | No | R-454B | 2.9667 | Residential & Commercial | Ducted CEE Tier 1
215932938 | Central HP <5.4 tons | ARCOAIRE | HRCU-A-CB (Split System: Heat Pump with Remote Outdoor Unit-Air-Source) | H5H3V36*K*AAA* |  |  | EA*5X61M24A*+WALLCON | *97CMN1202422B* | 34400 | 20.5 | 9.5 | 34400 | 26000 | 75.58% | 2.06 | 0 | 12 |  |  |  | No | R-454B | 2.8667 | Residential & Commercial | Ducted CEE Tier 1
215932838 | Central HP <5.4 tons | ARCOAIRE | HRCU-A-CB (Split System: Heat Pump with Remote Outdoor Unit-Air-Source) | H5H3V36*K*AAA* |  |  | EA*5X61M21A*+WALLCON | *96CTN1002122B* | 34400 | 20.5 | 9.5 | 34200 | 26000 | 76.02% | 2.06 | 0 | 12 |  |  |  | No | R-454B | 2.8667 | Residential & Commercial | Ducted CEE Tier 1
215932618 | Central HP <5.4 tons | ARCOAIRE | HRCU-A-CB (Split System: Heat Pump with Remote Outdoor Unit-Air-Source) | H5H3V36*K*AAA* |  |  | EA*5X60M24A*+WALLCON | *97CMN1002122B* | 34000 | 20.5 | 9.5 | 34000 | 25800 | 75.88% | 2.06 | 0 | 12 |  |  |  | No | R-454B | 2.8333 | Residential & Commercial | Ducted CEE Tier 1
213781933 | Central HP <5.4 tons | KENMORE | HRCU-A-CB (Split System: Heat Pump with Remote Outdoor Unit-Air-Source) | (C,H,T)VH837GKA2* |  |  | EHD4X42AAL+WALLCON | *80CTL0902120B* | 32400 | 16.5 | 8.1 | 32800 | 24600 | 75% | 1.94 | 0 | 11 |  |  |  | No | R-410A | 2.7 | Residential & Commercial | Ducted CEE Tier 1
213782033 | Central HP <5.4 tons | KENMORE | HRCU-A-CB (Split System: Heat Pump with Remote Outdoor Unit-Air-Source) | (C,H,T)VH837GKA2* |  |  | EHD4X42AAL+WALLCON | *96CTN1002122B* | 32600 | 16.5 | 8.1 | 33000 | 24600 | 74.55% | 1.94 | 0 | 11 |  |  |  | No | R-410A | 2.7167 | Residential & Commercial | Ducted CEE Tier 1
214397605 | Central HP <5.4 tons | CHAMPION HEATING AND COOLING | HRCU-A-CB (Split System: Heat Pump with Remote Outdoor Unit-Air-Source) | HH860E2S11 |  |  | CTM60D5CHS1 | TM8E130D20MP11 | 54500 | 19 | 8.5 | 55000 | 40000 | 72.73% | 2 | 0 | 11.7 |  |  |  | No | R-454B | 4.5417 | Residential & Commercial | Ducted CEE Tier 1
214397830 | Central HP <5.4 tons | CHAMPION HEATING AND COOLING | HRCU-A-CB (Split System: Heat Pump with Remote Outdoor Unit-Air-Source) | HH860E2S11 |  |  | CTM60C5CGS1 | TP9C080C16MP13 | 43500 | 18 | 9 | 44000 | 34000 | 77.27% | 2 | 0 | 11 |  |  |  | No | R-454B | 3.625 | Residential & Commercial | Ducted CEE Tier 1
214397398 | Central HP <5.4 tons | LUXAIRE | HRCU-A-CB (Split System: Heat Pump with Remote Outdoor Unit-Air-Source) | HH860E2S11 |  |  | CTF60C5CGS1 | TM9Y100C16MP11 | 43500 | 17 | 9 | 44500 | 33800 | 75.96% | 2 | 0 | 11 |  |  |  | No | R-454B | 3.625 | Residential & Commercial | Ducted CEE Tier 1
214606559 | Central HP <5.4 tons | LUXAIRE | HRCU-A-C (Split System: Heat Pump with Remote Outdoor Unit with No Indoor Fan --Air Source) | HH860E2S11 |  |  | CTM60C5CHS1 |  | 54000 | 15.2 | 8.1 | 55000 | 40000 | 72.73% | 2 | 0 | 11 |  |  |  | No | R-454B | 4.5 | Residential & Commercial | Ducted CEE Tier 1
213781483 | Central HP <5.4 tons | KENMORE | HRCU-A-CB (Split System: Heat Pump with Remote Outdoor Unit-Air-Source) | (C,H,T)VH837GKA2* |  |  | EA*4X60L24A*+WALLCON | *80CTL1102120B* | 32800 | 17.5 | 8.1 | 31800 | 24600 | 77.36% | 1.98 | 0 | 11.5 |  |  |  | No | R-410A | 2.7333 | Residential & Commercial | Ducted CEE Tier 1
213072302 | Central HP <5.4 tons | ACIQ | HRCU-A-CB (Split System: Heat Pump with Remote Outdoor Unit-Air-Source) | DLCURAH18ABK |  |  | EN(A,D)4X24L17** | *80VTL0451412A* | 17600 | 16 | 8.5 | 18500 | 18800 | 101.6% | 2.26 | 0 | 11 |  |  |  | No | R-410A | 1.4667 | Residential & Commercial | Ducted CEE Tier 1
213072334 | Central HP <5.4 tons | ACIQ | HRCU-A-CB (Split System: Heat Pump with Remote Outdoor Unit-Air-Source) | DLCURAH18ABK |  |  | EN(A,D)4X30L14** | *95ESN0261410A* | 18100 | 15.5 | 8.5 | 18800 | 18400 | 97.87% | 2.2 | 0 | 11 |  |  |  | No | R-410A | 1.5083 | Residential & Commercial | Ducted CEE Tier 1
213072384 | Central HP <5.4 tons | ACIQ | HRCU-A-CB (Split System: Heat Pump with Remote Outdoor Unit-Air-Source) | DLCURAH18ABK |  |  | FM(C,U)4Z30**AL* |  | 18000 | 17.5 | 8.5 | 18500 | 18900 | 102.2% | 2.3 | 0 | 11 |  |  |  | No | R-410A | 1.5 | Residential & Commercial | Ducted CEE Tier 1
213062794 | Central HP <5.4 tons | ACIQ | HRCU-A-CB (Split System: Heat Pump with Remote Outdoor Unit-Air-Source) | HVH837GKA** |  |  | EN(A,D,W)4X48L21**+WALLCON | *80CSU1002120A* | 32400 | 17 | 8.1 | 33000 | 24800 | 75.15% | 1.94 | 12.2 | 11.5 |  |  |  | No | R-410A | 2.7 | Residential & Commercial | Ducted CEE Tier 1
213062809 | Central HP <5.4 tons | ACIQ | HRCU-A-CB (Split System: Heat Pump with Remote Outdoor Unit-Air-Source) | HVH837GKA** |  |  | EA*4X48L21A*+WALLCON | *95CSU1002122A* | 32400 | 17.5 | 8.5 | 32600 | 24800 | 76.07% | 2 | 12 | 11.5 |  |  |  | No | R-410A | 2.7 | Residential & Commercial | Ducted CEE Tier 1
213062811 | Central HP <5.4 tons | ACIQ | HRCU-A-CB (Split System: Heat Pump with Remote Outdoor Unit-Air-Source) | HVH837GKA** |  |  | EA*4X48L24A*+WALLCON | *95CSU1002122A* | 32400 | 17.5 | 8.5 | 32400 | 24800 | 76.54% | 2 | 12 | 11.5 |  |  |  | No | R-410A | 2.7 | Residential & Commercial | Ducted CEE Tier 1
213782169 | Central HP <5.4 tons | ARCOAIRE | HRCU-A-CB (Split System: Heat Pump with Remote Outdoor Unit-Air-Source) | HVH837GKA2* |  |  | EHD4X48AAL+WALLCON | *96CTN0601714B* | 32400 | 16 | 8.1 | 33000 | 25200 | 76.36% | 1.94 | 0 | 10.5 |  |  |  | No | R-410A | 2.7 | Residential & Commercial | Ducted CEE Tier 1
213782019 | Central HP <5.4 tons | ARCOAIRE | HRCU-A-CB (Split System: Heat Pump with Remote Outdoor Unit-Air-Source) | HVH837GKA2* |  |  | EHD4X42AAL+WALLCON | *96CTN0801714B* | 32400 | 16 | 8.1 | 33000 | 24800 | 75.15% | 1.92 | 0 | 11 |  |  |  | No | R-410A | 2.7 | Residential & Commercial | Ducted CEE Tier 1
212973269 | Central HP <5.4 tons | KEEPRITE | HRCU-A-CB (Split System: Heat Pump with Remote Outdoor Unit-Air-Source) | DLCURAH24ABK |  |  | EN(A,D)4X30L17** | *96VSN0401712B* | 23200 | 16 | 8.1 | 26200 | 24800 | 94.66% | 2.06 | 0 | 10 |  |  |  | No | R-410A | 1.9333 | Residential & Commercial | Ducted CEE Tier 1
212971640 | Central HP <5.4 tons | KEEPRITE | HRCU-A-CB (Split System: Heat Pump with Remote Outdoor Unit-Air-Source) | DLCURAH24ABK |  |  | EA*4X25L17A* | *80VTL0701716B* | 24200 | 17 | 8.5 | 25200 | 21600 | 85.71% | 1.82 | 0 | 10 |  |  |  | No | R-410A | 2.0167 | Residential & Commercial | Ducted CEE Tier 1
213781549 | Central HP <5.4 tons | ARCOAIRE | HRCU-A-CB (Split System: Heat Pump with Remote Outdoor Unit-Air-Source) | HVH837GKA2* |  |  | EA*4X61L21A*+WALLCON | *80CTL0701716B* | 32800 | 17 | 8.1 | 32200 | 25000 | 77.64% | 1.96 | 0 | 11 |  |  |  | No | R-410A | 2.7333 | Residential & Commercial | Ducted CEE Tier 1
213781599 | Central HP <5.4 tons | ARCOAIRE | HRCU-A-CB (Split System: Heat Pump with Remote Outdoor Unit-Air-Source) | HVH837GKA2* |  |  | EA*4X61L21A*+WALLCON | *97CMN0601714B* | 33000 | 17 | 8.1 | 32200 | 25200 | 78.26% | 1.94 | 0 | 11 |  |  |  | No | R-410A | 2.75 | Residential & Commercial | Ducted CEE Tier 1
215932688 | Central HP <5.4 tons | ARCOAIRE | HRCU-A-CB (Split System: Heat Pump with Remote Outdoor Unit-Air-Source) | H5H3V36*K*AAA* |  |  | EA*5X61M21A*+WALLCON | *80CTL0451712B* | 34000 | 19.5 | 9 | 35200 | 26800 | 76.14% | 1.92 | 0 | 11 |  |  |  | No | R-454B | 2.8333 | Residential & Commercial | Ducted CEE Tier 1
215934994 | Central HP <5.4 tons | CARRIER | HRCU-A-CB (Split System: Heat Pump with Remote Outdoor Unit-Air-Source) | 27VNA336A*030* |  |  | CVAMA4921XMA*+UI | 58TN*B045C17**12 | 35200 | 21 | 8.5 | 39000 | 29400 | 75.38% | 2 | 0 | 11.7 |  |  |  | No | R-454B | 2.9333 | Residential & Commercial | Ducted CEE Tier 1
215935094 | Central HP <5.4 tons | CARRIER | HRCU-A-CB (Split System: Heat Pump with Remote Outdoor Unit-Air-Source) | 27VNA336A*030* |  |  | CVAMA4921XMA*+UI | 59MN7C080C17**14 | 35400 | 21.5 | 8.5 | 38500 | 29000 | 75.32% | 2.02 | 0 | 12 |  |  |  | No | R-454B | 2.95 | Residential & Commercial | Ducted CEE Tier 1
215934908 | Central HP <5.4 tons | ARCOAIRE | HRCU-A-CB (Split System: Heat Pump with Remote Outdoor Unit-Air-Source) | H5H3V36*K*AAA* |  |  | EVM5X44M21A*+WALLCON | *97CMN0801714B* | 35400 | 21.5 | 8.5 | 38500 | 29000 | 75.32% | 2.02 | 0 | 12 |  |  |  | No | R-454B | 2.95 | Residential & Commercial | Ducted CEE Tier 1
215935278 | Central HP <5.4 tons | ARCOAIRE | HRCU-A-CB (Split System: Heat Pump with Remote Outdoor Unit-Air-Source) | H5H3V36*K*AAA* |  |  | EVM5X60M21A*+WALLCON | *97CMN0801714B* | 35400 | 21.5 | 8.5 | 38500 | 29000 | 75.32% | 2.02 | 0 | 12 |  |  |  | No | R-454B | 2.95 | Residential & Commercial | Ducted CEE Tier 1
215933788 | Central HP <5.4 tons | ARCOAIRE | HRCU-A-CB (Split System: Heat Pump with Remote Outdoor Unit-Air-Source) | H5H3V36*K*AAA* |  |  | ESH5X60M12A*+WALLCON | *80CTL0901716B* | 34200 | 19.5 | 9 | 34400 | 26200 | 76.16% | 1.94 | 0 | 11.7 |  |  |  | No | R-454B | 2.85 | Residential & Commercial | Ducted CEE Tier 1
213781399 | Central HP <5.4 tons | ARCOAIRE | HRCU-A-CB (Split System: Heat Pump with Remote Outdoor Unit-Air-Source) | HVH837GKA2* |  |  | EA*4X48L24A*+WALLCON | *80CTL0902120B* | 32400 | 17 | 8.5 | 32200 | 24800 | 77.02% | 1.98 | 0 | 11.5 |  |  |  | No | R-410A | 2.7 | Residential & Commercial | Ducted CEE Tier 1
213781049 | Central HP <5.4 tons | ARCOAIRE | HRCU-A-CB (Split System: Heat Pump with Remote Outdoor Unit-Air-Source) | HVH837GKA2* |  |  | EA*4X42L21A*+WALLCON | *97CMN1002122B* | 31800 | 17 | 8.1 | 33000 | 24400 | 73.94% | 1.88 | 0 | 11 |  |  |  | No | R-410A | 2.65 | Residential & Commercial | Ducted CEE Tier 1
213781199 | Central HP <5.4 tons | ARCOAIRE | HRCU-A-CB (Split System: Heat Pump with Remote Outdoor Unit-Air-Source) | HVH837GKA2* |  |  | EA*4X43L21A*+WALLCON | *80CTL1102120B* | 33000 | 17 | 8.5 | 32600 | 25000 | 76.69% | 1.98 | 0 | 11.5 |  |  |  | No | R-410A | 2.75 | Residential & Commercial | Ducted CEE Tier 1
213780809 | Central HP <5.4 tons | ARCOAIRE | HRCU-A-CB (Split System: Heat Pump with Remote Outdoor Unit-Air-Source) | HVH837GKA2* |  |  | EA*4X36L21A*+WALLCON | *97CMN1002122B* | 31600 | 17 | 8.1 | 32800 | 24200 | 73.78% | 1.86 | 0 | 11 |  |  |  | No | R-410A | 2.6333 | Residential & Commercial | Ducted CEE Tier 1
213780909 | Central HP <5.4 tons | ARCOAIRE | HRCU-A-CB (Split System: Heat Pump with Remote Outdoor Unit-Air-Source) | HVH837GKA2* |  |  | EA*4X37L21A*+WALLCON | *97CMN0601714B* | 32600 | 16.5 | 8.1 | 33200 | 25400 | 76.51% | 1.94 | 0 | 11 |  |  |  | No | R-410A | 2.7167 | Residential & Commercial | Ducted CEE Tier 1
213780709 | Central HP <5.4 tons | ARCOAIRE | HRCU-A-CB (Split System: Heat Pump with Remote Outdoor Unit-Air-Source) | HVH837GKA2* |  |  | EA*4X36L17A*+WALLCON | *96CTN0601714B* | 31200 | 16.5 | 8.1 | 33400 | 24600 | 73.65% | 1.82 | 0 | 10.5 |  |  |  | No | R-410A | 2.6 | Residential & Commercial | Ducted CEE Tier 1
213782099 | Central HP <5.4 tons | ARCOAIRE | HRCU-A-CB (Split System: Heat Pump with Remote Outdoor Unit-Air-Source) | HVH837GKA2* |  |  | EHD4X48AAL+WALLCON | *80CTL1102120B* | 32600 | 16.5 | 8.1 | 32800 | 24800 | 75.61% | 1.96 | 0 | 11 |  |  |  | No | R-410A | 2.7167 | Residential & Commercial | Ducted CEE Tier 1
215933538 | Central HP <5.4 tons | ARCOAIRE | HRCU-A-CB (Split System: Heat Pump with Remote Outdoor Unit-Air-Source) | H5H3V36*K*AAA* |  |  | ESH5X48M12A*+WALLCON | *80CTL0451712B* | 33400 | 18.5 | 9 | 35600 | 27400 | 76.97% | 1.9 | 0 | 10.5 |  |  |  | No | R-454B | 2.7833 | Residential & Commercial | Ducted CEE Tier 1
215933588 | Central HP <5.4 tons | ARCOAIRE | HRCU-A-CB (Split System: Heat Pump with Remote Outdoor Unit-Air-Source) | H5H3V36*K*AAA* |  |  | ESH5X48M12A*+WALLCON | *80CTL0902120B* | 33800 | 19.5 | 9 | 34600 | 26400 | 76.3% | 1.94 | 0 | 11.7 |  |  |  | No | R-454B | 2.8167 | Residential & Commercial | Ducted CEE Tier 1
215935328 | Central HP <5.4 tons | ARCOAIRE | HRCU-A-CB (Split System: Heat Pump with Remote Outdoor Unit-Air-Source) | H5H3V36*K*AAA* |  |  | EVM5X60M24A*+WALLCON | *80CSU1002120A* | 35400 | 21.5 | 8.5 | 38000 | 28600 | 75.26% | 2.02 | 0 | 12 |  |  |  | No | R-454B | 2.95 | Residential & Commercial | Ducted CEE Tier 1
215934658 | Central HP <5.4 tons | ARCOAIRE | HRCU-A-CB (Split System: Heat Pump with Remote Outdoor Unit-Air-Source) | H5H3V36*K*AAA* |  |  | EVM5X30M17A*+WALLCON | *96CTN0601714B* | 34000 | 20 | 8.1 | 38000 | 27200 | 71.58% | 2 | 0 | 11 |  |  |  | No | R-454B | 2.8333 | Residential & Commercial | Ducted CEE Tier 1
215933808 | Central HP <5.4 tons | ARCOAIRE | HRCU-A-CB (Split System: Heat Pump with Remote Outdoor Unit-Air-Source) | H5H3V36*K*AAA* |  |  | ESH5X60M12A*+WALLCON | *80CTL1102120B* | 34200 | 19.5 | 9 | 34400 | 26000 | 75.58% | 1.96 | 0 | 11.7 |  |  |  | No | R-454B | 2.85 | Residential & Commercial | Ducted CEE Tier 1
215933858 | Central HP <5.4 tons | ARCOAIRE | HRCU-A-CB (Split System: Heat Pump with Remote Outdoor Unit-Air-Source) | H5H3V36*K*AAA* |  |  | ESH5X60M12A*+WALLCON | *97CMN0601714B* | 33800 | 19 | 9 | 33800 | 25800 | 76.33% | 1.96 | 0 | 11 |  |  |  | No | R-454B | 2.8167 | Residential & Commercial | Ducted CEE Tier 1
215935318 | Central HP <5.4 tons | ARCOAIRE | HRCU-A-CB (Split System: Heat Pump with Remote Outdoor Unit-Air-Source) | H5H3V36*K*AAA* |  |  | EVM5X60M21A*+WALLCON | *96CTN1002122B* | 35600 | 22 | 8.5 | 38000 | 28600 | 75.26% | 2.02 | 0 | 12.5 |  |  |  | No | R-454B | 2.9667 | Residential & Commercial | Ducted CEE Tier 1
212971493 | Central HP <5.4 tons | ARCOAIRE | HRCU-A-CB (Split System: Heat Pump with Remote Outdoor Unit-Air-Source) | DLCURAH18ABK |  |  | EN(A,D)4X30L17** | *80VTL0701716B* | 17700 | 16 | 8.1 | 18200 | 18600 | 102.2% | 2.24 | 0 | 11 |  |  |  | No | R-410A | 1.475 | Residential & Commercial | Ducted CEE Tier 1
210472945 | Central HP <5.4 tons | ARCOAIRE | HRCU-A-CB (Split System: Heat Pump with Remote Outdoor Unit-Air-Source) | HVH825GKA3* |  |  | EA*4X42L21A*+WALLCON | *97CMN1002122A* | 23800 | 16.5 | 8.1 | 21400 | 16600 | 77.57% | 1.96 | 0 | 11 |  |  |  | No | R-410A | 1.9833 | Residential & Commercial | Ducted CEE Tier 1
212973299 | Central HP <5.4 tons | KEEPRITE | HRCU-A-CB (Split System: Heat Pump with Remote Outdoor Unit-Air-Source) | DLCURAH18ABK |  |  | EA*4X19L17A* | *96VSN0601412B* | 17700 | 16.5 | 8.1 | 17700 | 17900 | 101.1% | 2.16 | 0 | 10.5 |  |  |  | No | R-410A | 1.475 | Residential & Commercial | Ducted CEE Tier 1
215933748 | Central HP <5.4 tons | ARCOAIRE | HRCU-A-CB (Split System: Heat Pump with Remote Outdoor Unit-Air-Source) | H5H3V36*K*AAA* |  |  | ESH5X60M12A*+WALLCON | *80CTL0451712B* | 33800 | 19 | 9 | 35200 | 26800 | 76.14% | 1.92 | 0 | 11 |  |  |  | No | R-454B | 2.8167 | Residential & Commercial | Ducted CEE Tier 1
215933698 | Central HP <5.4 tons | ARCOAIRE | HRCU-A-CB (Split System: Heat Pump with Remote Outdoor Unit-Air-Source) | H5H3V36*K*AAA* |  |  | ESH5X48M12A*+WALLCON | *96CTN0601714B* | 33400 | 19 | 9 | 34200 | 26000 | 76.02% | 1.94 | 0 | 11 |  |  |  | No | R-454B | 2.7833 | Residential & Commercial | Ducted CEE Tier 1
215933348 | Central HP <5.4 tons | ARCOAIRE | HRCU-A-CB (Split System: Heat Pump with Remote Outdoor Unit-Air-Source) | H5H3V36*K*AAA* |  |  | ESH5X42M12A*+WALLCON | *80CTL0902120B* | 33600 | 19 | 9 | 34600 | 26400 | 76.3% | 1.92 | 0 | 11.7 |  |  |  | No | R-454B | 2.8 | Residential & Commercial | Ducted CEE Tier 1
215935098 | Central HP <5.4 tons | ARCOAIRE | HRCU-A-CB (Split System: Heat Pump with Remote Outdoor Unit-Air-Source) | H5H3V36*K*AAA* |  |  | EVM5X49M21A*+WALLCON | *97CMN0801714B* | 35400 | 21.5 | 8.5 | 38500 | 29000 | 75.32% | 2.02 | 0 | 12 |  |  |  | No | R-454B | 2.95 | Residential & Commercial | Ducted CEE Tier 1
213779243 | Central HP <5.4 tons | KENMORE | HRCU-A-CB (Split System: Heat Pump with Remote Outdoor Unit-Air-Source) | (C,H,T)VH837GKA** |  |  | EA*4X42L24A*+WALLCON | *96CTN1202422B* | 31800 | 17 | 8.1 | 33000 | 24200 | 73.33% | 1.88 | 0 | 11 |  |  |  | No | R-410A | 2.65 | Residential & Commercial | Ducted CEE Tier 1
213779343 | Central HP <5.4 tons | KENMORE | HRCU-A-CB (Split System: Heat Pump with Remote Outdoor Unit-Air-Source) | (C,H,T)VH837GKA** |  |  | EA*4X43L21A*+WALLCON | *96CTN0601714B* | 32800 | 17 | 8.1 | 33000 | 25400 | 76.97% | 1.96 | 0 | 11 |  |  |  | No | R-410A | 2.7333 | Residential & Commercial | Ducted CEE Tier 1
213779463 | Central HP <5.4 tons | KENMORE | HRCU-A-CB (Split System: Heat Pump with Remote Outdoor Unit-Air-Source) | (C,H,T)VH837GKA** |  |  | EA*4X48L21A*+WALLCON | *96CTN0601714B* | 32200 | 17 | 8.1 | 32600 | 25200 | 77.3% | 1.94 | 0 | 11 |  |  |  | No | R-410A | 2.6833 | Residential & Commercial | Ducted CEE Tier 1
213779513 | Central HP <5.4 tons | KENMORE | HRCU-A-CB (Split System: Heat Pump with Remote Outdoor Unit-Air-Source) | (C,H,T)VH837GKA** |  |  | EA*4X48L24A*+WALLCON | *80CTL1352422B* | 32400 | 17.5 | 8.5 | 32400 | 24800 | 76.54% | 1.98 | 0 | 11.5 |  |  |  | No | R-410A | 2.7 | Residential & Commercial | Ducted CEE Tier 1
213779543 | Central HP <5.4 tons | KENMORE | HRCU-A-CB (Split System: Heat Pump with Remote Outdoor Unit-Air-Source) | (C,H,T)VH837GKA** |  |  | EA*4X48L24A*+WALLCON | *96CTN1002122B* | 32400 | 17 | 8.5 | 32200 | 24800 | 77.02% | 1.98 | 0 | 11 |  |  |  | No | R-410A | 2.7 | Residential & Commercial | Ducted CEE Tier 1
213780293 | Central HP <5.4 tons | KENMORE | HRCU-A-CB (Split System: Heat Pump with Remote Outdoor Unit-Air-Source) | (C,H,T)VH837GKA** |  |  | EHD4X48AAL+WALLCON | *96CTN1202422B* | 32600 | 16.5 | 8.1 | 33000 | 24800 | 75.15% | 1.96 | 0 | 11 |  |  |  | No | R-410A | 2.7167 | Residential & Commercial | Ducted CEE Tier 1
213779673 | Central HP <5.4 tons | KENMORE | HRCU-A-CB (Split System: Heat Pump with Remote Outdoor Unit-Air-Source) | (C,H,T)VH837GKA** |  |  | EA*4X61L21A*+WALLCON | *80CTL1102120B* | 33200 | 17.5 | 8.5 | 32000 | 24800 | 77.5% | 1.98 | 0 | 11.5 |  |  |  | No | R-410A | 2.7667 | Residential & Commercial | Ducted CEE Tier 1
212972679 | Central HP <5.4 tons | KEEPRITE | HRCU-A-CB (Split System: Heat Pump with Remote Outdoor Unit-Air-Source) | DLCURAH18ABK |  |  | EA*4X24L14A* | *96VSN0401410B* | 17200 | 16 | 8.5 | 18200 | 19400 | 106.6% | 2.34 | 0 | 10 |  |  |  | No | R-410A | 1.4333 | Residential & Commercial | Ducted CEE Tier 1
212971475 | Central HP <5.4 tons | KEEPRITE | HRCU-A-CB (Split System: Heat Pump with Remote Outdoor Unit-Air-Source) | DLCURAH18ABK |  |  | EA*4X30L17A* | *80VTL0701716B* | 17700 | 16.5 | 8.5 | 18200 | 18700 | 102.7% | 2.24 | 0 | 10.5 |  |  |  | No | R-410A | 1.475 | Residential & Commercial | Ducted CEE Tier 1
213780109 | Central HP <5.4 tons | ARCOAIRE | HRCU-A-CB (Split System: Heat Pump with Remote Outdoor Unit-Air-Source) | HVH837GKA** |  |  | EHD4X42AAL+WALLCON | *96CTN0801714B* | 32400 | 16 | 8.1 | 33000 | 24800 | 75.15% | 1.92 | 0 | 11 |  |  |  | No | R-410A | 2.7 | Residential & Commercial | Ducted CEE Tier 1
213780159 | Central HP <5.4 tons | ARCOAIRE | HRCU-A-CB (Split System: Heat Pump with Remote Outdoor Unit-Air-Source) | HVH837GKA** |  |  | EHD4X48AAL+WALLCON | *80CTL0701716B* | 32600 | 16.5 | 8.1 | 33200 | 25000 | 75.3% | 1.94 | 0 | 11 |  |  |  | No | R-410A | 2.7167 | Residential & Commercial | Ducted CEE Tier 1
213779689 | Central HP <5.4 tons | ARCOAIRE | HRCU-A-CB (Split System: Heat Pump with Remote Outdoor Unit-Air-Source) | HVH837GKA** |  |  | EA*4X61L21A*+WALLCON | *97CMN0601714B* | 33000 | 17 | 8.1 | 32200 | 25200 | 78.26% | 1.94 | 0 | 11 |  |  |  | No | R-410A | 2.75 | Residential & Commercial | Ducted CEE Tier 1
213779039 | Central HP <5.4 tons | ARCOAIRE | HRCU-A-CB (Split System: Heat Pump with Remote Outdoor Unit-Air-Source) | HVH837GKA** |  |  | EA*4X37L21A*+WALLCON | *96CTN0801714B* | 32800 | 17 | 8.5 | 33000 | 25200 | 76.36% | 1.96 | 0 | 11 |  |  |  | No | R-410A | 2.7333 | Residential & Commercial | Ducted CEE Tier 1
213779139 | Central HP <5.4 tons | ARCOAIRE | HRCU-A-CB (Split System: Heat Pump with Remote Outdoor Unit-Air-Source) | HVH837GKA** |  |  | EA*4X42L21A*+WALLCON | *97CMN1002122B* | 31800 | 17 | 8.1 | 33000 | 24400 | 73.94% | 1.88 | 0 | 11 |  |  |  | No | R-410A | 2.65 | Residential & Commercial | Ducted CEE Tier 1
215675479 | Central HP <5.4 tons | DAY & NIGHT | HRCU-A-CB (Split System: Heat Pump with Remote Outdoor Unit-Air-Source) | C5H0V48*K*AAA* |  |  | EVM5X48M21A*+WALLCON | *96CTN0802120B* | 47000 | 18.5 | 9 | 50000 | 36400 | 72.8% | 2 | 0 | 10 |  |  |  | No | R-454B | 3.9167 | Residential & Commercial | Ducted CEE Tier 1
215675629 | Central HP <5.4 tons | DAY & NIGHT | HRCU-A-CB (Split System: Heat Pump with Remote Outdoor Unit-Air-Source) | C5H0V48*K*AAA* |  |  | EVM5X49M21A*+WALLCON | *97CMN0802120B* | 48000 | 19 | 9 | 50000 | 36800 | 73.6% | 2 | 0 | 10 |  |  |  | No | R-454B | 4 | Residential & Commercial | Ducted CEE Tier 1
215682280 | Central HP <5.4 tons | KEEPRITE | HRCU-A-CB (Split System: Heat Pump with Remote Outdoor Unit-Air-Source) | C5H0V48*K*AAA* |  |  | EVD5X49M24A*+WALLCON | *97CTN1002122A* | 48000 | 19 | 9 | 50000 | 36600 | 73.2% | 2 | 0 | 10.5 |  |  |  | No | R-454B | 4 | Residential & Commercial | Ducted CEE Tier 1
215681930 | Central HP <5.4 tons | KEEPRITE | HRCU-A-CB (Split System: Heat Pump with Remote Outdoor Unit-Air-Source) | C5H0V48*K*AAA* |  |  | EVM5X60M21A*+WALLCON | *80CSU0802120B* | 48500 | 19 | 9 | 50000 | 36400 | 72.8% | 2.12 | 0 | 10 |  |  |  | No | R-454B | 4.0417 | Residential & Commercial | Ducted CEE Tier 1
215682180 | Central HP <5.4 tons | KEEPRITE | HRCU-A-CB (Split System: Heat Pump with Remote Outdoor Unit-Air-Source) | C5H0V48*K*AAA* |  |  | EVD5X48M24A*+WALLCON | *96CTN0802120B* | 47000 | 18.5 | 9 | 50000 | 36400 | 72.8% | 2 | 0 | 10 |  |  |  | No | R-454B | 3.9167 | Residential & Commercial | Ducted CEE Tier 1
215682230 | Central HP <5.4 tons | KEEPRITE | HRCU-A-CB (Split System: Heat Pump with Remote Outdoor Unit-Air-Source) | C5H0V48*K*AAA* |  |  | EVD5X48M24A*+WALLCON | *97CTN1202422A* | 47000 | 18.5 | 9 | 50000 | 36400 | 72.8% | 2 | 0 | 10 |  |  |  | No | R-454B | 3.9167 | Residential & Commercial | Ducted CEE Tier 1
214398140 | Central HP <5.4 tons | CHAMPION HEATING AND COOLING | HRCU-A-CB (Split System: Heat Pump with Remote Outdoor Unit-Air-Source) | HH836E2S11 |  |  | CTM36B5CDS1 | TM9Y060B12MP11 | 33000 | 17 | 8.5 | 31200 | 25600 | 82.05% | 2 | 0 | 11 |  |  |  | No | R-454B | 2.75 | Residential & Commercial | Ducted CEE Tier 1
214396459 | Central HP <5.4 tons | LUXAIRE | HRCU-A-CB (Split System: Heat Pump with Remote Outdoor Unit-Air-Source) | HH836E2S11 |  |  | CTF36C5CDS1 | TM8Y120C20MP11 | 33600 | 18 | 8.5 | 31000 | 25200 | 81.29% | 2 | 0 | 11.7 |  |  |  | No | R-454B | 2.8 | Residential & Commercial | Ducted CEE Tier 1
214396509 | Central HP <5.4 tons | LUXAIRE | HRCU-A-CB (Split System: Heat Pump with Remote Outdoor Unit-Air-Source) | HH836E2S11 |  |  | CTM48C5CFS1 | TM8Y120C20MP11 | 34600 | 19 | 9 | 32600 | 25800 | 79.14% | 2 | 0 | 11 |  |  |  | No | R-454B | 2.8833 | Residential & Commercial | Ducted CEE Tier 1
214396534 | Central HP <5.4 tons | LUXAIRE | HRCU-A-CB (Split System: Heat Pump with Remote Outdoor Unit-Air-Source) | HH836E2S11 |  |  | CTM48C5CFS1 | TPLC080C16MP13 | 33000 | 19 | 9 | 31200 | 25200 | 80.77% | 2 | 0 | 11 |  |  |  | No | R-454B | 2.75 | Residential & Commercial | Ducted CEE Tier 1
214396927 | Central HP <5.4 tons | LUXAIRE | HRCU-A-CB (Split System: Heat Pump with Remote Outdoor Unit-Air-Source) | HH836E2S11 |  |  | CTM48C5CFS1 | TMLE080C16MP11 | 33400 | 19 | 9 | 31400 | 25400 | 80.89% | 2 | 0 | 11 |  |  |  | No | R-454B | 2.7833 | Residential & Commercial | Ducted CEE Tier 1
214395389 | Central HP <5.4 tons | LUXAIRE | HRCU-A-CB (Split System: Heat Pump with Remote Outdoor Unit-Air-Source) | HH836E2S11 |  |  | JHC36C5CD2SS1 |  | 34000 | 19 | 9 | 32400 | 25200 | 77.78% | 2.1 | 0 | 11.7 |  |  |  | No | R-454B | 2.8333 | Residential & Commercial | Ducted CEE Tier 1
213779773 | Central HP <5.4 tons | KENMORE | HRCU-A-CB (Split System: Heat Pump with Remote Outdoor Unit-Air-Source) | (C,H,T)VH837GKA** |  |  | EA*4X61L24A*+WALLCON | *80CTL1352422B* | 33200 | 17.5 | 8.5 | 32000 | 24800 | 77.5% | 2 | 0 | 11.7 |  |  |  | No | R-410A | 2.7667 | Residential & Commercial | Ducted CEE Tier 1
213779423 | Central HP <5.4 tons | KENMORE | HRCU-A-CB (Split System: Heat Pump with Remote Outdoor Unit-Air-Source) | (C,H,T)VH837GKA** |  |  | EA*4X48L21A*+WALLCON | *95CSU0601716B* | 32200 | 17 | 8.1 | 32600 | 25000 | 76.69% | 1.94 | 0 | 11 |  |  |  | No | R-410A | 2.6833 | Residential & Commercial | Ducted CEE Tier 1
215938031 | Central HP <5.4 tons | KEEPRITE | HRCU-A-CB (Split System: Heat Pump with Remote Outdoor Unit-Air-Source) | C5H3V48*K*AAA* |  |  | EVD5X49M24A*+WALLCON | *80CTL1102120B* | 45500 | 21 | 8.1 | 52500 | 38000 | 72.38% | 1.95 | 0 | 11.5 |  |  |  | No | R-454B | 3.7917 | Residential & Commercial | Ducted CEE Tier 1
215941390 | Central HP <5.4 tons | DAY & NIGHT | HRCU-A-CB (Split System: Heat Pump with Remote Outdoor Unit-Air-Source) | C5H3V48*K*AAA* |  |  | EVM5X60M21A*+WALLCON | *96CTN0802120B* | 45500 | 20.5 | 8.1 | 53000 | 38500 | 72.64% | 1.95 | 0 | 11 |  |  |  | No | R-454B | 3.7917 | Residential & Commercial | Ducted CEE Tier 1
213780203 | Central HP <5.4 tons | KENMORE | HRCU-A-CB (Split System: Heat Pump with Remote Outdoor Unit-Air-Source) | (C,H,T)VH837GKA** |  |  | EHD4X48AAL+WALLCON | *80CTL1352422B* | 32600 | 16.5 | 8.1 | 32600 | 24800 | 76.07% | 1.96 | 0 | 11 |  |  |  | No | R-410A | 2.7167 | Residential & Commercial | Ducted CEE Tier 1
213780153 | Central HP <5.4 tons | KENMORE | HRCU-A-CB (Split System: Heat Pump with Remote Outdoor Unit-Air-Source) | (C,H,T)VH837GKA** |  |  | EHD4X48AAL+WALLCON | *80CTL0701412B* | 32600 | 16.5 | 8.1 | 33200 | 25000 | 75.3% | 1.94 | 0 | 11 |  |  |  | No | R-410A | 2.7167 | Residential & Commercial | Ducted CEE Tier 1
213779653 | Central HP <5.4 tons | KENMORE | HRCU-A-CB (Split System: Heat Pump with Remote Outdoor Unit-Air-Source) | (C,H,T)VH837GKA** |  |  | EA*4X61L21A*+WALLCON | *80CTL0901716B* | 33200 | 17.5 | 8.1 | 32000 | 24800 | 77.5% | 1.98 | 0 | 11.5 |  |  |  | No | R-410A | 2.7667 | Residential & Commercial | Ducted CEE Tier 1
213778933 | Central HP <5.4 tons | KENMORE | HRCU-A-CB (Split System: Heat Pump with Remote Outdoor Unit-Air-Source) | (C,H,T)VH837GKA** |  |  | EA*4X36L21A*+WALLCON | *96CTN1002122B* | 31600 | 17 | 8.1 | 32800 | 24200 | 73.78% | 1.86 | 0 | 11 |  |  |  | No | R-410A | 2.6333 | Residential & Commercial | Ducted CEE Tier 1
213780233 | Central HP <5.4 tons | KENMORE | HRCU-A-CB (Split System: Heat Pump with Remote Outdoor Unit-Air-Source) | (C,H,T)VH837GKA** |  |  | EHD4X48AAL+WALLCON | *97CMN0801714B* | 32400 | 16.5 | 8.1 | 33000 | 25000 | 75.76% | 1.94 | 0 | 11 |  |  |  | No | R-410A | 2.7 | Residential & Commercial | Ducted CEE Tier 1
214573645 | Central HP <5.4 tons | KEEPRITE | HRCU-A-CB (Split System: Heat Pump with Remote Outdoor Unit-Air-Source) | CVH837GKA2* |  |  | EA*4X36L21A*+WALLCON | *97CMN0602120B* | 31400 | 17 | 8.1 | 33200 | 24400 | 73.49% | 1.84 | 0 | 10.5 |  |  |  | No | R-410A | 2.6167 | Residential & Commercial | Ducted CEE Tier 1
215934134 | Central HP <5.4 tons | CARRIER | HRCU-A-CB (Split System: Heat Pump with Remote Outdoor Unit-Air-Source) | 27VNA348A*030* |  |  | CAA**6121AM*+UI | 58CU*A100C21**20 | 45000 | 21 | 9.5 | 48500 | 37000 | 76.29% | 2 | 0 | 11 |  |  |  | No | R-454B | 3.75 | Residential & Commercial | Ducted CEE Tier 1
215934184 | Central HP <5.4 tons | CARRIER | HRCU-A-CB (Split System: Heat Pump with Remote Outdoor Unit-Air-Source) | 27VNA348A*030* |  |  | CAA**6121AM*+UI | 58TN*B090C21**20 | 45500 | 21.5 | 9.5 | 48500 | 36600 | 75.46% | 2 | 0 | 11.5 |  |  |  | No | R-454B | 3.7917 | Residential & Commercial | Ducted CEE Tier 1
215934584 | Central HP <5.4 tons | CARRIER | HRCU-A-CB (Split System: Heat Pump with Remote Outdoor Unit-Air-Source) | 27VNA348A*030* |  |  | CSAH*6012AM*+UI | 59CU5B100C21**22 | 45000 | 20.5 | 9 | 48500 | 36400 | 75.05% | 1.84 | 0 | 11.5 |  |  |  | No | R-454B | 3.75 | Residential & Commercial | Ducted CEE Tier 1
214573945 | Central HP <5.4 tons | KEEPRITE | HRCU-A-CB (Split System: Heat Pump with Remote Outdoor Unit-Air-Source) | CVH837GKA2* |  |  | EA*4X48L21A*+WALLCON | *97CMN0602120B* | 32200 | 17 | 8.5 | 32600 | 25200 | 77.3% | 1.96 | 0 | 11 |  |  |  | No | R-410A | 2.6833 | Residential & Commercial | Ducted CEE Tier 1
216374598 | Central HP <5.4 tons | CHAMPION HEATING AND COOLING | HRCU-A-CB (Split System: Heat Pump with Remote Outdoor Unit-Air-Source) | HH836E2S11 |  |  | CTU48C5XFS1+TXV | Z9ET080C16SMPS1 | 33800 | 19 | 9.5 | 32400 | 24200 | 74.69% | 2 | 0 | 11 |  |  |  | No | R-454B | 2.8167 | Residential & Commercial | Ducted CEE Tier 1
214396851 | Central HP <5.4 tons | LUXAIRE | HRCU-A-CB (Split System: Heat Pump with Remote Outdoor Unit-Air-Source) | HH836E2S11 |  |  | CTF36B5CDS1 | LP9C060B12MP13 | 33000 | 17 | 8.5 | 31000 | 25200 | 81.29% | 2 | 0 | 11 |  |  |  | No | R-454B | 2.75 | Residential & Commercial | Ducted CEE Tier 1
214396996 | Central HP <5.4 tons | LUXAIRE | HRCU-A-CB (Split System: Heat Pump with Remote Outdoor Unit-Air-Source) | HH836E2S11 |  |  | CTM48C5CFS1 | TL9E100C20UH11 | 34000 | 18 | 9 | 32000 | 25600 | 80% | 2 | 0 | 11 |  |  |  | No | R-454B | 2.8333 | Residential & Commercial | Ducted CEE Tier 1
214396796 | Central HP <5.4 tons | LUXAIRE | HRCU-A-CB (Split System: Heat Pump with Remote Outdoor Unit-Air-Source) | HH836E2S11 |  |  | CTM36B5CDS1 | TM8E080B12MP11 | 33400 | 18 | 8.5 | 31600 | 26000 | 82.28% | 2 | 0 | 11 |  |  |  | No | R-454B | 2.7833 | Residential & Commercial | Ducted CEE Tier 1
214595032 | Central HP <5.4 tons | CHAMPION HEATING AND COOLING | HRCU-A-CB (Split System: Heat Pump with Remote Outdoor Unit-Air-Source) | HH836E2S11 |  |  | CTF48C5CFS1 | Z8ES100C16SMPS1 | 34000 | 19 | 9 | 31600 | 25200 | 79.75% | 2 | 0 | 11 |  |  |  | No | R-454B | 2.8333 | Residential & Commercial | Ducted CEE Tier 1
215588519 | Central HP <5.4 tons | CARRIER | HRCU-A-CB (Split System: Heat Pump with Remote Outdoor Unit-Air-Source) | 27VNA154A*030* |  |  | CVAVA4924XMA*+UI | 59TN7A080C21**20 | 51500 | 19 | 8.1 | 53000 | 46500 | 87.74% | 1.84 | 0 | 11.5 |  |  |  | No | R-454B | 4.2917 | Residential & Commercial | Ducted CEE Tier 1
215588503 | Central HP <5.4 tons | CARRIER | HRCU-A-CB (Split System: Heat Pump with Remote Outdoor Unit-Air-Source) | 27VNA154A*030* |  |  | CVAMA6124XMA*+UI | 59TN7A100C21**22 | 52500 | 19.5 | 8.1 | 53500 | 46500 | 86.92% | 1.84 | 0 | 12 |  |  |  | No | R-454B | 4.375 | Residential & Commercial | Ducted CEE Tier 1
215588537 | Central HP <5.4 tons | CARRIER | HRCU-A-CB (Split System: Heat Pump with Remote Outdoor Unit-Air-Source) | 27VNA154A*030* |  |  | CVAVA6024XMA*+UI | 59TN7A080C21**20 | 51500 | 19 | 8.1 | 53000 | 46500 | 87.74% | 1.84 | 0 | 11.5 |  |  |  | No | R-454B | 4.2917 | Residential & Commercial | Ducted CEE Tier 1
215932685 | Central HP <5.4 tons | BRYANT HEATING AND COOLING SYSTEMS | HRCU-A-CB (Split System: Heat Pump with Remote Outdoor Unit-Air-Source) | 293VAN036**AA* |  |  | CAA**6121AM*+UI | 88*TB36045C17*** | 34000 | 19.5 | 9 | 35200 | 26800 | 76.14% | 1.92 | 0 | 11 |  |  |  | No | R-454B | 2.8333 | Residential & Commercial | Ducted CEE Tier 1
215933468 | Central HP <5.4 tons | ARCOAIRE | HRCU-A-CB (Split System: Heat Pump with Remote Outdoor Unit-Air-Source) | H5H3V36*K*AAA* |  |  | ESH5X42M12A*+WALLCON | *96CTN0601714B* | 33200 | 18.5 | 9 | 34200 | 26200 | 76.61% | 1.94 | 0 | 10.5 |  |  |  | No | R-454B | 2.7667 | Residential & Commercial | Ducted CEE Tier 1
215933518 | Central HP <5.4 tons | ARCOAIRE | HRCU-A-CB (Split System: Heat Pump with Remote Outdoor Unit-Air-Source) | H5H3V36*K*AAA* |  |  | ESH5X48M12A*+WALLCON | *80CSU0601716A* | 33600 | 19.5 | 9 | 34800 | 26600 | 76.44% | 1.92 | 0 | 11 |  |  |  | No | R-454B | 2.8 | Residential & Commercial | Ducted CEE Tier 1
215933268 | Central HP <5.4 tons | ARCOAIRE | HRCU-A-CB (Split System: Heat Pump with Remote Outdoor Unit-Air-Source) | H5H3V36*K*AAA* |  |  | ESH5X36M12A*+WALLCON | *96CTN1202422B* | 33400 | 19 | 9 | 34800 | 26600 | 76.44% | 1.92 | 0 | 11 |  |  |  | No | R-454B | 2.7833 | Residential & Commercial | Ducted CEE Tier 1
215932648 | Central HP <5.4 tons | ARCOAIRE | HRCU-A-CB (Split System: Heat Pump with Remote Outdoor Unit-Air-Source) | H5H3V36*K*AAA* |  |  | EA*5X60M24A*+WALLCON | *96CTN1202422B* | 34000 | 20.5 | 9.5 | 34000 | 26000 | 76.47% | 2.06 | 0 | 12 |  |  |  | No | R-454B | 2.8333 | Residential & Commercial | Ducted CEE Tier 1
215932668 | Central HP <5.4 tons | ARCOAIRE | HRCU-A-CB (Split System: Heat Pump with Remote Outdoor Unit-Air-Source) | H5H3V36*K*AAA* |  |  | EA*5X61M21A*+WALLCON | *80CSU0601716A* | 34400 | 20.5 | 9.5 | 34400 | 26000 | 75.58% | 2.06 | 0 | 11.7 |  |  |  | No | R-454B | 2.8667 | Residential & Commercial | Ducted CEE Tier 1
215932768 | Central HP <5.4 tons | ARCOAIRE | HRCU-A-CB (Split System: Heat Pump with Remote Outdoor Unit-Air-Source) | H5H3V36*K*AAA* |  |  | EA*5X61M21A*+WALLCON | *95CSU1002122B* | 34400 | 20.5 | 9.5 | 34200 | 26000 | 76.02% | 2.08 | 0 | 12 |  |  |  | No | R-454B | 2.8667 | Residential & Commercial | Ducted CEE Tier 1
215933838 | Central HP <5.4 tons | ARCOAIRE | HRCU-A-CB (Split System: Heat Pump with Remote Outdoor Unit-Air-Source) | H5H3V36*K*AAA* |  |  | ESH5X60M12A*+WALLCON | *95CSU0802120B* | 34200 | 19.5 | 9 | 34400 | 26000 | 75.58% | 1.96 | 0 | 11.7 |  |  |  | No | R-454B | 2.85 | Residential & Commercial | Ducted CEE Tier 1
215933708 | Central HP <5.4 tons | ARCOAIRE | HRCU-A-CB (Split System: Heat Pump with Remote Outdoor Unit-Air-Source) | H5H3V36*K*AAA* |  |  | ESH5X48M12A*+WALLCON | *96CTN1202422B* | 33800 | 19.5 | 9 | 34600 | 26400 | 76.3% | 1.92 | 0 | 11.7 |  |  |  | No | R-454B | 2.8167 | Residential & Commercial | Ducted CEE Tier 1
215933388 | Central HP <5.4 tons | ARCOAIRE | HRCU-A-CB (Split System: Heat Pump with Remote Outdoor Unit-Air-Source) | H5H3V36*K*AAA* |  |  | ESH5X42M12A*+WALLCON | *95CSU1002122B* | 33600 | 19.5 | 9 | 34600 | 26400 | 76.3% | 1.92 | 0 | 11.7 |  |  |  | No | R-454B | 2.8 | Residential & Commercial | Ducted CEE Tier 1
215933038 | Central HP <5.4 tons | ARCOAIRE | HRCU-A-CB (Split System: Heat Pump with Remote Outdoor Unit-Air-Source) | H5H3V36*K*AAA* |  |  | ESH5X36M12A*+WALLCON | *80CSU0601716A* | 33200 | 19 | 9 | 34800 | 26800 | 77.01% | 1.92 | 0 | 11 |  |  |  | No | R-454B | 2.7667 | Residential & Commercial | Ducted CEE Tier 1
215932798 | Central HP <5.4 tons | ARCOAIRE | HRCU-A-CB (Split System: Heat Pump with Remote Outdoor Unit-Air-Source) | H5H3V36*K*AAA* |  |  | EA*5X61M21A*+WALLCON | *97CMN0801714B* | 34200 | 20 | 9 | 35000 | 26600 | 76% | 1.94 | 0 | 11.5 |  |  |  | No | R-454B | 2.85 | Residential & Commercial | Ducted CEE Tier 1
215935158 | Central HP <5.4 tons | ARCOAIRE | HRCU-A-CB (Split System: Heat Pump with Remote Outdoor Unit-Air-Source) | H5H3V36*K*AAA* |  |  | EVM5X60M21A*+WALLCON | *80CSU0601716A* | 35600 | 22 | 8.5 | 38000 | 28600 | 75.26% | 2.02 | 0 | 12 |  |  |  | No | R-454B | 2.9667 | Residential & Commercial | Ducted CEE Tier 1
215675919 | Central HP <5.4 tons | DAY & NIGHT | HRCU-A-CB (Split System: Heat Pump with Remote Outdoor Unit-Air-Source) | C5H0V48*K*AAA* |  |  | EVM5X60M24A*+WALLCON | *95CSU1002122B* | 48000 | 19 | 9 | 50000 | 36400 | 72.8% | 2.02 | 0 | 10 |  |  |  | No | R-454B | 4 | Residential & Commercial | Ducted CEE Tier 1
215675989 | Central HP <5.4 tons | DAY & NIGHT | HRCU-A-CB (Split System: Heat Pump with Remote Outdoor Unit-Air-Source) | C5H0V48*K*AAA* |  |  | EVM5X61M24A*+WALLCON | *80CTL0902120B* | 48500 | 19.5 | 9.5 | 50000 | 36600 | 73.2% | 2.1 | 0 | 10.5 |  |  |  | No | R-454B | 4.0417 | Residential & Commercial | Ducted CEE Tier 1
215676789 | Central HP <5.4 tons | DAY & NIGHT | HRCU-A-CB (Split System: Heat Pump with Remote Outdoor Unit-Air-Source) | C5H0V48*K*AAA* |  |  | EVD5X61M21A*+WALLCON | *95CSU1002122B* | 48500 | 19 | 9 | 50000 | 36600 | 73.2% | 2.12 | 0 | 10.5 |  |  |  | No | R-454B | 4.0417 | Residential & Commercial | Ducted CEE Tier 1
215675370 | Central HP <5.4 tons | KEEPRITE | HRCU-A-CB (Split System: Heat Pump with Remote Outdoor Unit-Air-Source) | C5H0V48*K*AAA* |  |  | EVM5X48M21A*+WALLCON | *80CSU0802120A* | 47000 | 18.5 | 9 | 50000 | 36400 | 72.8% | 2 | 0 | 10 |  |  |  | No | R-454B | 3.9167 | Residential & Commercial | Ducted CEE Tier 1
215681780 | Central HP <5.4 tons | KEEPRITE | HRCU-A-CB (Split System: Heat Pump with Remote Outdoor Unit-Air-Source) | C5H0V48*K*AAA* |  |  | EVM5X48M21A*+WALLCON | *80CSU0802120B* | 47000 | 18.5 | 9 | 50000 | 36200 | 72.4% | 2 | 0 | 10 |  |  |  | No | R-454B | 3.9167 | Residential & Commercial | Ducted CEE Tier 1
214573839 | Central HP <5.4 tons | BRYANT HEATING AND COOLING SYSTEMS | HRCU-A-CB (Split System: Heat Pump with Remote Outdoor Unit-Air-Source) | 288BNV037*0**B* |  |  | CAP**4224AL*+UI | 986TD60080C21*** | 31800 | 17.5 | 8.5 | 32800 | 24400 | 74.39% | 1.9 | 0 | 11 |  |  |  | No | R-410A | 2.65 | Residential & Commercial | Ducted CEE Tier 1
214573989 | Central HP <5.4 tons | BRYANT HEATING AND COOLING SYSTEMS | HRCU-A-CB (Split System: Heat Pump with Remote Outdoor Unit-Air-Source) | 288BNV037*0**B* |  |  | CAP**4824AL*+UI | 935CB66100C21*** | 32400 | 17.5 | 8.5 | 32200 | 24800 | 77.02% | 2 | 0 | 11.5 |  |  |  | No | R-410A | 2.7 | Residential & Commercial | Ducted CEE Tier 1
213781583 | Central HP <5.4 tons | KENMORE | HRCU-A-CB (Split System: Heat Pump with Remote Outdoor Unit-Air-Source) | (C,H,T)VH837GKA2* |  |  | EA*4X61L21A*+WALLCON | *80CTL1102120B* | 33200 | 17.5 | 8.5 | 32000 | 24800 | 77.5% | 1.98 | 0 | 11.5 |  |  |  | No | R-410A | 2.7667 | Residential & Commercial | Ducted CEE Tier 1
213781683 | Central HP <5.4 tons | KENMORE | HRCU-A-CB (Split System: Heat Pump with Remote Outdoor Unit-Air-Source) | (C,H,T)VH837GKA2* |  |  | EA*4X61L24A*+WALLCON | *80CTL1352422B* | 33200 | 17.5 | 8.5 | 32000 | 24800 | 77.5% | 2 | 0 | 11.7 |  |  |  | No | R-410A | 2.7667 | Residential & Commercial | Ducted CEE Tier 1
214398434 | Central HP <5.4 tons | CHAMPION HEATING AND COOLING | HRCU-A-CB (Split System: Heat Pump with Remote Outdoor Unit-Air-Source) | HH860E2S11 |  |  | CTF60C5CHS1 | TM8E100C20MP11 | 53500 | 19 | 8.5 | 55000 | 39000 | 70.91% | 2 | 0 | 11 |  |  |  | No | R-454B | 4.4583 | Residential & Commercial | Ducted CEE Tier 1
214396726 | Central HP <5.4 tons | LUXAIRE | HRCU-A-CB (Split System: Heat Pump with Remote Outdoor Unit-Air-Source) | HH860E2S11 |  |  | CTM60D5CHS1 | TM9E120D20MP12 | 53500 | 19 | 8.5 | 54500 | 39500 | 72.48% | 2 | 0 | 11 |  |  |  | No | R-454B | 4.4583 | Residential & Commercial | Ducted CEE Tier 1
214397178 | Central HP <5.4 tons | LUXAIRE | HRCU-A-CB (Split System: Heat Pump with Remote Outdoor Unit-Air-Source) | HH860E2S11 |  |  | CTM60D5CHS1 | TM9V120D20MP12 | 54000 | 19 | 9 | 54000 | 39000 | 72.22% | 2 | 0 | 11 |  |  |  | No | R-454B | 4.5 | Residential & Commercial | Ducted CEE Tier 1
214396746 | Central HP <5.4 tons | LUXAIRE | HRCU-A-CB (Split System: Heat Pump with Remote Outdoor Unit-Air-Source) | HH860E2S11 |  |  | CTF60D5CHS1 | TM8E130D20MP11 | 54000 | 19 | 8.5 | 55000 | 38500 | 70% | 2 | 0 | 11.7 |  |  |  | No | R-454B | 4.5 | Residential & Commercial | Ducted CEE Tier 1
214396776 | Central HP <5.4 tons | LUXAIRE | HRCU-A-CB (Split System: Heat Pump with Remote Outdoor Unit-Air-Source) | HH860E2S11 |  |  | CTF60D5CJS1 | TMLE130D20MP11 | 53500 | 18 | 9 | 55500 | 40000 | 72.07% | 2 | 0 | 11 |  |  |  | No | R-454B | 4.4583 | Residential & Commercial | Ducted CEE Tier 1
214606544 | Central HP <5.4 tons | CHAMPION HEATING AND COOLING | HRCU-A-C (Split System: Heat Pump with Remote Outdoor Unit with No Indoor Fan --Air Source) | HH860E2S11 |  |  | CTM60D5CGS1 |  | 44500 | 15.2 | 8.5 | 46000 | 34200 | 74.35% | 2 | 0 | 11 |  |  |  | No | R-454B | 3.7083 | Residential & Commercial | Ducted CEE Tier 1
214229196 | Central HP <5.4 tons | KEEPRITE | HRCU-A-CB (Split System: Heat Pump with Remote Outdoor Unit-Air-Source) | DLCURAH24ABK |  |  | EN(A,D)4X30L17** | *80MSU0601716A* | 23600 | 17 | 8.5 | 25600 | 24000 | 93.75% | 2 | 0 | 10.5 |  |  |  | No | R-410A | 1.9667 | Residential & Commercial | Ducted CEE Tier 1
214574712 | Central HP <5.4 tons | ARCOAIRE | HRCU-A-CB (Split System: Heat Pump with Remote Outdoor Unit-Air-Source) | HVH837GKA2* |  |  | EN(A,D,W)4X60L24**+WALLCON | *95CSU1002122B* | 32800 | 19 | 8.5 | 32200 | 24600 | 76.4% | 1.98 | 0 | 12 |  |  |  | No | R-410A | 2.7333 | Residential & Commercial | Ducted CEE Tier 1
214574492 | Central HP <5.4 tons | ARCOAIRE | HRCU-A-CB (Split System: Heat Pump with Remote Outdoor Unit-Air-Source) | HVH837GKA2* |  |  | EN(A,D)4X36L21**+WALLCON | *97CMN0802120B* | 31400 | 17 | 8.1 | 33200 | 24200 | 72.89% | 1.82 | 0 | 11 |  |  |  | No | R-410A | 2.6167 | Residential & Commercial | Ducted CEE Tier 1
214574192 | Central HP <5.4 tons | ARCOAIRE | HRCU-A-CB (Split System: Heat Pump with Remote Outdoor Unit-Air-Source) | HVH837GKA2* |  |  | EA*4X61L24A*+WALLCON | *97CMN0802120B* | 33200 | 17.5 | 8.5 | 31800 | 24800 | 77.99% | 2 | 0 | 11.5 |  |  |  | No | R-410A | 2.7667 | Residential & Commercial | Ducted CEE Tier 1
214573485 | Central HP <5.4 tons | KEEPRITE | HRCU-A-CB (Split System: Heat Pump with Remote Outdoor Unit-Air-Source) | CVH837GKA** |  |  | EN(A,D,W)4X48L21**+WALLCON | *96CTN0802120B* | 32400 | 17.5 | 8.5 | 32600 | 24800 | 76.07% | 1.98 | 0 | 11.5 |  |  |  | No | R-410A | 2.7 | Residential & Commercial | Ducted CEE Tier 1
213781719 | Central HP <5.4 tons | ARCOAIRE | HRCU-A-CB (Split System: Heat Pump with Remote Outdoor Unit-Air-Source) | HVH837GKA2* |  |  | EA*4X61L24A*+WALLCON | *96CTN1202422B* | 33200 | 17.5 | 8.5 | 32000 | 24800 | 77.5% | 2 | 0 | 11.7 |  |  |  | No | R-410A | 2.7667 | Residential & Commercial | Ducted CEE Tier 1
213781669 | Central HP <5.4 tons | ARCOAIRE | HRCU-A-CB (Split System: Heat Pump with Remote Outdoor Unit-Air-Source) | HVH837GKA2* |  |  | EA*4X61L24A*+WALLCON | *80CTL1102120B* | 33200 | 17.5 | 8.5 | 32000 | 24800 | 77.5% | 2 | 0 | 11.5 |  |  |  | No | R-410A | 2.7667 | Residential & Commercial | Ducted CEE Tier 1
213780999 | Central HP <5.4 tons | ARCOAIRE | HRCU-A-CB (Split System: Heat Pump with Remote Outdoor Unit-Air-Source) | HVH837GKA2* |  |  | EA*4X42L21A*+WALLCON | *80CTL0902120B* | 31800 | 17 | 8.1 | 32800 | 24200 | 73.78% | 1.88 | 0 | 11 |  |  |  | No | R-410A | 2.65 | Residential & Commercial | Ducted CEE Tier 1
213829748 | Central HP <5.4 tons | RHEEM | HRCU-A-CB (Split System: Heat Pump with Remote Outdoor Unit-Air-Source) | RP18AZ48AJVC |  |  | RCFZ6021SEAAM | R801V0504A17UHU | 45000 | 19 | 8.5 | 44000 | 45500 | 103.4% | 1.9 | 0 | 12 |  |  |  | No | R-410A | 3.75 | Residential & Commercial | Ducted CEE Tier 1
212973209 | Central HP <5.4 tons | KEEPRITE | HRCU-A-CB (Split System: Heat Pump with Remote Outdoor Unit-Air-Source) | DLCURAH24ABK |  |  | EA*4X30L17A* | *96VSN0401712B* | 23200 | 16 | 8.5 | 26400 | 25200 | 95.45% | 2.08 | 0 | 10 |  |  |  | No | R-410A | 1.9333 | Residential & Commercial | Ducted CEE Tier 1
214802162 | Central HP <5.4 tons | RHEEM | HRCU-A-CB (Split System: Heat Pump with Remote Outdoor Unit-Air-Source) | RP18AZ48AJVC |  |  | RCFZ4821SEAAM | R951V0705A21UHU | 44500 | 19 | 8.1 | 40000 | 42000 | 105% | 1.8 | 0 | 10 |  |  |  | No | R-410A | 3.7083 | Residential & Commercial | Ducted CEE Tier 1
214572775 | Central HP <5.4 tons | KEEPRITE | HRCU-A-CB (Split System: Heat Pump with Remote Outdoor Unit-Air-Source) | CVH837GKA** |  |  | EA*4X48L21A*+WALLCON | *80CTL0702120B* | 32200 | 17.5 | 8.5 | 32400 | 25000 | 77.16% | 1.98 | 0 | 11 |  |  |  | No | R-410A | 2.6833 | Residential & Commercial | Ducted CEE Tier 1
214572845 | Central HP <5.4 tons | KEEPRITE | HRCU-A-CB (Split System: Heat Pump with Remote Outdoor Unit-Air-Source) | CVH837GKA** |  |  | EA*4X48L24A*+WALLCON | *95CSU0802120B* | 32200 | 17.5 | 8.5 | 32400 | 25000 | 77.16% | 1.98 | 0 | 11 |  |  |  | No | R-410A | 2.6833 | Residential & Commercial | Ducted CEE Tier 1
214572875 | Central HP <5.4 tons | KEEPRITE | HRCU-A-CB (Split System: Heat Pump with Remote Outdoor Unit-Air-Source) | CVH837GKA** |  |  | EA*4X48L24A*+WALLCON | *97CMN0802120B* | 32400 | 17.5 | 8.5 | 32400 | 25000 | 77.16% | 1.98 | 0 | 11 |  |  |  | No | R-410A | 2.7 | Residential & Commercial | Ducted CEE Tier 1
214606569 | Central HP <5.4 tons | CHAMPION HEATING AND COOLING | HRCU-A-C (Split System: Heat Pump with Remote Outdoor Unit with No Indoor Fan --Air Source) | HH860E2S11 |  |  | CTF60D5CHS1 |  | 54000 | 15.2 | 8.1 | 55000 | 40000 | 72.73% | 2 | 0 | 11 |  |  |  | No | R-454B | 4.5 | Residential & Commercial | Ducted CEE Tier 1
214606571 | Central HP <5.4 tons | CHAMPION HEATING AND COOLING | HRCU-A-C (Split System: Heat Pump with Remote Outdoor Unit with No Indoor Fan --Air Source) | HH860E2S11 |  |  | CTF60C5CHS1 |  | 54000 | 15.2 | 8.1 | 55000 | 40000 | 72.73% | 2 | 0 | 11 |  |  |  | No | R-454B | 4.5 | Residential & Commercial | Ducted CEE Tier 1
216374740 | Central HP <5.4 tons | CHAMPION HEATING AND COOLING | HRCU-A-CB (Split System: Heat Pump with Remote Outdoor Unit-Air-Source) | HH860E2S11 |  |  | CTM60D5CJS1 | Z9ET120D20SMPS1 | 53000 | 19 | 9 | 55500 | 40000 | 72.07% | 2 | 0 | 10 |  |  |  | No | R-454B | 4.4167 | Residential & Commercial | Ducted CEE Tier 1
214809271 | Central HP <5.4 tons | LUXAIRE | HRCU-A-CB (Split System: Heat Pump with Remote Outdoor Unit-Air-Source) | HH860E2S11 |  |  | CTU60C5XGS1+TXV | Z9ES080C16SMPS1 | 44500 | 18 | 9 | 46000 | 33800 | 73.48% | 2 | 0 | 11.7 |  |  |  | No | R-454B | 3.7083 | Residential & Commercial | Ducted CEE Tier 1
214397091 | Central HP <5.4 tons | LUXAIRE | HRCU-A-CB (Split System: Heat Pump with Remote Outdoor Unit-Air-Source) | HH860E2S11 |  |  | CTF60C5CGS1 | TL9E100C20UH11 | 44000 | 17 | 9 | 44500 | 33400 | 75.06% | 2 | 0 | 11.7 |  |  |  | No | R-454B | 3.6667 | Residential & Commercial | Ducted CEE Tier 1
214397190 | Central HP <5.4 tons | LUXAIRE | HRCU-A-CB (Split System: Heat Pump with Remote Outdoor Unit-Air-Source) | HH860E2S11 |  |  | CTF60C5CHS1 | TM9E100C20MP12 | 54000 | 19 | 8.5 | 55000 | 39500 | 71.82% | 2 | 0 | 11 |  |  |  | No | R-454B | 4.5 | Residential & Commercial | Ducted CEE Tier 1
214398030 | Central HP <5.4 tons | CHAMPION HEATING AND COOLING | HRCU-A-CB (Split System: Heat Pump with Remote Outdoor Unit-Air-Source) | HH860E2S11 |  |  | CTM60C5CHS1 | TMLE080C20MP11 | 53500 | 19 | 8.5 | 54000 | 39000 | 72.22% | 2 | 0 | 11 |  |  |  | No | R-454B | 4.4583 | Residential & Commercial | Ducted CEE Tier 1
216374593 | Central HP <5.4 tons | CHAMPION HEATING AND COOLING | HRCU-A-CB (Split System: Heat Pump with Remote Outdoor Unit-Air-Source) | HH836E2S11 |  |  | CTF36B5CDS1 | Z9ET080B12SMPS1 | 33400 | 18 | 8.5 | 31400 | 24000 | 76.43% | 2 | 0 | 11 |  |  |  | No | R-454B | 2.7833 | Residential & Commercial | Ducted CEE Tier 1
214397324 | Central HP <5.4 tons | LUXAIRE | HRCU-A-CB (Split System: Heat Pump with Remote Outdoor Unit-Air-Source) | HH836E2S11 |  |  | CTF48C5CFS1 | TM9E100C16MP12 | 33400 | 19 | 9 | 31400 | 25400 | 80.89% | 2 | 0 | 11 |  |  |  | No | R-454B | 2.7833 | Residential & Commercial | Ducted CEE Tier 1
214396387 | Central HP <5.4 tons | LUXAIRE | HRCU-A-CB (Split System: Heat Pump with Remote Outdoor Unit-Air-Source) | HH836E2S11 |  |  | CTM36C5CDS1 | TM9Y100C16MP11 | 33200 | 18 | 9 | 31000 | 25200 | 81.29% | 2 | 0 | 11 |  |  |  | No | R-454B | 2.7667 | Residential & Commercial | Ducted CEE Tier 1
214396412 | Central HP <5.4 tons | LUXAIRE | HRCU-A-CB (Split System: Heat Pump with Remote Outdoor Unit-Air-Source) | HH836E2S11 |  |  | CTF36C5CDS1 | LP9C100C20MP13 | 34600 | 18 | 8.5 | 33000 | 27200 | 82.42% | 2 | 0 | 10 |  |  |  | No | R-454B | 2.8833 | Residential & Commercial | Ducted CEE Tier 1
214398219 | Central HP <5.4 tons | CHAMPION HEATING AND COOLING | HRCU-A-CB (Split System: Heat Pump with Remote Outdoor Unit-Air-Source) | HH836E2S11 |  |  | CTF48C5CFS1 | TM8E120C16MP11 | 33600 | 19 | 9 | 31400 | 25400 | 80.89% | 2 | 0 | 11 |  |  |  | No | R-454B | 2.8 | Residential & Commercial | Ducted CEE Tier 1
214397667 | Central HP <5.4 tons | CHAMPION HEATING AND COOLING | HRCU-A-CB (Split System: Heat Pump with Remote Outdoor Unit-Air-Source) | HH836E2S11 |  |  | CTF36C5CDS1 | TM8E080C16MP11 | 33800 | 18 | 8.5 | 31400 | 25600 | 81.53% | 2 | 0 | 11 |  |  |  | No | R-454B | 2.8167 | Residential & Commercial | Ducted CEE Tier 1
215588191 | Central HP <5.4 tons | CARRIER | HRCU-A-CB (Split System: Heat Pump with Remote Outdoor Unit-Air-Source) | 27VNA154A*030* |  |  | FE5BN(B,X)C48L*+UI |  | 50000 | 20 | 11 | 52000 | 52000 | 100% | 1.96 | 0 | 12.5 |  |  |  | No | R-454B | 4.1667 | Residential & Commercial | Ducted CEE Tier 1
215588409 | Central HP <5.4 tons | CARRIER | HRCU-A-CB (Split System: Heat Pump with Remote Outdoor Unit-Air-Source) | 27VNA154A*030* |  |  | CVAVA6124XMA*+UI | 59MN7C100C21**22 | 53000 | 19.5 | 8.1 | 53500 | 46500 | 86.92% | 1.84 | 0 | 12 |  |  |  | No | R-454B | 4.4167 | Residential & Commercial | Ducted CEE Tier 1
215588461 | Central HP <5.4 tons | CARRIER | HRCU-A-CB (Split System: Heat Pump with Remote Outdoor Unit-Air-Source) | 27VNA154A*030* |  |  | CSAH*6012AM*+UI | 59TN7A100C21**22 | 49500 | 18.5 | 10.5 | 52500 | 53500 | 101.9% | 1.9 | 0 | 11 |  |  |  | No | R-454B | 4.125 | Residential & Commercial | Ducted CEE Tier 1
215588367 | Central HP <5.4 tons | CARRIER | HRCU-A-CB (Split System: Heat Pump with Remote Outdoor Unit-Air-Source) | 27VNA154A*030* |  |  | CVAVA6024XMA*+UI | 59MN7C100C21**22 | 52000 | 19 | 8.1 | 52500 | 46500 | 88.57% | 1.84 | 0 | 11.5 |  |  |  | No | R-454B | 4.3333 | Residential & Commercial | Ducted CEE Tier 1
215588387 | Central HP <5.4 tons | CARRIER | HRCU-A-CB (Split System: Heat Pump with Remote Outdoor Unit-Air-Source) | 27VNA154A*030* |  |  | CVAVA6121XMA*+UI | 59MN7C080C21**20 | 52500 | 19.5 | 8.1 | 54000 | 45500 | 84.26% | 1.86 | 0 | 11.7 |  |  |  | No | R-454B | 4.375 | Residential & Commercial | Ducted CEE Tier 1
215588493 | Central HP <5.4 tons | CARRIER | HRCU-A-CB (Split System: Heat Pump with Remote Outdoor Unit-Air-Source) | 27VNA154A*030* |  |  | CVAMA6024XMA*+UI | 59TN7A120C24**22 | 52000 | 19 | 8.1 | 52500 | 46500 | 88.57% | 1.86 | 0 | 12 |  |  |  | No | R-454B | 4.3333 | Residential & Commercial | Ducted CEE Tier 1
215588495 | Central HP <5.4 tons | CARRIER | HRCU-A-CB (Split System: Heat Pump with Remote Outdoor Unit-Air-Source) | 27VNA154A*030* |  |  | CVAMA6124XMA*+UI | 59TN6C080C21**20 | 52500 | 19.5 | 8.1 | 53500 | 46500 | 86.92% | 1.82 | 0 | 12 |  |  |  | No | R-454B | 4.375 | Residential & Commercial | Ducted CEE Tier 1
214397820 | Central HP <5.4 tons | CHAMPION HEATING AND COOLING | HRCU-A-CB (Split System: Heat Pump with Remote Outdoor Unit-Air-Source) | HH836E2S11 |  |  | CTF48C5CFS1 | TM9E080C20MP12 | 34000 | 17 | 9 | 32000 | 25400 | 79.38% | 2 | 0 | 11 |  |  |  | No | R-454B | 2.8333 | Residential & Commercial | Ducted CEE Tier 1
214396499 | Central HP <5.4 tons | LUXAIRE | HRCU-A-CB (Split System: Heat Pump with Remote Outdoor Unit-Air-Source) | HH836E2S11 |  |  | CTF48C5CFS1 | TM8E100C20MP11 | 34400 | 17 | 8.5 | 32600 | 25800 | 79.14% | 2 | 0 | 11 |  |  |  | No | R-454B | 2.8667 | Residential & Commercial | Ducted CEE Tier 1
214397354 | Central HP <5.4 tons | LUXAIRE | HRCU-A-CB (Split System: Heat Pump with Remote Outdoor Unit-Air-Source) | HH836E2S11 |  |  | CTM48C5CFS1 | TMLE120C20MP11 | 34600 | 17 | 8.5 | 32600 | 25600 | 78.53% | 2 | 0 | 11 |  |  |  | No | R-454B | 2.8833 | Residential & Commercial | Ducted CEE Tier 1
216374633 | Central HP <5.4 tons | FRASER-JOHNSTON | HRCU-A-CB (Split System: Heat Pump with Remote Outdoor Unit-Air-Source) | HH836E2S11 |  |  | CTF36B5CDS1 | Z9ET080B12SMPS1 | 33400 | 18 | 8.5 | 31400 | 24000 | 76.43% | 2 | 0 | 11 |  |  |  | No | R-454B | 2.7833 | Residential & Commercial | Ducted CEE Tier 1
214396811 | Central HP <5.4 tons | LUXAIRE | HRCU-A-CB (Split System: Heat Pump with Remote Outdoor Unit-Air-Source) | HH836E2S11 |  |  | CTF36C5CDS1+JMVT17CC2N1 |  | 34800 | 19 | 9 | 32200 | 25800 | 80.12% | 2 | 0 | 11.7 |  |  |  | No | R-454B | 2.9 | Residential & Commercial | Ducted CEE Tier 1
215934688 | Central HP <5.4 tons | ARCOAIRE | HRCU-A-CB (Split System: Heat Pump with Remote Outdoor Unit-Air-Source) | H5H3V36*K*AAA* |  |  | EVM5X32M17A*+WALLCON | *97CMN0601714B* | 35000 | 21 | 8.5 | 38000 | 28000 | 73.68% | 2.06 | 0 | 11.5 |  |  |  | No | R-454B | 2.9167 | Residential & Commercial | Ducted CEE Tier 1
215934738 | Central HP <5.4 tons | ARCOAIRE | HRCU-A-CB (Split System: Heat Pump with Remote Outdoor Unit-Air-Source) | H5H3V36*K*AAA* |  |  | EVM5X42M21A*+WALLCON | *97CMN0601714B* | 34000 | 20 | 8.1 | 38000 | 27000 | 71.05% | 2 | 0 | 11 |  |  |  | No | R-454B | 2.8333 | Residential & Commercial | Ducted CEE Tier 1
215933908 | Central HP <5.4 tons | ARCOAIRE | HRCU-A-CB (Split System: Heat Pump with Remote Outdoor Unit-Air-Source) | H5H3V36*K*AAA* |  |  | ESH5X60M12A*+WALLCON | *96CTN0401410B* | 32600 | 17.5 | 8.5 | 33400 | 25600 | 76.65% | 1.86 | 0 | 10.5 |  |  |  | No | R-454B | 2.7167 | Residential & Commercial | Ducted CEE Tier 1
215933958 | Central HP <5.4 tons | ARCOAIRE | HRCU-A-CB (Split System: Heat Pump with Remote Outdoor Unit-Air-Source) | H5H3V36*K*AAA* |  |  | FCMA5B36L0C*+WALLCON |  | 33000 | 20.5 | 9.5 | 34800 | 26800 | 77.01% | 2 | 0 | 11.7 |  |  |  | No | R-454B | 2.75 | Residential & Commercial | Ducted CEE Tier 1
215933558 | Central HP <5.4 tons | ARCOAIRE | HRCU-A-CB (Split System: Heat Pump with Remote Outdoor Unit-Air-Source) | H5H3V36*K*AAA* |  |  | ESH5X48M12A*+WALLCON | *80CTL0701716B* | 33600 | 19 | 9 | 35000 | 26800 | 76.57% | 1.92 | 0 | 11 |  |  |  | No | R-454B | 2.8 | Residential & Commercial | Ducted CEE Tier 1
215933688 | Central HP <5.4 tons | ARCOAIRE | HRCU-A-CB (Split System: Heat Pump with Remote Outdoor Unit-Air-Source) | H5H3V36*K*AAA* |  |  | ESH5X48M12A*+WALLCON | *96CTN0401410B* | 32200 | 17.5 | 9 | 33800 | 26000 | 76.92% | 1.94 | 0 | 10.5 |  |  |  | No | R-454B | 2.6833 | Residential & Commercial | Ducted CEE Tier 1
215675510 | Central HP <5.4 tons | KEEPRITE | HRCU-A-CB (Split System: Heat Pump with Remote Outdoor Unit-Air-Source) | C5H0V48*K*AAA* |  |  | EVM5X49M21A*+WALLCON | *80CSU0802120A* | 48000 | 19 | 9 | 50000 | 36600 | 73.2% | 2.12 | 0 | 10 |  |  |  | No | R-454B | 4 | Residential & Commercial | Ducted CEE Tier 1
215682459 | Central HP <5.4 tons | DAY & NIGHT | HRCU-A-CB (Split System: Heat Pump with Remote Outdoor Unit-Air-Source) | C5H0V48*K*AAA* |  |  | EVD5X61M21A*+WALLCON | *80CSU0601716B* | 48500 | 19 | 9 | 50000 | 36800 | 73.6% | 2.1 | 0 | 10 |  |  |  | No | R-454B | 4.0417 | Residential & Commercial | Ducted CEE Tier 1
215682559 | Central HP <5.4 tons | DAY & NIGHT | HRCU-A-CB (Split System: Heat Pump with Remote Outdoor Unit-Air-Source) | C5H0V48*K*AAA* |  |  | EVD5X61M24A*+WALLCON | *97CTN1002122A* | 48500 | 19.5 | 9.5 | 50000 | 36600 | 73.2% | 2.12 | 0 | 10.5 |  |  |  | No | R-454B | 4.0417 | Residential & Commercial | Ducted CEE Tier 1
215682300 | Central HP <5.4 tons | KEEPRITE | HRCU-A-CB (Split System: Heat Pump with Remote Outdoor Unit-Air-Source) | C5H0V48*K*AAA* |  |  | EVD5X60M21A*+WALLCON | *96CTN0802120B* | 48000 | 19 | 9 | 50000 | 36800 | 73.6% | 2 | 0 | 10 |  |  |  | No | R-454B | 4 | Residential & Commercial | Ducted CEE Tier 1
215682350 | Central HP <5.4 tons | KEEPRITE | HRCU-A-CB (Split System: Heat Pump with Remote Outdoor Unit-Air-Source) | C5H0V48*K*AAA* |  |  | EVD5X60M21A*+WALLCON | *97CTN0801716A* | 47500 | 18.5 | 9 | 50000 | 37200 | 74.4% | 1.98 | 0 | 10 |  |  |  | No | R-454B | 3.9583 | Residential & Commercial | Ducted CEE Tier 1
213779239 | Central HP <5.4 tons | ARCOAIRE | HRCU-A-CB (Split System: Heat Pump with Remote Outdoor Unit-Air-Source) | HVH837GKA** |  |  | EA*4X42L24A*+WALLCON | *96CTN1202422B* | 31800 | 17 | 8.1 | 33000 | 24200 | 73.33% | 1.88 | 0 | 11 |  |  |  | No | R-410A | 2.65 | Residential & Commercial | Ducted CEE Tier 1
213779339 | Central HP <5.4 tons | ARCOAIRE | HRCU-A-CB (Split System: Heat Pump with Remote Outdoor Unit-Air-Source) | HVH837GKA** |  |  | EA*4X43L21A*+WALLCON | *96CTN0601714B* | 32800 | 17 | 8.1 | 33000 | 25400 | 76.97% | 1.96 | 0 | 11 |  |  |  | No | R-410A | 2.7333 | Residential & Commercial | Ducted CEE Tier 1
213779389 | Central HP <5.4 tons | ARCOAIRE | HRCU-A-CB (Split System: Heat Pump with Remote Outdoor Unit-Air-Source) | HVH837GKA** |  |  | EA*4X48L21A*+WALLCON | *80CTL0901716B* | 32400 | 17 | 8.1 | 32600 | 25000 | 76.69% | 1.96 | 0 | 11 |  |  |  | No | R-410A | 2.7 | Residential & Commercial | Ducted CEE Tier 1
213779439 | Central HP <5.4 tons | ARCOAIRE | HRCU-A-CB (Split System: Heat Pump with Remote Outdoor Unit-Air-Source) | HVH837GKA** |  |  | EA*4X48L21A*+WALLCON | *97CMN0801714B* | 32200 | 17 | 8.1 | 32600 | 25000 | 76.69% | 1.94 | 0 | 11 |  |  |  | No | R-410A | 2.6833 | Residential & Commercial | Ducted CEE Tier 1
212983587 | Central HP <5.4 tons | BRYANT HEATING AND COOLING SYSTEMS | HRCU-A-CB (Split System: Heat Pump with Remote Outdoor Unit-Air-Source) | 38MURAQ24AB3* |  |  | CNPV*2417AL* | 912SE36060M14*** | 23400 | 16.5 | 8.5 | 27000 | 24600 | 91.11% | 2.04 | 0 | 10 |  |  |  | No | R-410A | 1.95 | Residential & Commercial | Ducted CEE Tier 1
213780439 | Central HP <5.4 tons | ARCOAIRE | HRCU-A-CB (Split System: Heat Pump with Remote Outdoor Unit-Air-Source) | HVH837GKA** |  |  | EHD4X60AAL+WALLCON | *96CTN1002122B* | 33000 | 16.5 | 8.1 | 32200 | 24800 | 77.02% | 2 | 0 | 11.5 |  |  |  | No | R-410A | 2.75 | Residential & Commercial | Ducted CEE Tier 1
213779519 | Central HP <5.4 tons | ARCOAIRE | HRCU-A-CB (Split System: Heat Pump with Remote Outdoor Unit-Air-Source) | HVH837GKA** |  |  | EA*4X48L24A*+WALLCON | *97CMN1002122B* | 32400 | 17 | 8.5 | 32200 | 24800 | 77.02% | 1.98 | 0 | 11 |  |  |  | No | R-410A | 2.7 | Residential & Commercial | Ducted CEE Tier 1
214572575 | Central HP <5.4 tons | KEEPRITE | HRCU-A-CB (Split System: Heat Pump with Remote Outdoor Unit-Air-Source) | CVH837GKA** |  |  | EA*4X37L21A*+WALLCON | *97CMN0802120B* | 32800 | 17.5 | 8.5 | 32800 | 25200 | 76.83% | 2 | 0 | 11.5 |  |  |  | No | R-410A | 2.7333 | Residential & Commercial | Ducted CEE Tier 1
214572725 | Central HP <5.4 tons | KEEPRITE | HRCU-A-CB (Split System: Heat Pump with Remote Outdoor Unit-Air-Source) | CVH837GKA** |  |  | EA*4X43L21A*+WALLCON | *95CSU0802120B* | 32800 | 17.5 | 8.5 | 32800 | 25200 | 76.83% | 2 | 0 | 11 |  |  |  | No | R-410A | 2.7333 | Residential & Commercial | Ducted CEE Tier 1
213782349 | Central HP <5.4 tons | ARCOAIRE | HRCU-A-CB (Split System: Heat Pump with Remote Outdoor Unit-Air-Source) | HVH837GKA2* |  |  | EHD4X60AAL+WALLCON | *96CTN1002122B* | 33000 | 16.5 | 8.1 | 32200 | 24800 | 77.02% | 2 | 0 | 11.5 |  |  |  | No | R-410A | 2.75 | Residential & Commercial | Ducted CEE Tier 1
213781629 | Central HP <5.4 tons | ARCOAIRE | HRCU-A-CB (Split System: Heat Pump with Remote Outdoor Unit-Air-Source) | HVH837GKA2* |  |  | EA*4X61L21A*+WALLCON | *96CTN0601714B* | 33000 | 17 | 8.1 | 32200 | 25000 | 77.64% | 1.96 | 0 | 11 |  |  |  | No | R-410A | 2.75 | Residential & Commercial | Ducted CEE Tier 1
213782079 | Central HP <5.4 tons | ARCOAIRE | HRCU-A-CB (Split System: Heat Pump with Remote Outdoor Unit-Air-Source) | HVH837GKA2* |  |  | EHD4X48AAL+WALLCON | *80CTL0901716B* | 32400 | 16.5 | 8.1 | 33000 | 24800 | 75.15% | 1.96 | 0 | 11 |  |  |  | No | R-410A | 2.7 | Residential & Commercial | Ducted CEE Tier 1
213781279 | Central HP <5.4 tons | ARCOAIRE | HRCU-A-CB (Split System: Heat Pump with Remote Outdoor Unit-Air-Source) | HVH837GKA2* |  |  | EA*4X48L21A*+WALLCON | *80CTL0451712B* | 32000 | 16.5 | 8.1 | 32800 | 25200 | 76.83% | 1.92 | 0 | 10.5 |  |  |  | No | R-410A | 2.6667 | Residential & Commercial | Ducted CEE Tier 1
213781329 | Central HP <5.4 tons | ARCOAIRE | HRCU-A-CB (Split System: Heat Pump with Remote Outdoor Unit-Air-Source) | HVH837GKA2* |  |  | EA*4X48L21A*+WALLCON | *95CSU0601716B* | 32200 | 17 | 8.1 | 32600 | 25000 | 76.69% | 1.94 | 0 | 11 |  |  |  | No | R-410A | 2.6833 | Residential & Commercial | Ducted CEE Tier 1
210473465 | Central HP <5.4 tons | KEEPRITE | HRCU-A-CB (Split System: Heat Pump with Remote Outdoor Unit-Air-Source) | CVH825GKA3* |  |  | EA*4X48L24A*+WALLCON | *80CSU1002120A* | 24000 | 16.5 | 8.1 | 21000 | 16600 | 79.05% | 2 | 0 | 11 |  |  |  | No | R-410A | 2 | Residential & Commercial | Ducted CEE Tier 1
214396360 | Central HP <5.4 tons | LUXAIRE | HRCU-A-CB (Split System: Heat Pump with Remote Outdoor Unit-Air-Source) | HH860E2S11 |  |  | CTF60D5CJS1 | TM9V120D20MP12 | 53000 | 19 | 9 | 55000 | 39500 | 71.82% | 2 | 0 | 11 |  |  |  | No | R-454B | 4.4167 | Residential & Commercial | Ducted CEE Tier 1
213780983 | Central HP <5.4 tons | KENMORE | HRCU-A-CB (Split System: Heat Pump with Remote Outdoor Unit-Air-Source) | (C,H,T)VH837GKA2* |  |  | EA*4X42L21A*+WALLCON | *80CTL0701716B* | 31400 | 17 | 8.1 | 33200 | 24400 | 73.49% | 1.86 | 0 | 10.5 |  |  |  | No | R-410A | 2.6167 | Residential & Commercial | Ducted CEE Tier 1
214396578 | Central HP <5.4 tons | LUXAIRE | HRCU-A-CB (Split System: Heat Pump with Remote Outdoor Unit-Air-Source) | HH860E2S11 |  |  | CTF60C5CGS1 | LP9C100C16MP13 | 43500 | 18 | 9 | 44000 | 33200 | 75.45% | 2 | 0 | 11.7 |  |  |  | No | R-454B | 3.625 | Residential & Commercial | Ducted CEE Tier 1
213781163 | Central HP <5.4 tons | KENMORE | HRCU-A-CB (Split System: Heat Pump with Remote Outdoor Unit-Air-Source) | (C,H,T)VH837GKA2* |  |  | EA*4X43L21A*+WALLCON | *80CTL0451712B* | 32600 | 16.5 | 8.1 | 33200 | 25400 | 76.51% | 1.94 | 0 | 10.5 |  |  |  | No | R-410A | 2.7167 | Residential & Commercial | Ducted CEE Tier 1
214398000 | Central HP <5.4 tons | CHAMPION HEATING AND COOLING | HRCU-A-CB (Split System: Heat Pump with Remote Outdoor Unit-Air-Source) | HH860E2S11 |  |  | CTF60C5CHS1+JMC17C2SN1 |  | 53500 | 19 | 9 | 53500 | 38000 | 71.03% | 2 | 0 | 12 |  |  |  | No | R-454B | 4.4583 | Residential & Commercial | Ducted CEE Tier 1
213780743 | Central HP <5.4 tons | KENMORE | HRCU-A-CB (Split System: Heat Pump with Remote Outdoor Unit-Air-Source) | (C,H,T)VH837GKA2* |  |  | EA*4X36L21A*+WALLCON | *80CTL0701716B* | 31400 | 16.5 | 8.1 | 33000 | 24400 | 73.94% | 1.84 | 0 | 10.5 |  |  |  | No | R-410A | 2.6167 | Residential & Commercial | Ducted CEE Tier 1
214397051 | Central HP <5.4 tons | LUXAIRE | HRCU-A-CB (Split System: Heat Pump with Remote Outdoor Unit-Air-Source) | HH860E2S11 |  |  | CTM60C5CGS1 | TM8E080C20MP11 | 44500 | 17 | 9 | 45000 | 33800 | 75.11% | 2 | 0 | 11.7 |  |  |  | No | R-454B | 3.7083 | Residential & Commercial | Ducted CEE Tier 1
214396563 | Central HP <5.4 tons | LUXAIRE | HRCU-A-CB (Split System: Heat Pump with Remote Outdoor Unit-Air-Source) | HH860E2S11 |  |  | CTF60C5CGS1 | TL8E100C20UH11 | 45000 | 18 | 9 | 45000 | 33400 | 74.22% | 2 | 0 | 11.7 |  |  |  | No | R-454B | 3.75 | Residential & Commercial | Ducted CEE Tier 1
213781379 | Central HP <5.4 tons | ARCOAIRE | HRCU-A-CB (Split System: Heat Pump with Remote Outdoor Unit-Air-Source) | HVH837GKA2* |  |  | EA*4X48L21A*+WALLCON | *96CTN0801714B* | 32200 | 17 | 8.1 | 32800 | 25000 | 76.22% | 1.96 | 0 | 11 |  |  |  | No | R-410A | 2.6833 | Residential & Commercial | Ducted CEE Tier 1
213780879 | Central HP <5.4 tons | ARCOAIRE | HRCU-A-CB (Split System: Heat Pump with Remote Outdoor Unit-Air-Source) | HVH837GKA2* |  |  | EA*4X37L21A*+WALLCON | *80CTL0902120B* | 32800 | 17 | 8.5 | 33000 | 25000 | 75.76% | 1.98 | 0 | 11 |  |  |  | No | R-410A | 2.7333 | Residential & Commercial | Ducted CEE Tier 1
213780929 | Central HP <5.4 tons | ARCOAIRE | HRCU-A-CB (Split System: Heat Pump with Remote Outdoor Unit-Air-Source) | HVH837GKA2* |  |  | EA*4X37L21A*+WALLCON | *97CMN1002122B* | 33000 | 17 | 8.5 | 32600 | 25000 | 76.69% | 1.98 | 0 | 11.5 |  |  |  | No | R-410A | 2.75 | Residential & Commercial | Ducted CEE Tier 1
210470236 | Central HP <5.4 tons | ARCOAIRE | HRCU-A-CB (Split System: Heat Pump with Remote Outdoor Unit-Air-Source) | HVH837GKA2* |  |  | EA*4X60L24A*+WALLCON | *95CSU0802120A* | 32800 | 17.5 | 8.5 | 31800 | 24800 | 77.99% | 2 | 0 | 11.5 |  |  |  | No | R-410A | 2.7333 | Residential & Commercial | Ducted CEE Tier 1
214573365 | Central HP <5.4 tons | KEEPRITE | HRCU-A-CB (Split System: Heat Pump with Remote Outdoor Unit-Air-Source) | CVH837GKA** |  |  | EN(A,D)4X36L21**+WALLCON | *96CTN0802120B* | 31400 | 17 | 8.1 | 33000 | 24000 | 72.73% | 1.84 | 0 | 11 |  |  |  | No | R-410A | 2.6167 | Residential & Commercial | Ducted CEE Tier 1
214573515 | Central HP <5.4 tons | KEEPRITE | HRCU-A-CB (Split System: Heat Pump with Remote Outdoor Unit-Air-Source) | CVH837GKA** |  |  | EN(A,D)4X48L24**+WALLCON | *95CSU1002122B* | 32400 | 17.5 | 8.5 | 32600 | 24800 | 76.07% | 1.98 | 0 | 11.5 |  |  |  | No | R-410A | 2.7 | Residential & Commercial | Ducted CEE Tier 1
214573535 | Central HP <5.4 tons | KEEPRITE | HRCU-A-CB (Split System: Heat Pump with Remote Outdoor Unit-Air-Source) | CVH837GKA** |  |  | EN(A,D)4X48L24**+WALLCON | *97CMN0802120B* | 32400 | 17.5 | 8.5 | 32800 | 24800 | 75.61% | 1.96 | 0 | 11.5 |  |  |  | No | R-410A | 2.7 | Residential & Commercial | Ducted CEE Tier 1
214572655 | Central HP <5.4 tons | KEEPRITE | HRCU-A-CB (Split System: Heat Pump with Remote Outdoor Unit-Air-Source) | CVH837GKA** |  |  | EA*4X42L24A*+WALLCON | *80CTL0702120B* | 31800 | 18 | 8.5 | 33000 | 24400 | 73.94% | 1.9 | 0 | 11 |  |  |  | No | R-410A | 2.65 | Residential & Commercial | Ducted CEE Tier 1
214573005 | Central HP <5.4 tons | KEEPRITE | HRCU-A-CB (Split System: Heat Pump with Remote Outdoor Unit-Air-Source) | CVH837GKA** |  |  | EA*4X61L21A*+WALLCON | *96CTN0802120B* | 33200 | 18.5 | 8.5 | 31800 | 24800 | 77.99% | 2 | 0 | 11.5 |  |  |  | No | R-410A | 2.7667 | Residential & Commercial | Ducted CEE Tier 1
214573275 | Central HP <5.4 tons | KEEPRITE | HRCU-A-CB (Split System: Heat Pump with Remote Outdoor Unit-Air-Source) | CVH837GKA** |  |  | EHD4X60AAL+WALLCON | *95CSU1002122B* | 33000 | 18 | 8.5 | 32000 | 24800 | 77.5% | 2.02 | 0 | 11.5 |  |  |  | No | R-410A | 2.75 | Residential & Commercial | Ducted CEE Tier 1
213781419 | Central HP <5.4 tons | ARCOAIRE | HRCU-A-CB (Split System: Heat Pump with Remote Outdoor Unit-Air-Source) | HVH837GKA2* |  |  | EA*4X48L24A*+WALLCON | *80CTL1352422B* | 32400 | 17.5 | 8.5 | 32400 | 24800 | 76.54% | 1.98 | 0 | 11.5 |  |  |  | No | R-410A | 2.7 | Residential & Commercial | Ducted CEE Tier 1
213780769 | Central HP <5.4 tons | ARCOAIRE | HRCU-A-CB (Split System: Heat Pump with Remote Outdoor Unit-Air-Source) | HVH837GKA2* |  |  | EA*4X36L21A*+WALLCON | *80CTL1102120B* | 31600 | 17 | 8.1 | 32800 | 24200 | 73.78% | 1.86 | 0 | 11 |  |  |  | No | R-410A | 2.6333 | Residential & Commercial | Ducted CEE Tier 1
213780969 | Central HP <5.4 tons | ARCOAIRE | HRCU-A-CB (Split System: Heat Pump with Remote Outdoor Unit-Air-Source) | HVH837GKA2* |  |  | EA*4X42L21A*+WALLCON | *80CTL0451712B* | 31600 | 16.5 | 8.1 | 33400 | 24800 | 74.25% | 1.84 | 0 | 10.5 |  |  |  | No | R-410A | 2.6333 | Residential & Commercial | Ducted CEE Tier 1
213781169 | Central HP <5.4 tons | ARCOAIRE | HRCU-A-CB (Split System: Heat Pump with Remote Outdoor Unit-Air-Source) | HVH837GKA2* |  |  | EA*4X43L21A*+WALLCON | *80CTL0701716B* | 32800 | 17 | 8.5 | 33000 | 25200 | 76.36% | 1.96 | 0 | 11 |  |  |  | No | R-410A | 2.7333 | Residential & Commercial | Ducted CEE Tier 1
214396580 | Central HP <5.4 tons | LUXAIRE | HRCU-A-CB (Split System: Heat Pump with Remote Outdoor Unit-Air-Source) | HH860E2S11 |  |  | CTF60C5CGS1+JMC16C2SN1 |  | 45000 | 19 | 9 | 45000 | 33600 | 74.67% | 2 | 0 | 12 |  |  |  | No | R-454B | 3.75 | Residential & Commercial | Ducted CEE Tier 1
214397016 | Central HP <5.4 tons | LUXAIRE | HRCU-A-CB (Split System: Heat Pump with Remote Outdoor Unit-Air-Source) | HH860E2S11 |  |  | JHC48D5CG2SS1 |  | 45000 | 19 | 9 | 45000 | 33600 | 74.67% | 2 | 0 | 12 |  |  |  | No | R-454B | 3.75 | Residential & Commercial | Ducted CEE Tier 1
214397031 | Central HP <5.4 tons | LUXAIRE | HRCU-A-CB (Split System: Heat Pump with Remote Outdoor Unit-Air-Source) | HH860E2S11 |  |  | CTF60D5CGS1+JME18D2SN1 |  | 46000 | 19 | 9.5 | 45500 | 33800 | 74.29% | 2 | 0 | 12 |  |  |  | No | R-454B | 3.8333 | Residential & Commercial | Ducted CEE Tier 1
213781333 | Central HP <5.4 tons | KENMORE | HRCU-A-CB (Split System: Heat Pump with Remote Outdoor Unit-Air-Source) | (C,H,T)VH837GKA2* |  |  | EA*4X48L21A*+WALLCON | *95CSU0601716B* | 32200 | 17 | 8.1 | 32600 | 25000 | 76.69% | 1.94 | 0 | 11 |  |  |  | No | R-410A | 2.6833 | Residential & Commercial | Ducted CEE Tier 1
213781383 | Central HP <5.4 tons | KENMORE | HRCU-A-CB (Split System: Heat Pump with Remote Outdoor Unit-Air-Source) | (C,H,T)VH837GKA2* |  |  | EA*4X48L21A*+WALLCON | *96CTN0801714B* | 32200 | 17 | 8.1 | 32800 | 25000 | 76.22% | 1.96 | 0 | 11 |  |  |  | No | R-410A | 2.6833 | Residential & Commercial | Ducted CEE Tier 1
213781033 | Central HP <5.4 tons | KENMORE | HRCU-A-CB (Split System: Heat Pump with Remote Outdoor Unit-Air-Source) | (C,H,T)VH837GKA2* |  |  | EA*4X42L21A*+WALLCON | *97CMN0601714B* | 31600 | 16.5 | 8.1 | 33200 | 24600 | 74.1% | 1.84 | 0 | 10.5 |  |  |  | No | R-410A | 2.6333 | Residential & Commercial | Ducted CEE Tier 1
213781283 | Central HP <5.4 tons | KENMORE | HRCU-A-CB (Split System: Heat Pump with Remote Outdoor Unit-Air-Source) | (C,H,T)VH837GKA2* |  |  | EA*4X48L21A*+WALLCON | *80CTL0451712B* | 32000 | 16.5 | 8.1 | 32800 | 25200 | 76.83% | 1.92 | 0 | 10.5 |  |  |  | No | R-410A | 2.6667 | Residential & Commercial | Ducted CEE Tier 1
214398045 | Central HP <5.4 tons | CHAMPION HEATING AND COOLING | HRCU-A-CB (Split System: Heat Pump with Remote Outdoor Unit-Air-Source) | HH860E2S11 |  |  | CTM60C5CHS1 | TMLV120C20MP12 | 53500 | 19 | 9 | 54000 | 39000 | 72.22% | 2 | 0 | 11 |  |  |  | No | R-454B | 4.4583 | Residential & Commercial | Ducted CEE Tier 1
216051094 | Central HP <5.4 tons | RHEEM | HRCU-A-CB (Split System: Heat Pump with Remote Outdoor Unit-Air-Source) | RP19AY36AJVC |  |  | RCFY3621MEAAM | R98MV0703A17UP | 34200 | 20 | 10 | 34200 | 29600 | 86.55% | 2 | 0 | 12 |  |  |  | No | R-454B | 2.85 | Residential & Commercial | Ducted CEE Tier 1
215588431 | Central HP <5.4 tons | CARRIER | HRCU-A-CB (Split System: Heat Pump with Remote Outdoor Unit-Air-Source) | 27VNA154A*030* |  |  | CAA**6024AM*+UI | 59TN7A100C21**22 | 49000 | 19 | 10.5 | 52500 | 53500 | 101.9% | 1.96 | 0 | 11 |  |  |  | No | R-454B | 4.0833 | Residential & Commercial | Ducted CEE Tier 1
215588549 | Central HP <5.4 tons | CARRIER | HRCU-A-CB (Split System: Heat Pump with Remote Outdoor Unit-Air-Source) | 27VNA154A*030* |  |  | CVAVA6124XMA*+UI | 59TN6C080C21**20 | 52500 | 19.5 | 8.1 | 53500 | 46500 | 86.92% | 1.82 | 0 | 12 |  |  |  | No | R-454B | 4.375 | Residential & Commercial | Ducted CEE Tier 1
215588541 | Central HP <5.4 tons | CARRIER | HRCU-A-CB (Split System: Heat Pump with Remote Outdoor Unit-Air-Source) | 27VNA154A*030* |  |  | CVAVA6024XMA*+UI | 59TN7A120C24**22 | 52000 | 19 | 8.1 | 52500 | 46500 | 88.57% | 1.86 | 0 | 12 |  |  |  | No | R-454B | 4.3333 | Residential & Commercial | Ducted CEE Tier 1
215588557 | Central HP <5.4 tons | CARRIER | HRCU-A-CB (Split System: Heat Pump with Remote Outdoor Unit-Air-Source) | 27VNA154A*030* |  |  | CVAVA6124XMA*+UI | 59TN7A100C21**22 | 53000 | 19.5 | 8.1 | 53500 | 46500 | 86.92% | 1.84 | 0 | 12 |  |  |  | No | R-454B | 4.4167 | Residential & Commercial | Ducted CEE Tier 1
215588483 | Central HP <5.4 tons | CARRIER | HRCU-A-CB (Split System: Heat Pump with Remote Outdoor Unit-Air-Source) | 27VNA154A*030* |  |  | CVAMA6024XMA*+UI | 59TN6C080C21**20 | 51500 | 19 | 8.1 | 53000 | 47000 | 88.68% | 1.84 | 0 | 11.5 |  |  |  | No | R-454B | 4.2917 | Residential & Commercial | Ducted CEE Tier 1
214719937 | Central HP <5.4 tons | FRASER-JOHNSTON | HRCU-A-CB (Split System: Heat Pump with Remote Outdoor Unit-Air-Source) | HH836E2S11 |  |  | CTU48C5XFS1+TXV | TP9C100C16MP13 | 33200 | 18 | 9 | 31200 | 25200 | 80.77% | 2 | 0 | 11 |  |  |  | No | R-454B | 2.7667 | Residential & Commercial | Ducted CEE Tier 1
215932978 | Central HP <5.4 tons | ARCOAIRE | HRCU-A-CB (Split System: Heat Pump with Remote Outdoor Unit-Air-Source) | H5H3V36*K*AAA* |  |  | ESH5X24M12A*+WALLCON | *96CTN0401410B* | 31200 | 16 | 9 | 34800 | 26600 | 76.44% | 1.92 | 0 | 10 |  |  |  | No | R-454B | 2.6 | Residential & Commercial | Ducted CEE Tier 1
215933638 | Central HP <5.4 tons | ARCOAIRE | HRCU-A-CB (Split System: Heat Pump with Remote Outdoor Unit-Air-Source) | H5H3V36*K*AAA* |  |  | ESH5X48M12A*+WALLCON | *97CMN0601714B* | 33400 | 19 | 9 | 34200 | 26200 | 76.61% | 1.96 | 0 | 10.5 |  |  |  | No | R-454B | 2.7833 | Residential & Commercial | Ducted CEE Tier 1
215933738 | Central HP <5.4 tons | ARCOAIRE | HRCU-A-CB (Split System: Heat Pump with Remote Outdoor Unit-Air-Source) | H5H3V36*K*AAA* |  |  | ESH5X60M12A*+WALLCON | *80CSU1002120A* | 34200 | 19.5 | 9 | 34400 | 26200 | 76.16% | 1.96 | 0 | 11.7 |  |  |  | No | R-454B | 2.85 | Residential & Commercial | Ducted CEE Tier 1
215933288 | Central HP <5.4 tons | ARCOAIRE | HRCU-A-CB (Split System: Heat Pump with Remote Outdoor Unit-Air-Source) | H5H3V36*K*AAA* |  |  | ESH5X42M12A*+WALLCON | *80CSU1002120A* | 33600 | 19 | 9 | 35000 | 26600 | 76% | 1.92 | 0 | 11 |  |  |  | No | R-454B | 2.8 | Residential & Commercial | Ducted CEE Tier 1
215933338 | Central HP <5.4 tons | ARCOAIRE | HRCU-A-CB (Split System: Heat Pump with Remote Outdoor Unit-Air-Source) | H5H3V36*K*AAA* |  |  | ESH5X42M12A*+WALLCON | *80CTL0901716B* | 33600 | 19 | 9 | 34800 | 26600 | 76.44% | 1.92 | 0 | 11 |  |  |  | No | R-454B | 2.8 | Residential & Commercial | Ducted CEE Tier 1
215934698 | Central HP <5.4 tons | ARCOAIRE | HRCU-A-CB (Split System: Heat Pump with Remote Outdoor Unit-Air-Source) | H5H3V36*K*AAA* |  |  | EVM5X32M17A*+WALLCON | *96CTN0401410B* | 33800 | 19.5 | 8.1 | 37200 | 26600 | 71.51% | 2.02 | 0 | 11.5 |  |  |  | No | R-454B | 2.8167 | Residential & Commercial | Ducted CEE Tier 1
215932658 | Central HP <5.4 tons | ARCOAIRE | HRCU-A-CB (Split System: Heat Pump with Remote Outdoor Unit-Air-Source) | H5H3V36*K*AAA* |  |  | EA*5X61M21A*+WALLCON | *80CSU0401712A* | 34400 | 20.5 | 9 | 34600 | 26200 | 75.72% | 1.94 | 0 | 11.7 |  |  |  | No | R-454B | 2.8667 | Residential & Commercial | Ducted CEE Tier 1
215932808 | Central HP <5.4 tons | ARCOAIRE | HRCU-A-CB (Split System: Heat Pump with Remote Outdoor Unit-Air-Source) | H5H3V36*K*AAA* |  |  | EA*5X61M21A*+WALLCON | *97CMN1002122B* | 34400 | 20.5 | 9.5 | 34200 | 26000 | 76.02% | 2.06 | 0 | 12 |  |  |  | No | R-454B | 2.8667 | Residential & Commercial | Ducted CEE Tier 1
215932908 | Central HP <5.4 tons | ARCOAIRE | HRCU-A-CB (Split System: Heat Pump with Remote Outdoor Unit-Air-Source) | H5H3V36*K*AAA* |  |  | EA*5X61M24A*+WALLCON | *97CMN0602120B* | 34200 | 20 | 9 | 34800 | 26400 | 75.86% | 1.92 | 0 | 11.5 |  |  |  | No | R-454B | 2.85 | Residential & Commercial | Ducted CEE Tier 1
215933448 | Central HP <5.4 tons | ARCOAIRE | HRCU-A-CB (Split System: Heat Pump with Remote Outdoor Unit-Air-Source) | H5H3V36*K*AAA* |  |  | ESH5X42M12A*+WALLCON | *97CMN1202422B* | 33600 | 19 | 9 | 34800 | 26600 | 76.44% | 1.94 | 0 | 11.5 |  |  |  | No | R-454B | 2.8 | Residential & Commercial | Ducted CEE Tier 1
215933148 | Central HP <5.4 tons | ARCOAIRE | HRCU-A-CB (Split System: Heat Pump with Remote Outdoor Unit-Air-Source) | H5H3V36*K*AAA* |  |  | ESH5X36M12A*+WALLCON | *95CSU0802120B* | 33200 | 18.5 | 9 | 35000 | 26800 | 76.57% | 1.92 | 0 | 11 |  |  |  | No | R-454B | 2.7667 | Residential & Commercial | Ducted CEE Tier 1
215932528 | Central HP <5.4 tons | ARCOAIRE | HRCU-A-CB (Split System: Heat Pump with Remote Outdoor Unit-Air-Source) | H5H3V36*K*AAA* |  |  | EA*5X60M24A*+WALLCON | *80CSU1002120A* | 34000 | 20 | 9 | 34200 | 26000 | 76.02% | 1.94 | 0 | 11.7 |  |  |  | No | R-454B | 2.8333 | Residential & Commercial | Ducted CEE Tier 1
215932578 | Central HP <5.4 tons | ARCOAIRE | HRCU-A-CB (Split System: Heat Pump with Remote Outdoor Unit-Air-Source) | H5H3V36*K*AAA* |  |  | EA*5X60M24A*+WALLCON | *95CSU0802120B* | 34000 | 20 | 9 | 34200 | 26000 | 76.02% | 1.94 | 0 | 11.7 |  |  |  | No | R-454B | 2.8333 | Residential & Commercial | Ducted CEE Tier 1
215933618 | Central HP <5.4 tons | ARCOAIRE | HRCU-A-CB (Split System: Heat Pump with Remote Outdoor Unit-Air-Source) | H5H3V36*K*AAA* |  |  | ESH5X48M12A*+WALLCON | *95CSU0802120B* | 33600 | 19 | 9 | 34800 | 26600 | 76.44% | 1.94 | 0 | 11.5 |  |  |  | No | R-454B | 2.8 | Residential & Commercial | Ducted CEE Tier 1
215932448 | Central HP <5.4 tons | ARCOAIRE | HRCU-A-CB (Split System: Heat Pump with Remote Outdoor Unit-Air-Source) | H5H3V36*K*AAA* |  |  | EA*5X48M21A*+WALLCON | *80CTL1102120B* | 33400 | 20.5 | 9.5 | 34400 | 26200 | 76.16% | 2.04 | 0 | 11.7 |  |  |  | No | R-454B | 2.7833 | Residential & Commercial | Ducted CEE Tier 1
215932498 | Central HP <5.4 tons | ARCOAIRE | HRCU-A-CB (Split System: Heat Pump with Remote Outdoor Unit-Air-Source) | H5H3V36*K*AAA* |  |  | EA*5X48M21A*+WALLCON | *97CMN0802120B* | 33400 | 20 | 9.5 | 34600 | 26400 | 76.3% | 2.02 | 0 | 11.5 |  |  |  | No | R-454B | 2.7833 | Residential & Commercial | Ducted CEE Tier 1
215935108 | Central HP <5.4 tons | ARCOAIRE | HRCU-A-CB (Split System: Heat Pump with Remote Outdoor Unit-Air-Source) | H5H3V36*K*AAA* |  |  | EVM5X49M21A*+WALLCON | *97CMN0802120B* | 35600 | 21.5 | 8.5 | 38000 | 28600 | 75.26% | 2.04 | 0 | 12 |  |  |  | No | R-454B | 2.9667 | Residential & Commercial | Ducted CEE Tier 1
215933658 | Central HP <5.4 tons | ARCOAIRE | HRCU-A-CB (Split System: Heat Pump with Remote Outdoor Unit-Air-Source) | H5H3V36*K*AAA* |  |  | ESH5X48M12A*+WALLCON | *97CMN0801714B* | 33400 | 19 | 9 | 35200 | 27000 | 76.7% | 1.92 | 0 | 11 |  |  |  | No | R-454B | 2.7833 | Residential & Commercial | Ducted CEE Tier 1
215933758 | Central HP <5.4 tons | ARCOAIRE | HRCU-A-CB (Split System: Heat Pump with Remote Outdoor Unit-Air-Source) | H5H3V36*K*AAA* |  |  | ESH5X60M12A*+WALLCON | *80CTL0701412B* | 34000 | 19.5 | 9 | 34800 | 26400 | 75.86% | 1.92 | 0 | 11 |  |  |  | No | R-454B | 2.8333 | Residential & Commercial | Ducted CEE Tier 1
215679640 | Central HP <5.4 tons | KEEPRITE | HRCU-A-CB (Split System: Heat Pump with Remote Outdoor Unit-Air-Source) | C5H0V36*K*AAA* |  |  | EA*5X61M21A*+WALLCON | *97CTN0801716A* | 34600 | 18 | 9 | 34600 | 25000 | 72.25% | 1.92 | 0 | 10 |  |  |  | No | R-454B | 2.8833 | Residential & Commercial | Ducted CEE Tier 1
215679540 | Central HP <5.4 tons | KEEPRITE | HRCU-A-CB (Split System: Heat Pump with Remote Outdoor Unit-Air-Source) | C5H0V36*K*AAA* |  |  | EA*5X48M21A*+WALLCON | *97CTN0802120A* | 33800 | 18 | 9 | 35000 | 25000 | 71.43% | 1.88 | 0 | 10 |  |  |  | No | R-454B | 2.8167 | Residential & Commercial | Ducted CEE Tier 1
215679340 | Central HP <5.4 tons | KEEPRITE | HRCU-A-CB (Split System: Heat Pump with Remote Outdoor Unit-Air-Source) | C5H0V36*K*AAA* |  |  | EA*5X37M21A*+WALLCON | *97CTN1002122A* | 34600 | 18 | 9 | 35200 | 25000 | 71.02% | 1.9 | 0 | 10 |  |  |  | No | R-454B | 2.8833 | Residential & Commercial | Ducted CEE Tier 1
214720055 | Central HP <5.4 tons | FRASER-JOHNSTON | HRCU-A-CB (Split System: Heat Pump with Remote Outdoor Unit-Air-Source) | HH836E2S11 |  |  | CTU48C5XFS1+TXV | TM8V100C16MP12 | 33400 | 18 | 9 | 31600 | 25400 | 80.38% | 2 | 0 | 11 |  |  |  | No | R-454B | 2.7833 | Residential & Commercial | Ducted CEE Tier 1
214397649 | Central HP <5.4 tons | FRASER-JOHNSTON | HRCU-A-CB (Split System: Heat Pump with Remote Outdoor Unit-Air-Source) | HH836E2S11 |  |  | CTF48C5CFS1 | TM9V100C16MP12 | 33200 | 18 | 9 | 31200 | 25200 | 80.77% | 2 | 0 | 11 |  |  |  | No | R-454B | 2.7667 | Residential & Commercial | Ducted CEE Tier 1
215682080 | Central HP <5.4 tons | KEEPRITE | HRCU-A-CB (Split System: Heat Pump with Remote Outdoor Unit-Air-Source) | C5H0V48*K*AAA* |  |  | EVM5X61M24A*+WALLCON | *97CTN1002122A* | 48500 | 19.5 | 9.5 | 50000 | 36600 | 73.2% | 2.12 | 0 | 10.5 |  |  |  | No | R-454B | 4.0417 | Residential & Commercial | Ducted CEE Tier 1
215681830 | Central HP <5.4 tons | KEEPRITE | HRCU-A-CB (Split System: Heat Pump with Remote Outdoor Unit-Air-Source) | C5H0V48*K*AAA* |  |  | EVM5X49M21A*+WALLCON | *80CSU0401712B* | 48000 | 18.5 | 9 | 50000 | 36600 | 73.2% | 2 | 0 | 10 |  |  |  | No | R-454B | 4 | Residential & Commercial | Ducted CEE Tier 1
215681560 | Central HP <5.4 tons | KEEPRITE | HRCU-A-CB (Split System: Heat Pump with Remote Outdoor Unit-Air-Source) | C5H0V48*K*AAA* |  |  | EA*5X61M24A*+WALLCON | *97CTN1002122A* | 46000 | 18.5 | 9 | 47500 | 33600 | 70.74% | 2.06 | 0 | 10 |  |  |  | No | R-454B | 3.8333 | Residential & Commercial | Ducted CEE Tier 1
215682400 | Central HP <5.4 tons | KEEPRITE | HRCU-A-CB (Split System: Heat Pump with Remote Outdoor Unit-Air-Source) | C5H0V48*K*AAA* |  |  | EVD5X60M24A*+WALLCON | *80CSU1002120B* | 48000 | 18.5 | 9 | 50000 | 36600 | 73.2% | 2 | 0 | 10 |  |  |  | No | R-454B | 4 | Residential & Commercial | Ducted CEE Tier 1
215682500 | Central HP <5.4 tons | KEEPRITE | HRCU-A-CB (Split System: Heat Pump with Remote Outdoor Unit-Air-Source) | C5H0V48*K*AAA* |  |  | EVD5X61M21A*+WALLCON | *97CTN0802120A* | 48500 | 19 | 9 | 50000 | 36800 | 73.6% | 2 | 0 | 10.5 |  |  |  | No | R-454B | 4.0417 | Residential & Commercial | Ducted CEE Tier 1
215682570 | Central HP <5.4 tons | KEEPRITE | HRCU-A-CB (Split System: Heat Pump with Remote Outdoor Unit-Air-Source) | C5H0V48*K*AAA* |  |  | EVD5X61M24A*+WALLCON | *97CTN1202422A* | 48500 | 19.5 | 9.5 | 50000 | 36600 | 73.2% | 2.12 | 0 | 10.5 |  |  |  | No | R-454B | 4.0417 | Residential & Commercial | Ducted CEE Tier 1
215933188 | Central HP <5.4 tons | ARCOAIRE | HRCU-A-CB (Split System: Heat Pump with Remote Outdoor Unit-Air-Source) | H5H3V36*K*AAA* |  |  | ESH5X36M12A*+WALLCON | *97CMN0801714B* | 33000 | 18.5 | 9 | 35600 | 27200 | 76.4% | 1.92 | 0 | 10.5 |  |  |  | No | R-454B | 2.75 | Residential & Commercial | Ducted CEE Tier 1
215932988 | Central HP <5.4 tons | ARCOAIRE | HRCU-A-CB (Split System: Heat Pump with Remote Outdoor Unit-Air-Source) | H5H3V36*K*AAA* |  |  | ESH5X24M12A*+WALLCON | *96CTN0601714B* | 32000 | 17.5 | 9 | 35000 | 27000 | 77.14% | 1.9 | 0 | 10 |  |  |  | No | R-454B | 2.6667 | Residential & Commercial | Ducted CEE Tier 1
216051023 | Central HP <5.4 tons | RHEEM | HRCU-A-CB (Split System: Heat Pump with Remote Outdoor Unit-Air-Source) | RP19AY24AJVC |  |  | RCFY2421HEAAM | R962V0703A17M4 | 22800 | 20 | 10 | 22800 | 18600 | 81.58% | 1.8 | 0 | 12 |  |  |  | No | R-454B | 1.9 | Residential & Commercial | Ducted CEE Tier 1
216051056 | Central HP <5.4 tons | RHEEM | HRCU-A-CB (Split System: Heat Pump with Remote Outdoor Unit-Air-Source) | RP19AY24AJVC |  |  | RCFY2421HEAAM | R801V0704A17UH | 22800 | 21 | 10 | 22800 | 18500 | 81.14% | 1.8 | 0 | 13 |  |  |  | No | R-454B | 1.9 | Residential & Commercial | Ducted CEE Tier 1
215934968 | Central HP <5.4 tons | ARCOAIRE | HRCU-A-CB (Split System: Heat Pump with Remote Outdoor Unit-Air-Source) | H5H3V36*K*AAA* |  |  | EVM5X48M21A*+WALLCON | *96CTN0601714B* | 34600 | 20.5 | 8.5 | 38000 | 27600 | 72.63% | 2.05 | 0 | 11.5 |  |  |  | No | R-454B | 2.8833 | Residential & Commercial | Ducted CEE Tier 1
215935218 | Central HP <5.4 tons | ARCOAIRE | HRCU-A-CB (Split System: Heat Pump with Remote Outdoor Unit-Air-Source) | H5H3V36*K*AAA* |  |  | EVM5X60M21A*+WALLCON | *80CTL0902120B* | 35600 | 22 | 8.5 | 38000 | 28400 | 74.74% | 2.02 | 0 | 12.5 |  |  |  | No | R-454B | 2.9667 | Residential & Commercial | Ducted CEE Tier 1
215682050 | Central HP <5.4 tons | KEEPRITE | HRCU-A-CB (Split System: Heat Pump with Remote Outdoor Unit-Air-Source) | C5H0V48*K*AAA* |  |  | EVM5X61M24A*+WALLCON | *80CSU0802120B* | 49000 | 19 | 9 | 50000 | 36400 | 72.8% | 2.12 | 0 | 10.5 |  |  |  | No | R-454B | 4.0833 | Residential & Commercial | Ducted CEE Tier 1
215681950 | Central HP <5.4 tons | KEEPRITE | HRCU-A-CB (Split System: Heat Pump with Remote Outdoor Unit-Air-Source) | C5H0V48*K*AAA* |  |  | EVM5X60M21A*+WALLCON | *97CTN0801716A* | 47500 | 18.5 | 9 | 50000 | 37200 | 74.4% | 1.98 | 0 | 10 |  |  |  | No | R-454B | 3.9583 | Residential & Commercial | Ducted CEE Tier 1
215682000 | Central HP <5.4 tons | KEEPRITE | HRCU-A-CB (Split System: Heat Pump with Remote Outdoor Unit-Air-Source) | C5H0V48*K*AAA* |  |  | EVM5X60M24A*+WALLCON | *80CSU1002120B* | 48000 | 18.5 | 9 | 50000 | 36600 | 73.2% | 2 | 0 | 10 |  |  |  | No | R-454B | 4 | Residential & Commercial | Ducted CEE Tier 1
215681900 | Central HP <5.4 tons | KEEPRITE | HRCU-A-CB (Split System: Heat Pump with Remote Outdoor Unit-Air-Source) | C5H0V48*K*AAA* |  |  | EVM5X60M21A*+WALLCON | *96CTN0802120B* | 48000 | 19 | 9 | 50000 | 36800 | 73.6% | 2 | 0 | 10 |  |  |  | No | R-454B | 4 | Residential & Commercial | Ducted CEE Tier 1
215681959 | Central HP <5.4 tons | DAY & NIGHT | HRCU-A-CB (Split System: Heat Pump with Remote Outdoor Unit-Air-Source) | C5H0V48*K*AAA* |  |  | EVM5X60M21A*+WALLCON | *97CTN0802120A* | 48000 | 19 | 9 | 50000 | 36800 | 73.6% | 2 | 0 | 10 |  |  |  | No | R-454B | 4 | Residential & Commercial | Ducted CEE Tier 1
213780719 | Central HP <5.4 tons | ARCOAIRE | HRCU-A-CB (Split System: Heat Pump with Remote Outdoor Unit-Air-Source) | HVH837GKA2* |  |  | EA*4X36L17A*+WALLCON | *96CTN0801714B* | 31400 | 16.5 | 8.1 | 33200 | 24400 | 73.49% | 1.82 | 0 | 10.5 |  |  |  | No | R-410A | 2.6167 | Residential & Commercial | Ducted CEE Tier 1
213071767 | Central HP <5.4 tons | ACIQ | HRCU-A-CB (Split System: Heat Pump with Remote Outdoor Unit-Air-Source) | DLCURAH24ABK |  |  | EN(A,D)4X36L21** | *80VSL0451716A* | 24200 | 16 | 8.1 | 26400 | 22800 | 86.36% | 1.88 | 0 | 10.5 |  |  |  | No | R-410A | 2.0167 | Residential & Commercial | Ducted CEE Tier 1
213071884 | Central HP <5.4 tons | ACIQ | HRCU-A-CB (Split System: Heat Pump with Remote Outdoor Unit-Air-Source) | DLCURAH24ABK |  |  | EN(A,D)4X36L21** | *80ES(N,L)0902120A* | 24600 | 16.5 | 8.5 | 26600 | 22400 | 84.21% | 1.84 | 0 | 10.5 |  |  |  | No | R-410A | 2.05 | Residential & Commercial | Ducted CEE Tier 1
213071935 | Central HP <5.4 tons | ACIQ | HRCU-A-CB (Split System: Heat Pump with Remote Outdoor Unit-Air-Source) | DLCURAH24ABK |  |  | EN(A,D)4X36L21** | *80ESU0802120A | 24400 | 17 | 8.5 | 26200 | 22800 | 87.02% | 1.88 | 0 | 10.5 |  |  |  | No | R-410A | 2.0333 | Residential & Commercial | Ducted CEE Tier 1
212973599 | Central HP <5.4 tons | KEEPRITE | HRCU-A-CB (Split System: Heat Pump with Remote Outdoor Unit-Air-Source) | DLCURAH24ABK |  |  | EN(A,D)4X24L14** | *96VSN0601412B* | 23200 | 16.5 | 8.5 | 26800 | 25400 | 94.78% | 2.12 | 0 | 10 |  |  |  | No | R-410A | 1.9333 | Residential & Commercial | Ducted CEE Tier 1
212972929 | Central HP <5.4 tons | KEEPRITE | HRCU-A-CB (Split System: Heat Pump with Remote Outdoor Unit-Air-Source) | DLCURAH24ABK |  |  | EA*4X30L14A* | *96VSN0401410B* | 23400 | 16 | 8.5 | 26400 | 24800 | 93.94% | 2.06 | 0 | 10 |  |  |  | No | R-410A | 1.95 | Residential & Commercial | Ducted CEE Tier 1
212973899 | Central HP <5.4 tons | KEEPRITE | HRCU-A-CB (Split System: Heat Pump with Remote Outdoor Unit-Air-Source) | DLCURAH24ABK |  |  | EN(A,D)4X24L17** | *96VSN0801716B* | 23400 | 16.5 | 8.5 | 27000 | 24800 | 91.85% | 2.04 | 0 | 10 |  |  |  | No | R-410A | 1.95 | Residential & Commercial | Ducted CEE Tier 1
212971878 | Central HP <5.4 tons | ARCOAIRE | HRCU-A-CB (Split System: Heat Pump with Remote Outdoor Unit-Air-Source) | DLCURAH36ABK |  |  | EA*4X48L21A* | *80VTL0701716B* | 35600 | 16 | 8.5 | 37800 | 34800 | 92.06% | 2.02 | 0 | 10 |  |  |  | No | R-410A | 2.9667 | Residential & Commercial | Ducted CEE Tier 1
214573715 | Central HP <5.4 tons | KEEPRITE | HRCU-A-CB (Split System: Heat Pump with Remote Outdoor Unit-Air-Source) | CVH837GKA2* |  |  | EA*4X37L21A*+WALLCON | *97CMN0802120B* | 32800 | 17.5 | 8.5 | 32800 | 25200 | 76.83% | 2 | 0 | 11.5 |  |  |  | No | R-410A | 2.7333 | Residential & Commercial | Ducted CEE Tier 1
214573725 | Central HP <5.4 tons | KEEPRITE | HRCU-A-CB (Split System: Heat Pump with Remote Outdoor Unit-Air-Source) | CVH837GKA2* |  |  | EA*4X37L21A*+WALLCON | *96CTN0802120B* | 33000 | 17.5 | 8.5 | 32600 | 25000 | 76.69% | 2 | 0 | 11.5 |  |  |  | No | R-410A | 2.75 | Residential & Commercial | Ducted CEE Tier 1
214574075 | Central HP <5.4 tons | KEEPRITE | HRCU-A-CB (Split System: Heat Pump with Remote Outdoor Unit-Air-Source) | CVH837GKA2* |  |  | EA*4X60L24A*+WALLCON | *97CMN0802120B* | 32800 | 17.5 | 8.5 | 31600 | 24800 | 78.48% | 2 | 0 | 11.5 |  |  |  | No | R-410A | 2.7333 | Residential & Commercial | Ducted CEE Tier 1
214239369 | Central HP <5.4 tons | DAY & NIGHT | HRCU-A-CB (Split System: Heat Pump with Remote Outdoor Unit-Air-Source) | CVH837GKA2* |  |  | EN(A,D,W)4X60L24**+WALLCON | *80CTL1102120B* | 32800 | 17.5 | 8.1 | 32200 | 24600 | 76.4% | 1.96 | 0 | 12 |  |  |  | No | R-410A | 2.7333 | Residential & Commercial | Ducted CEE Tier 1
214396719 | Central HP <5.4 tons | LUXAIRE | HRCU-A-CB (Split System: Heat Pump with Remote Outdoor Unit-Air-Source) | HH824E2S11 |  |  | CTM30B5ACS1 | TP9C060B12MP13 | 23000 | 17 | 9.5 | 23000 | 18000 | 78.26% | 2 | 0 | 12 |  |  |  | No | R-454B | 1.9167 | Residential & Commercial | Ducted CEE Tier 1
214397096 | Central HP <5.4 tons | LUXAIRE | HRCU-A-CB (Split System: Heat Pump with Remote Outdoor Unit-Air-Source) | HH824E2S11 |  |  | CTF36B5ADS1+JMET08BS2N1 |  | 23000 | 19 | 9 | 23000 | 17800 | 77.39% | 2 | 0 | 12 |  |  |  | No | R-454B | 1.9167 | Residential & Commercial | Ducted CEE Tier 1
214397121 | Central HP <5.4 tons | LUXAIRE | HRCU-A-CB (Split System: Heat Pump with Remote Outdoor Unit-Air-Source) | HH824E2S11 |  |  | CTF30B5ACS1+JMET08BS2N1 |  | 23000 | 18 | 9.5 | 23000 | 18200 | 79.13% | 2 | 0 | 12 |  |  |  | No | R-454B | 1.9167 | Residential & Commercial | Ducted CEE Tier 1
214396243 | Central HP <5.4 tons | LUXAIRE | HRCU-A-CB (Split System: Heat Pump with Remote Outdoor Unit-Air-Source) | HH824E2S11 |  |  | CTF36B5ADS1 | TMLE100B12MP11 | 23000 | 18 | 9.5 | 23000 | 18900 | 82.17% | 2 | 0 | 12 |  |  |  | No | R-454B | 1.9167 | Residential & Commercial | Ducted CEE Tier 1
214397136 | Central HP <5.4 tons | LUXAIRE | HRCU-A-CB (Split System: Heat Pump with Remote Outdoor Unit-Air-Source) | HH824E2S11 |  |  | CTM30B5ACS1 | TM9Y060B12MP11 | 23000 | 17 | 9.5 | 23000 | 18300 | 79.57% | 2 | 0 | 11.7 |  |  |  | No | R-454B | 1.9167 | Residential & Commercial | Ducted CEE Tier 1
214609152 | Central HP <5.4 tons | LUXAIRE | HRCU-A-CB (Split System: Heat Pump with Remote Outdoor Unit-Air-Source) | HH824E2S11 |  |  | CTM30B5ACS1 | Z9ES060B12SMPS1 | 23000 | 17 | 9.5 | 23000 | 19200 | 83.48% | 2 | 0 | 11.7 |  |  |  | No | R-454B | 1.9167 | Residential & Commercial | Ducted CEE Tier 1
213062710 | Central HP <5.4 tons | ACIQ | HRCU-A-CB (Split System: Heat Pump with Remote Outdoor Unit-Air-Source) | HVH825GKA2* |  |  | EA*4X37L21A*+WALLCON | *97CMN0601714A* | 24200 | 16 | 8.1 | 21200 | 16800 | 79.25% | 2 | 11 | 11 |  |  |  | No | R-410A | 2.0167 | Residential & Commercial | Ducted CEE Tier 1
215940211 | Central HP <5.4 tons | KEEPRITE | HRCU-A-CB (Split System: Heat Pump with Remote Outdoor Unit-Air-Source) | C5H3V36*K*AAA* |  |  | ESH5X60M12A*+WALLCON | *97CTN0601716A* | 33800 | 18.5 | 9 | 35000 | 26800 | 76.57% | 1.92 | 0 | 11 |  |  |  | No | R-454B | 2.8167 | Residential & Commercial | Ducted CEE Tier 1
215939761 | Central HP <5.4 tons | KEEPRITE | HRCU-A-CB (Split System: Heat Pump with Remote Outdoor Unit-Air-Source) | C5H3V36*K*AAA* |  |  | EA*5X48M21A*+WALLCON | *97CTN0801716A* | 33200 | 19.5 | 9.5 | 35000 | 26800 | 76.57% | 2.02 | 0 | 11 |  |  |  | No | R-454B | 2.7667 | Residential & Commercial | Ducted CEE Tier 1
215942617 | Central HP <5.4 tons | KEEPRITE | HRCU-A-CB (Split System: Heat Pump with Remote Outdoor Unit-Air-Source) | C5H3V36*K*AAA* |  |  | EVM5X61M24A*+WALLCON | *97CTN0802120A* | 36000 | 22 | 8.5 | 37400 | 28200 | 75.4% | 2.04 | 0 | 12.5 |  |  |  | No | R-454B | 3 | Residential & Commercial | Ducted CEE Tier 1
214398513 | Central HP <5.4 tons | FRASER-JOHNSTON | HRCU-A-CB (Split System: Heat Pump with Remote Outdoor Unit-Air-Source) | HH836E2S11 |  |  | CTM36B5CDS1 | TP9C080B12MP13 | 33000 | 17 | 8.5 | 30600 | 25000 | 81.7% | 2 | 0 | 11 |  |  |  | No | R-454B | 2.75 | Residential & Commercial | Ducted CEE Tier 1
216508744 | Central HP <5.4 tons | CHAMPION HEATING AND COOLING | HRCU-A-CB (Split System: Heat Pump with Remote Outdoor Unit-Air-Source) | HH836E2S11 |  |  | CTF30A5ADS1 | TM8V060A12MP12 | 32800 | 17 | 8.5 | 30600 | 25200 | 82.35% | 2 | 0 | 11 |  |  |  | No | R-454B | 2.7333 | Residential & Commercial | Ducted CEE Tier 1
214397344 | Central HP <5.4 tons | LUXAIRE | HRCU-A-CB (Split System: Heat Pump with Remote Outdoor Unit-Air-Source) | HH836E2S11 |  |  | CTM48C5CFS1+JMC17C2SN1 |  | 34000 | 19 | 9 | 31400 | 25000 | 79.62% | 2 | 0 | 11.7 |  |  |  | No | R-454B | 2.8333 | Residential & Commercial | Ducted CEE Tier 1
214397364 | Central HP <5.4 tons | LUXAIRE | HRCU-A-CB (Split System: Heat Pump with Remote Outdoor Unit-Air-Source) | HH836E2S11 |  |  | CTM48C5CFS1 | TP9C080C16MP13 | 32800 | 19 | 9 | 31200 | 25200 | 80.77% | 2 | 0 | 11 |  |  |  | No | R-454B | 2.7333 | Residential & Commercial | Ducted CEE Tier 1
213779169 | Central HP <5.4 tons | ARCOAIRE | HRCU-A-CB (Split System: Heat Pump with Remote Outdoor Unit-Air-Source) | HVH837GKA** |  |  | EA*4X42L21A*+WALLCON | *96CTN1002122B* | 31800 | 17 | 8.1 | 32800 | 24400 | 74.39% | 1.88 | 0 | 11 |  |  |  | No | R-410A | 2.65 | Residential & Commercial | Ducted CEE Tier 1
212973019 | Central HP <5.4 tons | KEEPRITE | HRCU-A-CB (Split System: Heat Pump with Remote Outdoor Unit-Air-Source) | DLCURAH18ABK |  |  | EA*4X19L17A* | *96VSN0401712B* | 17700 | 16 | 8.1 | 17800 | 17900 | 100.6% | 2.16 | 0 | 10.5 |  |  |  | No | R-410A | 1.475 | Residential & Commercial | Ducted CEE Tier 1
212972699 | Central HP <5.4 tons | KEEPRITE | HRCU-A-CB (Split System: Heat Pump with Remote Outdoor Unit-Air-Source) | DLCURAH18ABK |  |  | EA*4X25L17A* | *96VSN0401410B* | 17700 | 16 | 8.1 | 17800 | 17800 | 100% | 2.14 | 0 | 10.5 |  |  |  | No | R-410A | 1.475 | Residential & Commercial | Ducted CEE Tier 1
213780329 | Central HP <5.4 tons | ARCOAIRE | HRCU-A-CB (Split System: Heat Pump with Remote Outdoor Unit-Air-Source) | HVH837GKA** |  |  | EHD4X60AAL+WALLCON | *80CTL0901716B* | 33000 | 16.5 | 8.1 | 32200 | 24800 | 77.02% | 1.98 | 0 | 11 |  |  |  | No | R-410A | 2.75 | Residential & Commercial | Ducted CEE Tier 1
213780179 | Central HP <5.4 tons | ARCOAIRE | HRCU-A-CB (Split System: Heat Pump with Remote Outdoor Unit-Air-Source) | HVH837GKA** |  |  | EHD4X48AAL+WALLCON | *80CTL0902120B* | 32600 | 16.5 | 8.1 | 33000 | 24800 | 75.15% | 1.96 | 0 | 11 |  |  |  | No | R-410A | 2.7167 | Residential & Commercial | Ducted CEE Tier 1
213779629 | Central HP <5.4 tons | ARCOAIRE | HRCU-A-CB (Split System: Heat Pump with Remote Outdoor Unit-Air-Source) | HVH837GKA** |  |  | EA*4X61L21A*+WALLCON | *80CTL0451712B* | 33000 | 17 | 8.1 | 32400 | 25200 | 77.78% | 1.94 | 0 | 11 |  |  |  | No | R-410A | 2.75 | Residential & Commercial | Ducted CEE Tier 1
214396419 | Central HP <5.4 tons | LUXAIRE | HRCU-A-CB (Split System: Heat Pump with Remote Outdoor Unit-Air-Source) | HH836E2S11 |  |  | CTM36C5CDS1 | TMLE080C16MP11 | 33800 | 18 | 8.5 | 31400 | 25600 | 81.53% | 2 | 0 | 11 |  |  |  | No | R-454B | 2.8167 | Residential & Commercial | Ducted CEE Tier 1
214396469 | Central HP <5.4 tons | LUXAIRE | HRCU-A-CB (Split System: Heat Pump with Remote Outdoor Unit-Air-Source) | HH836E2S11 |  |  | CTM36C5CDS1 | TM8E080C20MP11 | 34400 | 17 | 8.5 | 32400 | 26400 | 81.48% | 2 | 0 | 11 |  |  |  | No | R-454B | 2.8667 | Residential & Commercial | Ducted CEE Tier 1
214396947 | Central HP <5.4 tons | LUXAIRE | HRCU-A-CB (Split System: Heat Pump with Remote Outdoor Unit-Air-Source) | HH836E2S11 |  |  | CTF48C5CFS1 | TM8E120C20MP11 | 34400 | 17 | 8.5 | 32400 | 25600 | 79.01% | 2 | 0 | 11 |  |  |  | No | R-454B | 2.8667 | Residential & Commercial | Ducted CEE Tier 1
214396548 | Central HP <5.4 tons | LUXAIRE | HRCU-A-CB (Split System: Heat Pump with Remote Outdoor Unit-Air-Source) | HH836E2S11 |  |  | CTM48C5CFS1 | TM9E100C20MP12 | 34400 | 18 | 9 | 32400 | 25600 | 79.01% | 2 | 0 | 11 |  |  |  | No | R-454B | 2.8667 | Residential & Commercial | Ducted CEE Tier 1
214397393 | Central HP <5.4 tons | LUXAIRE | HRCU-A-CB (Split System: Heat Pump with Remote Outdoor Unit-Air-Source) | HH836E2S11 |  |  | CTF48C5CFS1 | TL8E100C20UH11 | 33400 | 18 | 9 | 31400 | 25200 | 80.25% | 2 | 0 | 11 |  |  |  | No | R-454B | 2.7833 | Residential & Commercial | Ducted CEE Tier 1
214397275 | Central HP <5.4 tons | LUXAIRE | HRCU-A-CB (Split System: Heat Pump with Remote Outdoor Unit-Air-Source) | HH836E2S11 |  |  | CTF36C5CDS1 | TP9C080C16MP13 | 33800 | 18 | 8.5 | 31800 | 26000 | 81.76% | 2 | 0 | 11 |  |  |  | No | R-454B | 2.8167 | Residential & Commercial | Ducted CEE Tier 1
214397307 | Central HP <5.4 tons | LUXAIRE | HRCU-A-CB (Split System: Heat Pump with Remote Outdoor Unit-Air-Source) | HH836E2S11 |  |  | CTF36B5CDS1 | TM8V080B12MP12 | 33000 | 17 | 8.5 | 31000 | 25200 | 81.29% | 2 | 0 | 11 |  |  |  | No | R-454B | 2.75 | Residential & Commercial | Ducted CEE Tier 1
215933328 | Central HP <5.4 tons | ARCOAIRE | HRCU-A-CB (Split System: Heat Pump with Remote Outdoor Unit-Air-Source) | H5H3V36*K*AAA* |  |  | ESH5X42M12A*+WALLCON | *80CTL0702120B* | 33600 | 19 | 9 | 34800 | 26600 | 76.44% | 1.92 | 0 | 11 |  |  |  | No | R-454B | 2.8 | Residential & Commercial | Ducted CEE Tier 1
215933358 | Central HP <5.4 tons | ARCOAIRE | HRCU-A-CB (Split System: Heat Pump with Remote Outdoor Unit-Air-Source) | H5H3V36*K*AAA* |  |  | ESH5X42M12A*+WALLCON | *80CTL1352422B* | 33600 | 19.5 | 9 | 34600 | 26400 | 76.3% | 1.92 | 0 | 11.7 |  |  |  | No | R-454B | 2.8 | Residential & Commercial | Ducted CEE Tier 1
215933258 | Central HP <5.4 tons | ARCOAIRE | HRCU-A-CB (Split System: Heat Pump with Remote Outdoor Unit-Air-Source) | H5H3V36*K*AAA* |  |  | ESH5X36M12A*+WALLCON | *96CTN1002122B* | 33400 | 19 | 9 | 34800 | 26600 | 76.44% | 1.92 | 0 | 11 |  |  |  | No | R-454B | 2.7833 | Residential & Commercial | Ducted CEE Tier 1
215933678 | Central HP <5.4 tons | ARCOAIRE | HRCU-A-CB (Split System: Heat Pump with Remote Outdoor Unit-Air-Source) | H5H3V36*K*AAA* |  |  | ESH5X48M12A*+WALLCON | *97CMN1202422B* | 33800 | 19.5 | 9 | 35000 | 26600 | 76% | 1.92 | 0 | 11.5 |  |  |  | No | R-454B | 2.8167 | Residential & Commercial | Ducted CEE Tier 1
215933278 | Central HP <5.4 tons | ARCOAIRE | HRCU-A-CB (Split System: Heat Pump with Remote Outdoor Unit-Air-Source) | H5H3V36*K*AAA* |  |  | ESH5X42M12A*+WALLCON | *80CSU0601716A* | 33400 | 19.5 | 9 | 34800 | 26600 | 76.44% | 1.94 | 0 | 11 |  |  |  | No | R-454B | 2.7833 | Residential & Commercial | Ducted CEE Tier 1
215932558 | Central HP <5.4 tons | ARCOAIRE | HRCU-A-CB (Split System: Heat Pump with Remote Outdoor Unit-Air-Source) | H5H3V36*K*AAA* |  |  | EA*5X60M24A*+WALLCON | *80CTL1102120B* | 34000 | 20.5 | 9.5 | 34000 | 25800 | 75.88% | 2.04 | 0 | 12 |  |  |  | No | R-454B | 2.8333 | Residential & Commercial | Ducted CEE Tier 1
215932678 | Central HP <5.4 tons | ARCOAIRE | HRCU-A-CB (Split System: Heat Pump with Remote Outdoor Unit-Air-Source) | H5H3V36*K*AAA* |  |  | EA*5X61M21A*+WALLCON | *80CSU1002120A* | 34400 | 20 | 9 | 34600 | 26200 | 75.72% | 1.94 | 0 | 11.7 |  |  |  | No | R-454B | 2.8667 | Residential & Commercial | Ducted CEE Tier 1
215932478 | Central HP <5.4 tons | ARCOAIRE | HRCU-A-CB (Split System: Heat Pump with Remote Outdoor Unit-Air-Source) | H5H3V36*K*AAA* |  |  | EA*5X48M21A*+WALLCON | *97CMN0602120B* | 33200 | 19.5 | 9.5 | 35000 | 26800 | 76.57% | 2.02 | 0 | 11 |  |  |  | No | R-454B | 2.7667 | Residential & Commercial | Ducted CEE Tier 1
215932998 | Central HP <5.4 tons | ARCOAIRE | HRCU-A-CB (Split System: Heat Pump with Remote Outdoor Unit-Air-Source) | H5H3V36*K*AAA* |  |  | ESH5X30M12A*+WALLCON | *97CMN0601714B* | 32200 | 18 | 9 | 34800 | 26800 | 77.01% | 1.9 | 0 | 10 |  |  |  | No | R-454B | 2.6833 | Residential & Commercial | Ducted CEE Tier 1
215933028 | Central HP <5.4 tons | ARCOAIRE | HRCU-A-CB (Split System: Heat Pump with Remote Outdoor Unit-Air-Source) | H5H3V36*K*AAA* |  |  | ESH5X36M12A*+WALLCON | *80CSU0401712A* | 33200 | 19 | 9 | 35000 | 27000 | 77.14% | 1.9 | 0 | 11 |  |  |  | No | R-454B | 2.7667 | Residential & Commercial | Ducted CEE Tier 1
215682209 | Central HP <5.4 tons | DAY & NIGHT | HRCU-A-CB (Split System: Heat Pump with Remote Outdoor Unit-Air-Source) | C5H0V48*K*AAA* |  |  | EVD5X48M24A*+WALLCON | *97CTN0802120A* | 47000 | 18.5 | 9 | 50000 | 36400 | 72.8% | 2 | 0 | 10 |  |  |  | No | R-454B | 3.9167 | Residential & Commercial | Ducted CEE Tier 1
215676619 | Central HP <5.4 tons | DAY & NIGHT | HRCU-A-CB (Split System: Heat Pump with Remote Outdoor Unit-Air-Source) | C5H0V48*K*AAA* |  |  | EVD5X60M24A*+WALLCON | *80CTL0902120B* | 48000 | 19 | 9 | 50000 | 36400 | 72.8% | 2 | 0 | 10.5 |  |  |  | No | R-454B | 4 | Residential & Commercial | Ducted CEE Tier 1
215676819 | Central HP <5.4 tons | DAY & NIGHT | HRCU-A-CB (Split System: Heat Pump with Remote Outdoor Unit-Air-Source) | C5H0V48*K*AAA* |  |  | EVD5X61M21A*+WALLCON | *97CMN1002122B* | 48500 | 19.5 | 9.5 | 50000 | 36800 | 73.6% | 2.12 | 0 | 10.5 |  |  |  | No | R-454B | 4.0417 | Residential & Commercial | Ducted CEE Tier 1
215676660 | Central HP <5.4 tons | KEEPRITE | HRCU-A-CB (Split System: Heat Pump with Remote Outdoor Unit-Air-Source) | C5H0V48*K*AAA* |  |  | EVD5X60M24A*+WALLCON | *97CMN0602120B* | 47500 | 18.5 | 9 | 50000 | 37000 | 74% | 1.98 | 0 | 10 |  |  |  | No | R-454B | 3.9583 | Residential & Commercial | Ducted CEE Tier 1
215676910 | Central HP <5.4 tons | KEEPRITE | HRCU-A-CB (Split System: Heat Pump with Remote Outdoor Unit-Air-Source) | C5H0V48*K*AAA* |  |  | EVD5X61M24A*+WALLCON | *97CMN0602120B* | 48000 | 19 | 9 | 50000 | 37200 | 74.4% | 1.98 | 0 | 10 |  |  |  | No | R-454B | 4 | Residential & Commercial | Ducted CEE Tier 1
215682250 | Central HP <5.4 tons | KEEPRITE | HRCU-A-CB (Split System: Heat Pump with Remote Outdoor Unit-Air-Source) | C5H0V48*K*AAA* |  |  | EVD5X49M24A*+WALLCON | *80CSU0802120B* | 48000 | 19 | 9 | 50000 | 36200 | 72.4% | 2.12 | 0 | 10 |  |  |  | No | R-454B | 4 | Residential & Commercial | Ducted CEE Tier 1
215681850 | Central HP <5.4 tons | KEEPRITE | HRCU-A-CB (Split System: Heat Pump with Remote Outdoor Unit-Air-Source) | C5H0V48*K*AAA* |  |  | EVM5X49M21A*+WALLCON | *80CSU0802120B* | 48500 | 19 | 9 | 50000 | 36400 | 72.8% | 2.12 | 0 | 10 |  |  |  | No | R-454B | 4.0417 | Residential & Commercial | Ducted CEE Tier 1
215681380 | Central HP <5.4 tons | KEEPRITE | HRCU-A-CB (Split System: Heat Pump with Remote Outdoor Unit-Air-Source) | C5H0V48*K*AAA* |  |  | EA*5X60M24A*+WALLCON | *96CTN0802120B* | 45000 | 18 | 9 | 47500 | 33600 | 70.74% | 2.06 | 0 | 10 |  |  |  | No | R-454B | 3.75 | Residential & Commercial | Ducted CEE Tier 1
215676560 | Central HP <5.4 tons | KEEPRITE | HRCU-A-CB (Split System: Heat Pump with Remote Outdoor Unit-Air-Source) | C5H0V48*K*AAA* |  |  | EVD5X60M21A*+WALLCON | *97CMN1002122B* | 48000 | 19 | 9 | 50000 | 36600 | 73.2% | 2 | 0 | 10 |  |  |  | No | R-454B | 4 | Residential & Commercial | Ducted CEE Tier 1
215676360 | Central HP <5.4 tons | KEEPRITE | HRCU-A-CB (Split System: Heat Pump with Remote Outdoor Unit-Air-Source) | C5H0V48*K*AAA* |  |  | EVD5X49M24A*+WALLCON | *97CMN0802120B* | 48000 | 19 | 9 | 50000 | 36600 | 73.2% | 2 | 0 | 10 |  |  |  | No | R-454B | 4 | Residential & Commercial | Ducted CEE Tier 1
215676510 | Central HP <5.4 tons | KEEPRITE | HRCU-A-CB (Split System: Heat Pump with Remote Outdoor Unit-Air-Source) | C5H0V48*K*AAA* |  |  | EVD5X60M21A*+WALLCON | *95CSU0802120B* | 48000 | 18.5 | 9 | 50000 | 36800 | 73.6% | 2 | 0 | 10 |  |  |  | No | R-454B | 4 | Residential & Commercial | Ducted CEE Tier 1
213771502 | Central HP <5.4 tons | KEEPRITE | HRCU-A-CB (Split System: Heat Pump with Remote Outdoor Unit-Air-Source) | CVH825GKA2* |  |  | EA*4X43L21A*+WALLCON | *97CMN0601714B* | 24200 | 16.5 | 8.1 | 21200 | 16700 | 78.77% | 2.02 | 0 | 10.5 |  |  |  | No | R-410A | 2.0167 | Residential & Commercial | Ducted CEE Tier 1
213771202 | Central HP <5.4 tons | KEEPRITE | HRCU-A-CB (Split System: Heat Pump with Remote Outdoor Unit-Air-Source) | CVH825GKA2* |  |  | EA*4X37L21A*+WALLCON | *97CMN0801714B* | 24400 | 16.5 | 8.1 | 21200 | 16700 | 78.77% | 2.02 | 0 | 11 |  |  |  | No | R-410A | 2.0333 | Residential & Commercial | Ducted CEE Tier 1
213771052 | Central HP <5.4 tons | KEEPRITE | HRCU-A-CB (Split System: Heat Pump with Remote Outdoor Unit-Air-Source) | CVH825GKA2* |  |  | EA*4X37L17A*+WALLCON | *80CTL0701716B* | 24200 | 16.5 | 8.1 | 21400 | 16700 | 78.04% | 2 | 0 | 11 |  |  |  | No | R-410A | 2.0167 | Residential & Commercial | Ducted CEE Tier 1
213771132 | Central HP <5.4 tons | KEEPRITE | HRCU-A-CB (Split System: Heat Pump with Remote Outdoor Unit-Air-Source) | CVH825GKA2* |  |  | EA*4X37L21A*+WALLCON | *80CTL0451712B* | 24200 | 16.5 | 8.1 | 21200 | 16700 | 78.77% | 2.02 | 0 | 10.5 |  |  |  | No | R-410A | 2.0167 | Residential & Commercial | Ducted CEE Tier 1
213770732 | Central HP <5.4 tons | KEEPRITE | HRCU-A-CB (Split System: Heat Pump with Remote Outdoor Unit-Air-Source) | CVH825GKA2* |  |  | EA*4X30L17A*+WALLCON | *80CTL0701716B* | 23400 | 16.5 | 8.1 | 21600 | 16700 | 77.31% | 1.92 | 0 | 11 |  |  |  | No | R-410A | 1.95 | Residential & Commercial | Ducted CEE Tier 1
215682490 | Central HP <5.4 tons | KEEPRITE | HRCU-A-CB (Split System: Heat Pump with Remote Outdoor Unit-Air-Source) | C5H0V48*K*AAA* |  |  | EVD5X61M21A*+WALLCON | *97CTN0801716A* | 48000 | 18.5 | 9 | 50000 | 37400 | 74.8% | 2 | 0 | 10 |  |  |  | No | R-454B | 4 | Residential & Commercial | Ducted CEE Tier 1
215682340 | Central HP <5.4 tons | KEEPRITE | HRCU-A-CB (Split System: Heat Pump with Remote Outdoor Unit-Air-Source) | C5H0V48*K*AAA* |  |  | EVD5X60M21A*+WALLCON | *80CSU1002120B* | 48000 | 18.5 | 9 | 50000 | 36600 | 73.2% | 2 | 0 | 10 |  |  |  | No | R-454B | 4 | Residential & Commercial | Ducted CEE Tier 1
215682170 | Central HP <5.4 tons | KEEPRITE | HRCU-A-CB (Split System: Heat Pump with Remote Outdoor Unit-Air-Source) | C5H0V48*K*AAA* |  |  | EVD5X48M21A*+WALLCON | *97CTN1002122A* | 47000 | 18.5 | 9 | 50000 | 36400 | 72.8% | 2 | 0 | 10 |  |  |  | No | R-454B | 3.9167 | Residential & Commercial | Ducted CEE Tier 1
215682489 | Central HP <5.4 tons | DAY & NIGHT | HRCU-A-CB (Split System: Heat Pump with Remote Outdoor Unit-Air-Source) | C5H0V48*K*AAA* |  |  | EVD5X61M21A*+WALLCON | *97CTN0801716A* | 48000 | 18.5 | 9 | 50000 | 37400 | 74.8% | 2 | 0 | 10 |  |  |  | No | R-454B | 4 | Residential & Commercial | Ducted CEE Tier 1
215682440 | Central HP <5.4 tons | KEEPRITE | HRCU-A-CB (Split System: Heat Pump with Remote Outdoor Unit-Air-Source) | C5H0V48*K*AAA* |  |  | EVD5X61M21A*+WALLCON | *96CTN0802120B* | 48500 | 19 | 9 | 50000 | 36800 | 73.6% | 2 | 0 | 10.5 |  |  |  | No | R-454B | 4.0417 | Residential & Commercial | Ducted CEE Tier 1
215682370 | Central HP <5.4 tons | KEEPRITE | HRCU-A-CB (Split System: Heat Pump with Remote Outdoor Unit-Air-Source) | C5H0V48*K*AAA* |  |  | EVD5X60M21A*+WALLCON | *97CTN1002122A* | 48000 | 19 | 9 | 50000 | 36600 | 73.2% | 2 | 0 | 10.5 |  |  |  | No | R-454B | 4 | Residential & Commercial | Ducted CEE Tier 1
212974419 | Central HP <5.4 tons | KEEPRITE | HRCU-A-CB (Split System: Heat Pump with Remote Outdoor Unit-Air-Source) | DLCURAH36ABK |  |  | EA*4X48L21A* | *96VSN1002120B* | 35800 | 16 | 8.5 | 37800 | 34800 | 92.06% | 2.02 | 0 | 10 |  |  |  | No | R-410A | 2.9833 | Residential & Commercial | Ducted CEE Tier 1
213249338 | Central HP <5.4 tons | ARCOAIRE | HRCU-A-CB (Split System: Heat Pump with Remote Outdoor Unit-Air-Source) | DLCURAH36ABK |  |  | FEVA0036**+NAVA43601CK |  | 35400 | 16 | 8.5 | 38500 | 35000 | 90.91% | 1.9 | 0 | 10 |  |  |  | No | R-410A | 2.95 | Residential & Commercial | Ducted CEE Tier 1
214573815 | Central HP <5.4 tons | KEEPRITE | HRCU-A-CB (Split System: Heat Pump with Remote Outdoor Unit-Air-Source) | CVH837GKA2* |  |  | EA*4X42L24A*+WALLCON | *95CSU1002122B* | 31800 | 17.5 | 8.5 | 32800 | 24400 | 74.39% | 1.9 | 0 | 11 |  |  |  | No | R-410A | 2.65 | Residential & Commercial | Ducted CEE Tier 1
214573685 | Central HP <5.4 tons | KEEPRITE | HRCU-A-CB (Split System: Heat Pump with Remote Outdoor Unit-Air-Source) | CVH837GKA2* |  |  | EA*4X37L21A*+WALLCON | *95CSU0802120B* | 32800 | 17.5 | 8.5 | 32800 | 25200 | 76.83% | 2 | 0 | 11 |  |  |  | No | R-410A | 2.7333 | Residential & Commercial | Ducted CEE Tier 1
214573765 | Central HP <5.4 tons | KEEPRITE | HRCU-A-CB (Split System: Heat Pump with Remote Outdoor Unit-Air-Source) | CVH837GKA2* |  |  | EA*4X42L21A*+WALLCON | *97CMN0602120B* | 31600 | 17 | 8.1 | 33200 | 24800 | 74.7% | 1.88 | 0 | 10.5 |  |  |  | No | R-410A | 2.6333 | Residential & Commercial | Ducted CEE Tier 1
214574535 | Central HP <5.4 tons | KEEPRITE | HRCU-A-CB (Split System: Heat Pump with Remote Outdoor Unit-Air-Source) | CVH837GKA2* |  |  | EN(A,D,W)4X42L21**+WALLCON | *95CSU1002122B* | 31800 | 17 | 8.1 | 33000 | 24400 | 73.94% | 1.9 | 0 | 11.5 |  |  |  | No | R-410A | 2.65 | Residential & Commercial | Ducted CEE Tier 1
215853391 | Central HP <5.4 tons | LUXAIRE | HRCU-A-CB (Split System: Heat Pump with Remote Outdoor Unit-Air-Source) | HH836E2S11 |  |  | CTU36B5XDS1+TXV | Z9ES080B12SMPS1 | 33600 | 18 | 8.5 | 31400 | 25600 | 81.53% | 2 | 0 | 11 |  |  |  | No | R-454B | 2.8 | Residential & Commercial | Ducted CEE Tier 1
215933138 | Central HP <5.4 tons | ARCOAIRE | HRCU-A-CB (Split System: Heat Pump with Remote Outdoor Unit-Air-Source) | H5H3V36*K*AAA* |  |  | ESH5X36M12A*+WALLCON | *95CSU0601716B* | 33000 | 18.5 | 9 | 35400 | 27200 | 76.84% | 1.92 | 0 | 11 |  |  |  | No | R-454B | 2.75 | Residential & Commercial | Ducted CEE Tier 1
215932568 | Central HP <5.4 tons | ARCOAIRE | HRCU-A-CB (Split System: Heat Pump with Remote Outdoor Unit-Air-Source) | H5H3V36*K*AAA* |  |  | EA*5X60M24A*+WALLCON | *80CTL1352422B* | 34000 | 20.5 | 9.5 | 34000 | 25800 | 75.88% | 2.06 | 0 | 12 |  |  |  | No | R-454B | 2.8333 | Residential & Commercial | Ducted CEE Tier 1
215932588 | Central HP <5.4 tons | ARCOAIRE | HRCU-A-CB (Split System: Heat Pump with Remote Outdoor Unit-Air-Source) | H5H3V36*K*AAA* |  |  | EA*5X60M24A*+WALLCON | *95CSU1002122B* | 34000 | 20.5 | 9.5 | 34000 | 25800 | 75.88% | 2.04 | 0 | 12 |  |  |  | No | R-454B | 2.8333 | Residential & Commercial | Ducted CEE Tier 1
214573639 | Central HP <5.4 tons | BRYANT HEATING AND COOLING SYSTEMS | HRCU-A-CB (Split System: Heat Pump with Remote Outdoor Unit-Air-Source) | 288BNV037*0**B* |  |  | CAP**3621AL*+UI | 987MC60060C21*** | 31400 | 17 | 8.1 | 33200 | 24400 | 73.49% | 1.84 | 0 | 10.5 |  |  |  | No | R-410A | 2.6167 | Residential & Commercial | Ducted CEE Tier 1
215932888 | Central HP <5.4 tons | ARCOAIRE | HRCU-A-CB (Split System: Heat Pump with Remote Outdoor Unit-Air-Source) | H5H3V36*K*AAA* |  |  | EA*5X61M24A*+WALLCON | *95CSU0802120B* | 34400 | 20.5 | 9.5 | 34400 | 26000 | 75.58% | 2.06 | 0 | 12 |  |  |  | No | R-454B | 2.8667 | Residential & Commercial | Ducted CEE Tier 1
215932468 | Central HP <5.4 tons | ARCOAIRE | HRCU-A-CB (Split System: Heat Pump with Remote Outdoor Unit-Air-Source) | H5H3V36*K*AAA* |  |  | EA*5X48M21A*+WALLCON | *97CMN0601714B* | 33000 | 19.5 | 9.5 | 34000 | 26000 | 76.47% | 2.04 | 0 | 11 |  |  |  | No | R-454B | 2.75 | Residential & Commercial | Ducted CEE Tier 1
215932538 | Central HP <5.4 tons | ARCOAIRE | HRCU-A-CB (Split System: Heat Pump with Remote Outdoor Unit-Air-Source) | H5H3V36*K*AAA* |  |  | EA*5X60M24A*+WALLCON | *80CTL0702120B* | 34000 | 20.5 | 9.5 | 34200 | 26000 | 76.02% | 2.04 | 0 | 11.7 |  |  |  | No | R-454B | 2.8333 | Residential & Commercial | Ducted CEE Tier 1
215932788 | Central HP <5.4 tons | ARCOAIRE | HRCU-A-CB (Split System: Heat Pump with Remote Outdoor Unit-Air-Source) | H5H3V36*K*AAA* |  |  | EA*5X61M21A*+WALLCON | *97CMN0602120B* | 34200 | 20 | 9 | 34800 | 26600 | 76.44% | 1.92 | 0 | 11.5 |  |  |  | No | R-454B | 2.85 | Residential & Commercial | Ducted CEE Tier 1
215933488 | Central HP <5.4 tons | ARCOAIRE | HRCU-A-CB (Split System: Heat Pump with Remote Outdoor Unit-Air-Source) | H5H3V36*K*AAA* |  |  | ESH5X42M12A*+WALLCON | *96CTN1002122B* | 33600 | 19 | 9 | 34600 | 26600 | 76.88% | 1.94 | 0 | 11.5 |  |  |  | No | R-454B | 2.8 | Residential & Commercial | Ducted CEE Tier 1
215932738 | Central HP <5.4 tons | ARCOAIRE | HRCU-A-CB (Split System: Heat Pump with Remote Outdoor Unit-Air-Source) | H5H3V36*K*AAA* |  |  | EA*5X61M21A*+WALLCON | *80CTL1102120B* | 34400 | 20.5 | 9.5 | 34200 | 26000 | 76.02% | 2.06 | 0 | 12 |  |  |  | No | R-454B | 2.8667 | Residential & Commercial | Ducted CEE Tier 1
215932488 | Central HP <5.4 tons | ARCOAIRE | HRCU-A-CB (Split System: Heat Pump with Remote Outdoor Unit-Air-Source) | H5H3V36*K*AAA* |  |  | EA*5X48M21A*+WALLCON | *97CMN0801714B* | 33200 | 19.5 | 9.5 | 35000 | 26800 | 76.57% | 2.02 | 0 | 11 |  |  |  | No | R-454B | 2.7667 | Residential & Commercial | Ducted CEE Tier 1
213772102 | Central HP <5.4 tons | KEEPRITE | HRCU-A-CB (Split System: Heat Pump with Remote Outdoor Unit-Air-Source) | CVH825GKA2* |  |  | EHD4X36AAL+WALLCON | *80CTL0701412B* | 24000 | 16.5 | 8.1 | 21400 | 16600 | 77.57% | 1.98 | 0 | 10.5 |  |  |  | No | R-410A | 2 | Residential & Commercial | Ducted CEE Tier 1
215935038 | Central HP <5.4 tons | ARCOAIRE | HRCU-A-CB (Split System: Heat Pump with Remote Outdoor Unit-Air-Source) | H5H3V36*K*AAA* |  |  | EVM5X49M21A*+WALLCON | *80CTL0902120B* | 35600 | 22 | 8.5 | 38000 | 28400 | 74.74% | 2.04 | 0 | 12.5 |  |  |  | No | R-454B | 2.9667 | Residential & Commercial | Ducted CEE Tier 1
215935138 | Central HP <5.4 tons | ARCOAIRE | HRCU-A-CB (Split System: Heat Pump with Remote Outdoor Unit-Air-Source) | H5H3V36*K*AAA* |  |  | EVM5X49M21A*+WALLCON | *96CTN1002122B* | 35600 | 22 | 8.5 | 38000 | 28600 | 75.26% | 2.02 | 0 | 12.5 |  |  |  | No | R-454B | 2.9667 | Residential & Commercial | Ducted CEE Tier 1
215935308 | Central HP <5.4 tons | ARCOAIRE | HRCU-A-CB (Split System: Heat Pump with Remote Outdoor Unit-Air-Source) | H5H3V36*K*AAA* |  |  | EVM5X60M21A*+WALLCON | *96CTN0801714B* | 35400 | 21.5 | 8.5 | 38000 | 28800 | 75.79% | 2.02 | 0 | 12 |  |  |  | No | R-454B | 2.95 | Residential & Commercial | Ducted CEE Tier 1
215935338 | Central HP <5.4 tons | ARCOAIRE | HRCU-A-CB (Split System: Heat Pump with Remote Outdoor Unit-Air-Source) | H5H3V36*K*AAA* |  |  | EVM5X60M24A*+WALLCON | *80CTL0702120B* | 35400 | 21.5 | 8.5 | 38000 | 28600 | 75.26% | 2.04 | 0 | 12 |  |  |  | No | R-454B | 2.95 | Residential & Commercial | Ducted CEE Tier 1
215934778 | Central HP <5.4 tons | ARCOAIRE | HRCU-A-CB (Split System: Heat Pump with Remote Outdoor Unit-Air-Source) | H5H3V36*K*AAA* |  |  | EVM5X44M21A*+WALLCON | *80CSU0401712A* | 35600 | 22 | 8.5 | 38000 | 28800 | 75.79% | 2.02 | 0 | 12 |  |  |  | No | R-454B | 2.9667 | Residential & Commercial | Ducted CEE Tier 1
215682320 | Central HP <5.4 tons | KEEPRITE | HRCU-A-CB (Split System: Heat Pump with Remote Outdoor Unit-Air-Source) | C5H0V48*K*AAA* |  |  | EVD5X60M21A*+WALLCON | *80CSU0601716B* | 48000 | 18.5 | 9 | 50000 | 36800 | 73.6% | 2 | 0 | 10 |  |  |  | No | R-454B | 4 | Residential & Commercial | Ducted CEE Tier 1
215682499 | Central HP <5.4 tons | DAY & NIGHT | HRCU-A-CB (Split System: Heat Pump with Remote Outdoor Unit-Air-Source) | C5H0V48*K*AAA* |  |  | EVD5X61M21A*+WALLCON | *97CTN0802120A* | 48500 | 19 | 9 | 50000 | 36800 | 73.6% | 2 | 0 | 10.5 |  |  |  | No | R-454B | 4.0417 | Residential & Commercial | Ducted CEE Tier 1
215682480 | Central HP <5.4 tons | KEEPRITE | HRCU-A-CB (Split System: Heat Pump with Remote Outdoor Unit-Air-Source) | C5H0V48*K*AAA* |  |  | EVD5X61M21A*+WALLCON | *80CSU1002120B* | 48500 | 19 | 9 | 50000 | 36800 | 73.6% | 2.12 | 0 | 10 |  |  |  | No | R-454B | 4.0417 | Residential & Commercial | Ducted CEE Tier 1
215682380 | Central HP <5.4 tons | KEEPRITE | HRCU-A-CB (Split System: Heat Pump with Remote Outdoor Unit-Air-Source) | C5H0V48*K*AAA* |  |  | EVD5X60M24A*+WALLCON | *96CTN0802120B* | 48000 | 19 | 9 | 50000 | 36600 | 73.2% | 2 | 0 | 10 |  |  |  | No | R-454B | 4 | Residential & Commercial | Ducted CEE Tier 1
215934978 | Central HP <5.4 tons | ARCOAIRE | HRCU-A-CB (Split System: Heat Pump with Remote Outdoor Unit-Air-Source) | H5H3V36*K*AAA* |  |  | EVM5X49M21A*+WALLCON | *80CSU0401712A* | 35600 | 22 | 8.5 | 38000 | 28800 | 75.79% | 2.02 | 0 | 12 |  |  |  | No | R-454B | 2.9667 | Residential & Commercial | Ducted CEE Tier 1
215934808 | Central HP <5.4 tons | ARCOAIRE | HRCU-A-CB (Split System: Heat Pump with Remote Outdoor Unit-Air-Source) | H5H3V36*K*AAA* |  |  | EVM5X44M21A*+WALLCON | *80CTL0451712B* | 35200 | 21 | 8.5 | 39000 | 29400 | 75.38% | 2 | 0 | 11.7 |  |  |  | No | R-454B | 2.9333 | Residential & Commercial | Ducted CEE Tier 1
215935378 | Central HP <5.4 tons | ARCOAIRE | HRCU-A-CB (Split System: Heat Pump with Remote Outdoor Unit-Air-Source) | H5H3V36*K*AAA* |  |  | EVM5X60M24A*+WALLCON | *95CSU0802120B* | 35400 | 21.5 | 8.5 | 38000 | 28600 | 75.26% | 2.04 | 0 | 12 |  |  |  | No | R-454B | 2.95 | Residential & Commercial | Ducted CEE Tier 1
215933238 | Central HP <5.4 tons | ARCOAIRE | HRCU-A-CB (Split System: Heat Pump with Remote Outdoor Unit-Air-Source) | H5H3V36*K*AAA* |  |  | ESH5X36M12A*+WALLCON | *96CTN0601714B* | 33000 | 18.5 | 9 | 34400 | 26200 | 76.16% | 1.92 | 0 | 10.5 |  |  |  | No | R-454B | 2.75 | Residential & Commercial | Ducted CEE Tier 1
215933088 | Central HP <5.4 tons | ARCOAIRE | HRCU-A-CB (Split System: Heat Pump with Remote Outdoor Unit-Air-Source) | H5H3V36*K*AAA* |  |  | ESH5X36M12A*+WALLCON | *80CTL0702120B* | 33200 | 19 | 9 | 35000 | 26800 | 76.57% | 1.92 | 0 | 11 |  |  |  | No | R-454B | 2.7667 | Residential & Commercial | Ducted CEE Tier 1
215682430 | Central HP <5.4 tons | KEEPRITE | HRCU-A-CB (Split System: Heat Pump with Remote Outdoor Unit-Air-Source) | C5H0V48*K*AAA* |  |  | EVD5X60M24A*+WALLCON | *97CTN1202422A* | 48000 | 19 | 9 | 50000 | 36600 | 73.2% | 2 | 0 | 10.5 |  |  |  | No | R-454B | 4 | Residential & Commercial | Ducted CEE Tier 1
215682330 | Central HP <5.4 tons | KEEPRITE | HRCU-A-CB (Split System: Heat Pump with Remote Outdoor Unit-Air-Source) | C5H0V48*K*AAA* |  |  | EVD5X60M21A*+WALLCON | *80CSU0802120B* | 48500 | 19 | 9 | 50000 | 36400 | 72.8% | 2.12 | 0 | 10 |  |  |  | No | R-454B | 4.0417 | Residential & Commercial | Ducted CEE Tier 1
215681980 | Central HP <5.4 tons | KEEPRITE | HRCU-A-CB (Split System: Heat Pump with Remote Outdoor Unit-Air-Source) | C5H0V48*K*AAA* |  |  | EVM5X60M24A*+WALLCON | *96CTN0802120B* | 48000 | 19 | 9 | 50000 | 36600 | 73.2% | 2 | 0 | 10 |  |  |  | No | R-454B | 4 | Residential & Commercial | Ducted CEE Tier 1
215682130 | Central HP <5.4 tons | KEEPRITE | HRCU-A-CB (Split System: Heat Pump with Remote Outdoor Unit-Air-Source) | C5H0V48*K*AAA* |  |  | EVD5X48M21A*+WALLCON | *80CSU0802120B* | 47000 | 18.5 | 9 | 50000 | 36200 | 72.4% | 2.02 | 0 | 10 |  |  |  | No | R-454B | 3.9167 | Residential & Commercial | Ducted CEE Tier 1
215681510 | Central HP <5.4 tons | KEEPRITE | HRCU-A-CB (Split System: Heat Pump with Remote Outdoor Unit-Air-Source) | C5H0V48*K*AAA* |  |  | EA*5X61M21A*+WALLCON | *97CTN1002122A* | 46000 | 18 | 9 | 47500 | 33800 | 71.16% | 2.08 | 0 | 10 |  |  |  | No | R-454B | 3.8333 | Residential & Commercial | Ducted CEE Tier 1
215681920 | Central HP <5.4 tons | KEEPRITE | HRCU-A-CB (Split System: Heat Pump with Remote Outdoor Unit-Air-Source) | C5H0V48*K*AAA* |  |  | EVM5X60M21A*+WALLCON | *80CSU0601716B* | 48000 | 18.5 | 9 | 50000 | 36800 | 73.6% | 2 | 0 | 10 |  |  |  | No | R-454B | 4 | Residential & Commercial | Ducted CEE Tier 1
215682020 | Central HP <5.4 tons | KEEPRITE | HRCU-A-CB (Split System: Heat Pump with Remote Outdoor Unit-Air-Source) | C5H0V48*K*AAA* |  |  | EVM5X60M24A*+WALLCON | *97CTN1002122A* | 48000 | 19 | 9 | 50000 | 36600 | 73.2% | 2 | 0 | 10 |  |  |  | No | R-454B | 4 | Residential & Commercial | Ducted CEE Tier 1
216374588 | Central HP <5.4 tons | CHAMPION HEATING AND COOLING | HRCU-A-CB (Split System: Heat Pump with Remote Outdoor Unit-Air-Source) | HH836E2S11 |  |  | CTM36B5CDS1 | Z9ET080B12SMPS1 | 33200 | 18 | 8.5 | 31200 | 24000 | 76.92% | 2 | 0 | 11 |  |  |  | No | R-454B | 2.7667 | Residential & Commercial | Ducted CEE Tier 1
215588539 | Central HP <5.4 tons | CARRIER | HRCU-A-CB (Split System: Heat Pump with Remote Outdoor Unit-Air-Source) | 27VNA154A*030* |  |  | CVAVA6024XMA*+UI | 59TN7A100C21**22 | 52000 | 19 | 8.1 | 52500 | 46500 | 88.57% | 1.84 | 0 | 11.5 |  |  |  | No | R-454B | 4.3333 | Residential & Commercial | Ducted CEE Tier 1
215682270 | Central HP <5.4 tons | KEEPRITE | HRCU-A-CB (Split System: Heat Pump with Remote Outdoor Unit-Air-Source) | C5H0V48*K*AAA* |  |  | EVD5X49M24A*+WALLCON | *97CTN0802120A* | 48000 | 19 | 9 | 50000 | 36600 | 73.2% | 2 | 0 | 10 |  |  |  | No | R-454B | 4 | Residential & Commercial | Ducted CEE Tier 1
215682290 | Central HP <5.4 tons | KEEPRITE | HRCU-A-CB (Split System: Heat Pump with Remote Outdoor Unit-Air-Source) | C5H0V48*K*AAA* |  |  | EVD5X49M24A*+WALLCON | *97CTN1202422A* | 48000 | 19 | 9 | 50000 | 36600 | 73.2% | 2 | 0 | 10.5 |  |  |  | No | R-454B | 4 | Residential & Commercial | Ducted CEE Tier 1
215681820 | Central HP <5.4 tons | KEEPRITE | HRCU-A-CB (Split System: Heat Pump with Remote Outdoor Unit-Air-Source) | C5H0V48*K*AAA* |  |  | EVM5X49M21A*+WALLCON | *96CTN0802120B* | 48000 | 19 | 9 | 50000 | 36800 | 73.6% | 2 | 0 | 10 |  |  |  | No | R-454B | 4 | Residential & Commercial | Ducted CEE Tier 1
215682390 | Central HP <5.4 tons | KEEPRITE | HRCU-A-CB (Split System: Heat Pump with Remote Outdoor Unit-Air-Source) | C5H0V48*K*AAA* |  |  | EVD5X60M24A*+WALLCON | *80CSU0802120B* | 48000 | 19 | 9 | 50000 | 36200 | 72.4% | 2.12 | 0 | 10 |  |  |  | No | R-454B | 4 | Residential & Commercial | Ducted CEE Tier 1
215682470 | Central HP <5.4 tons | KEEPRITE | HRCU-A-CB (Split System: Heat Pump with Remote Outdoor Unit-Air-Source) | C5H0V48*K*AAA* |  |  | EVD5X61M21A*+WALLCON | *80CSU0802120B* | 49000 | 19 | 9 | 50000 | 36600 | 73.2% | 2.12 | 0 | 10 |  |  |  | No | R-454B | 4.0833 | Residential & Commercial | Ducted CEE Tier 1
213779729 | Central HP <5.4 tons | ARCOAIRE | HRCU-A-CB (Split System: Heat Pump with Remote Outdoor Unit-Air-Source) | HVH837GKA** |  |  | EA*4X61L21A*+WALLCON | *96CTN0801714B* | 33000 | 17 | 8.1 | 32000 | 25000 | 78.12% | 1.96 | 0 | 11 |  |  |  | No | R-410A | 2.75 | Residential & Commercial | Ducted CEE Tier 1
213779479 | Central HP <5.4 tons | ARCOAIRE | HRCU-A-CB (Split System: Heat Pump with Remote Outdoor Unit-Air-Source) | HVH837GKA** |  |  | EA*4X48L21A*+WALLCON | *96CTN1002122B* | 32400 | 17 | 8.1 | 32600 | 24800 | 76.07% | 1.98 | 0 | 11 |  |  |  | No | R-410A | 2.7 | Residential & Commercial | Ducted CEE Tier 1
214279742 | Central HP <5.4 tons | KEEPRITE | HRCU-A-CB (Split System: Heat Pump with Remote Outdoor Unit-Air-Source) | DLCURAH18ABK |  |  | EA*4X24L17A* | *96MSN0601716A* | 17200 | 16 | 8.5 | 18100 | 19400 | 107.2% | 2.32 | 0 | 10.5 |  |  |  | No | R-410A | 1.4333 | Residential & Commercial | Ducted CEE Tier 1
212972769 | Central HP <5.4 tons | KEEPRITE | HRCU-A-CB (Split System: Heat Pump with Remote Outdoor Unit-Air-Source) | DLCURAH18ABK |  |  | EN(A,D)4X30L17** | *96VSN0401410B* | 17400 | 16 | 8.1 | 18000 | 18700 | 103.9% | 2.24 | 0 | 10.5 |  |  |  | No | R-410A | 1.45 | Residential & Commercial | Ducted CEE Tier 1
213780429 | Central HP <5.4 tons | ARCOAIRE | HRCU-A-CB (Split System: Heat Pump with Remote Outdoor Unit-Air-Source) | HVH837GKA** |  |  | EHD4X60AAL+WALLCON | *96CTN0801714B* | 32800 | 16.5 | 8.1 | 32200 | 25000 | 77.64% | 1.98 | 0 | 11 |  |  |  | No | R-410A | 2.7333 | Residential & Commercial | Ducted CEE Tier 1
213780409 | Central HP <5.4 tons | ARCOAIRE | HRCU-A-CB (Split System: Heat Pump with Remote Outdoor Unit-Air-Source) | HVH837GKA** |  |  | EHD4X60AAL+WALLCON | *97CMN1202422B* | 33000 | 16.5 | 8.1 | 32200 | 24800 | 77.02% | 2 | 0 | 11 |  |  |  | No | R-410A | 2.75 | Residential & Commercial | Ducted CEE Tier 1
213780009 | Central HP <5.4 tons | ARCOAIRE | HRCU-A-CB (Split System: Heat Pump with Remote Outdoor Unit-Air-Source) | HVH837GKA** |  |  | EHD4X42AAL+WALLCON | *80CTL0901716B* | 32200 | 16.5 | 8.1 | 33000 | 24800 | 75.15% | 1.94 | 0 | 11 |  |  |  | No | R-410A | 2.6833 | Residential & Commercial | Ducted CEE Tier 1
213779809 | Central HP <5.4 tons | ARCOAIRE | HRCU-A-CB (Split System: Heat Pump with Remote Outdoor Unit-Air-Source) | HVH837GKA** |  |  | EA*4X61L24A*+WALLCON | *96CTN1202422B* | 33200 | 17.5 | 8.5 | 32000 | 24800 | 77.5% | 2 | 0 | 11.7 |  |  |  | No | R-410A | 2.7667 | Residential & Commercial | Ducted CEE Tier 1
213779509 | Central HP <5.4 tons | ARCOAIRE | HRCU-A-CB (Split System: Heat Pump with Remote Outdoor Unit-Air-Source) | HVH837GKA** |  |  | EA*4X48L24A*+WALLCON | *80CTL1352422B* | 32400 | 17.5 | 8.5 | 32400 | 24800 | 76.54% | 1.98 | 0 | 11.5 |  |  |  | No | R-410A | 2.7 | Residential & Commercial | Ducted CEE Tier 1
212972689 | Central HP <5.4 tons | KEEPRITE | HRCU-A-CB (Split System: Heat Pump with Remote Outdoor Unit-Air-Source) | DLCURAH18ABK |  |  | EA*4X24L17A* | *96VSN0401410B* | 17200 | 17.5 | 8.5 | 18200 | 19400 | 106.6% | 2.34 | 0 | 10.5 |  |  |  | No | R-410A | 1.4333 | Residential & Commercial | Ducted CEE Tier 1
212972719 | Central HP <5.4 tons | KEEPRITE | HRCU-A-CB (Split System: Heat Pump with Remote Outdoor Unit-Air-Source) | DLCURAH18ABK |  |  | EA*4X30L17A* | *96VSN0401410B* | 17400 | 16 | 8.5 | 18000 | 18800 | 104.4% | 2.24 | 0 | 10.5 |  |  |  | No | R-410A | 1.45 | Residential & Commercial | Ducted CEE Tier 1
212973349 | Central HP <5.4 tons | KEEPRITE | HRCU-A-CB (Split System: Heat Pump with Remote Outdoor Unit-Air-Source) | DLCURAH18ABK |  |  | EA*4X30L17A* | *96VSN0601412B* | 17400 | 16.5 | 8.5 | 18000 | 18700 | 103.9% | 2.26 | 0 | 10.5 |  |  |  | No | R-410A | 1.45 | Residential & Commercial | Ducted CEE Tier 1
212973849 | Central HP <5.4 tons | KEEPRITE | HRCU-A-CB (Split System: Heat Pump with Remote Outdoor Unit-Air-Source) | DLCURAH24ABK |  |  | EA*4X30L17A* | *96VSN0801716B* | 23400 | 17 | 8.5 | 26200 | 25000 | 95.42% | 2.08 | 0 | 10 |  |  |  | No | R-410A | 1.95 | Residential & Commercial | Ducted CEE Tier 1
213249272 | Central HP <5.4 tons | ARCOAIRE | HRCU-A-CB (Split System: Heat Pump with Remote Outdoor Unit-Air-Source) | DLCURAH24ABK |  |  | FEVA0024**+NAVA43601CK |  | 24200 | 17 | 9 | 25800 | 22200 | 86.05% | 1.84 | 0 | 10 |  |  |  | No | R-410A | 2.0167 | Residential & Commercial | Ducted CEE Tier 1
213781349 | Central HP <5.4 tons | ARCOAIRE | HRCU-A-CB (Split System: Heat Pump with Remote Outdoor Unit-Air-Source) | HVH837GKA2* |  |  | EA*4X48L21A*+WALLCON | *97CMN0801714B* | 32200 | 17 | 8.1 | 32600 | 25000 | 76.69% | 1.94 | 0 | 11 |  |  |  | No | R-410A | 2.6833 | Residential & Commercial | Ducted CEE Tier 1
213781149 | Central HP <5.4 tons | ARCOAIRE | HRCU-A-CB (Split System: Heat Pump with Remote Outdoor Unit-Air-Source) | HVH837GKA2* |  |  | EA*4X42L24A*+WALLCON | *96CTN1202422B* | 31800 | 17 | 8.1 | 33000 | 24200 | 73.33% | 1.88 | 0 | 11 |  |  |  | No | R-410A | 2.65 | Residential & Commercial | Ducted CEE Tier 1
214595724 | Central HP <5.4 tons | ARCOAIRE | HRCU-A-CB (Split System: Heat Pump with Remote Outdoor Unit-Air-Source) | DLCURAH24ABK |  |  | EA*4X30L17A* | *96VTN0601716B* | 23600 | 16.5 | 9 | 26000 | 24000 | 92.31% | 2 | 0 | 10 |  |  |  | No | R-410A | 1.9667 | Residential & Commercial | Ducted CEE Tier 1
214574432 | Central HP <5.4 tons | ARCOAIRE | HRCU-A-CB (Split System: Heat Pump with Remote Outdoor Unit-Air-Source) | HVH837GKA2* |  |  | EHD4X60AAL+WALLCON | *97CMN0802120B* | 33000 | 17 | 8.5 | 32200 | 24800 | 77.02% | 2 | 0 | 11.5 |  |  |  | No | R-410A | 2.75 | Residential & Commercial | Ducted CEE Tier 1
212981804 | Central HP <5.4 tons | KEEPRITE | HRCU-A-CB (Split System: Heat Pump with Remote Outdoor Unit-Air-Source) | DLCURAH24ABK |  |  | EN(A,D,W)4X36L17** | *80MSU1002120A* | 23800 | 16.5 | 8.5 | 26400 | 24000 | 90.91% | 1.98 | 0 | 10.5 |  |  |  | No | R-410A | 1.9833 | Residential & Commercial | Ducted CEE Tier 1
212979901 | Central HP <5.4 tons | KEEPRITE | HRCU-A-CB (Split System: Heat Pump with Remote Outdoor Unit-Air-Source) | DLCURAH24ABK |  |  | EN(A,D)4X24L17** | *80MS(N,L)0901714A* | 23400 | 16.5 | 8.5 | 27000 | 24400 | 90.37% | 2.02 | 0 | 10 |  |  |  | No | R-410A | 1.95 | Residential & Commercial | Ducted CEE Tier 1
212979163 | Central HP <5.4 tons | KEEPRITE | HRCU-A-CB (Split System: Heat Pump with Remote Outdoor Unit-Air-Source) | DLCURAH24ABK |  |  | EA*4X36L17A* | *80MS(N,L)0701716A* | 23800 | 17 | 8.5 | 26200 | 23800 | 90.84% | 1.98 | 0 | 10 |  |  |  | No | R-410A | 1.9833 | Residential & Commercial | Ducted CEE Tier 1
214573015 | Central HP <5.4 tons | KEEPRITE | HRCU-A-CB (Split System: Heat Pump with Remote Outdoor Unit-Air-Source) | CVH837GKA** |  |  | EA*4X61L24A*+WALLCON | *80CTL0702120B* | 33200 | 18 | 8.5 | 32000 | 24800 | 77.5% | 2 | 0 | 11.5 |  |  |  | No | R-410A | 2.7667 | Residential & Commercial | Ducted CEE Tier 1
214573315 | Central HP <5.4 tons | KEEPRITE | HRCU-A-CB (Split System: Heat Pump with Remote Outdoor Unit-Air-Source) | CVH837GKA** |  |  | EN(A,D)4X36L21**+WALLCON | *80CTL0702120B* | 31400 | 17 | 8.1 | 33200 | 24200 | 72.89% | 1.82 | 0 | 11 |  |  |  | No | R-410A | 2.6167 | Residential & Commercial | Ducted CEE Tier 1
214572765 | Central HP <5.4 tons | KEEPRITE | HRCU-A-CB (Split System: Heat Pump with Remote Outdoor Unit-Air-Source) | CVH837GKA** |  |  | EA*4X43L21A*+WALLCON | *96CTN0802120B* | 33000 | 18.5 | 8.5 | 32600 | 25000 | 76.69% | 2 | 0 | 11.5 |  |  |  | No | R-410A | 2.75 | Residential & Commercial | Ducted CEE Tier 1
214572565 | Central HP <5.4 tons | KEEPRITE | HRCU-A-CB (Split System: Heat Pump with Remote Outdoor Unit-Air-Source) | CVH837GKA** |  |  | EA*4X37L21A*+WALLCON | *97CMN0602120B* | 32800 | 17 | 8.5 | 33000 | 25400 | 76.97% | 1.98 | 0 | 11 |  |  |  | No | R-410A | 2.7333 | Residential & Commercial | Ducted CEE Tier 1
214572715 | Central HP <5.4 tons | KEEPRITE | HRCU-A-CB (Split System: Heat Pump with Remote Outdoor Unit-Air-Source) | CVH837GKA** |  |  | EA*4X43L21A*+WALLCON | *80CTL0702120B* | 32800 | 17.5 | 8.5 | 32800 | 25200 | 76.83% | 2 | 0 | 11 |  |  |  | No | R-410A | 2.7333 | Residential & Commercial | Ducted CEE Tier 1
215935128 | Central HP <5.4 tons | ARCOAIRE | HRCU-A-CB (Split System: Heat Pump with Remote Outdoor Unit-Air-Source) | H5H3V36*K*AAA* |  |  | EVM5X49M21A*+WALLCON | *96CTN0801714B* | 35400 | 21.5 | 8.5 | 38500 | 28800 | 74.81% | 2.02 | 0 | 12 |  |  |  | No | R-454B | 2.95 | Residential & Commercial | Ducted CEE Tier 1
215935228 | Central HP <5.4 tons | ARCOAIRE | HRCU-A-CB (Split System: Heat Pump with Remote Outdoor Unit-Air-Source) | H5H3V36*K*AAA* |  |  | EVM5X60M21A*+WALLCON | *80CTL1102120B* | 35600 | 22 | 8.5 | 38000 | 28400 | 74.74% | 2.02 | 0 | 12.5 |  |  |  | No | R-454B | 2.9667 | Residential & Commercial | Ducted CEE Tier 1
215935008 | Central HP <5.4 tons | ARCOAIRE | HRCU-A-CB (Split System: Heat Pump with Remote Outdoor Unit-Air-Source) | H5H3V36*K*AAA* |  |  | EVM5X49M21A*+WALLCON | *80CTL0701716B* | 35400 | 21.5 | 8.5 | 38500 | 29000 | 75.32% | 2.02 | 0 | 12 |  |  |  | No | R-454B | 2.95 | Residential & Commercial | Ducted CEE Tier 1
215935058 | Central HP <5.4 tons | ARCOAIRE | HRCU-A-CB (Split System: Heat Pump with Remote Outdoor Unit-Air-Source) | H5H3V36*K*AAA* |  |  | EVM5X49M21A*+WALLCON | *95CSU0601716B* | 35400 | 21.5 | 8.5 | 38500 | 29000 | 75.32% | 2.02 | 0 | 12 |  |  |  | No | R-454B | 2.95 | Residential & Commercial | Ducted CEE Tier 1
212973399 | Central HP <5.4 tons | KEEPRITE | HRCU-A-CB (Split System: Heat Pump with Remote Outdoor Unit-Air-Source) | DLCURAH18ABK |  |  | EN(A,D)4X30L17** | *96VSN0601412B* | 17500 | 16.5 | 8.1 | 18000 | 18700 | 103.9% | 2.24 | 0 | 11 |  |  |  | No | R-410A | 1.4583 | Residential & Commercial | Ducted CEE Tier 1
212973029 | Central HP <5.4 tons | KEEPRITE | HRCU-A-CB (Split System: Heat Pump with Remote Outdoor Unit-Air-Source) | DLCURAH18ABK |  |  | EA*4X24L17A* | *96VSN0401712B* | 17200 | 16 | 8.5 | 18200 | 19400 | 106.6% | 2.34 | 0 | 10.5 |  |  |  | No | R-410A | 1.4333 | Residential & Commercial | Ducted CEE Tier 1
213780449 | Central HP <5.4 tons | ARCOAIRE | HRCU-A-CB (Split System: Heat Pump with Remote Outdoor Unit-Air-Source) | HVH837GKA** |  |  | EHD4X60AAL+WALLCON | *96CTN1202422B* | 33000 | 16.5 | 8.1 | 32200 | 24800 | 77.02% | 2 | 0 | 11.5 |  |  |  | No | R-410A | 2.75 | Residential & Commercial | Ducted CEE Tier 1
213780379 | Central HP <5.4 tons | ARCOAIRE | HRCU-A-CB (Split System: Heat Pump with Remote Outdoor Unit-Air-Source) | HVH837GKA** |  |  | EHD4X60AAL+WALLCON | *97CMN0601714B* | 32800 | 16 | 8.1 | 32400 | 25200 | 77.78% | 1.96 | 0 | 11 |  |  |  | No | R-410A | 2.7333 | Residential & Commercial | Ducted CEE Tier 1
213779779 | Central HP <5.4 tons | ARCOAIRE | HRCU-A-CB (Split System: Heat Pump with Remote Outdoor Unit-Air-Source) | HVH837GKA** |  |  | EA*4X61L24A*+WALLCON | *97CMN1002122B* | 33200 | 17.5 | 8.5 | 32000 | 24800 | 77.5% | 2 | 0 | 11.7 |  |  |  | No | R-410A | 2.7667 | Residential & Commercial | Ducted CEE Tier 1
213780029 | Central HP <5.4 tons | ARCOAIRE | HRCU-A-CB (Split System: Heat Pump with Remote Outdoor Unit-Air-Source) | HVH837GKA** |  |  | EHD4X42AAL+WALLCON | *80CTL1102120B* | 32600 | 16.5 | 8.1 | 32800 | 24600 | 75% | 1.94 | 0 | 11 |  |  |  | No | R-410A | 2.7167 | Residential & Commercial | Ducted CEE Tier 1
214572965 | Central HP <5.4 tons | KEEPRITE | HRCU-A-CB (Split System: Heat Pump with Remote Outdoor Unit-Air-Source) | CVH837GKA** |  |  | EA*4X61L21A*+WALLCON | *95CSU0802120B* | 33200 | 17.5 | 8.5 | 32000 | 25000 | 78.12% | 2 | 0 | 11.5 |  |  |  | No | R-410A | 2.7667 | Residential & Commercial | Ducted CEE Tier 1
213782199 | Central HP <5.4 tons | ARCOAIRE | HRCU-A-CB (Split System: Heat Pump with Remote Outdoor Unit-Air-Source) | HVH837GKA2* |  |  | EHD4X48AAL+WALLCON | *96CTN1202422B* | 32600 | 16.5 | 8.1 | 33000 | 24800 | 75.15% | 1.96 | 0 | 11 |  |  |  | No | R-410A | 2.7167 | Residential & Commercial | Ducted CEE Tier 1
213782299 | Central HP <5.4 tons | ARCOAIRE | HRCU-A-CB (Split System: Heat Pump with Remote Outdoor Unit-Air-Source) | HVH837GKA2* |  |  | EHD4X60AAL+WALLCON | *97CMN0801714B* | 32800 | 16.5 | 8.1 | 32600 | 25000 | 76.69% | 1.96 | 0 | 11 |  |  |  | No | R-410A | 2.7333 | Residential & Commercial | Ducted CEE Tier 1
213781929 | Central HP <5.4 tons | ARCOAIRE | HRCU-A-CB (Split System: Heat Pump with Remote Outdoor Unit-Air-Source) | HVH837GKA2* |  |  | EHD4X42AAL+WALLCON | *80CTL0902120B* | 32400 | 16.5 | 8.1 | 32800 | 24600 | 75% | 1.94 | 0 | 11 |  |  |  | No | R-410A | 2.7 | Residential & Commercial | Ducted CEE Tier 1
214573435 | Central HP <5.4 tons | KEEPRITE | HRCU-A-CB (Split System: Heat Pump with Remote Outdoor Unit-Air-Source) | CVH837GKA** |  |  | EN(A,D,W)4X48L21**+WALLCON | *80CTL0702120B* | 32400 | 18.5 | 8.1 | 32800 | 24800 | 75.61% | 1.96 | 0 | 11.5 |  |  |  | No | R-410A | 2.7 | Residential & Commercial | Ducted CEE Tier 1
214573255 | Central HP <5.4 tons | KEEPRITE | HRCU-A-CB (Split System: Heat Pump with Remote Outdoor Unit-Air-Source) | CVH837GKA** |  |  | EHD4X60AAL+WALLCON | *80CTL0702120B* | 33000 | 17 | 8.5 | 32200 | 25000 | 77.64% | 2 | 0 | 11 |  |  |  | No | R-410A | 2.75 | Residential & Commercial | Ducted CEE Tier 1
214574382 | Central HP <5.4 tons | ARCOAIRE | HRCU-A-CB (Split System: Heat Pump with Remote Outdoor Unit-Air-Source) | HVH837GKA2* |  |  | EHD4X48AAL+WALLCON | *96CTN0802120B* | 32600 | 17.5 | 8.5 | 32600 | 24800 | 76.07% | 1.98 | 0 | 11 |  |  |  | No | R-410A | 2.7167 | Residential & Commercial | Ducted CEE Tier 1
215682220 | Central HP <5.4 tons | KEEPRITE | HRCU-A-CB (Split System: Heat Pump with Remote Outdoor Unit-Air-Source) | C5H0V48*K*AAA* |  |  | EVD5X48M24A*+WALLCON | *97CTN1002122A* | 47000 | 19 | 9 | 50000 | 36400 | 72.8% | 1.98 | 0 | 10 |  |  |  | No | R-454B | 3.9167 | Residential & Commercial | Ducted CEE Tier 1
215682240 | Central HP <5.4 tons | KEEPRITE | HRCU-A-CB (Split System: Heat Pump with Remote Outdoor Unit-Air-Source) | C5H0V48*K*AAA* |  |  | EVD5X49M24A*+WALLCON | *96CTN0802120B* | 48000 | 19 | 9 | 50000 | 36600 | 73.2% | 2 | 0 | 10 |  |  |  | No | R-454B | 4 | Residential & Commercial | Ducted CEE Tier 1
215682420 | Central HP <5.4 tons | KEEPRITE | HRCU-A-CB (Split System: Heat Pump with Remote Outdoor Unit-Air-Source) | C5H0V48*K*AAA* |  |  | EVD5X60M24A*+WALLCON | *97CTN1002122A* | 48000 | 19 | 9 | 50000 | 36600 | 73.2% | 2 | 0 | 10 |  |  |  | No | R-454B | 4 | Residential & Commercial | Ducted CEE Tier 1
215682540 | Central HP <5.4 tons | KEEPRITE | HRCU-A-CB (Split System: Heat Pump with Remote Outdoor Unit-Air-Source) | C5H0V48*K*AAA* |  |  | EVD5X61M24A*+WALLCON | *80CSU1002120B* | 48500 | 19 | 9 | 50000 | 36600 | 73.2% | 2.12 | 0 | 10 |  |  |  | No | R-454B | 4.0417 | Residential & Commercial | Ducted CEE Tier 1
214574162 | Central HP <5.4 tons | ARCOAIRE | HRCU-A-CB (Split System: Heat Pump with Remote Outdoor Unit-Air-Source) | HVH837GKA2* |  |  | EA*4X61L24A*+WALLCON | *95CSU0802120B* | 33200 | 17.5 | 8.5 | 32000 | 24800 | 77.5% | 2 | 0 | 11.5 |  |  |  | No | R-410A | 2.7667 | Residential & Commercial | Ducted CEE Tier 1
213782319 | Central HP <5.4 tons | ARCOAIRE | HRCU-A-CB (Split System: Heat Pump with Remote Outdoor Unit-Air-Source) | HVH837GKA2* |  |  | EHD4X60AAL+WALLCON | *97CMN1202422B* | 33000 | 16.5 | 8.1 | 32200 | 24800 | 77.02% | 2 | 0 | 11 |  |  |  | No | R-410A | 2.75 | Residential & Commercial | Ducted CEE Tier 1
213782219 | Central HP <5.4 tons | ARCOAIRE | HRCU-A-CB (Split System: Heat Pump with Remote Outdoor Unit-Air-Source) | HVH837GKA2* |  |  | EHD4X60AAL+WALLCON | *80CTL0701412B* | 32800 | 16.5 | 8.1 | 32400 | 25600 | 79.01% | 2 | 0 | 11 |  |  |  | No | R-410A | 2.7333 | Residential & Commercial | Ducted CEE Tier 1
213781649 | Central HP <5.4 tons | ARCOAIRE | HRCU-A-CB (Split System: Heat Pump with Remote Outdoor Unit-Air-Source) | HVH837GKA2* |  |  | EA*4X61L21A*+WALLCON | *96CTN1002122B* | 33200 | 17.5 | 8.5 | 32000 | 24800 | 77.5% | 1.98 | 0 | 11.7 |  |  |  | No | R-410A | 2.7667 | Residential & Commercial | Ducted CEE Tier 1
213781699 | Central HP <5.4 tons | ARCOAIRE | HRCU-A-CB (Split System: Heat Pump with Remote Outdoor Unit-Air-Source) | HVH837GKA2* |  |  | EA*4X61L24A*+WALLCON | *97CMN1202422B* | 33200 | 17.5 | 8.5 | 32000 | 24800 | 77.5% | 1.98 | 0 | 11.7 |  |  |  | No | R-410A | 2.7667 | Residential & Commercial | Ducted CEE Tier 1
214574142 | Central HP <5.4 tons | ARCOAIRE | HRCU-A-CB (Split System: Heat Pump with Remote Outdoor Unit-Air-Source) | HVH837GKA2* |  |  | EA*4X61L21A*+WALLCON | *96CTN0802120B* | 33200 | 18.5 | 8.5 | 31800 | 24800 | 77.99% | 2 | 0 | 11.5 |  |  |  | No | R-410A | 2.7667 | Residential & Commercial | Ducted CEE Tier 1
212983600 | Central HP <5.4 tons | ARCOAIRE | HRCU-A-CB (Split System: Heat Pump with Remote Outdoor Unit-Air-Source) | DLCURAH24ABK |  |  | EN(A,D)4X30L14** | *92MSN0601412A* | 23800 | 16.5 | 8.5 | 26400 | 24000 | 90.91% | 2 | 0 | 10 |  |  |  | No | R-410A | 1.9833 | Residential & Commercial | Ducted CEE Tier 1
213780419 | Central HP <5.4 tons | ARCOAIRE | HRCU-A-CB (Split System: Heat Pump with Remote Outdoor Unit-Air-Source) | HVH837GKA** |  |  | EHD4X60AAL+WALLCON | *96CTN0601714B* | 32800 | 16.5 | 8.1 | 32400 | 25000 | 77.16% | 1.96 | 0 | 11 |  |  |  | No | R-410A | 2.7333 | Residential & Commercial | Ducted CEE Tier 1
213780269 | Central HP <5.4 tons | ARCOAIRE | HRCU-A-CB (Split System: Heat Pump with Remote Outdoor Unit-Air-Source) | HVH837GKA** |  |  | EHD4X48AAL+WALLCON | *96CTN0801714B* | 32600 | 16.5 | 8.1 | 33000 | 25000 | 75.76% | 1.94 | 0 | 11 |  |  |  | No | R-410A | 2.7167 | Residential & Commercial | Ducted CEE Tier 1
213780119 | Central HP <5.4 tons | ARCOAIRE | HRCU-A-CB (Split System: Heat Pump with Remote Outdoor Unit-Air-Source) | HVH837GKA** |  |  | EHD4X42AAL+WALLCON | *96CTN1002122B* | 32600 | 16.5 | 8.1 | 33000 | 24600 | 74.55% | 1.94 | 0 | 11 |  |  |  | No | R-410A | 2.7167 | Residential & Commercial | Ducted CEE Tier 1
213780229 | Central HP <5.4 tons | ARCOAIRE | HRCU-A-CB (Split System: Heat Pump with Remote Outdoor Unit-Air-Source) | HVH837GKA** |  |  | EHD4X48AAL+WALLCON | *97CMN0801714B* | 32400 | 16.5 | 8.1 | 33000 | 25000 | 75.76% | 1.94 | 0 | 11 |  |  |  | No | R-410A | 2.7 | Residential & Commercial | Ducted CEE Tier 1
213780279 | Central HP <5.4 tons | ARCOAIRE | HRCU-A-CB (Split System: Heat Pump with Remote Outdoor Unit-Air-Source) | HVH837GKA** |  |  | EHD4X48AAL+WALLCON | *96CTN1002122B* | 32600 | 16.5 | 8.1 | 33000 | 24800 | 75.15% | 1.96 | 0 | 11 |  |  |  | No | R-410A | 2.7167 | Residential & Commercial | Ducted CEE Tier 1
213779459 | Central HP <5.4 tons | ARCOAIRE | HRCU-A-CB (Split System: Heat Pump with Remote Outdoor Unit-Air-Source) | HVH837GKA** |  |  | EA*4X48L21A*+WALLCON | *96CTN0601714B* | 32200 | 17 | 8.1 | 32600 | 25200 | 77.3% | 1.94 | 0 | 11 |  |  |  | No | R-410A | 2.6833 | Residential & Commercial | Ducted CEE Tier 1
213360237 | Central HP <5.4 tons | LENNOX | HRCU-A-CB (Split System: Heat Pump with Remote Outdoor Unit-Air-Source) | SL25XPV-024-230A** | ADP |  | LH23/37W9 | EL297UH090XV48C* | 22200 | 21 | 9.4 | 19800 | 19600 | 98.99% | 1.9 | 0 | 14.5 |  |  |  | No | R-410A | 1.85 | Residential & Commercial | Ducted CEE Tier 1
212981210 | Central HP <5.4 tons | ARCOAIRE | HRCU-A-CB (Split System: Heat Pump with Remote Outdoor Unit-Air-Source) | DLCURAH36ABK |  |  | EA*4X48L24A* | *80MS(N,L)1352420A* | 35800 | 16.5 | 8.5 | 37800 | 34600 | 91.53% | 2.02 | 0 | 10 |  |  |  | No | R-410A | 2.9833 | Residential & Commercial | Ducted CEE Tier 1
212981536 | Central HP <5.4 tons | ARCOAIRE | HRCU-A-CB (Split System: Heat Pump with Remote Outdoor Unit-Air-Source) | DLCURAH36ABK |  |  | EA*4X48L21A* | *80MSU1002120A* | 35600 | 16 | 8.5 | 38000 | 34600 | 91.05% | 2.04 | 0 | 10 |  |  |  | No | R-410A | 2.9667 | Residential & Commercial | Ducted CEE Tier 1
212982088 | Central HP <5.4 tons | ARCOAIRE | HRCU-A-CB (Split System: Heat Pump with Remote Outdoor Unit-Air-Source) | DLCURAH36ABK |  |  | EA*4X48L21A* | *80MSU0401712A* | 35600 | 16 | 8.5 | 37800 | 34600 | 91.53% | 2.04 | 0 | 10 |  |  |  | No | R-410A | 2.9667 | Residential & Commercial | Ducted CEE Tier 1
213779579 | Central HP <5.4 tons | ARCOAIRE | HRCU-A-CB (Split System: Heat Pump with Remote Outdoor Unit-Air-Source) | HVH837GKA** |  |  | EA*4X60L24A*+WALLCON | *80CTL1352422B* | 32800 | 17.5 | 8.1 | 31800 | 24600 | 77.36% | 1.98 | 0 | 11.5 |  |  |  | No | R-410A | 2.7333 | Residential & Commercial | Ducted CEE Tier 1
213779679 | Central HP <5.4 tons | ARCOAIRE | HRCU-A-CB (Split System: Heat Pump with Remote Outdoor Unit-Air-Source) | HVH837GKA** |  |  | EA*4X61L21A*+WALLCON | *95CSU0601716B* | 33000 | 17 | 8.1 | 32200 | 25000 | 77.64% | 1.96 | 0 | 11 |  |  |  | No | R-410A | 2.75 | Residential & Commercial | Ducted CEE Tier 1
213780079 | Central HP <5.4 tons | ARCOAIRE | HRCU-A-CB (Split System: Heat Pump with Remote Outdoor Unit-Air-Source) | HVH837GKA** |  |  | EHD4X42AAL+WALLCON | *97CMN1002122B* | 32600 | 16.5 | 8.1 | 33000 | 24600 | 74.55% | 1.94 | 0 | 11 |  |  |  | No | R-410A | 2.7167 | Residential & Commercial | Ducted CEE Tier 1
213780129 | Central HP <5.4 tons | ARCOAIRE | HRCU-A-CB (Split System: Heat Pump with Remote Outdoor Unit-Air-Source) | HVH837GKA** |  |  | EHD4X42AAL+WALLCON | *96CTN1202422B* | 32600 | 16.5 | 8.1 | 33000 | 24600 | 74.55% | 1.94 | 0 | 11 |  |  |  | No | R-410A | 2.7167 | Residential & Commercial | Ducted CEE Tier 1
213779279 | Central HP <5.4 tons | ARCOAIRE | HRCU-A-CB (Split System: Heat Pump with Remote Outdoor Unit-Air-Source) | HVH837GKA** |  |  | EA*4X43L21A*+WALLCON | *80CTL0902120B* | 32800 | 17 | 8.5 | 32600 | 25000 | 76.69% | 1.98 | 0 | 11.5 |  |  |  | No | R-410A | 2.7333 | Residential & Commercial | Ducted CEE Tier 1
213779539 | Central HP <5.4 tons | ARCOAIRE | HRCU-A-CB (Split System: Heat Pump with Remote Outdoor Unit-Air-Source) | HVH837GKA** |  |  | EA*4X48L24A*+WALLCON | *96CTN1002122B* | 32400 | 17 | 8.5 | 32200 | 24800 | 77.02% | 1.98 | 0 | 11 |  |  |  | No | R-410A | 2.7 | Residential & Commercial | Ducted CEE Tier 1
213778839 | Central HP <5.4 tons | ARCOAIRE | HRCU-A-CB (Split System: Heat Pump with Remote Outdoor Unit-Air-Source) | HVH837GKA** |  |  | EA*4X36L21A*+WALLCON | *80CTL0901716B* | 31600 | 17 | 8.1 | 33000 | 24200 | 73.33% | 1.84 | 0 | 11 |  |  |  | No | R-410A | 2.6333 | Residential & Commercial | Ducted CEE Tier 1
215674491 | Central HP <5.4 tons | KEEPRITE | HRCU-A-CB (Split System: Heat Pump with Remote Outdoor Unit-Air-Source) | C5H0V48*K*AAA* |  |  | EA*5X61M24A*+WALLCON | *80CTL0902120B* | 46000 | 18.5 | 9 | 48000 | 33600 | 70% | 2.08 | 0 | 10 |  |  |  | No | R-454B | 3.8333 | Residential & Commercial | Ducted CEE Tier 1
215681410 | Central HP <5.4 tons | KEEPRITE | HRCU-A-CB (Split System: Heat Pump with Remote Outdoor Unit-Air-Source) | C5H0V48*K*AAA* |  |  | EA*5X60M24A*+WALLCON | *97CTN0802120A* | 45000 | 18 | 9 | 47500 | 33600 | 70.74% | 2.06 | 0 | 10 |  |  |  | No | R-454B | 3.75 | Residential & Commercial | Ducted CEE Tier 1
215588501 | Central HP <5.4 tons | CARRIER | HRCU-A-CB (Split System: Heat Pump with Remote Outdoor Unit-Air-Source) | 27VNA154A*030* |  |  | CVAMA6124XMA*+UI | 59TN7A080C21**20 | 52500 | 19.5 | 8.1 | 53500 | 46500 | 86.92% | 1.82 | 0 | 12 |  |  |  | No | R-454B | 4.375 | Residential & Commercial | Ducted CEE Tier 1
215934918 | Central HP <5.4 tons | ARCOAIRE | HRCU-A-CB (Split System: Heat Pump with Remote Outdoor Unit-Air-Source) | H5H3V36*K*AAA* |  |  | EVM5X44M21A*+WALLCON | *97CMN0802120B* | 35600 | 21.5 | 8.5 | 38000 | 28600 | 75.26% | 2.02 | 0 | 12 |  |  |  | No | R-454B | 2.9667 | Residential & Commercial | Ducted CEE Tier 1
215933098 | Central HP <5.4 tons | ARCOAIRE | HRCU-A-CB (Split System: Heat Pump with Remote Outdoor Unit-Air-Source) | H5H3V36*K*AAA* |  |  | ESH5X36M12A*+WALLCON | *80CTL0901716B* | 33200 | 19 | 9 | 35000 | 26800 | 76.57% | 1.92 | 0 | 11 |  |  |  | No | R-454B | 2.7667 | Residential & Commercial | Ducted CEE Tier 1
215933128 | Central HP <5.4 tons | ARCOAIRE | HRCU-A-CB (Split System: Heat Pump with Remote Outdoor Unit-Air-Source) | H5H3V36*K*AAA* |  |  | ESH5X36M12A*+WALLCON | *80CTL1352422B* | 33400 | 19 | 9 | 34800 | 26600 | 76.44% | 1.92 | 0 | 11.5 |  |  |  | No | R-454B | 2.7833 | Residential & Commercial | Ducted CEE Tier 1
215933198 | Central HP <5.4 tons | ARCOAIRE | HRCU-A-CB (Split System: Heat Pump with Remote Outdoor Unit-Air-Source) | H5H3V36*K*AAA* |  |  | ESH5X36M12A*+WALLCON | *97CMN0802120B* | 33200 | 19 | 9 | 34800 | 26800 | 77.01% | 1.92 | 0 | 11 |  |  |  | No | R-454B | 2.7667 | Residential & Commercial | Ducted CEE Tier 1
215934888 | Central HP <5.4 tons | ARCOAIRE | HRCU-A-CB (Split System: Heat Pump with Remote Outdoor Unit-Air-Source) | H5H3V36*K*AAA* |  |  | EVM5X44M21A*+WALLCON | *95CSU1002122B* | 35600 | 22 | 8.5 | 38000 | 28400 | 74.74% | 2.02 | 0 | 12.5 |  |  |  | No | R-454B | 2.9667 | Residential & Commercial | Ducted CEE Tier 1
213774609 | Central HP <5.4 tons | ARCOAIRE | HRCU-A-CB (Split System: Heat Pump with Remote Outdoor Unit-Air-Source) | HVH825GKA3* |  |  | EHD4X48AAL+WALLCON | *80CTL1102120B* | 24200 | 16 | 8.1 | 21200 | 16600 | 78.3% | 2.02 | 0 | 10.5 |  |  |  | No | R-410A | 2.0167 | Residential & Commercial | Ducted CEE Tier 1
213774629 | Central HP <5.4 tons | ARCOAIRE | HRCU-A-CB (Split System: Heat Pump with Remote Outdoor Unit-Air-Source) | HVH825GKA3* |  |  | EHD4X48AAL+WALLCON | *95CSU0601716B* | 24200 | 16 | 8.1 | 21400 | 16600 | 77.57% | 2 | 0 | 10.5 |  |  |  | No | R-410A | 2.0167 | Residential & Commercial | Ducted CEE Tier 1
213067694 | Central HP <5.4 tons | ACIQ | HRCU-A-CB (Split System: Heat Pump with Remote Outdoor Unit-Air-Source) | HVH837GKA** |  |  | EA*4X61L21A*+WALLCON | *80CSU0601716A* | 33200 | 17.5 | 8.1 | 32200 | 25000 | 77.64% | 1.98 | 0 | 11.5 |  |  |  | No | R-410A | 2.7667 | Residential & Commercial | Ducted CEE Tier 1
213779319 | Central HP <5.4 tons | ARCOAIRE | HRCU-A-CB (Split System: Heat Pump with Remote Outdoor Unit-Air-Source) | HVH837GKA** |  |  | EA*4X43L21A*+WALLCON | *97CMN0801714B* | 32800 | 17 | 8.1 | 33000 | 25200 | 76.36% | 1.96 | 0 | 11 |  |  |  | No | R-410A | 2.7333 | Residential & Commercial | Ducted CEE Tier 1
213779669 | Central HP <5.4 tons | ARCOAIRE | HRCU-A-CB (Split System: Heat Pump with Remote Outdoor Unit-Air-Source) | HVH837GKA** |  |  | EA*4X61L21A*+WALLCON | *80CTL1102120B* | 33200 | 17.5 | 8.5 | 32000 | 24800 | 77.5% | 1.98 | 0 | 11.5 |  |  |  | No | R-410A | 2.7667 | Residential & Commercial | Ducted CEE Tier 1
213780019 | Central HP <5.4 tons | ARCOAIRE | HRCU-A-CB (Split System: Heat Pump with Remote Outdoor Unit-Air-Source) | HVH837GKA** |  |  | EHD4X42AAL+WALLCON | *80CTL0902120B* | 32400 | 16.5 | 8.1 | 32800 | 24600 | 75% | 1.94 | 0 | 11 |  |  |  | No | R-410A | 2.7 | Residential & Commercial | Ducted CEE Tier 1
212982265 | Central HP <5.4 tons | BRYANT HEATING AND COOLING SYSTEMS | HRCU-A-CB (Split System: Heat Pump with Remote Outdoor Unit-Air-Source) | 38MURAQ24AB3* |  |  | CAP**3017AL* | 83*SB36040M17*** | 23800 | 16.5 | 8.5 | 25800 | 24000 | 93.02% | 2 | 0 | 10 |  |  |  | No | R-410A | 1.9833 | Residential & Commercial | Ducted CEE Tier 1
215934638 | Central HP <5.4 tons | ARCOAIRE | HRCU-A-CB (Split System: Heat Pump with Remote Outdoor Unit-Air-Source) | H5H3V36*K*AAA* |  |  | EVM5X25M17A*+WALLCON | *96CTN0601714B* | 34000 | 20 | 8.1 | 38000 | 27200 | 71.58% | 2 | 0 | 11 |  |  |  | No | R-454B | 2.8333 | Residential & Commercial | Ducted CEE Tier 1
215933218 | Central HP <5.4 tons | ARCOAIRE | HRCU-A-CB (Split System: Heat Pump with Remote Outdoor Unit-Air-Source) | H5H3V36*K*AAA* |  |  | ESH5X36M12A*+WALLCON | *97CMN1202422B* | 33200 | 19 | 9 | 35000 | 26800 | 76.57% | 1.92 | 0 | 11 |  |  |  | No | R-454B | 2.7667 | Residential & Commercial | Ducted CEE Tier 1
215932868 | Central HP <5.4 tons | ARCOAIRE | HRCU-A-CB (Split System: Heat Pump with Remote Outdoor Unit-Air-Source) | H5H3V36*K*AAA* |  |  | EA*5X61M24A*+WALLCON | *80CTL0902120B* | 34600 | 20.5 | 9.5 | 34200 | 25800 | 75.44% | 2.06 | 0 | 12 |  |  |  | No | R-454B | 2.8833 | Residential & Commercial | Ducted CEE Tier 1
215935188 | Central HP <5.4 tons | ARCOAIRE | HRCU-A-CB (Split System: Heat Pump with Remote Outdoor Unit-Air-Source) | H5H3V36*K*AAA* |  |  | EVM5X60M21A*+WALLCON | *80CTL0701716B* | 35400 | 21.5 | 8.5 | 38500 | 29000 | 75.32% | 2.02 | 0 | 12 |  |  |  | No | R-454B | 2.95 | Residential & Commercial | Ducted CEE Tier 1
215932718 | Central HP <5.4 tons | ARCOAIRE | HRCU-A-CB (Split System: Heat Pump with Remote Outdoor Unit-Air-Source) | H5H3V36*K*AAA* |  |  | EA*5X61M21A*+WALLCON | *80CTL0901716B* | 34400 | 20.5 | 9 | 34400 | 26200 | 76.16% | 1.96 | 0 | 11.7 |  |  |  | No | R-454B | 2.8667 | Residential & Commercial | Ducted CEE Tier 1
213778999 | Central HP <5.4 tons | ARCOAIRE | HRCU-A-CB (Split System: Heat Pump with Remote Outdoor Unit-Air-Source) | HVH837GKA** |  |  | EA*4X37L21A*+WALLCON | *97CMN0601714B* | 32600 | 16.5 | 8.1 | 33200 | 25400 | 76.51% | 1.94 | 0 | 11 |  |  |  | No | R-410A | 2.7167 | Residential & Commercial | Ducted CEE Tier 1
213779099 | Central HP <5.4 tons | ARCOAIRE | HRCU-A-CB (Split System: Heat Pump with Remote Outdoor Unit-Air-Source) | HVH837GKA** |  |  | EA*4X42L21A*+WALLCON | *80CTL1102120B* | 31800 | 17 | 8.1 | 32800 | 24200 | 73.78% | 1.88 | 0 | 11 |  |  |  | No | R-410A | 2.65 | Residential & Commercial | Ducted CEE Tier 1
213779149 | Central HP <5.4 tons | ARCOAIRE | HRCU-A-CB (Split System: Heat Pump with Remote Outdoor Unit-Air-Source) | HVH837GKA** |  |  | EA*4X42L21A*+WALLCON | *96CTN0601714B* | 31600 | 16.5 | 8.1 | 33200 | 24600 | 74.1% | 1.86 | 0 | 10.5 |  |  |  | No | R-410A | 2.6333 | Residential & Commercial | Ducted CEE Tier 1
213779249 | Central HP <5.4 tons | ARCOAIRE | HRCU-A-CB (Split System: Heat Pump with Remote Outdoor Unit-Air-Source) | HVH837GKA** |  |  | EA*4X43L21A*+WALLCON | *80CTL0451712B* | 32600 | 16.5 | 8.1 | 33200 | 25400 | 76.51% | 1.94 | 0 | 10.5 |  |  |  | No | R-410A | 2.7167 | Residential & Commercial | Ducted CEE Tier 1
213779349 | Central HP <5.4 tons | ARCOAIRE | HRCU-A-CB (Split System: Heat Pump with Remote Outdoor Unit-Air-Source) | HVH837GKA** |  |  | EA*4X43L21A*+WALLCON | *96CTN0801714B* | 32800 | 17 | 8.5 | 32800 | 25200 | 76.83% | 1.96 | 0 | 11 |  |  |  | No | R-410A | 2.7333 | Residential & Commercial | Ducted CEE Tier 1
213778879 | Central HP <5.4 tons | ARCOAIRE | HRCU-A-CB (Split System: Heat Pump with Remote Outdoor Unit-Air-Source) | HVH837GKA** |  |  | EA*4X36L21A*+WALLCON | *97CMN0601714B* | 31200 | 16.5 | 8.1 | 33200 | 24600 | 74.1% | 1.82 | 0 | 10.5 |  |  |  | No | R-410A | 2.6 | Residential & Commercial | Ducted CEE Tier 1
211244874 | Central HP <5.4 tons | BRYANT HEATING AND COOLING SYSTEMS | HRCU-A-CB (Split System: Heat Pump with Remote Outdoor Unit-Air-Source) | 38MURAQ24AB3* |  |  | CNPV*3617AL* | 926SA30040V14*** | 23400 | 16 | 8.1 | 25800 | 24000 | 93.02% | 2 | 0 | 10 |  |  |  | No | R-410A | 1.95 | Residential & Commercial | Ducted CEE Tier 1
211244990 | Central HP <5.4 tons | BRYANT HEATING AND COOLING SYSTEMS | HRCU-A-CB (Split System: Heat Pump with Remote Outdoor Unit-Air-Source) | 38MURAQ24AB3* |  |  | CNPV*3617AL* | 82*TA36045V14*** | 24200 | 16.5 | 8.1 | 26200 | 22800 | 87.02% | 1.88 | 0 | 10.5 |  |  |  | No | R-410A | 2.0167 | Residential & Commercial | Ducted CEE Tier 1
214395063 | Central HP <5.4 tons | ARCOAIRE | HRCU-A-CB (Split System: Heat Pump with Remote Outdoor Unit-Air-Source) | DLCURAH18ABK |  |  | EN(A,D)4X24L17** | *96MSN0601716A* | 17500 | 15.5 | 8.5 | 18500 | 19000 | 102.7% | 2.28 | 0 | 10.5 |  |  |  | No | R-410A | 1.4583 | Residential & Commercial | Ducted CEE Tier 1
212982400 | Central HP <5.4 tons | ARCOAIRE | HRCU-A-CB (Split System: Heat Pump with Remote Outdoor Unit-Air-Source) | DLCURAH18ABK |  |  | EA*4X25L17A* | *80MSU0401712A* | 17800 | 16 | 8.1 | 17800 | 17600 | 98.88% | 2.12 | 0 | 10.5 |  |  |  | No | R-410A | 1.4833 | Residential & Commercial | Ducted CEE Tier 1
212980586 | Central HP <5.4 tons | BRYANT HEATING AND COOLING SYSTEMS | HRCU-A-CB (Split System: Heat Pump with Remote Outdoor Unit-Air-Source) | 38MURAQ24AB3* |  |  | CAP**3721AL* | 8(0,1)*SB60090M21*** | 24000 | 17.5 | 8.5 | 25200 | 21800 | 86.51% | 1.82 | 0 | 10 |  |  |  | No | R-410A | 2 | Residential & Commercial | Ducted CEE Tier 1
213779289 | Central HP <5.4 tons | ARCOAIRE | HRCU-A-CB (Split System: Heat Pump with Remote Outdoor Unit-Air-Source) | HVH837GKA** |  |  | EA*4X43L21A*+WALLCON | *80CTL1102120B* | 33000 | 17 | 8.5 | 32600 | 25000 | 76.69% | 1.98 | 0 | 11.5 |  |  |  | No | R-410A | 2.75 | Residential & Commercial | Ducted CEE Tier 1
213779559 | Central HP <5.4 tons | ARCOAIRE | HRCU-A-CB (Split System: Heat Pump with Remote Outdoor Unit-Air-Source) | HVH837GKA** |  |  | EA*4X60L24A*+WALLCON | *80CTL0902120B* | 32800 | 17.5 | 8.1 | 31800 | 24600 | 77.36% | 1.98 | 0 | 11.5 |  |  |  | No | R-410A | 2.7333 | Residential & Commercial | Ducted CEE Tier 1
213779639 | Central HP <5.4 tons | ARCOAIRE | HRCU-A-CB (Split System: Heat Pump with Remote Outdoor Unit-Air-Source) | HVH837GKA** |  |  | EA*4X61L21A*+WALLCON | *80CTL0701716B* | 32800 | 17 | 8.1 | 32200 | 25000 | 77.64% | 1.96 | 0 | 11 |  |  |  | No | R-410A | 2.7333 | Residential & Commercial | Ducted CEE Tier 1
213779189 | Central HP <5.4 tons | ARCOAIRE | HRCU-A-CB (Split System: Heat Pump with Remote Outdoor Unit-Air-Source) | HVH837GKA** |  |  | EA*4X42L24A*+WALLCON | *80CTL1102120B* | 31800 | 17 | 8.1 | 32800 | 24200 | 73.78% | 1.88 | 0 | 11 |  |  |  | No | R-410A | 2.65 | Residential & Commercial | Ducted CEE Tier 1
213778939 | Central HP <5.4 tons | ARCOAIRE | HRCU-A-CB (Split System: Heat Pump with Remote Outdoor Unit-Air-Source) | HVH837GKA** |  |  | EA*4X37L21A*+WALLCON | *80CTL0451712B* | 32600 | 16.5 | 8.1 | 33200 | 25400 | 76.51% | 1.94 | 0 | 10.5 |  |  |  | No | R-410A | 2.7167 | Residential & Commercial | Ducted CEE Tier 1
213778739 | Central HP <5.4 tons | ARCOAIRE | HRCU-A-CB (Split System: Heat Pump with Remote Outdoor Unit-Air-Source) | HVH837GKA** |  |  | EA*4X36L17A*+WALLCON | *80CTL0701412B* | 31400 | 16.5 | 8.1 | 33400 | 24400 | 73.05% | 1.82 | 0 | 10.5 |  |  |  | No | R-410A | 2.6167 | Residential & Commercial | Ducted CEE Tier 1
213778789 | Central HP <5.4 tons | ARCOAIRE | HRCU-A-CB (Split System: Heat Pump with Remote Outdoor Unit-Air-Source) | HVH837GKA** |  |  | EA*4X36L17A*+WALLCON | *97CMN0801714B* | 31400 | 16.5 | 8.1 | 33200 | 24400 | 73.49% | 1.82 | 0 | 10.5 |  |  |  | No | R-410A | 2.6167 | Residential & Commercial | Ducted CEE Tier 1
213779309 | Central HP <5.4 tons | ARCOAIRE | HRCU-A-CB (Split System: Heat Pump with Remote Outdoor Unit-Air-Source) | HVH837GKA** |  |  | EA*4X43L21A*+WALLCON | *97CMN0601714B* | 32600 | 16.5 | 8.1 | 33000 | 25400 | 76.97% | 1.94 | 0 | 11 |  |  |  | No | R-410A | 2.7167 | Residential & Commercial | Ducted CEE Tier 1
213779359 | Central HP <5.4 tons | ARCOAIRE | HRCU-A-CB (Split System: Heat Pump with Remote Outdoor Unit-Air-Source) | HVH837GKA** |  |  | EA*4X43L21A*+WALLCON | *96CTN1002122B* | 33000 | 17 | 8.5 | 32600 | 25000 | 76.69% | 1.98 | 0 | 11.5 |  |  |  | No | R-410A | 2.75 | Residential & Commercial | Ducted CEE Tier 1
215667690 | Central HP <5.4 tons | KEEPRITE | HRCU-A-CB (Split System: Heat Pump with Remote Outdoor Unit-Air-Source) | C5H0V24*K*AAA* |  |  | EA*5X36M17A*+WALLCON | *97CMN0801714B* | 23000 | 17 | 9 | 23800 | 16700 | 70.17% | 1.98 | 0 | 10 |  |  |  | No | R-454B | 1.9167 | Residential & Commercial | Ducted CEE Tier 1
215667371 | Central HP <5.4 tons | KEEPRITE | HRCU-A-CB (Split System: Heat Pump with Remote Outdoor Unit-Air-Source) | C5H0V24*K*AAA* |  |  | EA*5X30M17A*+WALLCON | *80CSU0401712A* | 23000 | 17 | 9 | 23600 | 16600 | 70.34% | 1.98 | 0 | 10 |  |  |  | No | R-454B | 1.9167 | Residential & Commercial | Ducted CEE Tier 1
215667172 | Central HP <5.4 tons | KEEPRITE | HRCU-A-CB (Split System: Heat Pump with Remote Outdoor Unit-Air-Source) | C5H0V24*K*AAA* |  |  | EA*5X25M17A*+WALLCON | *80CTL0451712B* | 23800 | 17 | 9 | 23400 | 16500 | 70.51% | 2 | 0 | 10 |  |  |  | No | R-454B | 1.9833 | Residential & Commercial | Ducted CEE Tier 1
215683911 | Central HP <5.4 tons | CARRIER | HRCU-A-CB (Split System: Heat Pump with Remote Outdoor Unit-Air-Source) | 27VNA036A*030* |  |  | CAA**3721AM*+UI | 59CU5B080C21**20 | 34400 | 17.5 | 9 | 35400 | 25200 | 71.19% | 1.9 | 0 | 10 |  |  |  | No | R-454B | 2.8667 | Residential & Commercial | Ducted CEE Tier 1
213779259 | Central HP <5.4 tons | ARCOAIRE | HRCU-A-CB (Split System: Heat Pump with Remote Outdoor Unit-Air-Source) | HVH837GKA** |  |  | EA*4X43L21A*+WALLCON | *80CTL0701716B* | 32800 | 17 | 8.5 | 33000 | 25200 | 76.36% | 1.96 | 0 | 11 |  |  |  | No | R-410A | 2.7333 | Residential & Commercial | Ducted CEE Tier 1
213778809 | Central HP <5.4 tons | ARCOAIRE | HRCU-A-CB (Split System: Heat Pump with Remote Outdoor Unit-Air-Source) | HVH837GKA** |  |  | EA*4X36L17A*+WALLCON | *96CTN0801714B* | 31400 | 16.5 | 8.1 | 33200 | 24400 | 73.49% | 1.82 | 0 | 10.5 |  |  |  | No | R-410A | 2.6167 | Residential & Commercial | Ducted CEE Tier 1
213779109 | Central HP <5.4 tons | ARCOAIRE | HRCU-A-CB (Split System: Heat Pump with Remote Outdoor Unit-Air-Source) | HVH837GKA** |  |  | EA*4X42L21A*+WALLCON | *95CSU0601716B* | 31600 | 16.5 | 8.1 | 33000 | 24600 | 74.55% | 1.86 | 0 | 10.5 |  |  |  | No | R-410A | 2.6333 | Residential & Commercial | Ducted CEE Tier 1
213779229 | Central HP <5.4 tons | ARCOAIRE | HRCU-A-CB (Split System: Heat Pump with Remote Outdoor Unit-Air-Source) | HVH837GKA** |  |  | EA*4X42L24A*+WALLCON | *96CTN1002122B* | 31800 | 17 | 8.1 | 33000 | 24200 | 73.33% | 1.88 | 0 | 11 |  |  |  | No | R-410A | 2.65 | Residential & Commercial | Ducted CEE Tier 1
213779409 | Central HP <5.4 tons | ARCOAIRE | HRCU-A-CB (Split System: Heat Pump with Remote Outdoor Unit-Air-Source) | HVH837GKA** |  |  | EA*4X48L21A*+WALLCON | *80CTL1102120B* | 32400 | 17 | 8.1 | 32400 | 24800 | 76.54% | 1.98 | 0 | 11 |  |  |  | No | R-410A | 2.7 | Residential & Commercial | Ducted CEE Tier 1
212983731 | Central HP <5.4 tons | ARCOAIRE | HRCU-A-CB (Split System: Heat Pump with Remote Outdoor Unit-Air-Source) | DLCURAH18ABK |  |  | EN(A,D)4X30L17** | *92MSN0601412A* | 17400 | 16.5 | 8.1 | 18000 | 18700 | 103.9% | 2.24 | 0 | 11 |  |  |  | No | R-410A | 1.45 | Residential & Commercial | Ducted CEE Tier 1
213780039 | Central HP <5.4 tons | ARCOAIRE | HRCU-A-CB (Split System: Heat Pump with Remote Outdoor Unit-Air-Source) | HVH837GKA** |  |  | EHD4X42AAL+WALLCON | *80CTL1352422B* | 32600 | 16.5 | 8.1 | 33000 | 24600 | 74.55% | 1.96 | 0 | 11 |  |  |  | No | R-410A | 2.7167 | Residential & Commercial | Ducted CEE Tier 1
215935358 | Central HP <5.4 tons | ARCOAIRE | HRCU-A-CB (Split System: Heat Pump with Remote Outdoor Unit-Air-Source) | H5H3V36*K*AAA* |  |  | EVM5X60M24A*+WALLCON | *80CTL1102120B* | 35600 | 22 | 8.5 | 38000 | 28400 | 74.74% | 2.04 | 0 | 12.5 |  |  |  | No | R-454B | 2.9667 | Residential & Commercial | Ducted CEE Tier 1
215932628 | Central HP <5.4 tons | ARCOAIRE | HRCU-A-CB (Split System: Heat Pump with Remote Outdoor Unit-Air-Source) | H5H3V36*K*AAA* |  |  | EA*5X60M24A*+WALLCON | *97CMN1202422B* | 34000 | 20.5 | 9.5 | 34200 | 26000 | 76.02% | 2.06 | 0 | 11.7 |  |  |  | No | R-454B | 2.8333 | Residential & Commercial | Ducted CEE Tier 1
215933048 | Central HP <5.4 tons | ARCOAIRE | HRCU-A-CB (Split System: Heat Pump with Remote Outdoor Unit-Air-Source) | H5H3V36*K*AAA* |  |  | ESH5X36M12A*+WALLCON | *80CSU1002120A* | 33200 | 18.5 | 9 | 35000 | 26800 | 76.57% | 1.92 | 0 | 11 |  |  |  | No | R-454B | 2.7667 | Residential & Commercial | Ducted CEE Tier 1
215932518 | Central HP <5.4 tons | ARCOAIRE | HRCU-A-CB (Split System: Heat Pump with Remote Outdoor Unit-Air-Source) | H5H3V36*K*AAA* |  |  | EA*5X48M21A*+WALLCON | *96CTN0801714B* | 33200 | 20 | 9.5 | 34800 | 26600 | 76.44% | 2.02 | 0 | 11 |  |  |  | No | R-454B | 2.7667 | Residential & Commercial | Ducted CEE Tier 1
215932638 | Central HP <5.4 tons | ARCOAIRE | HRCU-A-CB (Split System: Heat Pump with Remote Outdoor Unit-Air-Source) | H5H3V36*K*AAA* |  |  | EA*5X60M24A*+WALLCON | *96CTN1002122B* | 34000 | 20.5 | 9.5 | 34000 | 25800 | 75.88% | 2.06 | 0 | 12 |  |  |  | No | R-454B | 2.8333 | Residential & Commercial | Ducted CEE Tier 1
212979873 | Central HP <5.4 tons | ARCOAIRE | HRCU-A-CB (Split System: Heat Pump with Remote Outdoor Unit-Air-Source) | DLCURAH24ABK |  |  | EA*4X37L17A* | *80MS(N,L)0901714A* | 24000 | 17 | 8.1 | 25200 | 22400 | 88.89% | 1.86 | 0 | 10 |  |  |  | No | R-410A | 2 | Residential & Commercial | Ducted CEE Tier 1
212979909 | Central HP <5.4 tons | ARCOAIRE | HRCU-A-CB (Split System: Heat Pump with Remote Outdoor Unit-Air-Source) | DLCURAH24ABK |  |  | EN(A,D)4X30L17** | *80MS(N,L)0901714A* | 23600 | 17 | 8.5 | 26400 | 24400 | 92.42% | 2.02 | 0 | 10.5 |  |  |  | No | R-410A | 1.9667 | Residential & Commercial | Ducted CEE Tier 1
213782309 | Central HP <5.4 tons | ARCOAIRE | HRCU-A-CB (Split System: Heat Pump with Remote Outdoor Unit-Air-Source) | HVH837GKA2* |  |  | EHD4X60AAL+WALLCON | *97CMN1002122B* | 33000 | 16.5 | 8.1 | 32200 | 24800 | 77.02% | 2 | 0 | 11.5 |  |  |  | No | R-410A | 2.75 | Residential & Commercial | Ducted CEE Tier 1
213781709 | Central HP <5.4 tons | ARCOAIRE | HRCU-A-CB (Split System: Heat Pump with Remote Outdoor Unit-Air-Source) | HVH837GKA2* |  |  | EA*4X61L24A*+WALLCON | *96CTN1002122B* | 33200 | 17.5 | 8.5 | 32000 | 24800 | 77.5% | 2 | 0 | 11.7 |  |  |  | No | R-410A | 2.7667 | Residential & Commercial | Ducted CEE Tier 1
213781909 | Central HP <5.4 tons | ARCOAIRE | HRCU-A-CB (Split System: Heat Pump with Remote Outdoor Unit-Air-Source) | HVH837GKA2* |  |  | EHD4X42AAL+WALLCON | *80CTL0701716B* | 32400 | 16 | 8.1 | 33200 | 24800 | 74.7% | 1.92 | 0 | 11 |  |  |  | No | R-410A | 2.7 | Residential & Commercial | Ducted CEE Tier 1
213782059 | Central HP <5.4 tons | ARCOAIRE | HRCU-A-CB (Split System: Heat Pump with Remote Outdoor Unit-Air-Source) | HVH837GKA2* |  |  | EHD4X48AAL+WALLCON | *80CTL0701412B* | 32600 | 16.5 | 8.1 | 33200 | 25000 | 75.3% | 1.94 | 0 | 11 |  |  |  | No | R-410A | 2.7167 | Residential & Commercial | Ducted CEE Tier 1
213780089 | Central HP <5.4 tons | ARCOAIRE | HRCU-A-CB (Split System: Heat Pump with Remote Outdoor Unit-Air-Source) | HVH837GKA** |  |  | EHD4X42AAL+WALLCON | *97CMN1202422B* | 32400 | 16.5 | 8.1 | 32800 | 24800 | 75.61% | 1.94 | 0 | 11 |  |  |  | No | R-410A | 2.7 | Residential & Commercial | Ducted CEE Tier 1
213780239 | Central HP <5.4 tons | ARCOAIRE | HRCU-A-CB (Split System: Heat Pump with Remote Outdoor Unit-Air-Source) | HVH837GKA** |  |  | EHD4X48AAL+WALLCON | *97CMN1002122B* | 32600 | 16.5 | 8.1 | 33000 | 24800 | 75.15% | 1.96 | 0 | 11 |  |  |  | No | R-410A | 2.7167 | Residential & Commercial | Ducted CEE Tier 1
213780289 | Central HP <5.4 tons | ARCOAIRE | HRCU-A-CB (Split System: Heat Pump with Remote Outdoor Unit-Air-Source) | HVH837GKA** |  |  | EHD4X48AAL+WALLCON | *96CTN1202422B* | 32600 | 16.5 | 8.1 | 33000 | 24800 | 75.15% | 1.96 | 0 | 11 |  |  |  | No | R-410A | 2.7167 | Residential & Commercial | Ducted CEE Tier 1
213780309 | Central HP <5.4 tons | ARCOAIRE | HRCU-A-CB (Split System: Heat Pump with Remote Outdoor Unit-Air-Source) | HVH837GKA** |  |  | EHD4X60AAL+WALLCON | *80CTL0701412B* | 32800 | 16.5 | 8.1 | 32400 | 25600 | 79.01% | 2 | 0 | 11 |  |  |  | No | R-410A | 2.7333 | Residential & Commercial | Ducted CEE Tier 1
213779789 | Central HP <5.4 tons | ARCOAIRE | HRCU-A-CB (Split System: Heat Pump with Remote Outdoor Unit-Air-Source) | HVH837GKA** |  |  | EA*4X61L24A*+WALLCON | *97CMN1202422B* | 33200 | 17.5 | 8.5 | 32000 | 24800 | 77.5% | 1.98 | 0 | 11.7 |  |  |  | No | R-410A | 2.7667 | Residential & Commercial | Ducted CEE Tier 1
213774459 | Central HP <5.4 tons | ARCOAIRE | HRCU-A-CB (Split System: Heat Pump with Remote Outdoor Unit-Air-Source) | HVH825GKA3* |  |  | EHD4X42AAL+WALLCON | *95CSU0601716B* | 24000 | 16 | 8.1 | 21400 | 16600 | 77.57% | 1.98 | 0 | 10.5 |  |  |  | No | R-410A | 2 | Residential & Commercial | Ducted CEE Tier 1
213773759 | Central HP <5.4 tons | ARCOAIRE | HRCU-A-CB (Split System: Heat Pump with Remote Outdoor Unit-Air-Source) | HVH825GKA3* |  |  | EA*4X48L21A*+WALLCON | *97CMN0801714B* | 24000 | 16.5 | 8.1 | 21000 | 16600 | 79.05% | 2 | 0 | 10.5 |  |  |  | No | R-410A | 2 | Residential & Commercial | Ducted CEE Tier 1
213781569 | Central HP <5.4 tons | ARCOAIRE | HRCU-A-CB (Split System: Heat Pump with Remote Outdoor Unit-Air-Source) | HVH837GKA2* |  |  | EA*4X61L21A*+WALLCON | *80CTL0902120B* | 33200 | 17.5 | 8.5 | 32000 | 24800 | 77.5% | 1.98 | 0 | 11.7 |  |  |  | No | R-410A | 2.7667 | Residential & Commercial | Ducted CEE Tier 1
213781269 | Central HP <5.4 tons | ARCOAIRE | HRCU-A-CB (Split System: Heat Pump with Remote Outdoor Unit-Air-Source) | HVH837GKA2* |  |  | EA*4X43L21A*+WALLCON | *96CTN1002122B* | 33000 | 17 | 8.5 | 32600 | 25000 | 76.69% | 1.98 | 0 | 11.5 |  |  |  | No | R-410A | 2.75 | Residential & Commercial | Ducted CEE Tier 1
213781679 | Central HP <5.4 tons | ARCOAIRE | HRCU-A-CB (Split System: Heat Pump with Remote Outdoor Unit-Air-Source) | HVH837GKA2* |  |  | EA*4X61L24A*+WALLCON | *80CTL1352422B* | 33200 | 17.5 | 8.5 | 32000 | 24800 | 77.5% | 2 | 0 | 11.7 |  |  |  | No | R-410A | 2.7667 | Residential & Commercial | Ducted CEE Tier 1
213781429 | Central HP <5.4 tons | ARCOAIRE | HRCU-A-CB (Split System: Heat Pump with Remote Outdoor Unit-Air-Source) | HVH837GKA2* |  |  | EA*4X48L24A*+WALLCON | *97CMN1002122B* | 32400 | 17 | 8.5 | 32200 | 24800 | 77.02% | 1.98 | 0 | 11 |  |  |  | No | R-410A | 2.7 | Residential & Commercial | Ducted CEE Tier 1
213781529 | Central HP <5.4 tons | ARCOAIRE | HRCU-A-CB (Split System: Heat Pump with Remote Outdoor Unit-Air-Source) | HVH837GKA2* |  |  | EA*4X60L24A*+WALLCON | *96CTN1202422B* | 32800 | 17.5 | 8.1 | 31800 | 24600 | 77.36% | 1.98 | 0 | 11.5 |  |  |  | No | R-410A | 2.7333 | Residential & Commercial | Ducted CEE Tier 1
213781229 | Central HP <5.4 tons | ARCOAIRE | HRCU-A-CB (Split System: Heat Pump with Remote Outdoor Unit-Air-Source) | HVH837GKA2* |  |  | EA*4X43L21A*+WALLCON | *97CMN0801714B* | 32800 | 17 | 8.1 | 33000 | 25200 | 76.36% | 1.96 | 0 | 11 |  |  |  | No | R-410A | 2.7333 | Residential & Commercial | Ducted CEE Tier 1
214569347 | Central HP <5.4 tons | BRYANT HEATING AND COOLING SYSTEMS | HRCU-A-CB (Split System: Heat Pump with Remote Outdoor Unit-Air-Source) | 284ANV024*0**B* |  |  | CAP**4224AL*+UI | 987MC60060C21*** | 23400 | 20 | 10.5 | 26600 | 19800 | 74.44% | 2.44 | 0 | 13 |  |  |  | No | R-410A | 1.95 | Residential & Commercial | Ducted CEE Tier 1
214569379 | Central HP <5.4 tons | BRYANT HEATING AND COOLING SYSTEMS | HRCU-A-CB (Split System: Heat Pump with Remote Outdoor Unit-Air-Source) | 284ANV024*0**B* |  |  | CSPH*4212AL*+UI | 987MC60060C21*** | 23800 | 19 | 10.5 | 26600 | 19800 | 74.44% | 2.5 | 0 | 12.5 |  |  |  | No | R-410A | 1.9833 | Residential & Commercial | Ducted CEE Tier 1
213779489 | Central HP <5.4 tons | ARCOAIRE | HRCU-A-CB (Split System: Heat Pump with Remote Outdoor Unit-Air-Source) | HVH837GKA** |  |  | EA*4X48L24A*+WALLCON | *80CTL0902120B* | 32400 | 17 | 8.5 | 32200 | 24800 | 77.02% | 1.98 | 0 | 11.5 |  |  |  | No | R-410A | 2.7 | Residential & Commercial | Ducted CEE Tier 1
213779089 | Central HP <5.4 tons | ARCOAIRE | HRCU-A-CB (Split System: Heat Pump with Remote Outdoor Unit-Air-Source) | HVH837GKA** |  |  | EA*4X42L21A*+WALLCON | *80CTL0902120B* | 31800 | 17 | 8.1 | 32800 | 24200 | 73.78% | 1.88 | 0 | 11 |  |  |  | No | R-410A | 2.65 | Residential & Commercial | Ducted CEE Tier 1
213774659 | Central HP <5.4 tons | ARCOAIRE | HRCU-A-CB (Split System: Heat Pump with Remote Outdoor Unit-Air-Source) | HVH825GKA3* |  |  | EHD4X48AAL+WALLCON | *97CMN1002122B* | 24200 | 16 | 8.1 | 21200 | 16600 | 78.3% | 2.02 | 0 | 11 |  |  |  | No | R-410A | 2.0167 | Residential & Commercial | Ducted CEE Tier 1
213773709 | Central HP <5.4 tons | ARCOAIRE | HRCU-A-CB (Split System: Heat Pump with Remote Outdoor Unit-Air-Source) | HVH825GKA3* |  |  | EA*4X48L21A*+WALLCON | *80CTL0901716B* | 24200 | 17 | 8.1 | 20800 | 16600 | 79.81% | 2.02 | 0 | 11 |  |  |  | No | R-410A | 2.0167 | Residential & Commercial | Ducted CEE Tier 1
213778759 | Central HP <5.4 tons | ARCOAIRE | HRCU-A-CB (Split System: Heat Pump with Remote Outdoor Unit-Air-Source) | HVH837GKA** |  |  | EA*4X36L17A*+WALLCON | *80CTL0901716B* | 31200 | 16.5 | 8.1 | 33200 | 24200 | 72.89% | 1.84 | 0 | 10.5 |  |  |  | No | R-410A | 2.6 | Residential & Commercial | Ducted CEE Tier 1
213774549 | Central HP <5.4 tons | ARCOAIRE | HRCU-A-CB (Split System: Heat Pump with Remote Outdoor Unit-Air-Source) | HVH825GKA3* |  |  | EHD4X42AAL+WALLCON | *96CTN1202422B* | 24200 | 16 | 8.1 | 21400 | 16600 | 77.57% | 2 | 0 | 10.5 |  |  |  | No | R-410A | 2.0167 | Residential & Commercial | Ducted CEE Tier 1
212979969 | Central HP <5.4 tons | ARCOAIRE | HRCU-A-CB (Split System: Heat Pump with Remote Outdoor Unit-Air-Source) | DLCURAH18ABK |  |  | EA*4X25L17A* | *80MS(N,L)0901714A* | 18100 | 16.5 | 8.5 | 17900 | 17700 | 98.88% | 2.14 | 0 | 11 |  |  |  | No | R-410A | 1.5083 | Residential & Commercial | Ducted CEE Tier 1
212983670 | Central HP <5.4 tons | ARCOAIRE | HRCU-A-CB (Split System: Heat Pump with Remote Outdoor Unit-Air-Source) | DLCURAH18ABK |  |  | EA*4X30L14A* | *92MSN0601412A* | 17700 | 16 | 8.5 | 18300 | 18700 | 102.2% | 2.24 | 0 | 10.5 |  |  |  | No | R-410A | 1.475 | Residential & Commercial | Ducted CEE Tier 1
212971453 | Central HP <5.4 tons | KEEPRITE | HRCU-A-CB (Split System: Heat Pump with Remote Outdoor Unit-Air-Source) | DLCURAH18ABK |  |  | EA*4X24L17A* | *80VTL0701716B* | 17500 | 16 | 8.5 | 18500 | 19500 | 105.4% | 2.34 | 0 | 10.5 |  |  |  | No | R-410A | 1.4583 | Residential & Commercial | Ducted CEE Tier 1
212982376 | Central HP <5.4 tons | ARCOAIRE | HRCU-A-CB (Split System: Heat Pump with Remote Outdoor Unit-Air-Source) | DLCURAH18ABK |  |  | EA*4X19L17A* | *80MSU0401712A* | 17800 | 16 | 8.1 | 17900 | 17700 | 98.88% | 2.14 | 0 | 10.5 |  |  |  | No | R-410A | 1.4833 | Residential & Commercial | Ducted CEE Tier 1
213781609 | Central HP <5.4 tons | ARCOAIRE | HRCU-A-CB (Split System: Heat Pump with Remote Outdoor Unit-Air-Source) | HVH837GKA2* |  |  | EA*4X61L21A*+WALLCON | *97CMN0801714B* | 33000 | 17 | 8.1 | 32200 | 25000 | 77.64% | 1.96 | 0 | 11 |  |  |  | No | R-410A | 2.75 | Residential & Commercial | Ducted CEE Tier 1
213781189 | Central HP <5.4 tons | ARCOAIRE | HRCU-A-CB (Split System: Heat Pump with Remote Outdoor Unit-Air-Source) | HVH837GKA2* |  |  | EA*4X43L21A*+WALLCON | *80CTL0902120B* | 32800 | 17 | 8.5 | 32600 | 25000 | 76.69% | 1.98 | 0 | 11.5 |  |  |  | No | R-410A | 2.7333 | Residential & Commercial | Ducted CEE Tier 1
213781089 | Central HP <5.4 tons | ARCOAIRE | HRCU-A-CB (Split System: Heat Pump with Remote Outdoor Unit-Air-Source) | HVH837GKA2* |  |  | EA*4X42L24A*+WALLCON | *80CTL0902120B* | 31800 | 17 | 8.1 | 32800 | 24200 | 73.78% | 1.88 | 0 | 11 |  |  |  | No | R-410A | 2.65 | Residential & Commercial | Ducted CEE Tier 1
213780789 | Central HP <5.4 tons | ARCOAIRE | HRCU-A-CB (Split System: Heat Pump with Remote Outdoor Unit-Air-Source) | HVH837GKA2* |  |  | EA*4X36L21A*+WALLCON | *97CMN0601714B* | 31200 | 16.5 | 8.1 | 33200 | 24600 | 74.1% | 1.82 | 0 | 10.5 |  |  |  | No | R-410A | 2.6 | Residential & Commercial | Ducted CEE Tier 1
212982352 | Central HP <5.4 tons | ARCOAIRE | HRCU-A-CB (Split System: Heat Pump with Remote Outdoor Unit-Air-Source) | DLCURAH24ABK |  |  | EN(A,D,W)4X36L17** | *80MSU0401712A* | 23800 | 16.5 | 8.5 | 25800 | 23800 | 92.25% | 1.98 | 0 | 10.5 |  |  |  | No | R-410A | 1.9833 | Residential & Commercial | Ducted CEE Tier 1
212983188 | Central HP <5.4 tons | ARCOAIRE | HRCU-A-CB (Split System: Heat Pump with Remote Outdoor Unit-Air-Source) | DLCURAH24ABK |  |  | EA*4X37L17A* | *92MSN0401712A* | 23800 | 16 | 8.5 | 25800 | 22600 | 87.6% | 1.86 | 0 | 10 |  |  |  | No | R-410A | 1.9833 | Residential & Commercial | Ducted CEE Tier 1
212981716 | Central HP <5.4 tons | ARCOAIRE | HRCU-A-CB (Split System: Heat Pump with Remote Outdoor Unit-Air-Source) | DLCURAH24ABK |  |  | EA*4X30L17A* | *80MSU1002120A* | 23800 | 16.5 | 8.5 | 26200 | 23600 | 90.08% | 1.96 | 0 | 10 |  |  |  | No | R-410A | 1.9833 | Residential & Commercial | Ducted CEE Tier 1
213771459 | Central HP <5.4 tons | ARCOAIRE | HRCU-A-CB (Split System: Heat Pump with Remote Outdoor Unit-Air-Source) | HVH825GKA2* |  |  | EA*4X43L21A*+WALLCON | *80CTL0901716B* | 24600 | 17 | 8.5 | 21000 | 16600 | 79.05% | 2.02 | 0 | 11 |  |  |  | No | R-410A | 2.05 | Residential & Commercial | Ducted CEE Tier 1
213771509 | Central HP <5.4 tons | ARCOAIRE | HRCU-A-CB (Split System: Heat Pump with Remote Outdoor Unit-Air-Source) | HVH825GKA2* |  |  | EA*4X43L21A*+WALLCON | *97CMN0801714B* | 24400 | 16.5 | 8.1 | 21200 | 16700 | 78.77% | 2.02 | 0 | 11 |  |  |  | No | R-410A | 2.0333 | Residential & Commercial | Ducted CEE Tier 1
212982412 | Central HP <5.4 tons | ARCOAIRE | HRCU-A-CB (Split System: Heat Pump with Remote Outdoor Unit-Air-Source) | DLCURAH18ABK |  |  | EA*4X30L17A* | *80MSU0401712A* | 17500 | 16 | 8.5 | 18100 | 18500 | 102.2% | 2.24 | 0 | 10.5 |  |  |  | No | R-410A | 1.4583 | Residential & Commercial | Ducted CEE Tier 1
212983680 | Central HP <5.4 tons | ARCOAIRE | HRCU-A-CB (Split System: Heat Pump with Remote Outdoor Unit-Air-Source) | DLCURAH18ABK |  |  | EA*4X30L17A* | *92MSN0601412A* | 17400 | 16.5 | 8.5 | 18000 | 18900 | 105% | 2.28 | 0 | 10.5 |  |  |  | No | R-410A | 1.45 | Residential & Commercial | Ducted CEE Tier 1
213779529 | Central HP <5.4 tons | ARCOAIRE | HRCU-A-CB (Split System: Heat Pump with Remote Outdoor Unit-Air-Source) | HVH837GKA** |  |  | EA*4X48L24A*+WALLCON | *97CMN1202422B* | 32200 | 17 | 8.1 | 32600 | 24800 | 76.07% | 1.98 | 0 | 11 |  |  |  | No | R-410A | 2.6833 | Residential & Commercial | Ducted CEE Tier 1
213779429 | Central HP <5.4 tons | ARCOAIRE | HRCU-A-CB (Split System: Heat Pump with Remote Outdoor Unit-Air-Source) | HVH837GKA** |  |  | EA*4X48L21A*+WALLCON | *97CMN0601714B* | 32000 | 16.5 | 8.1 | 32800 | 25200 | 76.83% | 1.94 | 0 | 10.5 |  |  |  | No | R-410A | 2.6667 | Residential & Commercial | Ducted CEE Tier 1
212980005 | Central HP <5.4 tons | ARCOAIRE | HRCU-A-CB (Split System: Heat Pump with Remote Outdoor Unit-Air-Source) | DLCURAH18ABK |  |  | EN(A,D)4X30L17** | *80MS(N,L)0901714A* | 17700 | 16.5 | 8.1 | 18300 | 18600 | 101.6% | 2.24 | 0 | 11 |  |  |  | No | R-410A | 1.475 | Residential & Commercial | Ducted CEE Tier 1
212983254 | Central HP <5.4 tons | ARCOAIRE | HRCU-A-CB (Split System: Heat Pump with Remote Outdoor Unit-Air-Source) | DLCURAH18ABK |  |  | EA*4X19L17A* | *92MSN0401712A* | 17700 | 16 | 8.1 | 17900 | 18000 | 100.6% | 2.16 | 0 | 10.5 |  |  |  | No | R-410A | 1.475 | Residential & Commercial | Ducted CEE Tier 1
213779599 | Central HP <5.4 tons | ARCOAIRE | HRCU-A-CB (Split System: Heat Pump with Remote Outdoor Unit-Air-Source) | HVH837GKA** |  |  | EA*4X60L24A*+WALLCON | *97CMN1202422B* | 32800 | 17.5 | 8.1 | 31600 | 24600 | 77.85% | 1.98 | 0 | 11.5 |  |  |  | No | R-410A | 2.7333 | Residential & Commercial | Ducted CEE Tier 1
212980589 | Central HP <5.4 tons | ARCOAIRE | HRCU-A-CB (Split System: Heat Pump with Remote Outdoor Unit-Air-Source) | DLCURAH24ABK |  |  | EA*4X37L21A* | *80MS(N,L)0902120A* | 24000 | 17.5 | 8.5 | 25200 | 21800 | 86.51% | 1.82 | 0 | 10 |  |  |  | No | R-410A | 2 | Residential & Commercial | Ducted CEE Tier 1
213781249 | Central HP <5.4 tons | ARCOAIRE | HRCU-A-CB (Split System: Heat Pump with Remote Outdoor Unit-Air-Source) | HVH837GKA2* |  |  | EA*4X43L21A*+WALLCON | *96CTN0601714B* | 32800 | 17 | 8.1 | 33000 | 25400 | 76.97% | 1.96 | 0 | 11 |  |  |  | No | R-410A | 2.7333 | Residential & Commercial | Ducted CEE Tier 1
213780949 | Central HP <5.4 tons | ARCOAIRE | HRCU-A-CB (Split System: Heat Pump with Remote Outdoor Unit-Air-Source) | HVH837GKA2* |  |  | EA*4X37L21A*+WALLCON | *96CTN0801714B* | 32800 | 17 | 8.5 | 33000 | 25200 | 76.36% | 1.96 | 0 | 11 |  |  |  | No | R-410A | 2.7333 | Residential & Commercial | Ducted CEE Tier 1
213780649 | Central HP <5.4 tons | ARCOAIRE | HRCU-A-CB (Split System: Heat Pump with Remote Outdoor Unit-Air-Source) | HVH837GKA2* |  |  | EA*4X36L17A*+WALLCON | *80CTL0701412B* | 31400 | 16.5 | 8.1 | 33400 | 24400 | 73.05% | 1.82 | 0 | 10.5 |  |  |  | No | R-410A | 2.6167 | Residential & Commercial | Ducted CEE Tier 1
214574582 | Central HP <5.4 tons | ARCOAIRE | HRCU-A-CB (Split System: Heat Pump with Remote Outdoor Unit-Air-Source) | HVH837GKA2* |  |  | EN(A,D,W)4X48L21**+WALLCON | *95CSU0802120B* | 32400 | 17.5 | 8.1 | 32800 | 24800 | 75.61% | 1.96 | 0 | 11.5 |  |  |  | No | R-410A | 2.7 | Residential & Commercial | Ducted CEE Tier 1
213780979 | Central HP <5.4 tons | ARCOAIRE | HRCU-A-CB (Split System: Heat Pump with Remote Outdoor Unit-Air-Source) | HVH837GKA2* |  |  | EA*4X42L21A*+WALLCON | *80CTL0701716B* | 31400 | 17 | 8.1 | 33200 | 24400 | 73.49% | 1.86 | 0 | 10.5 |  |  |  | No | R-410A | 2.6167 | Residential & Commercial | Ducted CEE Tier 1
213781009 | Central HP <5.4 tons | ARCOAIRE | HRCU-A-CB (Split System: Heat Pump with Remote Outdoor Unit-Air-Source) | HVH837GKA2* |  |  | EA*4X42L21A*+WALLCON | *80CTL1102120B* | 31800 | 17 | 8.1 | 32800 | 24200 | 73.78% | 1.88 | 0 | 11 |  |  |  | No | R-410A | 2.65 | Residential & Commercial | Ducted CEE Tier 1
214574502 | Central HP <5.4 tons | ARCOAIRE | HRCU-A-CB (Split System: Heat Pump with Remote Outdoor Unit-Air-Source) | HVH837GKA2* |  |  | EN(A,D)4X36L21**+WALLCON | *96CTN0802120B* | 31400 | 17 | 8.1 | 33000 | 24000 | 72.73% | 1.84 | 0 | 11 |  |  |  | No | R-410A | 2.6167 | Residential & Commercial | Ducted CEE Tier 1
214574152 | Central HP <5.4 tons | ARCOAIRE | HRCU-A-CB (Split System: Heat Pump with Remote Outdoor Unit-Air-Source) | HVH837GKA2* |  |  | EA*4X61L24A*+WALLCON | *80CTL0702120B* | 33200 | 18 | 8.5 | 32000 | 24800 | 77.5% | 2 | 0 | 11.5 |  |  |  | No | R-410A | 2.7667 | Residential & Commercial | Ducted CEE Tier 1
214573445 | Central HP <5.4 tons | KEEPRITE | HRCU-A-CB (Split System: Heat Pump with Remote Outdoor Unit-Air-Source) | CVH837GKA** |  |  | EN(A,D,W)4X48L21**+WALLCON | *95CSU0802120B* | 32400 | 17.5 | 8.1 | 32800 | 24800 | 75.61% | 1.96 | 0 | 11.5 |  |  |  | No | R-410A | 2.7 | Residential & Commercial | Ducted CEE Tier 1
214574172 | Central HP <5.4 tons | ARCOAIRE | HRCU-A-CB (Split System: Heat Pump with Remote Outdoor Unit-Air-Source) | HVH837GKA2* |  |  | EA*4X61L24A*+WALLCON | *95CSU1002122B* | 33200 | 18.5 | 8.5 | 31800 | 24800 | 77.99% | 2 | 0 | 11.5 |  |  |  | No | R-410A | 2.7667 | Residential & Commercial | Ducted CEE Tier 1
214574322 | Central HP <5.4 tons | ARCOAIRE | HRCU-A-CB (Split System: Heat Pump with Remote Outdoor Unit-Air-Source) | HVH837GKA2* |  |  | EHD4X42AAL+WALLCON | *96CTN0802120B* | 32600 | 17.5 | 8.5 | 32800 | 24800 | 75.61% | 1.96 | 0 | 11 |  |  |  | No | R-410A | 2.7167 | Residential & Commercial | Ducted CEE Tier 1
214574372 | Central HP <5.4 tons | ARCOAIRE | HRCU-A-CB (Split System: Heat Pump with Remote Outdoor Unit-Air-Source) | HVH837GKA2* |  |  | EHD4X48AAL+WALLCON | *97CMN0802120B* | 32600 | 17 | 8.5 | 32800 | 25000 | 76.22% | 1.98 | 0 | 11 |  |  |  | No | R-410A | 2.7167 | Residential & Commercial | Ducted CEE Tier 1
213781099 | Central HP <5.4 tons | ARCOAIRE | HRCU-A-CB (Split System: Heat Pump with Remote Outdoor Unit-Air-Source) | HVH837GKA2* |  |  | EA*4X42L24A*+WALLCON | *80CTL1102120B* | 31800 | 17 | 8.1 | 32800 | 24200 | 73.78% | 1.88 | 0 | 11 |  |  |  | No | R-410A | 2.65 | Residential & Commercial | Ducted CEE Tier 1
213780749 | Central HP <5.4 tons | ARCOAIRE | HRCU-A-CB (Split System: Heat Pump with Remote Outdoor Unit-Air-Source) | HVH837GKA2* |  |  | EA*4X36L21A*+WALLCON | *80CTL0901716B* | 31600 | 17 | 8.1 | 33000 | 24200 | 73.33% | 1.84 | 0 | 11 |  |  |  | No | R-410A | 2.6333 | Residential & Commercial | Ducted CEE Tier 1
212980578 | Central HP <5.4 tons | ARCOAIRE | HRCU-A-CB (Split System: Heat Pump with Remote Outdoor Unit-Air-Source) | DLCURAH24ABK |  |  | EA*4X36L21A* | *80MS(N,L)0902120A* | 23800 | 17.5 | 8.5 | 26200 | 23800 | 90.84% | 1.98 | 0 | 10 |  |  |  | No | R-410A | 1.9833 | Residential & Commercial | Ducted CEE Tier 1
212979921 | Central HP <5.4 tons | ARCOAIRE | HRCU-A-CB (Split System: Heat Pump with Remote Outdoor Unit-Air-Source) | DLCURAH24ABK |  |  | EN(A,D,W)4X36L17** | *80MS(N,L)0901714A* | 23600 | 17 | 8.5 | 26400 | 24400 | 92.42% | 2.02 | 0 | 10.5 |  |  |  | No | R-410A | 1.9667 | Residential & Commercial | Ducted CEE Tier 1
213780889 | Central HP <5.4 tons | ARCOAIRE | HRCU-A-CB (Split System: Heat Pump with Remote Outdoor Unit-Air-Source) | HVH837GKA2* |  |  | EA*4X37L21A*+WALLCON | *80CTL1102120B* | 33000 | 17 | 8.5 | 32800 | 25000 | 76.22% | 1.98 | 0 | 11.5 |  |  |  | No | R-410A | 2.75 | Residential & Commercial | Ducted CEE Tier 1
214574472 | Central HP <5.4 tons | ARCOAIRE | HRCU-A-CB (Split System: Heat Pump with Remote Outdoor Unit-Air-Source) | HVH837GKA2* |  |  | EN(A,D)4X36L21**+WALLCON | *95CSU1002122B* | 31400 | 17 | 8.1 | 33000 | 24000 | 72.73% | 1.84 | 0 | 11 |  |  |  | No | R-410A | 2.6167 | Residential & Commercial | Ducted CEE Tier 1
214574522 | Central HP <5.4 tons | ARCOAIRE | HRCU-A-CB (Split System: Heat Pump with Remote Outdoor Unit-Air-Source) | HVH837GKA2* |  |  | EN(A,D,W)4X42L21**+WALLCON | *95CSU0802120B* | 31800 | 17 | 8.1 | 33000 | 24600 | 74.55% | 1.88 | 0 | 11 |  |  |  | No | R-410A | 2.65 | Residential & Commercial | Ducted CEE Tier 1
214574622 | Central HP <5.4 tons | ARCOAIRE | HRCU-A-CB (Split System: Heat Pump with Remote Outdoor Unit-Air-Source) | HVH837GKA2* |  |  | EN(A,D,W)4X48L21**+WALLCON | *96CTN0802120B* | 32400 | 17.5 | 8.5 | 32600 | 24800 | 76.07% | 1.98 | 0 | 11.5 |  |  |  | No | R-410A | 2.7 | Residential & Commercial | Ducted CEE Tier 1
212980998 | Central HP <5.4 tons | ARCOAIRE | HRCU-A-CB (Split System: Heat Pump with Remote Outdoor Unit-Air-Source) | DLCURAH24ABK |  |  | EA*4X37L21A* | *80MS(N,L)1102120A* | 24800 | 17.5 | 8.5 | 25600 | 21200 | 82.81% | 1.8 | 0 | 10.5 |  |  |  | No | R-410A | 2.0667 | Residential & Commercial | Ducted CEE Tier 1
212981800 | Central HP <5.4 tons | ARCOAIRE | HRCU-A-CB (Split System: Heat Pump with Remote Outdoor Unit-Air-Source) | DLCURAH24ABK |  |  | EN(A,D,W)4X36L17** | *80MSU1002120A* | 23800 | 16.5 | 8.5 | 26400 | 24000 | 90.91% | 1.98 | 0 | 10.5 |  |  |  | No | R-410A | 1.9833 | Residential & Commercial | Ducted CEE Tier 1
212982268 | Central HP <5.4 tons | ARCOAIRE | HRCU-A-CB (Split System: Heat Pump with Remote Outdoor Unit-Air-Source) | DLCURAH24ABK |  |  | EA*4X30L17A* | *80MSU0401712A* | 23800 | 16.5 | 8.5 | 25800 | 24000 | 93.02% | 2 | 0 | 10 |  |  |  | No | R-410A | 1.9833 | Residential & Commercial | Ducted CEE Tier 1
212983520 | Central HP <5.4 tons | ARCOAIRE | HRCU-A-CB (Split System: Heat Pump with Remote Outdoor Unit-Air-Source) | DLCURAH24ABK |  |  | EA*4X24L17A* | *92MSN0601412A* | 23600 | 16.5 | 9 | 27000 | 25400 | 94.07% | 2.12 | 0 | 10 |  |  |  | No | R-410A | 1.9667 | Residential & Commercial | Ducted CEE Tier 1
212981692 | Central HP <5.4 tons | ARCOAIRE | HRCU-A-CB (Split System: Heat Pump with Remote Outdoor Unit-Air-Source) | DLCURAH24ABK |  |  | EA*4X24L17A* | *80MSU1002120A* | 23400 | 16.5 | 8.5 | 27000 | 25800 | 95.56% | 2.16 | 0 | 10 |  |  |  | No | R-410A | 1.95 | Residential & Commercial | Ducted CEE Tier 1
212983144 | Central HP <5.4 tons | ARCOAIRE | HRCU-A-CB (Split System: Heat Pump with Remote Outdoor Unit-Air-Source) | DLCURAH24ABK |  |  | EA*4X25L17A* | *92MSN0401712A* | 24000 | 16 | 8.1 | 25200 | 22000 | 87.3% | 1.82 | 0 | 10 |  |  |  | No | R-410A | 2 | Residential & Commercial | Ducted CEE Tier 1
212982712 | Central HP <5.4 tons | ARCOAIRE | HRCU-A-CB (Split System: Heat Pump with Remote Outdoor Unit-Air-Source) | DLCURAH24ABK |  |  | EA*4X37L21A* | *80MSU0601716A* | 24200 | 17.5 | 8.5 | 24800 | 21400 | 86.29% | 1.8 | 0 | 10.5 |  |  |  | No | R-410A | 2.0167 | Residential & Commercial | Ducted CEE Tier 1
213779749 | Central HP <5.4 tons | ARCOAIRE | HRCU-A-CB (Split System: Heat Pump with Remote Outdoor Unit-Air-Source) | HVH837GKA** |  |  | EA*4X61L24A*+WALLCON | *80CTL0902120B* | 33200 | 17.5 | 8.5 | 32000 | 24800 | 77.5% | 2 | 0 | 11.7 |  |  |  | No | R-410A | 2.7667 | Residential & Commercial | Ducted CEE Tier 1
213779199 | Central HP <5.4 tons | ARCOAIRE | HRCU-A-CB (Split System: Heat Pump with Remote Outdoor Unit-Air-Source) | HVH837GKA** |  |  | EA*4X42L24A*+WALLCON | *80CTL1352422B* | 31800 | 17 | 8.1 | 33000 | 24200 | 73.33% | 1.88 | 0 | 11 |  |  |  | No | R-410A | 2.65 | Residential & Commercial | Ducted CEE Tier 1
212983650 | Central HP <5.4 tons | ARCOAIRE | HRCU-A-CB (Split System: Heat Pump with Remote Outdoor Unit-Air-Source) | DLCURAH18ABK |  |  | EA*4X24L17A* | *92MSN0601412A* | 17600 | 16 | 8.5 | 18500 | 19400 | 104.9% | 2.34 | 0 | 10.5 |  |  |  | No | R-410A | 1.4667 | Residential & Commercial | Ducted CEE Tier 1
213780369 | Central HP <5.4 tons | ARCOAIRE | HRCU-A-CB (Split System: Heat Pump with Remote Outdoor Unit-Air-Source) | HVH837GKA** |  |  | EHD4X60AAL+WALLCON | *95CSU0601716B* | 32800 | 16.5 | 8.1 | 32200 | 25000 | 77.64% | 1.96 | 0 | 11 |  |  |  | No | R-410A | 2.7333 | Residential & Commercial | Ducted CEE Tier 1
213774669 | Central HP <5.4 tons | ARCOAIRE | HRCU-A-CB (Split System: Heat Pump with Remote Outdoor Unit-Air-Source) | HVH825GKA3* |  |  | EHD4X48AAL+WALLCON | *97CMN1202422B* | 24200 | 16 | 8.1 | 21200 | 16600 | 78.3% | 2 | 0 | 10.5 |  |  |  | No | R-410A | 2.0167 | Residential & Commercial | Ducted CEE Tier 1
213780699 | Central HP <5.4 tons | ARCOAIRE | HRCU-A-CB (Split System: Heat Pump with Remote Outdoor Unit-Air-Source) | HVH837GKA2* |  |  | EA*4X36L17A*+WALLCON | *97CMN0801714B* | 31400 | 16.5 | 8.1 | 33200 | 24400 | 73.49% | 1.82 | 0 | 10.5 |  |  |  | No | R-410A | 2.6167 | Residential & Commercial | Ducted CEE Tier 1
214574532 | Central HP <5.4 tons | ARCOAIRE | HRCU-A-CB (Split System: Heat Pump with Remote Outdoor Unit-Air-Source) | HVH837GKA2* |  |  | EN(A,D,W)4X42L21**+WALLCON | *95CSU1002122B* | 31800 | 17 | 8.1 | 33000 | 24400 | 73.94% | 1.9 | 0 | 11.5 |  |  |  | No | R-410A | 2.65 | Residential & Commercial | Ducted CEE Tier 1
214574332 | Central HP <5.4 tons | ARCOAIRE | HRCU-A-CB (Split System: Heat Pump with Remote Outdoor Unit-Air-Source) | HVH837GKA2* |  |  | EHD4X48AAL+WALLCON | *80CTL0702120B* | 32600 | 17.5 | 8.5 | 32800 | 25000 | 76.22% | 1.98 | 0 | 11 |  |  |  | No | R-410A | 2.7167 | Residential & Commercial | Ducted CEE Tier 1
212983177 | Central HP <5.4 tons | ARCOAIRE | HRCU-A-CB (Split System: Heat Pump with Remote Outdoor Unit-Air-Source) | DLCURAH24ABK |  |  | EA*4X36L21A* | *92MSN0401712A* | 23600 | 16 | 8.5 | 26400 | 24000 | 90.91% | 1.96 | 0 | 10 |  |  |  | No | R-410A | 1.9667 | Residential & Commercial | Ducted CEE Tier 1
213781079 | Central HP <5.4 tons | ARCOAIRE | HRCU-A-CB (Split System: Heat Pump with Remote Outdoor Unit-Air-Source) | HVH837GKA2* |  |  | EA*4X42L21A*+WALLCON | *96CTN1002122B* | 31800 | 17 | 8.1 | 33000 | 24400 | 73.94% | 1.88 | 0 | 11 |  |  |  | No | R-410A | 2.65 | Residential & Commercial | Ducted CEE Tier 1
212981752 | Central HP <5.4 tons | ARCOAIRE | HRCU-A-CB (Split System: Heat Pump with Remote Outdoor Unit-Air-Source) | DLCURAH24ABK |  |  | EA*4X37L17A* | *80MSU1002120A* | 24200 | 16.5 | 8.5 | 25200 | 22000 | 87.3% | 1.84 | 0 | 10 |  |  |  | No | R-410A | 2.0167 | Residential & Commercial | Ducted CEE Tier 1
212981704 | Central HP <5.4 tons | ARCOAIRE | HRCU-A-CB (Split System: Heat Pump with Remote Outdoor Unit-Air-Source) | DLCURAH24ABK |  |  | EA*4X25L17A* | *80MSU1002120A* | 24400 | 17 | 8.5 | 25200 | 21600 | 85.71% | 1.8 | 0 | 10 |  |  |  | No | R-410A | 2.0333 | Residential & Commercial | Ducted CEE Tier 1
215681379 | Central HP <5.4 tons | DAY & NIGHT | HRCU-A-CB (Split System: Heat Pump with Remote Outdoor Unit-Air-Source) | C5H0V48*K*AAA* |  |  | EA*5X60M24A*+WALLCON | *96CTN0802120B* | 45000 | 18 | 9 | 47500 | 33600 | 70.74% | 2.06 | 0 | 10 |  |  |  | No | R-454B | 3.75 | Residential & Commercial | Ducted CEE Tier 1
212982397 | Central HP <5.4 tons | BRYANT HEATING AND COOLING SYSTEMS | HRCU-A-CB (Split System: Heat Pump with Remote Outdoor Unit-Air-Source) | 38MURAQ18AB3* |  |  | CAP**2517AL* | 83*SB36040M17*** | 17800 | 16 | 8.1 | 17800 | 17600 | 98.88% | 2.12 | 0 | 10.5 |  |  |  | No | R-410A | 1.4833 | Residential & Commercial | Ducted CEE Tier 1
212982433 | Central HP <5.4 tons | BRYANT HEATING AND COOLING SYSTEMS | HRCU-A-CB (Split System: Heat Pump with Remote Outdoor Unit-Air-Source) | 38MURAQ18AB3* |  |  | CNPV*3017AL* | 83*SB36040M17*** | 17500 | 16 | 8.1 | 18200 | 18500 | 101.6% | 2.22 | 0 | 10.5 |  |  |  | No | R-410A | 1.4583 | Residential & Commercial | Ducted CEE Tier 1
215669062 | Central HP <5.4 tons | ARCOAIRE | HRCU-A-CB (Split System: Heat Pump with Remote Outdoor Unit-Air-Source) | H5H0V36*K*AAA* |  |  | EA*5X43M21A*+WALLCON | *97CMN0802120B* | 34600 | 18 | 9 | 35200 | 25000 | 71.02% | 1.88 | 0 | 10 |  |  |  | No | R-454B | 2.8833 | Residential & Commercial | Ducted CEE Tier 1
215669176 | Central HP <5.4 tons | ARCOAIRE | HRCU-A-CB (Split System: Heat Pump with Remote Outdoor Unit-Air-Source) | H5H0V36*K*AAA* |  |  | EA*5X48M21A*+WALLCON | *80CTL1102120B* | 33800 | 18 | 9 | 35000 | 25000 | 71.43% | 1.9 | 0 | 10 |  |  |  | No | R-454B | 2.8167 | Residential & Commercial | Ducted CEE Tier 1
215669376 | Central HP <5.4 tons | ARCOAIRE | HRCU-A-CB (Split System: Heat Pump with Remote Outdoor Unit-Air-Source) | H5H0V36*K*AAA* |  |  | EA*5X60M24A*+WALLCON | *97CMN0802120B* | 34400 | 18 | 9 | 34200 | 24800 | 72.51% | 1.9 | 0 | 10 |  |  |  | No | R-454B | 2.8667 | Residential & Commercial | Ducted CEE Tier 1
215669476 | Central HP <5.4 tons | ARCOAIRE | HRCU-A-CB (Split System: Heat Pump with Remote Outdoor Unit-Air-Source) | H5H0V36*K*AAA* |  |  | EA*5X61M21A*+WALLCON | *80CTL0702120B* | 34800 | 18.5 | 9 | 34400 | 24800 | 72.09% | 1.92 | 0 | 10 |  |  |  | No | R-454B | 2.9 | Residential & Commercial | Ducted CEE Tier 1
212982304 | Central HP <5.4 tons | ARCOAIRE | HRCU-A-CB (Split System: Heat Pump with Remote Outdoor Unit-Air-Source) | DLCURAH24ABK |  |  | EA*4X37L17A* | *80MSU0401712A* | 24200 | 16.5 | 8.5 | 25200 | 22000 | 87.3% | 1.84 | 0 | 10 |  |  |  | No | R-410A | 2.0167 | Residential & Commercial | Ducted CEE Tier 1
212983540 | Central HP <5.4 tons | ARCOAIRE | HRCU-A-CB (Split System: Heat Pump with Remote Outdoor Unit-Air-Source) | DLCURAH24ABK |  |  | EA*4X30L14A* | *92MSN0601412A* | 23800 | 16.5 | 8.5 | 26400 | 24200 | 91.67% | 2 | 0 | 10 |  |  |  | No | R-410A | 1.9833 | Residential & Commercial | Ducted CEE Tier 1
212983590 | Central HP <5.4 tons | ARCOAIRE | HRCU-A-CB (Split System: Heat Pump with Remote Outdoor Unit-Air-Source) | DLCURAH24ABK |  |  | EN(A,D)4X24L17** | *92MSN0601412A* | 23400 | 16.5 | 8.5 | 27000 | 24600 | 91.11% | 2.04 | 0 | 10 |  |  |  | No | R-410A | 1.95 | Residential & Commercial | Ducted CEE Tier 1
212979837 | Central HP <5.4 tons | ARCOAIRE | HRCU-A-CB (Split System: Heat Pump with Remote Outdoor Unit-Air-Source) | DLCURAH24ABK |  |  | EA*4X30L17A* | *80MS(N,L)0901714A* | 23600 | 17 | 8.5 | 26400 | 24600 | 93.18% | 2.04 | 0 | 10 |  |  |  | No | R-410A | 1.9667 | Residential & Commercial | Ducted CEE Tier 1
212979885 | Central HP <5.4 tons | ARCOAIRE | HRCU-A-CB (Split System: Heat Pump with Remote Outdoor Unit-Air-Source) | DLCURAH24ABK |  |  | EA*4X37L21A* | *80MS(N,L)0901714A* | 24200 | 17.5 | 8.5 | 25200 | 21800 | 86.51% | 1.82 | 0 | 10 |  |  |  | No | R-410A | 2.0167 | Residential & Commercial | Ducted CEE Tier 1
212979183 | Central HP <5.4 tons | ARCOAIRE | HRCU-A-CB (Split System: Heat Pump with Remote Outdoor Unit-Air-Source) | DLCURAH24ABK |  |  | EA*4X37L17A* | *80MS(N,L)0701716A* | 24000 | 17 | 8.5 | 25200 | 22200 | 88.1% | 1.86 | 0 | 10 |  |  |  | No | R-410A | 2 | Residential & Commercial | Ducted CEE Tier 1
212979219 | Central HP <5.4 tons | ARCOAIRE | HRCU-A-CB (Split System: Heat Pump with Remote Outdoor Unit-Air-Source) | DLCURAH24ABK |  |  | EN(A,D)4X30L17** | *80MS(N,L)0701716A* | 23600 | 17 | 8.5 | 26400 | 24400 | 92.42% | 2.02 | 0 | 10.5 |  |  |  | No | R-410A | 1.9667 | Residential & Commercial | Ducted CEE Tier 1
215669706 | Central HP <5.4 tons | ARCOAIRE | HRCU-A-CB (Split System: Heat Pump with Remote Outdoor Unit-Air-Source) | H5H0V36*K*AAA* |  |  | EA*5X61M24A*+WALLCON | *97CMN1002122B* | 35000 | 18.5 | 9 | 34400 | 24800 | 72.09% | 1.92 | 0 | 10.5 |  |  |  | No | R-454B | 2.9167 | Residential & Commercial | Ducted CEE Tier 1
215669726 | Central HP <5.4 tons | ARCOAIRE | HRCU-A-CB (Split System: Heat Pump with Remote Outdoor Unit-Air-Source) | H5H0V36*K*AAA* |  |  | EA*5X61M24A*+WALLCON | *96CTN1002122B* | 35000 | 18.5 | 9 | 34400 | 24800 | 72.09% | 1.92 | 0 | 10.5 |  |  |  | No | R-454B | 2.9167 | Residential & Commercial | Ducted CEE Tier 1
215682359 | Central HP <5.4 tons | DAY & NIGHT | HRCU-A-CB (Split System: Heat Pump with Remote Outdoor Unit-Air-Source) | C5H0V48*K*AAA* |  |  | EVD5X60M21A*+WALLCON | *97CTN0802120A* | 48000 | 19 | 9 | 50000 | 36800 | 73.6% | 2 | 0 | 10 |  |  |  | No | R-454B | 4 | Residential & Commercial | Ducted CEE Tier 1
214784000 | Central HP <5.4 tons | ECOER | HRCU-A-CB (Split System: Heat Pump with Remote Outdoor Unit-Air-Source) | EODA19H-4860AA* | ECOER |  | EAHETN-60HA |  | 47000 | 17.5 | 8.4 | 53500 | 38000 | 71.03% | 1.9 | 0 | 11.7 |  |  |  | No | R-410A | 3.9167 | Residential & Commercial | Ducted CEE Tier 1
213781449 | Central HP <5.4 tons | ARCOAIRE | HRCU-A-CB (Split System: Heat Pump with Remote Outdoor Unit-Air-Source) | HVH837GKA2* |  |  | EA*4X48L24A*+WALLCON | *96CTN1002122B* | 32400 | 17 | 8.5 | 32200 | 24800 | 77.02% | 1.98 | 0 | 11 |  |  |  | No | R-410A | 2.7 | Residential & Commercial | Ducted CEE Tier 1
213781299 | Central HP <5.4 tons | ARCOAIRE | HRCU-A-CB (Split System: Heat Pump with Remote Outdoor Unit-Air-Source) | HVH837GKA2* |  |  | EA*4X48L21A*+WALLCON | *80CTL0901716B* | 32400 | 17 | 8.1 | 32600 | 25000 | 76.69% | 1.96 | 0 | 11 |  |  |  | No | R-410A | 2.7 | Residential & Commercial | Ducted CEE Tier 1
213780849 | Central HP <5.4 tons | ARCOAIRE | HRCU-A-CB (Split System: Heat Pump with Remote Outdoor Unit-Air-Source) | HVH837GKA2* |  |  | EA*4X37L21A*+WALLCON | *80CTL0451712B* | 32600 | 16.5 | 8.1 | 33200 | 25400 | 76.51% | 1.94 | 0 | 10.5 |  |  |  | No | R-410A | 2.7167 | Residential & Commercial | Ducted CEE Tier 1
213780899 | Central HP <5.4 tons | ARCOAIRE | HRCU-A-CB (Split System: Heat Pump with Remote Outdoor Unit-Air-Source) | HVH837GKA2* |  |  | EA*4X37L21A*+WALLCON | *95CSU0601716B* | 32800 | 17 | 8.5 | 33000 | 25200 | 76.36% | 1.96 | 0 | 11 |  |  |  | No | R-410A | 2.7333 | Residential & Commercial | Ducted CEE Tier 1
213781499 | Central HP <5.4 tons | ARCOAIRE | HRCU-A-CB (Split System: Heat Pump with Remote Outdoor Unit-Air-Source) | HVH837GKA2* |  |  | EA*4X60L24A*+WALLCON | *97CMN1002122B* | 32800 | 17.5 | 8.1 | 31800 | 24600 | 77.36% | 1.98 | 0 | 11.5 |  |  |  | No | R-410A | 2.7333 | Residential & Commercial | Ducted CEE Tier 1
213781919 | Central HP <5.4 tons | ARCOAIRE | HRCU-A-CB (Split System: Heat Pump with Remote Outdoor Unit-Air-Source) | HVH837GKA2* |  |  | EHD4X42AAL+WALLCON | *80CTL0901716B* | 32200 | 16.5 | 8.1 | 33000 | 24800 | 75.15% | 1.94 | 0 | 11 |  |  |  | No | R-410A | 2.6833 | Residential & Commercial | Ducted CEE Tier 1
214574652 | Central HP <5.4 tons | ARCOAIRE | HRCU-A-CB (Split System: Heat Pump with Remote Outdoor Unit-Air-Source) | HVH837GKA2* |  |  | EN(A,D)4X48L24**+WALLCON | *95CSU1002122B* | 32400 | 17.5 | 8.5 | 32600 | 24800 | 76.07% | 1.98 | 0 | 11.5 |  |  |  | No | R-410A | 2.7 | Residential & Commercial | Ducted CEE Tier 1
215669166 | Central HP <5.4 tons | ARCOAIRE | HRCU-A-CB (Split System: Heat Pump with Remote Outdoor Unit-Air-Source) | H5H0V36*K*AAA* |  |  | EA*5X48M21A*+WALLCON | *80CTL0902120B* | 33800 | 18 | 9 | 35000 | 25000 | 71.43% | 1.9 | 0 | 10 |  |  |  | No | R-454B | 2.8167 | Residential & Commercial | Ducted CEE Tier 1
215682070 | Central HP <5.4 tons | KEEPRITE | HRCU-A-CB (Split System: Heat Pump with Remote Outdoor Unit-Air-Source) | C5H0V48*K*AAA* |  |  | EVM5X61M24A*+WALLCON | *97CTN0802120A* | 48500 | 19 | 9.5 | 50000 | 36800 | 73.6% | 2.1 | 0 | 10.5 |  |  |  | No | R-454B | 4.0417 | Residential & Commercial | Ducted CEE Tier 1
216445253 | Central HP <5.4 tons | LG | HRCU-A-C (Split System: Heat Pump with Remote Outdoor Unit with No Indoor Fan --Air Source) | KUSXB601A |  |  | LKMMA60D1 |  | 52500 | 15.5 | 9 | 56000 | 44000 | 78.57% | 1.8 | 0 | 10.7 |  |  |  | No | R-32 | 4.375 | Residential & Commercial | Ducted CEE Tier 1
212983510 | Central HP <5.4 tons | ARCOAIRE | HRCU-A-CB (Split System: Heat Pump with Remote Outdoor Unit-Air-Source) | DLCURAH24ABK |  |  | EA*4X24L14A* | *92MSN0601412A* | 23600 | 16.5 | 8.5 | 27000 | 25600 | 94.81% | 2.14 | 0 | 10 |  |  |  | No | R-410A | 1.9667 | Residential & Commercial | Ducted CEE Tier 1
212983610 | Central HP <5.4 tons | ARCOAIRE | HRCU-A-CB (Split System: Heat Pump with Remote Outdoor Unit-Air-Source) | DLCURAH24ABK |  |  | EN(A,D)4X30L17** | *92MSN0601412A* | 23800 | 17 | 8.5 | 26400 | 23800 | 90.15% | 1.98 | 0 | 10.5 |  |  |  | No | R-410A | 1.9833 | Residential & Commercial | Ducted CEE Tier 1
212980986 | Central HP <5.4 tons | ARCOAIRE | HRCU-A-CB (Split System: Heat Pump with Remote Outdoor Unit-Air-Source) | DLCURAH24ABK |  |  | EA*4X36L21A* | *80MS(N,L)1102120A* | 23600 | 17.5 | 8.5 | 26200 | 23800 | 90.84% | 2 | 0 | 10 |  |  |  | No | R-410A | 1.9667 | Residential & Commercial | Ducted CEE Tier 1
212973909 | Central HP <5.4 tons | KEEPRITE | HRCU-A-CB (Split System: Heat Pump with Remote Outdoor Unit-Air-Source) | DLCURAH24ABK |  |  | EN(A,D)4X30L17** | *96VSN0801716B* | 23400 | 16.5 | 8.1 | 25800 | 24200 | 93.8% | 2 | 0 | 10 |  |  |  | No | R-410A | 1.95 | Residential & Commercial | Ducted CEE Tier 1
212973639 | Central HP <5.4 tons | KEEPRITE | HRCU-A-CB (Split System: Heat Pump with Remote Outdoor Unit-Air-Source) | DLCURAH24ABK |  |  | EN(A,D,W)4X36L17** | *96VSN0601412B* | 23400 | 16.5 | 8.1 | 26200 | 24600 | 93.89% | 2.04 | 0 | 10 |  |  |  | No | R-410A | 1.95 | Residential & Commercial | Ducted CEE Tier 1
212973889 | Central HP <5.4 tons | KEEPRITE | HRCU-A-CB (Split System: Heat Pump with Remote Outdoor Unit-Air-Source) | DLCURAH24ABK |  |  | EA*4X37L21A* | *96VSN0801716B* | 24600 | 17 | 8.5 | 25200 | 21200 | 84.13% | 1.78 | 0 | 10.5 |  |  |  | No | R-410A | 2.05 | Residential & Commercial | Ducted CEE Tier 1
214574512 | Central HP <5.4 tons | ARCOAIRE | HRCU-A-CB (Split System: Heat Pump with Remote Outdoor Unit-Air-Source) | HVH837GKA2* |  |  | EN(A,D,W)4X42L21**+WALLCON | *80CTL0702120B* | 31800 | 17 | 8.1 | 33000 | 24600 | 74.55% | 1.88 | 0 | 11 |  |  |  | No | R-410A | 2.65 | Residential & Commercial | Ducted CEE Tier 1
215588555 | Central HP <5.4 tons | CARRIER | HRCU-A-CB (Split System: Heat Pump with Remote Outdoor Unit-Air-Source) | 27VNA154A*030* |  |  | CVAVA6124XMA*+UI | 59TN7A080C21**20 | 52500 | 19.5 | 8.1 | 53500 | 46500 | 86.92% | 1.82 | 0 | 12 |  |  |  | No | R-454B | 4.375 | Residential & Commercial | Ducted CEE Tier 1
210474390 | Central HP <5.4 tons | KEEPRITE | HRCU-A-CB (Split System: Heat Pump with Remote Outdoor Unit-Air-Source) | CVH825GKA3* |  |  | EHD4X42AAL+WALLCON | *97CMN1202422A* | 24200 | 16 | 8.1 | 21400 | 16700 | 78.04% | 2 | 0 | 10.5 |  |  |  | No | R-410A | 2.0167 | Residential & Commercial | Ducted CEE Tier 1
210474022 | Central HP <5.4 tons | KEEPRITE | HRCU-A-CB (Split System: Heat Pump with Remote Outdoor Unit-Air-Source) | CVH825GKA3* |  |  | EN(A,D,W)4X48L21**+WALLCON | *97CMN1002122A* | 24200 | 17 | 8.1 | 21400 | 16600 | 77.57% | 2.02 | 0 | 11.5 |  |  |  | No | R-410A | 2.0167 | Residential & Commercial | Ducted CEE Tier 1
210474011 | Central HP <5.4 tons | KEEPRITE | HRCU-A-CB (Split System: Heat Pump with Remote Outdoor Unit-Air-Source) | CVH825GKA3* |  |  | EN(A,D,W)4X48L21**+WALLCON | *97CMN0801714A* | 24000 | 16.5 | 8.1 | 21400 | 16700 | 78.04% | 2 | 0 | 11 |  |  |  | No | R-410A | 2 | Residential & Commercial | Ducted CEE Tier 1
214570405 | Central HP <5.4 tons | KEEPRITE | HRCU-A-CB (Split System: Heat Pump with Remote Outdoor Unit-Air-Source) | CVH825GKA3* |  |  | EA*4X36L21A*+WALLCON | *97CMN0602120B* | 23600 | 16 | 8.1 | 21400 | 16700 | 78.04% | 1.92 | 0 | 10.5 |  |  |  | No | R-410A | 1.9667 | Residential & Commercial | Ducted CEE Tier 1
214571205 | Central HP <5.4 tons | KEEPRITE | HRCU-A-CB (Split System: Heat Pump with Remote Outdoor Unit-Air-Source) | CVH825GKA3* |  |  | EN(A,D,W)4X42L21**+WALLCON | *96CTN0802120B* | 23800 | 16.5 | 8.1 | 21400 | 16600 | 77.57% | 1.96 | 0 | 11 |  |  |  | No | R-410A | 1.9833 | Residential & Commercial | Ducted CEE Tier 1
214570645 | Central HP <5.4 tons | KEEPRITE | HRCU-A-CB (Split System: Heat Pump with Remote Outdoor Unit-Air-Source) | CVH825GKA3* |  |  | EA*4X43L21A*+WALLCON | *97CMN0602120B* | 24400 | 16.5 | 8.5 | 21200 | 16700 | 78.77% | 2.02 | 0 | 11 |  |  |  | No | R-410A | 2.0333 | Residential & Commercial | Ducted CEE Tier 1
214570745 | Central HP <5.4 tons | KEEPRITE | HRCU-A-CB (Split System: Heat Pump with Remote Outdoor Unit-Air-Source) | CVH825GKA3* |  |  | EA*4X48L24A*+WALLCON | *95CSU0802120B* | 24000 | 16.5 | 8.5 | 21000 | 16600 | 79.05% | 2.02 | 0 | 11 |  |  |  | No | R-410A | 2 | Residential & Commercial | Ducted CEE Tier 1
214570385 | Central HP <5.4 tons | KEEPRITE | HRCU-A-CB (Split System: Heat Pump with Remote Outdoor Unit-Air-Source) | CVH825GKA3* |  |  | EA*4X36L21A*+WALLCON | *95CSU0802120B* | 23600 | 16.5 | 8.1 | 21400 | 16700 | 78.04% | 1.94 | 0 | 10.5 |  |  |  | No | R-410A | 1.9667 | Residential & Commercial | Ducted CEE Tier 1
214570505 | Central HP <5.4 tons | KEEPRITE | HRCU-A-CB (Split System: Heat Pump with Remote Outdoor Unit-Air-Source) | CVH825GKA3* |  |  | EA*4X42L21A*+WALLCON | *95CSU0802120B* | 23800 | 16.5 | 8.1 | 21400 | 16700 | 78.04% | 1.96 | 0 | 10.5 |  |  |  | No | R-410A | 1.9833 | Residential & Commercial | Ducted CEE Tier 1
214570755 | Central HP <5.4 tons | KEEPRITE | HRCU-A-CB (Split System: Heat Pump with Remote Outdoor Unit-Air-Source) | CVH825GKA3* |  |  | EA*4X48L24A*+WALLCON | *95CSU1002122B* | 24000 | 17 | 8.5 | 20800 | 16500 | 79.33% | 2.02 | 0 | 11 |  |  |  | No | R-410A | 2 | Residential & Commercial | Ducted CEE Tier 1
214571155 | Central HP <5.4 tons | KEEPRITE | HRCU-A-CB (Split System: Heat Pump with Remote Outdoor Unit-Air-Source) | CVH825GKA3* |  |  | EN(A,D,W)4X42L21**+WALLCON | *80CTL0702120B* | 23800 | 16.5 | 8.1 | 21400 | 16700 | 78.04% | 1.96 | 0 | 11 |  |  |  | No | R-410A | 1.9833 | Residential & Commercial | Ducted CEE Tier 1
214570705 | Central HP <5.4 tons | KEEPRITE | HRCU-A-CB (Split System: Heat Pump with Remote Outdoor Unit-Air-Source) | CVH825GKA3* |  |  | EA*4X48L21A*+WALLCON | *97CMN0602120B* | 24000 | 16.5 | 8.5 | 21000 | 16600 | 79.05% | 2 | 0 | 10.5 |  |  |  | No | R-410A | 2 | Residential & Commercial | Ducted CEE Tier 1
214570485 | Central HP <5.4 tons | KEEPRITE | HRCU-A-CB (Split System: Heat Pump with Remote Outdoor Unit-Air-Source) | CVH825GKA3* |  |  | EA*4X37L21A*+WALLCON | *96CTN0802120B* | 24400 | 17 | 8.5 | 21200 | 16600 | 78.3% | 2.04 | 0 | 11 |  |  |  | No | R-410A | 2.0333 | Residential & Commercial | Ducted CEE Tier 1
214570535 | Central HP <5.4 tons | KEEPRITE | HRCU-A-CB (Split System: Heat Pump with Remote Outdoor Unit-Air-Source) | CVH825GKA3* |  |  | EA*4X42L21A*+WALLCON | *97CMN0802120B* | 23800 | 16.5 | 8.1 | 21400 | 16600 | 77.57% | 1.96 | 0 | 10.5 |  |  |  | No | R-410A | 1.9833 | Residential & Commercial | Ducted CEE Tier 1
214570685 | Central HP <5.4 tons | KEEPRITE | HRCU-A-CB (Split System: Heat Pump with Remote Outdoor Unit-Air-Source) | CVH825GKA3* |  |  | EA*4X48L21A*+WALLCON | *95CSU0802120B* | 24000 | 16.5 | 8.5 | 21000 | 16600 | 79.05% | 2.02 | 0 | 11 |  |  |  | No | R-410A | 2 | Residential & Commercial | Ducted CEE Tier 1
214570445 | Central HP <5.4 tons | KEEPRITE | HRCU-A-CB (Split System: Heat Pump with Remote Outdoor Unit-Air-Source) | CVH825GKA3* |  |  | EA*4X37L21A*+WALLCON | *95CSU0802120B* | 24400 | 16.5 | 8.5 | 21200 | 16600 | 78.3% | 2.02 | 0 | 11 |  |  |  | No | R-410A | 2.0333 | Residential & Commercial | Ducted CEE Tier 1
214570545 | Central HP <5.4 tons | KEEPRITE | HRCU-A-CB (Split System: Heat Pump with Remote Outdoor Unit-Air-Source) | CVH825GKA3* |  |  | EA*4X42L21A*+WALLCON | *96CTN0802120B* | 23800 | 16.5 | 8.1 | 21400 | 16600 | 77.57% | 1.96 | 0 | 11 |  |  |  | No | R-410A | 1.9833 | Residential & Commercial | Ducted CEE Tier 1
214574562 | Central HP <5.4 tons | ARCOAIRE | HRCU-A-CB (Split System: Heat Pump with Remote Outdoor Unit-Air-Source) | HVH837GKA2* |  |  | EN(A,D,W)4X42L21**+WALLCON | *96CTN0802120B* | 31800 | 17 | 8.1 | 33000 | 24400 | 73.94% | 1.9 | 0 | 11.5 |  |  |  | No | R-410A | 2.65 | Residential & Commercial | Ducted CEE Tier 1
214574342 | Central HP <5.4 tons | ARCOAIRE | HRCU-A-CB (Split System: Heat Pump with Remote Outdoor Unit-Air-Source) | HVH837GKA2* |  |  | EHD4X48AAL+WALLCON | *95CSU0802120B* | 32600 | 17.5 | 8.5 | 32800 | 25000 | 76.22% | 1.98 | 0 | 11 |  |  |  | No | R-410A | 2.7167 | Residential & Commercial | Ducted CEE Tier 1
214574412 | Central HP <5.4 tons | ARCOAIRE | HRCU-A-CB (Split System: Heat Pump with Remote Outdoor Unit-Air-Source) | HVH837GKA2* |  |  | EHD4X60AAL+WALLCON | *95CSU1002122B* | 33000 | 18 | 8.5 | 32000 | 24800 | 77.5% | 2.02 | 0 | 11.5 |  |  |  | No | R-410A | 2.75 | Residential & Commercial | Ducted CEE Tier 1
212982316 | Central HP <5.4 tons | ARCOAIRE | HRCU-A-CB (Split System: Heat Pump with Remote Outdoor Unit-Air-Source) | DLCURAH24ABK |  |  | EA*4X37L21A* | *80MSU0401712A* | 24400 | 17 | 8.5 | 25200 | 21400 | 84.92% | 1.8 | 0 | 10 |  |  |  | No | R-410A | 2.0333 | Residential & Commercial | Ducted CEE Tier 1
214574442 | Central HP <5.4 tons | ARCOAIRE | HRCU-A-CB (Split System: Heat Pump with Remote Outdoor Unit-Air-Source) | HVH837GKA2* |  |  | EHD4X60AAL+WALLCON | *96CTN0802120B* | 33000 | 18 | 8.5 | 32000 | 24800 | 77.5% | 2.02 | 0 | 11.5 |  |  |  | No | R-410A | 2.75 | Residential & Commercial | Ducted CEE Tier 1
214574612 | Central HP <5.4 tons | ARCOAIRE | HRCU-A-CB (Split System: Heat Pump with Remote Outdoor Unit-Air-Source) | HVH837GKA2* |  |  | EN(A,D,W)4X48L21**+WALLCON | *97CMN0802120B* | 32400 | 17.5 | 8.5 | 32800 | 24800 | 75.61% | 1.96 | 0 | 11.5 |  |  |  | No | R-410A | 2.7 | Residential & Commercial | Ducted CEE Tier 1
213779323 | Central HP <5.4 tons | KENMORE | HRCU-A-CB (Split System: Heat Pump with Remote Outdoor Unit-Air-Source) | (C,H,T)VH837GKA** |  |  | EA*4X43L21A*+WALLCON | *97CMN0801714B* | 32800 | 17 | 8.1 | 33000 | 25200 | 76.36% | 1.96 | 0 | 11 |  |  |  | No | R-410A | 2.7333 | Residential & Commercial | Ducted CEE Tier 1
213779373 | Central HP <5.4 tons | KENMORE | HRCU-A-CB (Split System: Heat Pump with Remote Outdoor Unit-Air-Source) | (C,H,T)VH837GKA** |  |  | EA*4X48L21A*+WALLCON | *80CTL0451712B* | 32000 | 16.5 | 8.1 | 32800 | 25200 | 76.83% | 1.92 | 0 | 10.5 |  |  |  | No | R-410A | 2.6667 | Residential & Commercial | Ducted CEE Tier 1
213779023 | Central HP <5.4 tons | KENMORE | HRCU-A-CB (Split System: Heat Pump with Remote Outdoor Unit-Air-Source) | (C,H,T)VH837GKA** |  |  | EA*4X37L21A*+WALLCON | *97CMN1002122B* | 33000 | 17 | 8.5 | 32600 | 25000 | 76.69% | 1.98 | 0 | 11.5 |  |  |  | No | R-410A | 2.75 | Residential & Commercial | Ducted CEE Tier 1
213779173 | Central HP <5.4 tons | KENMORE | HRCU-A-CB (Split System: Heat Pump with Remote Outdoor Unit-Air-Source) | (C,H,T)VH837GKA** |  |  | EA*4X42L21A*+WALLCON | *96CTN1002122B* | 31800 | 17 | 8.1 | 32800 | 24400 | 74.39% | 1.88 | 0 | 11 |  |  |  | No | R-410A | 2.65 | Residential & Commercial | Ducted CEE Tier 1
213779533 | Central HP <5.4 tons | KENMORE | HRCU-A-CB (Split System: Heat Pump with Remote Outdoor Unit-Air-Source) | (C,H,T)VH837GKA** |  |  | EA*4X48L24A*+WALLCON | *97CMN1202422B* | 32200 | 17 | 8.1 | 32600 | 24800 | 76.07% | 1.98 | 0 | 11 |  |  |  | No | R-410A | 2.6833 | Residential & Commercial | Ducted CEE Tier 1
213779263 | Central HP <5.4 tons | KENMORE | HRCU-A-CB (Split System: Heat Pump with Remote Outdoor Unit-Air-Source) | (C,H,T)VH837GKA** |  |  | EA*4X43L21A*+WALLCON | *80CTL0701716B* | 32800 | 17 | 8.5 | 33000 | 25200 | 76.36% | 1.96 | 0 | 11 |  |  |  | No | R-410A | 2.7333 | Residential & Commercial | Ducted CEE Tier 1
213779283 | Central HP <5.4 tons | KENMORE | HRCU-A-CB (Split System: Heat Pump with Remote Outdoor Unit-Air-Source) | (C,H,T)VH837GKA** |  |  | EA*4X43L21A*+WALLCON | *80CTL0902120B* | 32800 | 17 | 8.5 | 32600 | 25000 | 76.69% | 1.98 | 0 | 11.5 |  |  |  | No | R-410A | 2.7333 | Residential & Commercial | Ducted CEE Tier 1
215934188 | Central HP <5.4 tons | ARCOAIRE | HRCU-A-CB (Split System: Heat Pump with Remote Outdoor Unit-Air-Source) | H5H3V48*K*AAA* |  |  | EA*5X61M21A*+WALLCON | *80CTL0902120B* | 45500 | 21.5 | 9.5 | 48500 | 36600 | 75.46% | 2 | 0 | 11.5 |  |  |  | No | R-454B | 3.7917 | Residential & Commercial | Ducted CEE Tier 1
215934128 | Central HP <5.4 tons | ARCOAIRE | HRCU-A-CB (Split System: Heat Pump with Remote Outdoor Unit-Air-Source) | H5H3V48*K*AAA* |  |  | EA*5X60M24A*+WALLCON | *95CSU0802120B* | 44500 | 21 | 9.5 | 48500 | 36600 | 75.46% | 2 | 0 | 11 |  |  |  | No | R-454B | 3.7083 | Residential & Commercial | Ducted CEE Tier 1
215934578 | Central HP <5.4 tons | ARCOAIRE | HRCU-A-CB (Split System: Heat Pump with Remote Outdoor Unit-Air-Source) | H5H3V48*K*AAA* |  |  | ESH5X60M12A*+WALLCON | *95CSU0601716B* | 44000 | 19.5 | 9 | 49000 | 36400 | 74.29% | 1.84 | 0 | 11 |  |  |  | No | R-454B | 3.6667 | Residential & Commercial | Ducted CEE Tier 1
215934178 | Central HP <5.4 tons | ARCOAIRE | HRCU-A-CB (Split System: Heat Pump with Remote Outdoor Unit-Air-Source) | H5H3V48*K*AAA* |  |  | EA*5X61M21A*+WALLCON | *80CTL0901716B* | 44500 | 21 | 9.5 | 48500 | 36000 | 74.23% | 2 | 0 | 11.5 |  |  |  | No | R-454B | 3.7083 | Residential & Commercial | Ducted CEE Tier 1
215934498 | Central HP <5.4 tons | ARCOAIRE | HRCU-A-CB (Split System: Heat Pump with Remote Outdoor Unit-Air-Source) | H5H3V48*K*AAA* |  |  | ESH5X48M12A*+WALLCON | *97CMN1002122B* | 44000 | 20 | 9 | 48500 | 36400 | 75.05% | 1.82 | 0 | 10.5 |  |  |  | No | R-454B | 3.6667 | Residential & Commercial | Ducted CEE Tier 1
213780213 | Central HP <5.4 tons | KENMORE | HRCU-A-CB (Split System: Heat Pump with Remote Outdoor Unit-Air-Source) | (C,H,T)VH837GKA** |  |  | EHD4X48AAL+WALLCON | *95CSU0601716B* | 32400 | 16 | 8.1 | 33000 | 25000 | 75.76% | 1.94 | 0 | 11 |  |  |  | No | R-410A | 2.7 | Residential & Commercial | Ducted CEE Tier 1
215934208 | Central HP <5.4 tons | ARCOAIRE | HRCU-A-CB (Split System: Heat Pump with Remote Outdoor Unit-Air-Source) | H5H3V48*K*AAA* |  |  | EA*5X61M21A*+WALLCON | *95CSU0601716B* | 44500 | 20.5 | 9.5 | 49000 | 36600 | 74.69% | 2 | 0 | 11 |  |  |  | No | R-454B | 3.7083 | Residential & Commercial | Ducted CEE Tier 1
212983721 | Central HP <5.4 tons | ARCOAIRE | HRCU-A-CB (Split System: Heat Pump with Remote Outdoor Unit-Air-Source) | DLCURAH18ABK |  |  | EN(A,D)4X30L14** | *92MSN0601412A* | 17400 | 16 | 8.1 | 17900 | 18600 | 103.9% | 2.24 | 0 | 11 |  |  |  | No | R-410A | 1.45 | Residential & Commercial | Ducted CEE Tier 1
212983287 | Central HP <5.4 tons | ARCOAIRE | HRCU-A-CB (Split System: Heat Pump with Remote Outdoor Unit-Air-Source) | DLCURAH18ABK |  |  | EA*4X30L17A* | *92MSN0401712A* | 17300 | 15.5 | 8.5 | 18100 | 18800 | 103.9% | 2.24 | 0 | 10.5 |  |  |  | No | R-410A | 1.4417 | Residential & Commercial | Ducted CEE Tier 1
213779069 | Central HP <5.4 tons | ARCOAIRE | HRCU-A-CB (Split System: Heat Pump with Remote Outdoor Unit-Air-Source) | HVH837GKA** |  |  | EA*4X42L21A*+WALLCON | *80CTL0701716B* | 31400 | 17 | 8.1 | 33200 | 24400 | 73.49% | 1.86 | 0 | 10.5 |  |  |  | No | R-410A | 2.6167 | Residential & Commercial | Ducted CEE Tier 1
213779119 | Central HP <5.4 tons | ARCOAIRE | HRCU-A-CB (Split System: Heat Pump with Remote Outdoor Unit-Air-Source) | HVH837GKA** |  |  | EA*4X42L21A*+WALLCON | *97CMN0601714B* | 31600 | 16.5 | 8.1 | 33200 | 24600 | 74.1% | 1.84 | 0 | 10.5 |  |  |  | No | R-410A | 2.6333 | Residential & Commercial | Ducted CEE Tier 1
213779219 | Central HP <5.4 tons | ARCOAIRE | HRCU-A-CB (Split System: Heat Pump with Remote Outdoor Unit-Air-Source) | HVH837GKA** |  |  | EA*4X42L24A*+WALLCON | *97CMN1202422B* | 31800 | 17 | 8.1 | 32800 | 24400 | 74.39% | 1.88 | 0 | 11 |  |  |  | No | R-410A | 2.65 | Residential & Commercial | Ducted CEE Tier 1
213779269 | Central HP <5.4 tons | ARCOAIRE | HRCU-A-CB (Split System: Heat Pump with Remote Outdoor Unit-Air-Source) | HVH837GKA** |  |  | EA*4X43L21A*+WALLCON | *80CTL0901716B* | 33000 | 17 | 8.5 | 32800 | 25000 | 76.22% | 1.98 | 0 | 11 |  |  |  | No | R-410A | 2.75 | Residential & Commercial | Ducted CEE Tier 1
215669070 | Central HP <5.4 tons | ARCOAIRE | HRCU-A-CB (Split System: Heat Pump with Remote Outdoor Unit-Air-Source) | H5H0V36*K*AAA* |  |  | EA*5X43M21A*+WALLCON | *97CMN1002122B* | 34600 | 18 | 9 | 35200 | 25000 | 71.02% | 1.9 | 0 | 10 |  |  |  | No | R-454B | 2.8833 | Residential & Commercial | Ducted CEE Tier 1
215669286 | Central HP <5.4 tons | ARCOAIRE | HRCU-A-CB (Split System: Heat Pump with Remote Outdoor Unit-Air-Source) | H5H0V36*K*AAA* |  |  | EA*5X48M21A*+WALLCON | *96CTN1002122B* | 33800 | 18 | 9 | 35000 | 25000 | 71.43% | 1.9 | 0 | 10 |  |  |  | No | R-454B | 2.8167 | Residential & Commercial | Ducted CEE Tier 1
215682560 | Central HP <5.4 tons | KEEPRITE | HRCU-A-CB (Split System: Heat Pump with Remote Outdoor Unit-Air-Source) | C5H0V48*K*AAA* |  |  | EVD5X61M24A*+WALLCON | *97CTN1002122A* | 48500 | 19.5 | 9.5 | 50000 | 36600 | 73.2% | 2.12 | 0 | 10.5 |  |  |  | No | R-454B | 4.0417 | Residential & Commercial | Ducted CEE Tier 1
214571115 | Central HP <5.4 tons | KEEPRITE | HRCU-A-CB (Split System: Heat Pump with Remote Outdoor Unit-Air-Source) | CVH825GKA3* |  |  | EN(A,D)4X36L21**+WALLCON | *95CSU1002122B* | 23400 | 16.5 | 8.1 | 21600 | 16700 | 77.31% | 1.92 | 0 | 11 |  |  |  | No | R-410A | 1.95 | Residential & Commercial | Ducted CEE Tier 1
214571165 | Central HP <5.4 tons | KEEPRITE | HRCU-A-CB (Split System: Heat Pump with Remote Outdoor Unit-Air-Source) | CVH825GKA3* |  |  | EN(A,D,W)4X42L21**+WALLCON | *95CSU0802120B* | 23800 | 16.5 | 8.1 | 21400 | 16700 | 78.04% | 1.96 | 0 | 11 |  |  |  | No | R-410A | 1.9833 | Residential & Commercial | Ducted CEE Tier 1
210473113 | Central HP <5.4 tons | KEEPRITE | HRCU-A-CB (Split System: Heat Pump with Remote Outdoor Unit-Air-Source) | CVH825GKA3* |  |  | EA*4X43L21A*+WALLCON | *95CSU1002122A* | 24400 | 17 | 8.5 | 21200 | 16600 | 78.3% | 2.04 | 0 | 11 |  |  |  | No | R-410A | 2.0333 | Residential & Commercial | Ducted CEE Tier 1
214570375 | Central HP <5.4 tons | KEEPRITE | HRCU-A-CB (Split System: Heat Pump with Remote Outdoor Unit-Air-Source) | CVH825GKA3* |  |  | EA*4X36L21A*+WALLCON | *80CTL0702120B* | 23600 | 16.5 | 8.1 | 21400 | 16600 | 77.57% | 1.94 | 0 | 10.5 |  |  |  | No | R-410A | 1.9667 | Residential & Commercial | Ducted CEE Tier 1
214570675 | Central HP <5.4 tons | KEEPRITE | HRCU-A-CB (Split System: Heat Pump with Remote Outdoor Unit-Air-Source) | CVH825GKA3* |  |  | EA*4X48L21A*+WALLCON | *80CTL0702120B* | 24000 | 16.5 | 8.5 | 21000 | 16600 | 79.05% | 2.02 | 0 | 11 |  |  |  | No | R-410A | 2 | Residential & Commercial | Ducted CEE Tier 1
214571145 | Central HP <5.4 tons | KEEPRITE | HRCU-A-CB (Split System: Heat Pump with Remote Outdoor Unit-Air-Source) | CVH825GKA3* |  |  | EN(A,D)4X36L21**+WALLCON | *96CTN0802120B* | 23600 | 16.5 | 8.1 | 21400 | 16700 | 78.04% | 1.92 | 0 | 11 |  |  |  | No | R-410A | 1.9667 | Residential & Commercial | Ducted CEE Tier 1
212983640 | Central HP <5.4 tons | ARCOAIRE | HRCU-A-CB (Split System: Heat Pump with Remote Outdoor Unit-Air-Source) | DLCURAH18ABK |  |  | EA*4X24L14A* | *92MSN0601412A* | 17500 | 16 | 8.5 | 18500 | 19400 | 104.9% | 2.34 | 0 | 10.5 |  |  |  | No | R-410A | 1.4583 | Residential & Commercial | Ducted CEE Tier 1
213779209 | Central HP <5.4 tons | ARCOAIRE | HRCU-A-CB (Split System: Heat Pump with Remote Outdoor Unit-Air-Source) | HVH837GKA** |  |  | EA*4X42L24A*+WALLCON | *97CMN1002122B* | 31800 | 17 | 8.1 | 33000 | 24200 | 73.33% | 1.88 | 0 | 11 |  |  |  | No | R-410A | 2.65 | Residential & Commercial | Ducted CEE Tier 1
213774649 | Central HP <5.4 tons | ARCOAIRE | HRCU-A-CB (Split System: Heat Pump with Remote Outdoor Unit-Air-Source) | HVH825GKA3* |  |  | EHD4X48AAL+WALLCON | *97CMN0801714B* | 24200 | 16 | 8.1 | 21400 | 16600 | 77.57% | 2 | 0 | 10.5 |  |  |  | No | R-410A | 2.0167 | Residential & Commercial | Ducted CEE Tier 1
213779379 | Central HP <5.4 tons | ARCOAIRE | HRCU-A-CB (Split System: Heat Pump with Remote Outdoor Unit-Air-Source) | HVH837GKA** |  |  | EA*4X48L21A*+WALLCON | *80CTL0701716B* | 32200 | 17 | 8.1 | 32600 | 25000 | 76.69% | 1.96 | 0 | 11 |  |  |  | No | R-410A | 2.6833 | Residential & Commercial | Ducted CEE Tier 1
213779329 | Central HP <5.4 tons | ARCOAIRE | HRCU-A-CB (Split System: Heat Pump with Remote Outdoor Unit-Air-Source) | HVH837GKA** |  |  | EA*4X43L21A*+WALLCON | *97CMN1002122B* | 33000 | 17 | 8.5 | 32600 | 25000 | 76.69% | 1.98 | 0 | 11.5 |  |  |  | No | R-410A | 2.75 | Residential & Commercial | Ducted CEE Tier 1
212981884 | Central HP <5.4 tons | ARCOAIRE | HRCU-A-CB (Split System: Heat Pump with Remote Outdoor Unit-Air-Source) | DLCURAH18ABK |  |  | EN(A,D)4X30L17** | *80MSU1002120A* | 17500 | 16 | 8.1 | 18200 | 18700 | 102.7% | 2.24 | 0 | 10.5 |  |  |  | No | R-410A | 1.4583 | Residential & Commercial | Ducted CEE Tier 1
215934288 | Central HP <5.4 tons | ARCOAIRE | HRCU-A-CB (Split System: Heat Pump with Remote Outdoor Unit-Air-Source) | H5H3V48*K*AAA* |  |  | EA*5X61M21A*+WALLCON | *96CTN1002122B* | 45500 | 21 | 9.5 | 48500 | 36800 | 75.88% | 2 | 0 | 11 |  |  |  | No | R-454B | 3.7917 | Residential & Commercial | Ducted CEE Tier 1
215933988 | Central HP <5.4 tons | ARCOAIRE | HRCU-A-CB (Split System: Heat Pump with Remote Outdoor Unit-Air-Source) | H5H3V48*K*AAA* |  |  | EA*5X48M21A*+WALLCON | *80CTL0701716B* | 43000 | 20 | 9 | 48500 | 37200 | 76.7% | 2 | 0 | 10.5 |  |  |  | No | R-454B | 3.5833 | Residential & Commercial | Ducted CEE Tier 1
215934068 | Central HP <5.4 tons | ARCOAIRE | HRCU-A-CB (Split System: Heat Pump with Remote Outdoor Unit-Air-Source) | H5H3V48*K*AAA* |  |  | EA*5X48M21A*+WALLCON | *97CMN0802120B* | 43500 | 20.5 | 9.5 | 48000 | 36600 | 76.25% | 2 | 0 | 10.5 |  |  |  | No | R-454B | 3.625 | Residential & Commercial | Ducted CEE Tier 1
215934508 | Central HP <5.4 tons | ARCOAIRE | HRCU-A-CB (Split System: Heat Pump with Remote Outdoor Unit-Air-Source) | H5H3V48*K*AAA* |  |  | ESH5X48M12A*+WALLCON | *97CMN1202422B* | 44000 | 20 | 9 | 48500 | 36600 | 75.46% | 1.82 | 0 | 10.5 |  |  |  | No | R-454B | 3.6667 | Residential & Commercial | Ducted CEE Tier 1
215934558 | Central HP <5.4 tons | ARCOAIRE | HRCU-A-CB (Split System: Heat Pump with Remote Outdoor Unit-Air-Source) | H5H3V48*K*AAA* |  |  | ESH5X60M12A*+WALLCON | *80CTL0701412B* | 43500 | 19.5 | 9 | 49500 | 35600 | 71.92% | 1.9 | 0 | 11 |  |  |  | No | R-454B | 3.625 | Residential & Commercial | Ducted CEE Tier 1
213063064 | Central HP <5.4 tons | ACIQ | HRCU-A-CB (Split System: Heat Pump with Remote Outdoor Unit-Air-Source) | HVH825GKA3* |  |  | EA*4X36L21A*+WALLCON | *80CSU1002120A* | 23600 | 16.5 | 8.1 | 21400 | 16700 | 78.04% | 1.92 | 11.5 | 10.5 |  |  |  | No | R-410A | 1.9667 | Residential & Commercial | Ducted CEE Tier 1
213773369 | Central HP <5.4 tons | ARCOAIRE | HRCU-A-CB (Split System: Heat Pump with Remote Outdoor Unit-Air-Source) | HVH825GKA3* |  |  | EA*4X37L21A*+WALLCON | *96CTN1002122B* | 24400 | 16.5 | 8.5 | 21200 | 16600 | 78.3% | 2.02 | 0 | 11 |  |  |  | No | R-410A | 2.0333 | Residential & Commercial | Ducted CEE Tier 1
213773469 | Central HP <5.4 tons | ARCOAIRE | HRCU-A-CB (Split System: Heat Pump with Remote Outdoor Unit-Air-Source) | HVH825GKA3* |  |  | EA*4X42L21A*+WALLCON | *96CTN0601714B* | 23600 | 16.5 | 8.1 | 21400 | 16700 | 78.04% | 1.94 | 0 | 10.5 |  |  |  | No | R-410A | 1.9667 | Residential & Commercial | Ducted CEE Tier 1
215668982 | Central HP <5.4 tons | ARCOAIRE | HRCU-A-CB (Split System: Heat Pump with Remote Outdoor Unit-Air-Source) | H5H0V36*K*AAA* |  |  | EA*5X43M21A*+WALLCON | *80CTL0701716B* | 34400 | 18 | 8.1 | 35400 | 25200 | 71.19% | 1.9 | 0 | 10 |  |  |  | No | R-454B | 2.8667 | Residential & Commercial | Ducted CEE Tier 1
215682419 | Central HP <5.4 tons | DAY & NIGHT | HRCU-A-CB (Split System: Heat Pump with Remote Outdoor Unit-Air-Source) | C5H0V48*K*AAA* |  |  | EVD5X60M24A*+WALLCON | *97CTN1002122A* | 48000 | 19 | 9 | 50000 | 36600 | 73.2% | 2 | 0 | 10 |  |  |  | No | R-454B | 4 | Residential & Commercial | Ducted CEE Tier 1
215682569 | Central HP <5.4 tons | DAY & NIGHT | HRCU-A-CB (Split System: Heat Pump with Remote Outdoor Unit-Air-Source) | C5H0V48*K*AAA* |  |  | EVD5X61M24A*+WALLCON | *97CTN1202422A* | 48500 | 19.5 | 9.5 | 50000 | 36600 | 73.2% | 2.12 | 0 | 10.5 |  |  |  | No | R-454B | 4.0417 | Residential & Commercial | Ducted CEE Tier 1
215681960 | Central HP <5.4 tons | KEEPRITE | HRCU-A-CB (Split System: Heat Pump with Remote Outdoor Unit-Air-Source) | C5H0V48*K*AAA* |  |  | EVM5X60M21A*+WALLCON | *97CTN0802120A* | 48000 | 19 | 9 | 50000 | 36800 | 73.6% | 2 | 0 | 10 |  |  |  | No | R-454B | 4 | Residential & Commercial | Ducted CEE Tier 1
213772969 | Central HP <5.4 tons | ARCOAIRE | HRCU-A-CB (Split System: Heat Pump with Remote Outdoor Unit-Air-Source) | HVH825GKA3* |  |  | EA*4X36L17A*+WALLCON | *80CTL0901716B* | 23600 | 16.5 | 8.1 | 21400 | 16700 | 78.04% | 1.92 | 0 | 10.5 |  |  |  | No | R-410A | 1.9667 | Residential & Commercial | Ducted CEE Tier 1
213772649 | Central HP <5.4 tons | ARCOAIRE | HRCU-A-CB (Split System: Heat Pump with Remote Outdoor Unit-Air-Source) | HVH825GKA3* |  |  | EA*4X24L17A*+WALLCON | *80CTL0901716B* | 23400 | 16.5 | 8.1 | 21800 | 16800 | 77.06% | 1.88 | 0 | 10.5 |  |  |  | No | R-410A | 1.95 | Residential & Commercial | Ducted CEE Tier 1
213774689 | Central HP <5.4 tons | ARCOAIRE | HRCU-A-CB (Split System: Heat Pump with Remote Outdoor Unit-Air-Source) | HVH825GKA3* |  |  | EHD4X48AAL+WALLCON | *96CTN0601714B* | 24200 | 16 | 8.1 | 21400 | 16600 | 77.57% | 2 | 0 | 10.5 |  |  |  | No | R-410A | 2.0167 | Residential & Commercial | Ducted CEE Tier 1
213773619 | Central HP <5.4 tons | ARCOAIRE | HRCU-A-CB (Split System: Heat Pump with Remote Outdoor Unit-Air-Source) | HVH825GKA3* |  |  | EA*4X43L21A*+WALLCON | *95CSU0601716B* | 24400 | 16.5 | 8.1 | 21200 | 16600 | 78.3% | 2.02 | 0 | 10.5 |  |  |  | No | R-410A | 2.0333 | Residential & Commercial | Ducted CEE Tier 1
212981728 | Central HP <5.4 tons | ARCOAIRE | HRCU-A-CB (Split System: Heat Pump with Remote Outdoor Unit-Air-Source) | DLCURAH24ABK |  |  | EA*4X36L17A* | *80MSU1002120A* | 23400 | 17 | 8.5 | 26000 | 24400 | 93.85% | 2.02 | 0 | 10 |  |  |  | No | R-410A | 1.95 | Residential & Commercial | Ducted CEE Tier 1
212982280 | Central HP <5.4 tons | ARCOAIRE | HRCU-A-CB (Split System: Heat Pump with Remote Outdoor Unit-Air-Source) | DLCURAH24ABK |  |  | EA*4X36L17A* | *80MSU0401712A* | 23400 | 17 | 8.5 | 25600 | 23400 | 91.41% | 1.94 | 0 | 10 |  |  |  | No | R-410A | 1.95 | Residential & Commercial | Ducted CEE Tier 1
212983166 | Central HP <5.4 tons | ARCOAIRE | HRCU-A-CB (Split System: Heat Pump with Remote Outdoor Unit-Air-Source) | DLCURAH24ABK |  |  | EA*4X36L17A* | *92MSN0401712A* | 23400 | 16 | 8.5 | 26400 | 24000 | 90.91% | 1.98 | 0 | 10 |  |  |  | No | R-410A | 1.95 | Residential & Commercial | Ducted CEE Tier 1
214574392 | Central HP <5.4 tons | ARCOAIRE | HRCU-A-CB (Split System: Heat Pump with Remote Outdoor Unit-Air-Source) | HVH837GKA2* |  |  | EHD4X60AAL+WALLCON | *80CTL0702120B* | 33000 | 17 | 8.5 | 32200 | 25000 | 77.64% | 2 | 0 | 11 |  |  |  | No | R-410A | 2.75 | Residential & Commercial | Ducted CEE Tier 1
212971214 | Central HP <5.4 tons | KEEPRITE | HRCU-A-CB (Split System: Heat Pump with Remote Outdoor Unit-Air-Source) | DLCURAH24ABK |  |  | EN(A,D)4X24L17** | *80VTL0451412B* | 23400 | 17 | 8.5 | 27000 | 25000 | 92.59% | 2.08 | 0 | 10 |  |  |  | No | R-410A | 1.95 | Residential & Commercial | Ducted CEE Tier 1
212979813 | Central HP <5.4 tons | ARCOAIRE | HRCU-A-CB (Split System: Heat Pump with Remote Outdoor Unit-Air-Source) | DLCURAH24ABK |  |  | EA*4X24L17A* | *80MS(N,L)0901714A* | 23200 | 17 | 8.5 | 26800 | 26600 | 99.25% | 2.26 | 0 | 10 |  |  |  | No | R-410A | 1.9333 | Residential & Commercial | Ducted CEE Tier 1
212983530 | Central HP <5.4 tons | ARCOAIRE | HRCU-A-CB (Split System: Heat Pump with Remote Outdoor Unit-Air-Source) | DLCURAH24ABK |  |  | EA*4X25L17A* | *92MSN0601412A* | 24400 | 17 | 8.5 | 25400 | 21600 | 85.04% | 1.8 | 0 | 10 |  |  |  | No | R-410A | 2.0333 | Residential & Commercial | Ducted CEE Tier 1
215669366 | Central HP <5.4 tons | ARCOAIRE | HRCU-A-CB (Split System: Heat Pump with Remote Outdoor Unit-Air-Source) | H5H0V36*K*AAA* |  |  | EA*5X60M24A*+WALLCON | *97CMN0602120B* | 34200 | 18 | 9 | 34400 | 25000 | 72.67% | 1.9 | 0 | 10 |  |  |  | No | R-454B | 2.85 | Residential & Commercial | Ducted CEE Tier 1
215934138 | Central HP <5.4 tons | ARCOAIRE | HRCU-A-CB (Split System: Heat Pump with Remote Outdoor Unit-Air-Source) | H5H3V48*K*AAA* |  |  | EA*5X61M21A*+WALLCON | *80CSU1002120A* | 45000 | 21 | 9.5 | 48500 | 37000 | 76.29% | 2 | 0 | 11 |  |  |  | No | R-454B | 3.75 | Residential & Commercial | Ducted CEE Tier 1
215934158 | Central HP <5.4 tons | ARCOAIRE | HRCU-A-CB (Split System: Heat Pump with Remote Outdoor Unit-Air-Source) | H5H3V48*K*AAA* |  |  | EA*5X61M21A*+WALLCON | *80CTL0701716B* | 44500 | 20.5 | 9 | 49000 | 37400 | 76.33% | 2 | 0 | 11 |  |  |  | No | R-454B | 3.7083 | Residential & Commercial | Ducted CEE Tier 1
213774399 | Central HP <5.4 tons | ARCOAIRE | HRCU-A-CB (Split System: Heat Pump with Remote Outdoor Unit-Air-Source) | HVH825GKA3* |  |  | EHD4X42AAL+WALLCON | *80CTL0701412B* | 24200 | 16 | 8.1 | 21200 | 16600 | 78.3% | 2 | 0 | 10.5 |  |  |  | No | R-410A | 2.0167 | Residential & Commercial | Ducted CEE Tier 1
213773679 | Central HP <5.4 tons | ARCOAIRE | HRCU-A-CB (Split System: Heat Pump with Remote Outdoor Unit-Air-Source) | HVH825GKA3* |  |  | EA*4X43L21A*+WALLCON | *96CTN1002122B* | 24400 | 16.5 | 8.5 | 21200 | 16600 | 78.3% | 2.02 | 0 | 11 |  |  |  | No | R-410A | 2.0333 | Residential & Commercial | Ducted CEE Tier 1
213773729 | Central HP <5.4 tons | ARCOAIRE | HRCU-A-CB (Split System: Heat Pump with Remote Outdoor Unit-Air-Source) | HVH825GKA3* |  |  | EA*4X48L21A*+WALLCON | *80CTL1102120B* | 24000 | 17 | 8.1 | 21000 | 16500 | 78.57% | 2.02 | 0 | 11 |  |  |  | No | R-410A | 2 | Residential & Commercial | Ducted CEE Tier 1
213778959 | Central HP <5.4 tons | ARCOAIRE | HRCU-A-CB (Split System: Heat Pump with Remote Outdoor Unit-Air-Source) | HVH837GKA** |  |  | EA*4X37L21A*+WALLCON | *80CTL0901716B* | 32600 | 17 | 8.5 | 32800 | 25000 | 76.22% | 1.98 | 0 | 11 |  |  |  | No | R-410A | 2.7167 | Residential & Commercial | Ducted CEE Tier 1
213778799 | Central HP <5.4 tons | ARCOAIRE | HRCU-A-CB (Split System: Heat Pump with Remote Outdoor Unit-Air-Source) | HVH837GKA** |  |  | EA*4X36L17A*+WALLCON | *96CTN0601714B* | 31200 | 16.5 | 8.1 | 33400 | 24600 | 73.65% | 1.82 | 0 | 10.5 |  |  |  | No | R-410A | 2.6 | Residential & Commercial | Ducted CEE Tier 1
213778819 | Central HP <5.4 tons | ARCOAIRE | HRCU-A-CB (Split System: Heat Pump with Remote Outdoor Unit-Air-Source) | HVH837GKA** |  |  | EA*4X36L21A*+WALLCON | *80CTL0451712B* | 31200 | 16.5 | 8.1 | 33400 | 24600 | 73.65% | 1.82 | 0 | 10.5 |  |  |  | No | R-410A | 2.6 | Residential & Commercial | Ducted CEE Tier 1
213778849 | Central HP <5.4 tons | ARCOAIRE | HRCU-A-CB (Split System: Heat Pump with Remote Outdoor Unit-Air-Source) | HVH837GKA** |  |  | EA*4X36L21A*+WALLCON | *80CTL0902120B* | 31600 | 17 | 8.1 | 32800 | 24200 | 73.78% | 1.86 | 0 | 11 |  |  |  | No | R-410A | 2.6333 | Residential & Commercial | Ducted CEE Tier 1
212983221 | Central HP <5.4 tons | ARCOAIRE | HRCU-A-CB (Split System: Heat Pump with Remote Outdoor Unit-Air-Source) | DLCURAH24ABK |  |  | EN(A,D)4X30L17** | *92MSN0401712A* | 23400 | 15.5 | 8.1 | 26200 | 24200 | 92.37% | 1.98 | 0 | 10 |  |  |  | No | R-410A | 1.95 | Residential & Commercial | Ducted CEE Tier 1
214574742 | Central HP <5.4 tons | ARCOAIRE | HRCU-A-CB (Split System: Heat Pump with Remote Outdoor Unit-Air-Source) | HVH837GKA2* |  |  | EN(A,D,W)4X60L24**+WALLCON | *96CTN0802120B* | 32800 | 19 | 8.5 | 32200 | 24600 | 76.4% | 1.98 | 0 | 12 |  |  |  | No | R-410A | 2.7333 | Residential & Commercial | Ducted CEE Tier 1
212982328 | Central HP <5.4 tons | ARCOAIRE | HRCU-A-CB (Split System: Heat Pump with Remote Outdoor Unit-Air-Source) | DLCURAH24ABK |  |  | EN(A,D)4X24L17** | *80MSU0401712A* | 23200 | 16 | 8.5 | 26200 | 24800 | 94.66% | 2.06 | 0 | 10 |  |  |  | No | R-410A | 1.9333 | Residential & Commercial | Ducted CEE Tier 1
212982244 | Central HP <5.4 tons | ARCOAIRE | HRCU-A-CB (Split System: Heat Pump with Remote Outdoor Unit-Air-Source) | DLCURAH24ABK |  |  | EA*4X24L17A* | *80MSU0401712A* | 23400 | 16.5 | 8.5 | 26400 | 25400 | 96.21% | 2.14 | 0 | 10 |  |  |  | No | R-410A | 1.95 | Residential & Commercial | Ducted CEE Tier 1
213781509 | Central HP <5.4 tons | ARCOAIRE | HRCU-A-CB (Split System: Heat Pump with Remote Outdoor Unit-Air-Source) | HVH837GKA2* |  |  | EA*4X60L24A*+WALLCON | *97CMN1202422B* | 32800 | 17.5 | 8.1 | 31600 | 24600 | 77.85% | 1.98 | 0 | 11.5 |  |  |  | No | R-410A | 2.7333 | Residential & Commercial | Ducted CEE Tier 1
213780989 | Central HP <5.4 tons | ARCOAIRE | HRCU-A-CB (Split System: Heat Pump with Remote Outdoor Unit-Air-Source) | HVH837GKA2* |  |  | EA*4X42L21A*+WALLCON | *80CTL0901716B* | 31800 | 17 | 8.1 | 33000 | 24400 | 73.94% | 1.88 | 0 | 11 |  |  |  | No | R-410A | 2.65 | Residential & Commercial | Ducted CEE Tier 1
213781039 | Central HP <5.4 tons | ARCOAIRE | HRCU-A-CB (Split System: Heat Pump with Remote Outdoor Unit-Air-Source) | HVH837GKA2* |  |  | EA*4X42L21A*+WALLCON | *97CMN0801714B* | 31600 | 16.5 | 8.1 | 33400 | 24600 | 73.65% | 1.86 | 0 | 10.5 |  |  |  | No | R-410A | 2.6333 | Residential & Commercial | Ducted CEE Tier 1
215682509 | Central HP <5.4 tons | DAY & NIGHT | HRCU-A-CB (Split System: Heat Pump with Remote Outdoor Unit-Air-Source) | C5H0V48*K*AAA* |  |  | EVD5X61M21A*+WALLCON | *97CTN1002122A* | 48500 | 19.5 | 9.5 | 50000 | 36800 | 73.6% | 2.12 | 0 | 10.5 |  |  |  | No | R-454B | 4.0417 | Residential & Commercial | Ducted CEE Tier 1
215668966 | Central HP <5.4 tons | ARCOAIRE | HRCU-A-CB (Split System: Heat Pump with Remote Outdoor Unit-Air-Source) | H5H0V36*K*AAA* |  |  | EA*5X43M21A*+WALLCON | *80CSU1002120A* | 34400 | 17.5 | 9 | 35400 | 25200 | 71.19% | 1.9 | 0 | 10 |  |  |  | No | R-454B | 2.8667 | Residential & Commercial | Ducted CEE Tier 1
215669014 | Central HP <5.4 tons | ARCOAIRE | HRCU-A-CB (Split System: Heat Pump with Remote Outdoor Unit-Air-Source) | H5H0V36*K*AAA* |  |  | EA*5X43M21A*+WALLCON | *80CTL1102120B* | 34600 | 18 | 9 | 35200 | 25000 | 71.02% | 1.9 | 0 | 10 |  |  |  | No | R-454B | 2.8833 | Residential & Commercial | Ducted CEE Tier 1
214569395 | Central HP <5.4 tons | BRYANT HEATING AND COOLING SYSTEMS | HRCU-A-CB (Split System: Heat Pump with Remote Outdoor Unit-Air-Source) | 284ANV024*0**B* |  |  | CNPV*4221AL*+UI | 987MC60060C21*** | 23400 | 19.5 | 10.5 | 26600 | 19900 | 74.81% | 2.44 | 0 | 13 |  |  |  | No | R-410A | 1.95 | Residential & Commercial | Ducted CEE Tier 1
214397692 | Central HP <5.4 tons | CHAMPION HEATING AND COOLING | HRCU-A-CB (Split System: Heat Pump with Remote Outdoor Unit-Air-Source) | HH836E2S11 |  |  | CTF36C5CDS1 | TMLE120C20MP11 | 34600 | 17 | 8.5 | 32600 | 26600 | 81.6% | 2 | 0 | 11 |  |  |  | No | R-454B | 2.8833 | Residential & Commercial | Ducted CEE Tier 1
214398079 | Central HP <5.4 tons | CHAMPION HEATING AND COOLING | HRCU-A-CB (Split System: Heat Pump with Remote Outdoor Unit-Air-Source) | HH836E2S11 |  |  | CTM48C5CFS1 | TM9V100C16MP12 | 33200 | 19 | 9 | 31200 | 25200 | 80.77% | 2 | 0 | 11 |  |  |  | No | R-454B | 2.7667 | Residential & Commercial | Ducted CEE Tier 1
214397815 | Central HP <5.4 tons | CHAMPION HEATING AND COOLING | HRCU-A-CB (Split System: Heat Pump with Remote Outdoor Unit-Air-Source) | HH836E2S11 |  |  | CTF48C5CFS1 | TMLE080C20MP11 | 34600 | 17 | 8.5 | 32800 | 25800 | 78.66% | 2 | 0 | 11 |  |  |  | No | R-454B | 2.8833 | Residential & Commercial | Ducted CEE Tier 1
215933298 | Central HP <5.4 tons | ARCOAIRE | HRCU-A-CB (Split System: Heat Pump with Remote Outdoor Unit-Air-Source) | H5H3V36*K*AAA* |  |  | ESH5X42M12A*+WALLCON | *80CTL0451712B* | 33200 | 18.5 | 9 | 35600 | 27400 | 76.97% | 1.9 | 0 | 10.5 |  |  |  | No | R-454B | 2.7667 | Residential & Commercial | Ducted CEE Tier 1
215933648 | Central HP <5.4 tons | ARCOAIRE | HRCU-A-CB (Split System: Heat Pump with Remote Outdoor Unit-Air-Source) | H5H3V36*K*AAA* |  |  | ESH5X48M12A*+WALLCON | *97CMN0602120B* | 33600 | 19 | 9 | 35200 | 27000 | 76.7% | 1.92 | 0 | 11 |  |  |  | No | R-454B | 2.8 | Residential & Commercial | Ducted CEE Tier 1
215933598 | Central HP <5.4 tons | ARCOAIRE | HRCU-A-CB (Split System: Heat Pump with Remote Outdoor Unit-Air-Source) | H5H3V36*K*AAA* |  |  | ESH5X48M12A*+WALLCON | *80CTL1352422B* | 33800 | 19.5 | 9 | 34600 | 26400 | 76.3% | 1.94 | 0 | 11.7 |  |  |  | No | R-454B | 2.8167 | Residential & Commercial | Ducted CEE Tier 1
215934448 | Central HP <5.4 tons | ARCOAIRE | HRCU-A-CB (Split System: Heat Pump with Remote Outdoor Unit-Air-Source) | H5H3V48*K*AAA* |  |  | ESH5X48M12A*+WALLCON | *80CTL0901716B* | 43500 | 20 | 9 | 48500 | 35800 | 73.81% | 1.86 | 0 | 11 |  |  |  | No | R-454B | 3.625 | Residential & Commercial | Ducted CEE Tier 1
215934238 | Central HP <5.4 tons | ARCOAIRE | HRCU-A-CB (Split System: Heat Pump with Remote Outdoor Unit-Air-Source) | H5H3V48*K*AAA* |  |  | EA*5X61M21A*+WALLCON | *97CMN0602120B* | 44500 | 20.5 | 9.4 | 49000 | 37400 | 76.33% | 2 | 0 | 10 |  |  |  | No | R-454B | 3.7083 | Residential & Commercial | Ducted CEE Tier 1
215934088 | Central HP <5.4 tons | ARCOAIRE | HRCU-A-CB (Split System: Heat Pump with Remote Outdoor Unit-Air-Source) | H5H3V48*K*AAA* |  |  | EA*5X60M24A*+WALLCON | *80CSU1002120A* | 44500 | 21 | 9.5 | 48500 | 36400 | 75.05% | 2 | 0 | 11 |  |  |  | No | R-454B | 3.7083 | Residential & Commercial | Ducted CEE Tier 1
215934018 | Central HP <5.4 tons | ARCOAIRE | HRCU-A-CB (Split System: Heat Pump with Remote Outdoor Unit-Air-Source) | H5H3V48*K*AAA* |  |  | EA*5X48M21A*+WALLCON | *80CTL1102120B* | 44000 | 21 | 9.5 | 48000 | 36400 | 75.83% | 1.92 | 0 | 11 |  |  |  | No | R-454B | 3.6667 | Residential & Commercial | Ducted CEE Tier 1
214570599 | Central HP <5.4 tons | BRYANT HEATING AND COOLING SYSTEMS | HRCU-A-CB (Split System: Heat Pump with Remote Outdoor Unit-Air-Source) | 288BNV025*0**C* |  |  | CAP**4224AL*+UI | 986TD60080C21*** | 23800 | 17 | 8.5 | 21400 | 16600 | 77.57% | 1.96 | 0 | 11 |  |  |  | No | R-410A | 1.9833 | Residential & Commercial | Ducted CEE Tier 1
214570649 | Central HP <5.4 tons | BRYANT HEATING AND COOLING SYSTEMS | HRCU-A-CB (Split System: Heat Pump with Remote Outdoor Unit-Air-Source) | 288BNV025*0**C* |  |  | CAP**4321AL*+UI | 987MC60080C21*** | 24400 | 16.5 | 8.5 | 21200 | 16600 | 78.3% | 2.04 | 0 | 11 |  |  |  | No | R-410A | 2.0333 | Residential & Commercial | Ducted CEE Tier 1
213307507 | Central HP <5.4 tons | LG | HRCU-A-CB (Split System: Heat Pump with Remote Outdoor Unit-Air-Source) | LUU360HV |  |  | C74B(A,H)MX36C-C | FG7TC100D-V35C | 36000 | 18.2 | 9.2 | 40000 | 33800 | 84.5% | 1.87 | 0 | 12.2 |  |  |  | No | R-410A | 3 | Residential & Commercial | Ducted CEE Tier 1
215942637 | Central HP <5.4 tons | KEEPRITE | HRCU-A-CB (Split System: Heat Pump with Remote Outdoor Unit-Air-Source) | C5H3V36*K*AAA* |  |  | EVD5X61M21A*+WALLCON | *97CTN0802120A* | 35800 | 22 | 8.5 | 37400 | 28400 | 75.94% | 2.04 | 0 | 12.5 |  |  |  | No | R-454B | 2.9833 | Residential & Commercial | Ducted CEE Tier 1
215942417 | Central HP <5.4 tons | KEEPRITE | HRCU-A-CB (Split System: Heat Pump with Remote Outdoor Unit-Air-Source) | C5H3V36*K*AAA* |  |  | EVM5X60M21A*+WALLCON | *96CTN0601714B* | 35200 | 21 | 8.5 | 37400 | 28000 | 74.87% | 2.06 | 0 | 11.7 |  |  |  | No | R-454B | 2.9333 | Residential & Commercial | Ducted CEE Tier 1
215940411 | Central HP <5.4 tons | KEEPRITE | HRCU-A-CB (Split System: Heat Pump with Remote Outdoor Unit-Air-Source) | C5H3V36*K*AAA* |  |  | EVM5X60M21A*+WALLCON | *80CSU0401712B* | 35600 | 22 | 8.5 | 38000 | 28600 | 75.26% | 2.02 | 0 | 12.5 |  |  |  | No | R-454B | 2.9667 | Residential & Commercial | Ducted CEE Tier 1
215675960 | Central HP <5.4 tons | KEEPRITE | HRCU-A-CB (Split System: Heat Pump with Remote Outdoor Unit-Air-Source) | C5H0V48*K*AAA* |  |  | EVM5X61M24A*+WALLCON | *80CSU0802120A* | 49000 | 19.5 | 9 | 50000 | 36600 | 73.2% | 2.1 | 0 | 10.5 |  |  |  | No | R-454B | 4.0833 | Residential & Commercial | Ducted CEE Tier 1
215675640 | Central HP <5.4 tons | KEEPRITE | HRCU-A-CB (Split System: Heat Pump with Remote Outdoor Unit-Air-Source) | C5H0V48*K*AAA* |  |  | EVM5X49M21A*+WALLCON | *97CMN1002122B* | 48000 | 19 | 9 | 50000 | 36800 | 73.6% | 2 | 0 | 10.5 |  |  |  | No | R-454B | 4 | Residential & Commercial | Ducted CEE Tier 1
215934008 | Central HP <5.4 tons | ARCOAIRE | HRCU-A-CB (Split System: Heat Pump with Remote Outdoor Unit-Air-Source) | H5H3V48*K*AAA* |  |  | EA*5X48M21A*+WALLCON | *80CTL0902120B* | 44000 | 21 | 9.5 | 48000 | 36200 | 75.42% | 1.92 | 0 | 11 |  |  |  | No | R-454B | 3.6667 | Residential & Commercial | Ducted CEE Tier 1
213779019 | Central HP <5.4 tons | ARCOAIRE | HRCU-A-CB (Split System: Heat Pump with Remote Outdoor Unit-Air-Source) | HVH837GKA** |  |  | EA*4X37L21A*+WALLCON | *97CMN1002122B* | 33000 | 17 | 8.5 | 32600 | 25000 | 76.69% | 1.98 | 0 | 11.5 |  |  |  | No | R-410A | 2.75 | Residential & Commercial | Ducted CEE Tier 1
212973059 | Central HP <5.4 tons | KEEPRITE | HRCU-A-CB (Split System: Heat Pump with Remote Outdoor Unit-Air-Source) | DLCURAH18ABK |  |  | EN(A,D)4X24L17** | *96VSN0401712B* | 17500 | 15.5 | 8.5 | 18600 | 19200 | 103.2% | 2.3 | 0 | 10.5 |  |  |  | No | R-410A | 1.4583 | Residential & Commercial | Ducted CEE Tier 1
212972759 | Central HP <5.4 tons | KEEPRITE | HRCU-A-CB (Split System: Heat Pump with Remote Outdoor Unit-Air-Source) | DLCURAH18ABK |  |  | EN(A,D)4X30L14** | *96VSN0401410B* | 17400 | 16 | 8.1 | 18000 | 18700 | 103.9% | 2.24 | 0 | 10.5 |  |  |  | No | R-410A | 1.45 | Residential & Commercial | Ducted CEE Tier 1
212981824 | Central HP <5.4 tons | ARCOAIRE | HRCU-A-CB (Split System: Heat Pump with Remote Outdoor Unit-Air-Source) | DLCURAH18ABK |  |  | EA*4X19L17A* | *80MSU1002120A* | 17800 | 16 | 8.1 | 17900 | 17900 | 100% | 2.14 | 0 | 10.5 |  |  |  | No | R-410A | 1.4833 | Residential & Commercial | Ducted CEE Tier 1
212983258 | Central HP <5.4 tons | KEEPRITE | HRCU-A-CB (Split System: Heat Pump with Remote Outdoor Unit-Air-Source) | DLCURAH18ABK |  |  | EA*4X19L17A* | *92MSN0401712A* | 17700 | 16 | 8.1 | 17900 | 18000 | 100.6% | 2.16 | 0 | 10.5 |  |  |  | No | R-410A | 1.475 | Residential & Commercial | Ducted CEE Tier 1
215931521 | Central HP <5.4 tons | KEEPRITE | HRCU-A-CB (Split System: Heat Pump with Remote Outdoor Unit-Air-Source) | C5H3V60*K*AAA* |  |  | EA*5X60M24A*+WALLCON | *80CSU0802120A* | 56000 | 19 | 8.5 | 60500 | 45500 | 75.21% | 2.06 | 0 | 11.5 |  |  |  | No | R-454B | 4.6667 | Residential & Commercial | Ducted CEE Tier 1
215668990 | Central HP <5.4 tons | ARCOAIRE | HRCU-A-CB (Split System: Heat Pump with Remote Outdoor Unit-Air-Source) | H5H0V36*K*AAA* |  |  | EA*5X43M21A*+WALLCON | *80CTL0702120B* | 34400 | 18 | 9 | 35400 | 25200 | 71.19% | 1.88 | 0 | 10 |  |  |  | No | R-454B | 2.8667 | Residential & Commercial | Ducted CEE Tier 1
215681870 | Central HP <5.4 tons | KEEPRITE | HRCU-A-CB (Split System: Heat Pump with Remote Outdoor Unit-Air-Source) | C5H0V48*K*AAA* |  |  | EVM5X49M21A*+WALLCON | *97CTN0801716A* | 47500 | 18.5 | 9 | 50000 | 37200 | 74.4% | 1.98 | 0 | 10 |  |  |  | No | R-454B | 3.9583 | Residential & Commercial | Ducted CEE Tier 1
215681970 | Central HP <5.4 tons | KEEPRITE | HRCU-A-CB (Split System: Heat Pump with Remote Outdoor Unit-Air-Source) | C5H0V48*K*AAA* |  |  | EVM5X60M21A*+WALLCON | *97CTN1002122A* | 48000 | 19 | 9 | 50000 | 36800 | 73.6% | 2 | 0 | 10.5 |  |  |  | No | R-454B | 4 | Residential & Commercial | Ducted CEE Tier 1
213781059 | Central HP <5.4 tons | ARCOAIRE | HRCU-A-CB (Split System: Heat Pump with Remote Outdoor Unit-Air-Source) | HVH837GKA2* |  |  | EA*4X42L21A*+WALLCON | *96CTN0601714B* | 31600 | 16.5 | 8.1 | 33200 | 24600 | 74.1% | 1.86 | 0 | 10.5 |  |  |  | No | R-410A | 2.6333 | Residential & Commercial | Ducted CEE Tier 1
213781159 | Central HP <5.4 tons | ARCOAIRE | HRCU-A-CB (Split System: Heat Pump with Remote Outdoor Unit-Air-Source) | HVH837GKA2* |  |  | EA*4X43L21A*+WALLCON | *80CTL0451712B* | 32600 | 16.5 | 8.1 | 33200 | 25400 | 76.51% | 1.94 | 0 | 10.5 |  |  |  | No | R-410A | 2.7167 | Residential & Commercial | Ducted CEE Tier 1
212983624 | Central HP <5.4 tons | KEEPRITE | HRCU-A-CB (Split System: Heat Pump with Remote Outdoor Unit-Air-Source) | DLCURAH24ABK |  |  | EN(A,D,W)4X36L17** | *92MSN0601412A* | 23800 | 17 | 8.5 | 26400 | 23800 | 90.15% | 1.98 | 0 | 10.5 |  |  |  | No | R-410A | 1.9833 | Residential & Commercial | Ducted CEE Tier 1
212983192 | Central HP <5.4 tons | KEEPRITE | HRCU-A-CB (Split System: Heat Pump with Remote Outdoor Unit-Air-Source) | DLCURAH24ABK |  |  | EA*4X37L17A* | *92MSN0401712A* | 23800 | 16 | 8.5 | 25800 | 22600 | 87.6% | 1.86 | 0 | 10 |  |  |  | No | R-410A | 1.9833 | Residential & Commercial | Ducted CEE Tier 1
213780092 | Central HP <5.4 tons | KEEPRITE | HRCU-A-CB (Split System: Heat Pump with Remote Outdoor Unit-Air-Source) | CVH837GKA** |  |  | EHD4X42AAL+WALLCON | *97CMN1202422B* | 32400 | 16.5 | 8.1 | 32800 | 24800 | 75.61% | 1.94 | 0 | 11 |  |  |  | No | R-410A | 2.7 | Residential & Commercial | Ducted CEE Tier 1
213780292 | Central HP <5.4 tons | KEEPRITE | HRCU-A-CB (Split System: Heat Pump with Remote Outdoor Unit-Air-Source) | CVH837GKA** |  |  | EHD4X48AAL+WALLCON | *96CTN1202422B* | 32600 | 16.5 | 8.1 | 33000 | 24800 | 75.15% | 1.96 | 0 | 11 |  |  |  | No | R-410A | 2.7167 | Residential & Commercial | Ducted CEE Tier 1
213780342 | Central HP <5.4 tons | KEEPRITE | HRCU-A-CB (Split System: Heat Pump with Remote Outdoor Unit-Air-Source) | CVH837GKA** |  |  | EHD4X60AAL+WALLCON | *80CTL0902120B* | 33000 | 16.5 | 8.1 | 32200 | 24800 | 77.02% | 2 | 0 | 11.5 |  |  |  | No | R-410A | 2.75 | Residential & Commercial | Ducted CEE Tier 1
215678410 | Central HP <5.4 tons | KEEPRITE | HRCU-A-CB (Split System: Heat Pump with Remote Outdoor Unit-Air-Source) | C5H0V24*K*AAA* |  |  | EA*5X37M21A*+WALLCON | *97CTN0601716A* | 24000 | 17 | 9 | 23400 | 16400 | 70.09% | 2.02 | 0 | 10.5 |  |  |  | No | R-454B | 2 | Residential & Commercial | Ducted CEE Tier 1
213772522 | Central HP <5.4 tons | KEEPRITE | HRCU-A-CB (Split System: Heat Pump with Remote Outdoor Unit-Air-Source) | CVH825GKA2* |  |  | EHD4X48AAL+WALLCON | *97CMN0801714B* | 24200 | 16 | 8.1 | 21400 | 16600 | 77.57% | 2.02 | 0 | 10.5 |  |  |  | No | R-410A | 2.0167 | Residential & Commercial | Ducted CEE Tier 1
215934594 | Central HP <5.4 tons | CARRIER | HRCU-A-CB (Split System: Heat Pump with Remote Outdoor Unit-Air-Source) | 27VNA348A*030* |  |  | CSAH*6012AM*+UI | 59MN7C080C17**14 | 44000 | 19.5 | 9 | 49000 | 36400 | 74.29% | 1.84 | 0 | 11 |  |  |  | No | R-454B | 3.6667 | Residential & Commercial | Ducted CEE Tier 1
215940531 | Central HP <5.4 tons | KEEPRITE | HRCU-A-CB (Split System: Heat Pump with Remote Outdoor Unit-Air-Source) | C5H3V36*K*AAA* |  |  | EVD5X36M21A*+WALLCON | *80CSU0601716B* | 34400 | 21 | 8.5 | 38500 | 28000 | 72.73% | 2.04 | 0 | 12 |  |  |  | No | R-454B | 2.8667 | Residential & Commercial | Ducted CEE Tier 1
215940581 | Central HP <5.4 tons | KEEPRITE | HRCU-A-CB (Split System: Heat Pump with Remote Outdoor Unit-Air-Source) | C5H3V36*K*AAA* |  |  | EVD5X38M17A*+WALLCON | *80CSU0401712B* | 35600 | 22 | 8.5 | 38000 | 28600 | 75.26% | 2.04 | 0 | 12.5 |  |  |  | No | R-454B | 2.9667 | Residential & Commercial | Ducted CEE Tier 1
215940661 | Central HP <5.4 tons | KEEPRITE | HRCU-A-CB (Split System: Heat Pump with Remote Outdoor Unit-Air-Source) | C5H3V36*K*AAA* |  |  | EVD5X42M21A*+WALLCON | *97CTN0801716A* | 34200 | 20.5 | 8.5 | 39000 | 28600 | 73.33% | 2.04 | 0 | 11.5 |  |  |  | No | R-454B | 2.85 | Residential & Commercial | Ducted CEE Tier 1
215933411 | Central HP <5.4 tons | KEEPRITE | HRCU-A-CB (Split System: Heat Pump with Remote Outdoor Unit-Air-Source) | C5H3V36*K*AAA* |  |  | ESH5X42M12A*+WALLCON | *97CMN0602120B* | 33400 | 18.5 | 9 | 35200 | 27000 | 76.7% | 1.92 | 0 | 11 |  |  |  | No | R-454B | 2.7833 | Residential & Commercial | Ducted CEE Tier 1
215935281 | Central HP <5.4 tons | KEEPRITE | HRCU-A-CB (Split System: Heat Pump with Remote Outdoor Unit-Air-Source) | C5H3V36*K*AAA* |  |  | EVM5X60M21A*+WALLCON | *97CMN0801714B* | 35400 | 21.5 | 8.5 | 38500 | 29000 | 75.32% | 2.02 | 0 | 12 |  |  |  | No | R-454B | 2.95 | Residential & Commercial | Ducted CEE Tier 1
215934831 | Central HP <5.4 tons | KEEPRITE | HRCU-A-CB (Split System: Heat Pump with Remote Outdoor Unit-Air-Source) | C5H3V36*K*AAA* |  |  | EVM5X44M21A*+WALLCON | *80CTL0702120B* | 35600 | 21.5 | 8.5 | 38000 | 28600 | 75.26% | 2.02 | 0 | 12 |  |  |  | No | R-454B | 2.9667 | Residential & Commercial | Ducted CEE Tier 1
215934981 | Central HP <5.4 tons | KEEPRITE | HRCU-A-CB (Split System: Heat Pump with Remote Outdoor Unit-Air-Source) | C5H3V36*K*AAA* |  |  | EVM5X49M21A*+WALLCON | *80CSU0401712A* | 35600 | 22 | 8.5 | 38000 | 28800 | 75.79% | 2.02 | 0 | 12 |  |  |  | No | R-454B | 2.9667 | Residential & Commercial | Ducted CEE Tier 1
215669136 | Central HP <5.4 tons | ARCOAIRE | HRCU-A-CB (Split System: Heat Pump with Remote Outdoor Unit-Air-Source) | H5H0V36*K*AAA* |  |  | EA*5X48M21A*+WALLCON | *80CTL0701716B* | 33600 | 18 | 9 | 35200 | 25200 | 71.59% | 1.88 | 0 | 10 |  |  |  | No | R-454B | 2.8 | Residential & Commercial | Ducted CEE Tier 1
215669536 | Central HP <5.4 tons | ARCOAIRE | HRCU-A-CB (Split System: Heat Pump with Remote Outdoor Unit-Air-Source) | H5H0V36*K*AAA* |  |  | EA*5X61M21A*+WALLCON | *97CMN0601714B* | 34400 | 18 | 9 | 34600 | 25200 | 72.83% | 1.9 | 0 | 10 |  |  |  | No | R-454B | 2.8667 | Residential & Commercial | Ducted CEE Tier 1
215669586 | Central HP <5.4 tons | ARCOAIRE | HRCU-A-CB (Split System: Heat Pump with Remote Outdoor Unit-Air-Source) | H5H0V36*K*AAA* |  |  | EA*5X61M21A*+WALLCON | *96CTN0601714B* | 34600 | 18 | 9 | 34600 | 25000 | 72.25% | 1.9 | 0 | 10 |  |  |  | No | R-454B | 2.8833 | Residential & Commercial | Ducted CEE Tier 1
215674281 | Central HP <5.4 tons | KEEPRITE | HRCU-A-CB (Split System: Heat Pump with Remote Outdoor Unit-Air-Source) | C5H0V48*K*AAA* |  |  | EA*5X60M24A*+WALLCON | *96CTN1002122B* | 45000 | 18 | 9 | 47500 | 33600 | 70.74% | 2.06 | 0 | 10 |  |  |  | No | R-454B | 3.75 | Residential & Commercial | Ducted CEE Tier 1
215676290 | Central HP <5.4 tons | KEEPRITE | HRCU-A-CB (Split System: Heat Pump with Remote Outdoor Unit-Air-Source) | C5H0V48*K*AAA* |  |  | EVD5X49M24A*+WALLCON | *80CSU0802120A* | 48000 | 19 | 9 | 50000 | 36400 | 72.8% | 2.12 | 0 | 10 |  |  |  | No | R-454B | 4 | Residential & Commercial | Ducted CEE Tier 1
215676340 | Central HP <5.4 tons | KEEPRITE | HRCU-A-CB (Split System: Heat Pump with Remote Outdoor Unit-Air-Source) | C5H0V48*K*AAA* |  |  | EVD5X49M24A*+WALLCON | *95CSU1002122B* | 48000 | 19 | 9 | 50000 | 36400 | 72.8% | 2.02 | 0 | 10 |  |  |  | No | R-454B | 4 | Residential & Commercial | Ducted CEE Tier 1
215669416 | Central HP <5.4 tons | ARCOAIRE | HRCU-A-CB (Split System: Heat Pump with Remote Outdoor Unit-Air-Source) | H5H0V36*K*AAA* |  |  | EA*5X60M24A*+WALLCON | *96CTN1202422B* | 34400 | 18.5 | 9 | 34200 | 24800 | 72.51% | 1.9 | 0 | 10.5 |  |  |  | No | R-454B | 2.8667 | Residential & Commercial | Ducted CEE Tier 1
215669466 | Central HP <5.4 tons | ARCOAIRE | HRCU-A-CB (Split System: Heat Pump with Remote Outdoor Unit-Air-Source) | H5H0V36*K*AAA* |  |  | EA*5X61M21A*+WALLCON | *80CTL0701716B* | 34600 | 18 | 9 | 34600 | 25000 | 72.25% | 1.9 | 0 | 10 |  |  |  | No | R-454B | 2.8833 | Residential & Commercial | Ducted CEE Tier 1
215669566 | Central HP <5.4 tons | ARCOAIRE | HRCU-A-CB (Split System: Heat Pump with Remote Outdoor Unit-Air-Source) | H5H0V36*K*AAA* |  |  | EA*5X61M21A*+WALLCON | *97CMN0802120B* | 34800 | 18 | 9 | 34400 | 24800 | 72.09% | 1.92 | 0 | 10 |  |  |  | No | R-454B | 2.9 | Residential & Commercial | Ducted CEE Tier 1
215676420 | Central HP <5.4 tons | KEEPRITE | HRCU-A-CB (Split System: Heat Pump with Remote Outdoor Unit-Air-Source) | C5H0V48*K*AAA* |  |  | EVD5X60M21A*+WALLCON | *80CSU0802120A* | 48000 | 19 | 9 | 50000 | 36600 | 73.2% | 2.12 | 0 | 10 |  |  |  | No | R-454B | 4 | Residential & Commercial | Ducted CEE Tier 1
215676540 | Central HP <5.4 tons | KEEPRITE | HRCU-A-CB (Split System: Heat Pump with Remote Outdoor Unit-Air-Source) | C5H0V48*K*AAA* |  |  | EVD5X60M21A*+WALLCON | *97CMN0801714B* | 47500 | 18.5 | 9 | 50000 | 37400 | 74.8% | 1.98 | 0 | 10 |  |  |  | No | R-454B | 3.9583 | Residential & Commercial | Ducted CEE Tier 1
215676640 | Central HP <5.4 tons | KEEPRITE | HRCU-A-CB (Split System: Heat Pump with Remote Outdoor Unit-Air-Source) | C5H0V48*K*AAA* |  |  | EVD5X60M24A*+WALLCON | *95CSU0802120B* | 47500 | 18.5 | 9 | 50000 | 36600 | 73.2% | 2 | 0 | 10 |  |  |  | No | R-454B | 3.9583 | Residential & Commercial | Ducted CEE Tier 1
215676740 | Central HP <5.4 tons | KEEPRITE | HRCU-A-CB (Split System: Heat Pump with Remote Outdoor Unit-Air-Source) | C5H0V48*K*AAA* |  |  | EVD5X61M21A*+WALLCON | *80CTL0901716B* | 48500 | 19 | 9 | 50000 | 37000 | 74% | 2 | 0 | 10 |  |  |  | No | R-454B | 4.0417 | Residential & Commercial | Ducted CEE Tier 1
215669676 | Central HP <5.4 tons | ARCOAIRE | HRCU-A-CB (Split System: Heat Pump with Remote Outdoor Unit-Air-Source) | H5H0V36*K*AAA* |  |  | EA*5X61M24A*+WALLCON | *95CSU1002122B* | 35000 | 18.5 | 9 | 34400 | 24600 | 71.51% | 1.92 | 0 | 10 |  |  |  | No | R-454B | 2.9167 | Residential & Commercial | Ducted CEE Tier 1
215669576 | Central HP <5.4 tons | ARCOAIRE | HRCU-A-CB (Split System: Heat Pump with Remote Outdoor Unit-Air-Source) | H5H0V36*K*AAA* |  |  | EA*5X61M21A*+WALLCON | *97CMN1002122B* | 34800 | 18.5 | 9 | 34400 | 24800 | 72.09% | 1.92 | 0 | 10.5 |  |  |  | No | R-454B | 2.9 | Residential & Commercial | Ducted CEE Tier 1
215669356 | Central HP <5.4 tons | ARCOAIRE | HRCU-A-CB (Split System: Heat Pump with Remote Outdoor Unit-Air-Source) | H5H0V36*K*AAA* |  |  | EA*5X60M24A*+WALLCON | *95CSU1002122B* | 34400 | 18 | 9 | 34200 | 24600 | 71.93% | 1.92 | 0 | 10 |  |  |  | No | R-454B | 2.8667 | Residential & Commercial | Ducted CEE Tier 1
215675920 | Central HP <5.4 tons | KEEPRITE | HRCU-A-CB (Split System: Heat Pump with Remote Outdoor Unit-Air-Source) | C5H0V48*K*AAA* |  |  | EVM5X60M24A*+WALLCON | *95CSU1002122B* | 48000 | 19 | 9 | 50000 | 36400 | 72.8% | 2.02 | 0 | 10 |  |  |  | No | R-454B | 4 | Residential & Commercial | Ducted CEE Tier 1
215676020 | Central HP <5.4 tons | KEEPRITE | HRCU-A-CB (Split System: Heat Pump with Remote Outdoor Unit-Air-Source) | C5H0V48*K*AAA* |  |  | EVM5X61M24A*+WALLCON | *95CSU0802120B* | 48500 | 19 | 9 | 50000 | 36800 | 73.6% | 2 | 0 | 10 |  |  |  | No | R-454B | 4.0417 | Residential & Commercial | Ducted CEE Tier 1
215675720 | Central HP <5.4 tons | KEEPRITE | HRCU-A-CB (Split System: Heat Pump with Remote Outdoor Unit-Air-Source) | C5H0V48*K*AAA* |  |  | EVM5X60M21A*+WALLCON | *80CTL0702120B* | 48000 | 19 | 9 | 50000 | 36800 | 73.6% | 2 | 0 | 10 |  |  |  | No | R-454B | 4 | Residential & Commercial | Ducted CEE Tier 1
213779542 | Central HP <5.4 tons | KEEPRITE | HRCU-A-CB (Split System: Heat Pump with Remote Outdoor Unit-Air-Source) | CVH837GKA** |  |  | EA*4X48L24A*+WALLCON | *96CTN1002122B* | 32400 | 17 | 8.5 | 32200 | 24800 | 77.02% | 1.98 | 0 | 11 |  |  |  | No | R-410A | 2.7 | Residential & Commercial | Ducted CEE Tier 1
213779622 | Central HP <5.4 tons | KEEPRITE | HRCU-A-CB (Split System: Heat Pump with Remote Outdoor Unit-Air-Source) | CVH837GKA** |  |  | EA*4X60L24A*+WALLCON | *96CTN1202422B* | 32800 | 17.5 | 8.1 | 31800 | 24600 | 77.36% | 1.98 | 0 | 11.5 |  |  |  | No | R-410A | 2.7333 | Residential & Commercial | Ducted CEE Tier 1
213779472 | Central HP <5.4 tons | KEEPRITE | HRCU-A-CB (Split System: Heat Pump with Remote Outdoor Unit-Air-Source) | CVH837GKA** |  |  | EA*4X48L21A*+WALLCON | *96CTN0801714B* | 32200 | 17 | 8.1 | 32800 | 25000 | 76.22% | 1.96 | 0 | 11 |  |  |  | No | R-410A | 2.6833 | Residential & Commercial | Ducted CEE Tier 1
213063405 | Central HP <5.4 tons | ACIQ | HRCU-A-CB (Split System: Heat Pump with Remote Outdoor Unit-Air-Source) | HVH837GKA2* |  |  | EA*4X48L21A*+WALLCON | *95CSU0802120A* | 32400 | 17.5 | 8.5 | 32600 | 25000 | 76.69% | 1.98 | 12 | 11.5 |  |  |  | No | R-410A | 2.7 | Residential & Commercial | Ducted CEE Tier 1
213063407 | Central HP <5.4 tons | ACIQ | HRCU-A-CB (Split System: Heat Pump with Remote Outdoor Unit-Air-Source) | HVH837GKA2* |  |  | EA*4X48L24A*+WALLCON | *95CSU0802120A* | 32400 | 17.5 | 8.5 | 32400 | 24800 | 76.54% | 2 | 12 | 11.5 |  |  |  | No | R-410A | 2.7 | Residential & Commercial | Ducted CEE Tier 1
213063416 | Central HP <5.4 tons | ACIQ | HRCU-A-CB (Split System: Heat Pump with Remote Outdoor Unit-Air-Source) | HVH837GKA2* |  |  | EHD4X48AAL+WALLCON | *95CSU0802120A* | 32600 | 17 | 8.1 | 33000 | 24800 | 75.15% | 1.98 | 11.5 | 11 |  |  |  | No | R-410A | 2.7167 | Residential & Commercial | Ducted CEE Tier 1
213780739 | Central HP <5.4 tons | ARCOAIRE | HRCU-A-CB (Split System: Heat Pump with Remote Outdoor Unit-Air-Source) | HVH837GKA2* |  |  | EA*4X36L21A*+WALLCON | *80CTL0701716B* | 31400 | 16.5 | 8.1 | 33000 | 24400 | 73.94% | 1.84 | 0 | 10.5 |  |  |  | No | R-410A | 2.6167 | Residential & Commercial | Ducted CEE Tier 1
214229289 | Central HP <5.4 tons | PAYNE HEATING AND COOLING | HRCU-A-CB (Split System: Heat Pump with Remote Outdoor Unit-Air-Source) | 38MURAQ36AB3* |  |  | CAP**3717AL* | PG80MSUA48060B** | 36000 | 16 | 8.5 | 38500 | 34800 | 90.39% | 2.02 | 0 | 10 |  |  |  | No | R-410A | 3 | Residential & Commercial | Ducted CEE Tier 1
212982436 | Central HP <5.4 tons | ARCOAIRE | HRCU-A-CB (Split System: Heat Pump with Remote Outdoor Unit-Air-Source) | DLCURAH18ABK |  |  | EN(A,D)4X30L17** | *80MSU0401712A* | 17500 | 16 | 8.1 | 18200 | 18500 | 101.6% | 2.22 | 0 | 10.5 |  |  |  | No | R-410A | 1.4583 | Residential & Commercial | Ducted CEE Tier 1
213773029 | Central HP <5.4 tons | ARCOAIRE | HRCU-A-CB (Split System: Heat Pump with Remote Outdoor Unit-Air-Source) | HVH825GKA3* |  |  | EA*4X36L17A*+WALLCON | *96CTN0801714B* | 23600 | 16.5 | 8.1 | 21600 | 16700 | 77.31% | 1.92 | 0 | 10.5 |  |  |  | No | R-410A | 1.9667 | Residential & Commercial | Ducted CEE Tier 1
213773699 | Central HP <5.4 tons | ARCOAIRE | HRCU-A-CB (Split System: Heat Pump with Remote Outdoor Unit-Air-Source) | HVH825GKA3* |  |  | EA*4X48L21A*+WALLCON | *80CTL0701716B* | 24000 | 17 | 8.1 | 21000 | 16600 | 79.05% | 2 | 0 | 11 |  |  |  | No | R-410A | 2 | Residential & Commercial | Ducted CEE Tier 1
213773749 | Central HP <5.4 tons | ARCOAIRE | HRCU-A-CB (Split System: Heat Pump with Remote Outdoor Unit-Air-Source) | HVH825GKA3* |  |  | EA*4X48L21A*+WALLCON | *97CMN0601714B* | 24000 | 16.5 | 8.1 | 21000 | 16600 | 79.05% | 2 | 0 | 10.5 |  |  |  | No | R-410A | 2 | Residential & Commercial | Ducted CEE Tier 1
213773099 | Central HP <5.4 tons | ARCOAIRE | HRCU-A-CB (Split System: Heat Pump with Remote Outdoor Unit-Air-Source) | HVH825GKA3* |  |  | EA*4X36L21A*+WALLCON | *97CMN0601714B* | 23400 | 16 | 8.1 | 21600 | 16700 | 77.31% | 1.92 | 0 | 10.5 |  |  |  | No | R-410A | 1.95 | Residential & Commercial | Ducted CEE Tier 1
213779029 | Central HP <5.4 tons | ARCOAIRE | HRCU-A-CB (Split System: Heat Pump with Remote Outdoor Unit-Air-Source) | HVH837GKA** |  |  | EA*4X37L21A*+WALLCON | *96CTN0601714B* | 32600 | 17 | 8.1 | 33000 | 25400 | 76.97% | 1.94 | 0 | 11 |  |  |  | No | R-410A | 2.7167 | Residential & Commercial | Ducted CEE Tier 1
213774619 | Central HP <5.4 tons | ARCOAIRE | HRCU-A-CB (Split System: Heat Pump with Remote Outdoor Unit-Air-Source) | HVH825GKA3* |  |  | EHD4X48AAL+WALLCON | *80CTL1352422B* | 24200 | 16 | 8.1 | 21200 | 16600 | 78.3% | 2 | 0 | 10.5 |  |  |  | No | R-410A | 2.0167 | Residential & Commercial | Ducted CEE Tier 1
213774719 | Central HP <5.4 tons | ARCOAIRE | HRCU-A-CB (Split System: Heat Pump with Remote Outdoor Unit-Air-Source) | HVH825GKA3* |  |  | EHD4X48AAL+WALLCON | *96CTN1202422B* | 24200 | 16.5 | 8.1 | 21200 | 16600 | 78.3% | 2.02 | 0 | 11 |  |  |  | No | R-410A | 2.0167 | Residential & Commercial | Ducted CEE Tier 1
212982338 | Central HP <5.4 tons | PAYNE HEATING AND COOLING | HRCU-A-CB (Split System: Heat Pump with Remote Outdoor Unit-Air-Source) | 38MURAQ24AB3* |  |  | CNPV*3017AL* | PG80MSUA36040B** | 23800 | 16.5 | 8.5 | 25800 | 23800 | 92.25% | 1.98 | 0 | 10.5 |  |  |  | No | R-410A | 1.9833 | Residential & Commercial | Ducted CEE Tier 1
212983508 | Central HP <5.4 tons | PAYNE HEATING AND COOLING | HRCU-A-CB (Split System: Heat Pump with Remote Outdoor Unit-Air-Source) | 38MURAQ24AB3* |  |  | CAP**2414AL* | PG92MSAA36060A** | 23600 | 16.5 | 8.5 | 27000 | 25600 | 94.81% | 2.14 | 0 | 10 |  |  |  | No | R-410A | 1.9667 | Residential & Commercial | Ducted CEE Tier 1
212979145 | Central HP <5.4 tons | PAYNE HEATING AND COOLING | HRCU-A-CB (Split System: Heat Pump with Remote Outdoor Unit-Air-Source) | 38MURAQ24AB3* |  |  | CAP**3017AL* | PG80MS(A,L)A48070B** | 23600 | 17 | 8.5 | 26400 | 24600 | 93.18% | 2.04 | 0 | 10 |  |  |  | No | R-410A | 1.9667 | Residential & Commercial | Ducted CEE Tier 1
212979847 | Central HP <5.4 tons | PAYNE HEATING AND COOLING | HRCU-A-CB (Split System: Heat Pump with Remote Outdoor Unit-Air-Source) | 38MURAQ24AB3* |  |  | CAP**3617AL* | PG80MS(A,L)A42090B** | 23800 | 17 | 8.5 | 26200 | 23800 | 90.84% | 1.98 | 0 | 10 |  |  |  | No | R-410A | 1.9833 | Residential & Commercial | Ducted CEE Tier 1
212980984 | Central HP <5.4 tons | PAYNE HEATING AND COOLING | HRCU-A-CB (Split System: Heat Pump with Remote Outdoor Unit-Air-Source) | 38MURAQ24AB3* |  |  | CAP**3621AL* | PG80MS(A,L)A60110C** | 23600 | 17.5 | 8.5 | 26200 | 23800 | 90.84% | 2 | 0 | 10 |  |  |  | No | R-410A | 1.9667 | Residential & Commercial | Ducted CEE Tier 1
213774419 | Central HP <5.4 tons | ARCOAIRE | HRCU-A-CB (Split System: Heat Pump with Remote Outdoor Unit-Air-Source) | HVH825GKA3* |  |  | EHD4X42AAL+WALLCON | *80CTL0901716B* | 24200 | 16 | 8.1 | 21200 | 16600 | 78.3% | 2 | 0 | 10.5 |  |  |  | No | R-410A | 2.0167 | Residential & Commercial | Ducted CEE Tier 1
213779549 | Central HP <5.4 tons | ARCOAIRE | HRCU-A-CB (Split System: Heat Pump with Remote Outdoor Unit-Air-Source) | HVH837GKA** |  |  | EA*4X48L24A*+WALLCON | *96CTN1202422B* | 32400 | 17 | 8.5 | 32400 | 24800 | 76.54% | 1.98 | 0 | 11 |  |  |  | No | R-410A | 2.7 | Residential & Commercial | Ducted CEE Tier 1
213779799 | Central HP <5.4 tons | ARCOAIRE | HRCU-A-CB (Split System: Heat Pump with Remote Outdoor Unit-Air-Source) | HVH837GKA** |  |  | EA*4X61L24A*+WALLCON | *96CTN1002122B* | 33200 | 17.5 | 8.5 | 32000 | 24800 | 77.5% | 2 | 0 | 11.7 |  |  |  | No | R-410A | 2.7667 | Residential & Commercial | Ducted CEE Tier 1
213779999 | Central HP <5.4 tons | ARCOAIRE | HRCU-A-CB (Split System: Heat Pump with Remote Outdoor Unit-Air-Source) | HVH837GKA** |  |  | EHD4X42AAL+WALLCON | *80CTL0701716B* | 32400 | 16 | 8.1 | 33200 | 24800 | 74.7% | 1.92 | 0 | 11 |  |  |  | No | R-410A | 2.7 | Residential & Commercial | Ducted CEE Tier 1
213780249 | Central HP <5.4 tons | ARCOAIRE | HRCU-A-CB (Split System: Heat Pump with Remote Outdoor Unit-Air-Source) | HVH837GKA** |  |  | EHD4X48AAL+WALLCON | *97CMN1202422B* | 32600 | 16.5 | 8.1 | 33000 | 24800 | 75.15% | 1.96 | 0 | 11 |  |  |  | No | R-410A | 2.7167 | Residential & Commercial | Ducted CEE Tier 1
213780319 | Central HP <5.4 tons | ARCOAIRE | HRCU-A-CB (Split System: Heat Pump with Remote Outdoor Unit-Air-Source) | HVH837GKA** |  |  | EHD4X60AAL+WALLCON | *80CTL0701716B* | 32800 | 16.5 | 8.1 | 32400 | 25000 | 77.16% | 1.98 | 0 | 11 |  |  |  | No | R-410A | 2.7333 | Residential & Commercial | Ducted CEE Tier 1
213780399 | Central HP <5.4 tons | ARCOAIRE | HRCU-A-CB (Split System: Heat Pump with Remote Outdoor Unit-Air-Source) | HVH837GKA** |  |  | EHD4X60AAL+WALLCON | *97CMN1002122B* | 33000 | 16.5 | 8.1 | 32200 | 24800 | 77.02% | 2 | 0 | 11.5 |  |  |  | No | R-410A | 2.75 | Residential & Commercial | Ducted CEE Tier 1
213779399 | Central HP <5.4 tons | ARCOAIRE | HRCU-A-CB (Split System: Heat Pump with Remote Outdoor Unit-Air-Source) | HVH837GKA** |  |  | EA*4X48L21A*+WALLCON | *80CTL0902120B* | 32200 | 17 | 8.1 | 32600 | 24800 | 76.07% | 1.98 | 0 | 11 |  |  |  | No | R-410A | 2.6833 | Residential & Commercial | Ducted CEE Tier 1
212983658 | Central HP <5.4 tons | PAYNE HEATING AND COOLING | HRCU-A-CB (Split System: Heat Pump with Remote Outdoor Unit-Air-Source) | 38MURAQ18AB3* |  |  | CAP**2517AL* | PG92MSAA36060A** | 17700 | 16.5 | 8.1 | 17700 | 17800 | 100.6% | 2.14 | 0 | 10.5 |  |  |  | No | R-410A | 1.475 | Residential & Commercial | Ducted CEE Tier 1
212983678 | Central HP <5.4 tons | PAYNE HEATING AND COOLING | HRCU-A-CB (Split System: Heat Pump with Remote Outdoor Unit-Air-Source) | 38MURAQ18AB3* |  |  | CAP**3017AL* | PG92MSAA36060A** | 17400 | 16.5 | 8.5 | 18000 | 18900 | 105% | 2.28 | 0 | 10.5 |  |  |  | No | R-410A | 1.45 | Residential & Commercial | Ducted CEE Tier 1
212979967 | Central HP <5.4 tons | PAYNE HEATING AND COOLING | HRCU-A-CB (Split System: Heat Pump with Remote Outdoor Unit-Air-Source) | 38MURAQ18AB3* |  |  | CAP**2517AL* | PG80MS(A,L)A42090B** | 18100 | 16.5 | 8.5 | 17900 | 17700 | 98.88% | 2.14 | 0 | 11 |  |  |  | No | R-410A | 1.5083 | Residential & Commercial | Ducted CEE Tier 1
212980490 | Central HP <5.4 tons | ARCOAIRE | HRCU-A-CB (Split System: Heat Pump with Remote Outdoor Unit-Air-Source) | DLCURAH36ABK |  |  | EA*4X48L24A* | *80MS(N,L)0902120A* | 36000 | 16.5 | 8.5 | 37800 | 34600 | 91.53% | 2.04 | 0 | 10 |  |  |  | No | R-410A | 3 | Residential & Commercial | Ducted CEE Tier 1
214573805 | Central HP <5.4 tons | KEEPRITE | HRCU-A-CB (Split System: Heat Pump with Remote Outdoor Unit-Air-Source) | CVH837GKA2* |  |  | EA*4X42L24A*+WALLCON | *95CSU0802120B* | 31800 | 17 | 8.5 | 33000 | 24400 | 73.94% | 1.9 | 0 | 11 |  |  |  | No | R-410A | 2.65 | Residential & Commercial | Ducted CEE Tier 1
215933478 | Central HP <5.4 tons | ARCOAIRE | HRCU-A-CB (Split System: Heat Pump with Remote Outdoor Unit-Air-Source) | H5H3V36*K*AAA* |  |  | ESH5X42M12A*+WALLCON | *96CTN0801714B* | 33400 | 19 | 9 | 35000 | 26800 | 76.57% | 1.9 | 0 | 11 |  |  |  | No | R-454B | 2.7833 | Residential & Commercial | Ducted CEE Tier 1
215933528 | Central HP <5.4 tons | ARCOAIRE | HRCU-A-CB (Split System: Heat Pump with Remote Outdoor Unit-Air-Source) | H5H3V36*K*AAA* |  |  | ESH5X48M12A*+WALLCON | *80CSU1002120A* | 33600 | 19.5 | 9 | 34800 | 26600 | 76.44% | 1.94 | 0 | 11.5 |  |  |  | No | R-454B | 2.8 | Residential & Commercial | Ducted CEE Tier 1
213781109 | Central HP <5.4 tons | ARCOAIRE | HRCU-A-CB (Split System: Heat Pump with Remote Outdoor Unit-Air-Source) | HVH837GKA2* |  |  | EA*4X42L24A*+WALLCON | *80CTL1352422B* | 31800 | 17 | 8.1 | 33000 | 24200 | 73.33% | 1.88 | 0 | 11 |  |  |  | No | R-410A | 2.65 | Residential & Commercial | Ducted CEE Tier 1
213781139 | Central HP <5.4 tons | ARCOAIRE | HRCU-A-CB (Split System: Heat Pump with Remote Outdoor Unit-Air-Source) | HVH837GKA2* |  |  | EA*4X42L24A*+WALLCON | *96CTN1002122B* | 31800 | 17 | 8.1 | 33000 | 24200 | 73.33% | 1.88 | 0 | 11 |  |  |  | No | R-410A | 2.65 | Residential & Commercial | Ducted CEE Tier 1
213782279 | Central HP <5.4 tons | ARCOAIRE | HRCU-A-CB (Split System: Heat Pump with Remote Outdoor Unit-Air-Source) | HVH837GKA2* |  |  | EHD4X60AAL+WALLCON | *95CSU0601716B* | 32800 | 16.5 | 8.1 | 32200 | 25000 | 77.64% | 1.96 | 0 | 11 |  |  |  | No | R-410A | 2.7333 | Residential & Commercial | Ducted CEE Tier 1
213782329 | Central HP <5.4 tons | ARCOAIRE | HRCU-A-CB (Split System: Heat Pump with Remote Outdoor Unit-Air-Source) | HVH837GKA2* |  |  | EHD4X60AAL+WALLCON | *96CTN0601714B* | 32800 | 16.5 | 8.1 | 32400 | 25000 | 77.16% | 1.96 | 0 | 11 |  |  |  | No | R-410A | 2.7333 | Residential & Commercial | Ducted CEE Tier 1
212983199 | Central HP <5.4 tons | ARCOAIRE | HRCU-A-CB (Split System: Heat Pump with Remote Outdoor Unit-Air-Source) | DLCURAH24ABK |  |  | EA*4X37L21A* | *92MSN0401712A* | 24000 | 16 | 8.1 | 25400 | 21800 | 85.83% | 1.8 | 0 | 10 |  |  |  | No | R-410A | 2 | Residential & Commercial | Ducted CEE Tier 1
212982364 | Central HP <5.4 tons | ARCOAIRE | HRCU-A-CB (Split System: Heat Pump with Remote Outdoor Unit-Air-Source) | DLCURAH24ABK |  |  | EN(A,D)4X36L21** | *80MSU0401712A* | 23400 | 16.5 | 8.5 | 25800 | 23800 | 92.25% | 1.98 | 0 | 10 |  |  |  | No | R-410A | 1.95 | Residential & Commercial | Ducted CEE Tier 1
212980259 | Central HP <5.4 tons | ARCOAIRE | HRCU-A-CB (Split System: Heat Pump with Remote Outdoor Unit-Air-Source) | DLCURAH24ABK |  |  | EA*4X36L21A* | *80MS(N,L)0902116A* | 23400 | 17.5 | 8.5 | 26000 | 24400 | 93.85% | 2.04 | 0 | 10 |  |  |  | No | R-410A | 1.95 | Residential & Commercial | Ducted CEE Tier 1
215670623 | Central HP <5.4 tons | KEEPRITE | HRCU-A-CB (Split System: Heat Pump with Remote Outdoor Unit-Air-Source) | C5H0V36*K*AAA* |  |  | FCMA5B60L0D*+WALLCON |  | 35400 | 19.5 | 9.5 | 34000 | 24400 | 71.76% | 2.04 | 0 | 11.5 |  |  |  | No | R-454B | 2.95 | Residential & Commercial | Ducted CEE Tier 1
215667498 | Central HP <5.4 tons | KEEPRITE | HRCU-A-CB (Split System: Heat Pump with Remote Outdoor Unit-Air-Source) | C5H0V24*K*AAA* |  |  | EA*5X30M17A*+WALLCON | *97CMN0801714B* | 23000 | 17 | 8.5 | 23800 | 16700 | 70.17% | 1.86 | 0 | 10 |  |  |  | No | R-454B | 1.9167 | Residential & Commercial | Ducted CEE Tier 1
215669316 | Central HP <5.4 tons | ARCOAIRE | HRCU-A-CB (Split System: Heat Pump with Remote Outdoor Unit-Air-Source) | H5H0V36*K*AAA* |  |  | EA*5X60M24A*+WALLCON | *80CTL0902120B* | 34400 | 18.5 | 9 | 34200 | 24600 | 71.93% | 1.92 | 0 | 10.5 |  |  |  | No | R-454B | 2.8667 | Residential & Commercial | Ducted CEE Tier 1
215669516 | Central HP <5.4 tons | ARCOAIRE | HRCU-A-CB (Split System: Heat Pump with Remote Outdoor Unit-Air-Source) | H5H0V36*K*AAA* |  |  | EA*5X61M21A*+WALLCON | *95CSU0802120B* | 34800 | 18 | 9 | 34400 | 24800 | 72.09% | 1.92 | 0 | 10 |  |  |  | No | R-454B | 2.9 | Residential & Commercial | Ducted CEE Tier 1
215389814 | Central HP <5.4 tons | PAYNE HEATING AND COOLING | HRCU-A-CB (Split System: Heat Pump with Remote Outdoor Unit-Air-Source) | 38MURAQ36AB3* |  |  | CNPV*4217AL* | PG96VTAB48060B** | 35400 | 15.5 | 8.5 | 38500 | 35000 | 90.91% | 1.94 | 0 | 10 |  |  |  | No | R-410A | 2.95 | Residential & Commercial | Ducted CEE Tier 1
213780869 | Central HP <5.4 tons | ARCOAIRE | HRCU-A-CB (Split System: Heat Pump with Remote Outdoor Unit-Air-Source) | HVH837GKA2* |  |  | EA*4X37L21A*+WALLCON | *80CTL0901716B* | 32600 | 17 | 8.5 | 32800 | 25000 | 76.22% | 1.98 | 0 | 11 |  |  |  | No | R-410A | 2.7167 | Residential & Commercial | Ducted CEE Tier 1
213780919 | Central HP <5.4 tons | ARCOAIRE | HRCU-A-CB (Split System: Heat Pump with Remote Outdoor Unit-Air-Source) | HVH837GKA2* |  |  | EA*4X37L21A*+WALLCON | *97CMN0801714B* | 32800 | 17 | 8.1 | 33000 | 25200 | 76.36% | 1.96 | 0 | 11 |  |  |  | No | R-410A | 2.7333 | Residential & Commercial | Ducted CEE Tier 1
213782089 | Central HP <5.4 tons | ARCOAIRE | HRCU-A-CB (Split System: Heat Pump with Remote Outdoor Unit-Air-Source) | HVH837GKA2* |  |  | EHD4X48AAL+WALLCON | *80CTL0902120B* | 32600 | 16.5 | 8.1 | 33000 | 24800 | 75.15% | 1.96 | 0 | 11 |  |  |  | No | R-410A | 2.7167 | Residential & Commercial | Ducted CEE Tier 1
213781539 | Central HP <5.4 tons | ARCOAIRE | HRCU-A-CB (Split System: Heat Pump with Remote Outdoor Unit-Air-Source) | HVH837GKA2* |  |  | EA*4X61L21A*+WALLCON | *80CTL0451712B* | 33000 | 17 | 8.1 | 32400 | 25200 | 77.78% | 1.94 | 0 | 11 |  |  |  | No | R-410A | 2.75 | Residential & Commercial | Ducted CEE Tier 1
213781019 | Central HP <5.4 tons | ARCOAIRE | HRCU-A-CB (Split System: Heat Pump with Remote Outdoor Unit-Air-Source) | HVH837GKA2* |  |  | EA*4X42L21A*+WALLCON | *95CSU0601716B* | 31600 | 16.5 | 8.1 | 33000 | 24600 | 74.55% | 1.86 | 0 | 10.5 |  |  |  | No | R-410A | 2.6333 | Residential & Commercial | Ducted CEE Tier 1
213781559 | Central HP <5.4 tons | ARCOAIRE | HRCU-A-CB (Split System: Heat Pump with Remote Outdoor Unit-Air-Source) | HVH837GKA2* |  |  | EA*4X61L21A*+WALLCON | *80CTL0901716B* | 33200 | 17.5 | 8.1 | 32000 | 24800 | 77.5% | 1.98 | 0 | 11.5 |  |  |  | No | R-410A | 2.7667 | Residential & Commercial | Ducted CEE Tier 1
213781659 | Central HP <5.4 tons | ARCOAIRE | HRCU-A-CB (Split System: Heat Pump with Remote Outdoor Unit-Air-Source) | HVH837GKA2* |  |  | EA*4X61L24A*+WALLCON | *80CTL0902120B* | 33200 | 17.5 | 8.5 | 32000 | 24800 | 77.5% | 2 | 0 | 11.7 |  |  |  | No | R-410A | 2.7667 | Residential & Commercial | Ducted CEE Tier 1
211390237 | Central HP <5.4 tons | COLEMAN | HRCU-A-CB (Split System: Heat Pump with Remote Outdoor Unit-Air-Source) | HMH72B341 |  |  | XAFC36DBCN1 | TM8V100C16MP12 | 34000 | 17.5 | 8.5 | 33800 | 23800 | 70.41% | 2.08 | 0 | 10 |  |  |  | No | R-410A | 2.8333 | Residential & Commercial | Ducted CEE Tier 1
215678250 | Central HP <5.4 tons | KEEPRITE | HRCU-A-CB (Split System: Heat Pump with Remote Outdoor Unit-Air-Source) | C5H0V24*K*AAA* |  |  | EA*5X25M17A*+WALLCON | *97CTN0601716A* | 23800 | 17 | 9 | 23400 | 16500 | 70.51% | 2 | 0 | 10 |  |  |  | No | R-454B | 1.9833 | Residential & Commercial | Ducted CEE Tier 1
215678430 | Central HP <5.4 tons | KEEPRITE | HRCU-A-CB (Split System: Heat Pump with Remote Outdoor Unit-Air-Source) | C5H0V24*K*AAA* |  |  | EA*5X37M21A*+WALLCON | *97CTN1002122A* | 24000 | 17.5 | 9 | 23200 | 16300 | 70.26% | 2.02 | 0 | 10.5 |  |  |  | No | R-454B | 2 | Residential & Commercial | Ducted CEE Tier 1
215669719 | Central HP <5.4 tons | KEEPRITE | HRCU-A-CB (Split System: Heat Pump with Remote Outdoor Unit-Air-Source) | C5H0V36*K*AAA* |  |  | EA*5X61M24A*+WALLCON | *97CMN1202422B* | 34800 | 18.5 | 9 | 34400 | 24800 | 72.09% | 1.92 | 0 | 10.5 |  |  |  | No | R-454B | 2.9 | Residential & Commercial | Ducted CEE Tier 1
215669469 | Central HP <5.4 tons | KEEPRITE | HRCU-A-CB (Split System: Heat Pump with Remote Outdoor Unit-Air-Source) | C5H0V36*K*AAA* |  |  | EA*5X61M21A*+WALLCON | *80CTL0701716B* | 34600 | 18 | 9 | 34600 | 25000 | 72.25% | 1.9 | 0 | 10 |  |  |  | No | R-454B | 2.8833 | Residential & Commercial | Ducted CEE Tier 1
215669569 | Central HP <5.4 tons | KEEPRITE | HRCU-A-CB (Split System: Heat Pump with Remote Outdoor Unit-Air-Source) | C5H0V36*K*AAA* |  |  | EA*5X61M21A*+WALLCON | *97CMN0802120B* | 34800 | 18 | 9 | 34400 | 24800 | 72.09% | 1.92 | 0 | 10 |  |  |  | No | R-454B | 2.9 | Residential & Commercial | Ducted CEE Tier 1
215931621 | Central HP <5.4 tons | KEEPRITE | HRCU-A-CB (Split System: Heat Pump with Remote Outdoor Unit-Air-Source) | C5H3V60*K*AAA* |  |  | EA*5X60M24A*+WALLCON | *97CMN1002122B* | 55500 | 18.5 | 8.5 | 60500 | 46000 | 76.03% | 2.06 | 0 | 11 |  |  |  | No | R-454B | 4.625 | Residential & Commercial | Ducted CEE Tier 1
215931871 | Central HP <5.4 tons | KEEPRITE | HRCU-A-CB (Split System: Heat Pump with Remote Outdoor Unit-Air-Source) | C5H3V60*K*AAA* |  |  | ESH5X60M12A*+WALLCON | *97CMN0602120B* | 55500 | 17 | 8.1 | 61500 | 47000 | 76.42% | 1.95 | 0 | 10.5 |  |  |  | No | R-454B | 4.625 | Residential & Commercial | Ducted CEE Tier 1
216445264 | Central HP <5.4 tons | LG | HRCU-A-C (Split System: Heat Pump with Remote Outdoor Unit with No Indoor Fan --Air Source) | KUSXA301A |  |  | LKMMA24B1 |  | 23000 | 15.5 | 8.8 | 26000 | 24000 | 92.31% | 1.8 | 0 | 11.7 |  |  |  | No | R-32 | 1.9167 | Residential & Commercial | Ducted CEE Tier 1
215668785 | Central HP <5.4 tons | KEEPRITE | HRCU-A-CB (Split System: Heat Pump with Remote Outdoor Unit-Air-Source) | C5H0V36*K*AAA* |  |  | EA*5X37M21A*+WALLCON | *96CTN1002122B* | 34600 | 18 | 9 | 35200 | 25000 | 71.02% | 1.9 | 0 | 10 |  |  |  | No | R-454B | 2.8833 | Residential & Commercial | Ducted CEE Tier 1
215935288 | Central HP <5.4 tons | ARCOAIRE | HRCU-A-CB (Split System: Heat Pump with Remote Outdoor Unit-Air-Source) | H5H3V36*K*AAA* |  |  | EVM5X60M21A*+WALLCON | *97CMN0802120B* | 35600 | 21.5 | 8.5 | 38000 | 28600 | 75.26% | 2.02 | 0 | 12 |  |  |  | No | R-454B | 2.9667 | Residential & Commercial | Ducted CEE Tier 1
215679410 | Central HP <5.4 tons | KEEPRITE | HRCU-A-CB (Split System: Heat Pump with Remote Outdoor Unit-Air-Source) | C5H0V36*K*AAA* |  |  | EA*5X42M21A*+WALLCON | *97CTN1002122A* | 33200 | 17.5 | 9 | 35800 | 25600 | 71.51% | 1.84 | 0 | 10 |  |  |  | No | R-454B | 2.7667 | Residential & Commercial | Ducted CEE Tier 1
215670590 | Central HP <5.4 tons | ARCOAIRE | HRCU-A-CB (Split System: Heat Pump with Remote Outdoor Unit-Air-Source) | H5H0V36*K*AAA* |  |  | ESH5X60M12A*+WALLCON | *96CTN1002122B* | 34600 | 17 | 8.5 | 34600 | 24800 | 71.68% | 1.92 | 0 | 10 |  |  |  | No | R-454B | 2.8833 | Residential & Commercial | Ducted CEE Tier 1
215670470 | Central HP <5.4 tons | ARCOAIRE | HRCU-A-CB (Split System: Heat Pump with Remote Outdoor Unit-Air-Source) | H5H0V36*K*AAA* |  |  | ESH5X60M12A*+WALLCON | *80CTL1352422B* | 34600 | 17 | 8.5 | 34600 | 24800 | 71.68% | 1.92 | 0 | 10 |  |  |  | No | R-454B | 2.8833 | Residential & Commercial | Ducted CEE Tier 1
213781359 | Central HP <5.4 tons | ARCOAIRE | HRCU-A-CB (Split System: Heat Pump with Remote Outdoor Unit-Air-Source) | HVH837GKA2* |  |  | EA*4X48L21A*+WALLCON | *97CMN1002122B* | 32400 | 17 | 8.1 | 32600 | 24800 | 76.07% | 1.98 | 0 | 11 |  |  |  | No | R-410A | 2.7 | Residential & Commercial | Ducted CEE Tier 1
213781239 | Central HP <5.4 tons | ARCOAIRE | HRCU-A-CB (Split System: Heat Pump with Remote Outdoor Unit-Air-Source) | HVH837GKA2* |  |  | EA*4X43L21A*+WALLCON | *97CMN1002122B* | 33000 | 17 | 8.5 | 32600 | 25000 | 76.69% | 1.98 | 0 | 11.5 |  |  |  | No | R-410A | 2.75 | Residential & Commercial | Ducted CEE Tier 1
213781219 | Central HP <5.4 tons | ARCOAIRE | HRCU-A-CB (Split System: Heat Pump with Remote Outdoor Unit-Air-Source) | HVH837GKA2* |  |  | EA*4X43L21A*+WALLCON | *97CMN0601714B* | 32600 | 16.5 | 8.1 | 33000 | 25400 | 76.97% | 1.94 | 0 | 11 |  |  |  | No | R-410A | 2.7167 | Residential & Commercial | Ducted CEE Tier 1
213781689 | Central HP <5.4 tons | ARCOAIRE | HRCU-A-CB (Split System: Heat Pump with Remote Outdoor Unit-Air-Source) | HVH837GKA2* |  |  | EA*4X61L24A*+WALLCON | *97CMN1002122B* | 33200 | 17.5 | 8.5 | 32000 | 24800 | 77.5% | 2 | 0 | 11.7 |  |  |  | No | R-410A | 2.7667 | Residential & Commercial | Ducted CEE Tier 1
213782189 | Central HP <5.4 tons | ARCOAIRE | HRCU-A-CB (Split System: Heat Pump with Remote Outdoor Unit-Air-Source) | HVH837GKA2* |  |  | EHD4X48AAL+WALLCON | *96CTN1002122B* | 32600 | 16.5 | 8.1 | 33000 | 24800 | 75.15% | 1.96 | 0 | 11 |  |  |  | No | R-410A | 2.7167 | Residential & Commercial | Ducted CEE Tier 1
213782239 | Central HP <5.4 tons | ARCOAIRE | HRCU-A-CB (Split System: Heat Pump with Remote Outdoor Unit-Air-Source) | HVH837GKA2* |  |  | EHD4X60AAL+WALLCON | *80CTL0901716B* | 33000 | 16.5 | 8.1 | 32200 | 24800 | 77.02% | 1.98 | 0 | 11 |  |  |  | No | R-410A | 2.75 | Residential & Commercial | Ducted CEE Tier 1
214574112 | Central HP <5.4 tons | ARCOAIRE | HRCU-A-CB (Split System: Heat Pump with Remote Outdoor Unit-Air-Source) | HVH837GKA2* |  |  | EA*4X61L21A*+WALLCON | *95CSU1002122B* | 33200 | 18.5 | 8.5 | 31800 | 24800 | 77.99% | 2 | 0 | 11.5 |  |  |  | No | R-410A | 2.7667 | Residential & Commercial | Ducted CEE Tier 1
215669696 | Central HP <5.4 tons | ARCOAIRE | HRCU-A-CB (Split System: Heat Pump with Remote Outdoor Unit-Air-Source) | H5H0V36*K*AAA* |  |  | EA*5X61M24A*+WALLCON | *97CMN0802120B* | 34800 | 18 | 9 | 34400 | 24800 | 72.09% | 1.92 | 0 | 10.5 |  |  |  | No | R-454B | 2.9 | Residential & Commercial | Ducted CEE Tier 1
213778859 | Central HP <5.4 tons | ARCOAIRE | HRCU-A-CB (Split System: Heat Pump with Remote Outdoor Unit-Air-Source) | HVH837GKA** |  |  | EA*4X36L21A*+WALLCON | *80CTL1102120B* | 31600 | 17 | 8.1 | 32800 | 24200 | 73.78% | 1.86 | 0 | 11 |  |  |  | No | R-410A | 2.6333 | Residential & Commercial | Ducted CEE Tier 1
213778909 | Central HP <5.4 tons | ARCOAIRE | HRCU-A-CB (Split System: Heat Pump with Remote Outdoor Unit-Air-Source) | HVH837GKA** |  |  | EA*4X36L21A*+WALLCON | *96CTN0601714B* | 31400 | 16.5 | 8.1 | 33200 | 24400 | 73.49% | 1.82 | 0 | 10.5 |  |  |  | No | R-410A | 2.6167 | Residential & Commercial | Ducted CEE Tier 1
214239687 | Central HP <5.4 tons | ARCOAIRE | HRCU-A-CB (Split System: Heat Pump with Remote Outdoor Unit-Air-Source) | HVH837GKA** |  |  | END4X42L17**+WALLCON | *97CMN0601714B* | 31800 | 16.5 | 8.1 | 33200 | 25000 | 75.3% | 1.88 | 0 | 11 |  |  |  | No | R-410A | 2.65 | Residential & Commercial | Ducted CEE Tier 1
214239757 | Central HP <5.4 tons | ARCOAIRE | HRCU-A-CB (Split System: Heat Pump with Remote Outdoor Unit-Air-Source) | HVH837GKA** |  |  | EN(A,D,W)4X42L21**+WALLCON | *80CTL0902120B* | 31800 | 17 | 8.1 | 33000 | 24400 | 73.94% | 1.88 | 0 | 11 |  |  |  | No | R-410A | 2.65 | Residential & Commercial | Ducted CEE Tier 1
214239857 | Central HP <5.4 tons | ARCOAIRE | HRCU-A-CB (Split System: Heat Pump with Remote Outdoor Unit-Air-Source) | HVH837GKA** |  |  | EN(A,D,W)4X48L21**+WALLCON | *80CTL0701716B* | 32200 | 17 | 8.1 | 32800 | 24800 | 75.61% | 1.94 | 0 | 11.5 |  |  |  | No | R-410A | 2.6833 | Residential & Commercial | Ducted CEE Tier 1
214239637 | Central HP <5.4 tons | ARCOAIRE | HRCU-A-CB (Split System: Heat Pump with Remote Outdoor Unit-Air-Source) | HVH837GKA** |  |  | END4X42L17**+WALLCON | *80CTL0451712B* | 31800 | 16.5 | 8.1 | 33400 | 25000 | 74.85% | 1.86 | 0 | 11 |  |  |  | No | R-410A | 2.65 | Residential & Commercial | Ducted CEE Tier 1
214574132 | Central HP <5.4 tons | ARCOAIRE | HRCU-A-CB (Split System: Heat Pump with Remote Outdoor Unit-Air-Source) | HVH837GKA2* |  |  | EA*4X61L21A*+WALLCON | *97CMN0802120B* | 33200 | 17.5 | 8.5 | 32000 | 24800 | 77.5% | 2 | 0 | 11.5 |  |  |  | No | R-410A | 2.7667 | Residential & Commercial | Ducted CEE Tier 1
214574182 | Central HP <5.4 tons | ARCOAIRE | HRCU-A-CB (Split System: Heat Pump with Remote Outdoor Unit-Air-Source) | HVH837GKA2* |  |  | EA*4X61L24A*+WALLCON | *97CMN0602120B* | 33000 | 18 | 8.5 | 32000 | 25000 | 78.12% | 1.98 | 0 | 11.5 |  |  |  | No | R-410A | 2.75 | Residential & Commercial | Ducted CEE Tier 1
214239337 | Central HP <5.4 tons | ARCOAIRE | HRCU-A-CB (Split System: Heat Pump with Remote Outdoor Unit-Air-Source) | HVH837GKA2* |  |  | EN(A,D)4X48L24**+WALLCON | *96CTN1002122B* | 32400 | 17 | 8.1 | 32600 | 24600 | 75.46% | 1.96 | 0 | 11.7 |  |  |  | No | R-410A | 2.7 | Residential & Commercial | Ducted CEE Tier 1
212983570 | Central HP <5.4 tons | ARCOAIRE | HRCU-A-CB (Split System: Heat Pump with Remote Outdoor Unit-Air-Source) | DLCURAH24ABK |  |  | EA*4X37L17A* | *92MSN0601412A* | 24200 | 17 | 8.5 | 25800 | 22200 | 86.05% | 1.84 | 0 | 10 |  |  |  | No | R-410A | 2.0167 | Residential & Commercial | Ducted CEE Tier 1
212983620 | Central HP <5.4 tons | ARCOAIRE | HRCU-A-CB (Split System: Heat Pump with Remote Outdoor Unit-Air-Source) | DLCURAH24ABK |  |  | EN(A,D,W)4X36L17** | *92MSN0601412A* | 23800 | 17 | 8.5 | 26400 | 23800 | 90.15% | 1.98 | 0 | 10.5 |  |  |  | No | R-410A | 1.9833 | Residential & Commercial | Ducted CEE Tier 1
214239387 | Central HP <5.4 tons | ARCOAIRE | HRCU-A-CB (Split System: Heat Pump with Remote Outdoor Unit-Air-Source) | HVH837GKA2* |  |  | EN(A,D,W)4X60L24**+WALLCON | *97CMN1002122B* | 32800 | 17.5 | 8.1 | 32200 | 24600 | 76.4% | 1.96 | 0 | 12 |  |  |  | No | R-410A | 2.7333 | Residential & Commercial | Ducted CEE Tier 1
214239187 | Central HP <5.4 tons | ARCOAIRE | HRCU-A-CB (Split System: Heat Pump with Remote Outdoor Unit-Air-Source) | HVH837GKA2* |  |  | EN(A,D,W)4X48L21**+WALLCON | *80CTL0901716B* | 32400 | 17 | 8.1 | 32800 | 24800 | 75.61% | 1.94 | 0 | 11.7 |  |  |  | No | R-410A | 2.7 | Residential & Commercial | Ducted CEE Tier 1
213771109 | Central HP <5.4 tons | ARCOAIRE | HRCU-A-CB (Split System: Heat Pump with Remote Outdoor Unit-Air-Source) | HVH825GKA2* |  |  | EA*4X37L17A*+WALLCON | *96CTN0601714B* | 24000 | 16 | 8.1 | 21400 | 16800 | 78.5% | 1.98 | 0 | 11 |  |  |  | No | R-410A | 2 | Residential & Commercial | Ducted CEE Tier 1
213770859 | Central HP <5.4 tons | ARCOAIRE | HRCU-A-CB (Split System: Heat Pump with Remote Outdoor Unit-Air-Source) | HVH825GKA2* |  |  | EA*4X36L17A*+WALLCON | *97CMN0601714B* | 23400 | 16 | 8.1 | 21600 | 16800 | 77.78% | 1.92 | 0 | 10.5 |  |  |  | No | R-410A | 1.95 | Residential & Commercial | Ducted CEE Tier 1
213770959 | Central HP <5.4 tons | ARCOAIRE | HRCU-A-CB (Split System: Heat Pump with Remote Outdoor Unit-Air-Source) | HVH825GKA2* |  |  | EA*4X36L21A*+WALLCON | *95CSU0601716B* | 23600 | 16.5 | 8.1 | 21600 | 16700 | 77.31% | 1.94 | 0 | 10.5 |  |  |  | No | R-410A | 1.9667 | Residential & Commercial | Ducted CEE Tier 1
214242999 | Central HP <5.4 tons | ARCOAIRE | HRCU-A-CB (Split System: Heat Pump with Remote Outdoor Unit-Air-Source) | HVH825GKA2* |  |  | EN(A,D,W)4X42L21**+WALLCON | *80CTL1102120B* | 23800 | 16.5 | 8.1 | 21400 | 16600 | 77.57% | 1.96 | 0 | 11 |  |  |  | No | R-410A | 1.9833 | Residential & Commercial | Ducted CEE Tier 1
214242429 | Central HP <5.4 tons | ARCOAIRE | HRCU-A-CB (Split System: Heat Pump with Remote Outdoor Unit-Air-Source) | HVH825GKA2* |  |  | EN(A,D)4X24L17**+WALLCON | *80CTL0701412B* | 23200 | 16 | 8.1 | 22000 | 16800 | 76.36% | 1.94 | 0 | 10.5 |  |  |  | No | R-410A | 1.9333 | Residential & Commercial | Ducted CEE Tier 1
214242479 | Central HP <5.4 tons | ARCOAIRE | HRCU-A-CB (Split System: Heat Pump with Remote Outdoor Unit-Air-Source) | HVH825GKA2* |  |  | EN(A,D)4X24L17**+WALLCON | *97CMN0801714B* | 23200 | 16 | 8.1 | 22000 | 16900 | 76.82% | 1.92 | 0 | 10.5 |  |  |  | No | R-410A | 1.9333 | Residential & Commercial | Ducted CEE Tier 1
214242779 | Central HP <5.4 tons | ARCOAIRE | HRCU-A-CB (Split System: Heat Pump with Remote Outdoor Unit-Air-Source) | HVH825GKA2* |  |  | EN(A,D)4X36L21**+WALLCON | *80CTL1102120B* | 23600 | 16.5 | 8.1 | 21600 | 16700 | 77.31% | 1.92 | 0 | 11 |  |  |  | No | R-410A | 1.9667 | Residential & Commercial | Ducted CEE Tier 1
214574035 | Central HP <5.4 tons | KEEPRITE | HRCU-A-CB (Split System: Heat Pump with Remote Outdoor Unit-Air-Source) | CVH837GKA2* |  |  | EA*4X60L24A*+WALLCON | *80CTL0702120B* | 32800 | 17.5 | 8.5 | 31600 | 24800 | 78.48% | 1.98 | 0 | 11.5 |  |  |  | No | R-410A | 2.7333 | Residential & Commercial | Ducted CEE Tier 1
214574085 | Central HP <5.4 tons | KEEPRITE | HRCU-A-CB (Split System: Heat Pump with Remote Outdoor Unit-Air-Source) | CVH837GKA2* |  |  | EA*4X60L24A*+WALLCON | *96CTN0802120B* | 32800 | 18 | 8.5 | 31600 | 24600 | 77.85% | 2 | 0 | 11.5 |  |  |  | No | R-410A | 2.7333 | Residential & Commercial | Ducted CEE Tier 1
213075360 | Central HP <5.4 tons | ACIQ | HRCU-A-CB (Split System: Heat Pump with Remote Outdoor Unit-Air-Source) | DLCURAH36ABK |  |  | END4X42L17** | *92ESN0601714A* | 35800 | 16 | 8.1 | 39000 | 35000 | 89.74% | 1.96 | 0 | 10 |  |  |  | No | R-410A | 2.9833 | Residential & Commercial | Ducted CEE Tier 1
213075395 | Central HP <5.4 tons | ACIQ | HRCU-A-CB (Split System: Heat Pump with Remote Outdoor Unit-Air-Source) | DLCURAH36ABK |  |  | EN(A,D,W)4X42L21** | *80ESU0802120A | 36800 | 15.2 | 8.1 | 40000 | 35200 | 88% | 1.94 | 0 | 10 |  |  |  | No | R-410A | 3.0667 | Residential & Commercial | Ducted CEE Tier 1
214573615 | Central HP <5.4 tons | KEEPRITE | HRCU-A-CB (Split System: Heat Pump with Remote Outdoor Unit-Air-Source) | CVH837GKA2* |  |  | EA*4X36L21A*+WALLCON | *80CTL0702120B* | 31400 | 17 | 8.1 | 33000 | 24200 | 73.33% | 1.86 | 0 | 11 |  |  |  | No | R-410A | 2.6167 | Residential & Commercial | Ducted CEE Tier 1
214228970 | Central HP <5.4 tons | PAYNE HEATING AND COOLING | HRCU-A-CB (Split System: Heat Pump with Remote Outdoor Unit-Air-Source) | 38MURAQ18AB3* |  |  | CAP**1917AL* | PG80MSUA48060B** | 18100 | 16.5 | 8.5 | 18000 | 17700 | 98.33% | 2.14 | 0 | 11 |  |  |  | No | R-410A | 1.5083 | Residential & Commercial | Ducted CEE Tier 1
215670550 | Central HP <5.4 tons | ARCOAIRE | HRCU-A-CB (Split System: Heat Pump with Remote Outdoor Unit-Air-Source) | H5H0V36*K*AAA* |  |  | ESH5X60M12A*+WALLCON | *97CMN1202422B* | 34600 | 17 | 8.5 | 34600 | 24800 | 71.68% | 1.8 | 0 | 10 |  |  |  | No | R-454B | 2.8833 | Residential & Commercial | Ducted CEE Tier 1
215670600 | Central HP <5.4 tons | ARCOAIRE | HRCU-A-CB (Split System: Heat Pump with Remote Outdoor Unit-Air-Source) | H5H0V36*K*AAA* |  |  | ESH5X60M12A*+WALLCON | *96CTN1202422B* | 34600 | 17 | 8.5 | 34600 | 24800 | 71.68% | 1.92 | 0 | 10 |  |  |  | No | R-454B | 2.8833 | Residential & Commercial | Ducted CEE Tier 1
214397287 | Central HP <5.4 tons | LUXAIRE | HRCU-A-CB (Split System: Heat Pump with Remote Outdoor Unit-Air-Source) | HH836E2S11 |  |  | CTF36B5CDS1 | TM9E080B12MP12 | 33600 | 18 | 8.5 | 31800 | 26000 | 81.76% | 2 | 0 | 11 |  |  |  | No | R-454B | 2.8 | Residential & Commercial | Ducted CEE Tier 1
213780659 | Central HP <5.4 tons | ARCOAIRE | HRCU-A-CB (Split System: Heat Pump with Remote Outdoor Unit-Air-Source) | HVH837GKA2* |  |  | EA*4X36L17A*+WALLCON | *80CTL0701716B* | 31400 | 16.5 | 8.1 | 33400 | 24400 | 73.05% | 1.82 | 0 | 10.5 |  |  |  | No | R-410A | 2.6167 | Residential & Commercial | Ducted CEE Tier 1
214239417 | Central HP <5.4 tons | ARCOAIRE | HRCU-A-CB (Split System: Heat Pump with Remote Outdoor Unit-Air-Source) | HVH837GKA2* |  |  | EN(A,D,W)4X60L24**+WALLCON | *96CTN1202422B* | 32800 | 17.5 | 8.1 | 32200 | 24600 | 76.4% | 1.96 | 0 | 11.7 |  |  |  | No | R-410A | 2.7333 | Residential & Commercial | Ducted CEE Tier 1
214239217 | Central HP <5.4 tons | ARCOAIRE | HRCU-A-CB (Split System: Heat Pump with Remote Outdoor Unit-Air-Source) | HVH837GKA2* |  |  | EN(A,D,W)4X48L21**+WALLCON | *95CSU0601716B* | 32200 | 17 | 8.1 | 33000 | 24800 | 75.15% | 1.92 | 0 | 11.5 |  |  |  | No | R-410A | 2.6833 | Residential & Commercial | Ducted CEE Tier 1
214239267 | Central HP <5.4 tons | ARCOAIRE | HRCU-A-CB (Split System: Heat Pump with Remote Outdoor Unit-Air-Source) | HVH837GKA2* |  |  | EN(A,D,W)4X48L21**+WALLCON | *96CTN0801714B* | 32200 | 17 | 8.1 | 32800 | 24800 | 75.61% | 1.94 | 0 | 11.5 |  |  |  | No | R-410A | 2.6833 | Residential & Commercial | Ducted CEE Tier 1
216445262 | Central HP <5.4 tons | LG | HRCU-A-C (Split System: Heat Pump with Remote Outdoor Unit with No Indoor Fan --Air Source) | KUSXA482A |  |  | LKMMA48D1 |  | 45500 | 16.1 | 9.1 | 50000 | 43000 | 86% | 1.9 | 0 | 11.7 |  |  |  | No | R-32 | 3.7917 | Residential & Commercial | Ducted CEE Tier 1
214238917 | Central HP <5.4 tons | ARCOAIRE | HRCU-A-CB (Split System: Heat Pump with Remote Outdoor Unit-Air-Source) | HVH837GKA2* |  |  | EN(A,D)4X36L21**+WALLCON | *97CMN1002122B* | 31400 | 16.5 | 8.1 | 33000 | 24000 | 72.73% | 1.82 | 0 | 11 |  |  |  | No | R-410A | 2.6167 | Residential & Commercial | Ducted CEE Tier 1
214239167 | Central HP <5.4 tons | ARCOAIRE | HRCU-A-CB (Split System: Heat Pump with Remote Outdoor Unit-Air-Source) | HVH837GKA2* |  |  | EN(A,D,W)4X48L21**+WALLCON | *80CTL0451712B* | 32200 | 16.5 | 8.1 | 33200 | 25000 | 75.3% | 1.9 | 0 | 11 |  |  |  | No | R-410A | 2.6833 | Residential & Commercial | Ducted CEE Tier 1
214239657 | Central HP <5.4 tons | ARCOAIRE | HRCU-A-CB (Split System: Heat Pump with Remote Outdoor Unit-Air-Source) | HVH837GKA** |  |  | END4X42L17**+WALLCON | *80CTL0701716B* | 32000 | 16.5 | 8.1 | 33000 | 24800 | 75.15% | 1.9 | 0 | 11 |  |  |  | No | R-410A | 2.6667 | Residential & Commercial | Ducted CEE Tier 1
212983630 | Central HP <5.4 tons | ARCOAIRE | HRCU-A-CB (Split System: Heat Pump with Remote Outdoor Unit-Air-Source) | DLCURAH18ABK |  |  | EA*4X19L17A* | *92MSN0601412A* | 17700 | 16.5 | 8.1 | 17700 | 17900 | 101.1% | 2.16 | 0 | 10.5 |  |  |  | No | R-410A | 1.475 | Residential & Commercial | Ducted CEE Tier 1
214239547 | Central HP <5.4 tons | ARCOAIRE | HRCU-A-CB (Split System: Heat Pump with Remote Outdoor Unit-Air-Source) | HVH837GKA** |  |  | EN(A,D)4X36L21**+WALLCON | *80CTL0902120B* | 31400 | 16.5 | 8.1 | 33000 | 24000 | 72.73% | 1.82 | 0 | 11 |  |  |  | No | R-410A | 2.6167 | Residential & Commercial | Ducted CEE Tier 1
214242339 | Central HP <5.4 tons | ARCOAIRE | HRCU-A-CB (Split System: Heat Pump with Remote Outdoor Unit-Air-Source) | HVH825GKA3* |  |  | EN(A,D)4X48L24**+WALLCON | *80CTL1102120B* | 24200 | 17 | 8.1 | 21200 | 16500 | 77.83% | 2 | 0 | 11 |  |  |  | No | R-410A | 2.0167 | Residential & Commercial | Ducted CEE Tier 1
213773649 | Central HP <5.4 tons | ARCOAIRE | HRCU-A-CB (Split System: Heat Pump with Remote Outdoor Unit-Air-Source) | HVH825GKA3* |  |  | EA*4X43L21A*+WALLCON | *97CMN1002122B* | 24400 | 16.5 | 8.5 | 21200 | 16600 | 78.3% | 2.02 | 0 | 11 |  |  |  | No | R-410A | 2.0333 | Residential & Commercial | Ducted CEE Tier 1
213778979 | Central HP <5.4 tons | ARCOAIRE | HRCU-A-CB (Split System: Heat Pump with Remote Outdoor Unit-Air-Source) | HVH837GKA** |  |  | EA*4X37L21A*+WALLCON | *80CTL1102120B* | 33000 | 17 | 8.5 | 32800 | 25000 | 76.22% | 1.98 | 0 | 11.5 |  |  |  | No | R-410A | 2.75 | Residential & Commercial | Ducted CEE Tier 1
215669206 | Central HP <5.4 tons | ARCOAIRE | HRCU-A-CB (Split System: Heat Pump with Remote Outdoor Unit-Air-Source) | H5H0V36*K*AAA* |  |  | EA*5X48M21A*+WALLCON | *95CSU1002122B* | 33800 | 18 | 9 | 35000 | 25000 | 71.43% | 1.9 | 0 | 10 |  |  |  | No | R-454B | 2.8167 | Residential & Commercial | Ducted CEE Tier 1
215669506 | Central HP <5.4 tons | ARCOAIRE | HRCU-A-CB (Split System: Heat Pump with Remote Outdoor Unit-Air-Source) | H5H0V36*K*AAA* |  |  | EA*5X61M21A*+WALLCON | *95CSU0601716B* | 34600 | 17.5 | 9 | 34600 | 25000 | 72.25% | 1.9 | 0 | 10 |  |  |  | No | R-454B | 2.8833 | Residential & Commercial | Ducted CEE Tier 1
215669556 | Central HP <5.4 tons | ARCOAIRE | HRCU-A-CB (Split System: Heat Pump with Remote Outdoor Unit-Air-Source) | H5H0V36*K*AAA* |  |  | EA*5X61M21A*+WALLCON | *97CMN0801714B* | 34600 | 18 | 9 | 34600 | 25000 | 72.25% | 1.9 | 0 | 10 |  |  |  | No | R-454B | 2.8833 | Residential & Commercial | Ducted CEE Tier 1
215669626 | Central HP <5.4 tons | ARCOAIRE | HRCU-A-CB (Split System: Heat Pump with Remote Outdoor Unit-Air-Source) | H5H0V36*K*AAA* |  |  | EA*5X61M24A*+WALLCON | *80CTL0702120B* | 34800 | 18.5 | 9 | 34400 | 24800 | 72.09% | 1.92 | 0 | 10 |  |  |  | No | R-454B | 2.9 | Residential & Commercial | Ducted CEE Tier 1
215669656 | Central HP <5.4 tons | ARCOAIRE | HRCU-A-CB (Split System: Heat Pump with Remote Outdoor Unit-Air-Source) | H5H0V36*K*AAA* |  |  | EA*5X61M24A*+WALLCON | *80CTL1352422B* | 35000 | 18.5 | 9 | 34400 | 24600 | 71.51% | 1.92 | 0 | 10.5 |  |  |  | No | R-454B | 2.9167 | Residential & Commercial | Ducted CEE Tier 1
214397983 | Central HP <5.4 tons | CHAMPION HEATING AND COOLING | HRCU-A-CB (Split System: Heat Pump with Remote Outdoor Unit-Air-Source) | HH824E2S11 |  |  | CTF30B5ACS1 | TP9C080B12MP13 | 23000 | 17 | 9.5 | 23000 | 18200 | 79.13% | 2 | 0 | 12 |  |  |  | No | R-454B | 1.9167 | Residential & Commercial | Ducted CEE Tier 1
214242439 | Central HP <5.4 tons | ARCOAIRE | HRCU-A-CB (Split System: Heat Pump with Remote Outdoor Unit-Air-Source) | HVH825GKA2* |  |  | EN(A,D)4X24L17**+WALLCON | *80CTL0701716B* | 23200 | 16 | 8.1 | 22000 | 16900 | 76.82% | 1.92 | 0 | 10.5 |  |  |  | No | R-410A | 1.9333 | Residential & Commercial | Ducted CEE Tier 1
214242839 | Central HP <5.4 tons | ARCOAIRE | HRCU-A-CB (Split System: Heat Pump with Remote Outdoor Unit-Air-Source) | HVH825GKA2* |  |  | EN(A,D)4X36L21**+WALLCON | *96CTN0801714B* | 23400 | 16.5 | 8.1 | 21600 | 16700 | 77.31% | 1.92 | 0 | 11 |  |  |  | No | R-410A | 1.95 | Residential & Commercial | Ducted CEE Tier 1
214243089 | Central HP <5.4 tons | ARCOAIRE | HRCU-A-CB (Split System: Heat Pump with Remote Outdoor Unit-Air-Source) | HVH825GKA2* |  |  | EN(A,D,W)4X48L21**+WALLCON | *80CTL0701716B* | 24000 | 17 | 8.1 | 21400 | 16600 | 77.57% | 2 | 0 | 11 |  |  |  | No | R-410A | 2 | Residential & Commercial | Ducted CEE Tier 1
214397951 | Central HP <5.4 tons | CHAMPION HEATING AND COOLING | HRCU-A-CB (Split System: Heat Pump with Remote Outdoor Unit-Air-Source) | HH824E2S11 |  |  | CTF36B5ADS1 | TM9V060B12MP12 | 23000 | 18 | 9.5 | 23000 | 18800 | 81.74% | 2 | 0 | 12 |  |  |  | No | R-454B | 1.9167 | Residential & Commercial | Ducted CEE Tier 1
214396280 | Central HP <5.4 tons | LUXAIRE | HRCU-A-CB (Split System: Heat Pump with Remote Outdoor Unit-Air-Source) | HH824E2S11 |  |  | CTM30B5ACS1 | TM8E100B12MP11 | 23000 | 17 | 9.5 | 23000 | 18300 | 79.57% | 2 | 0 | 12 |  |  |  | No | R-454B | 1.9167 | Residential & Commercial | Ducted CEE Tier 1
213778929 | Central HP <5.4 tons | ARCOAIRE | HRCU-A-CB (Split System: Heat Pump with Remote Outdoor Unit-Air-Source) | HVH837GKA** |  |  | EA*4X36L21A*+WALLCON | *96CTN1002122B* | 31600 | 17 | 8.1 | 32800 | 24200 | 73.78% | 1.86 | 0 | 11 |  |  |  | No | R-410A | 2.6333 | Residential & Commercial | Ducted CEE Tier 1
214241749 | Central HP <5.4 tons | ARCOAIRE | HRCU-A-CB (Split System: Heat Pump with Remote Outdoor Unit-Air-Source) | HVH825GKA3* |  |  | EN(A,D)4X30L17**+WALLCON | *96CTN0601714B* | 23400 | 16 | 8.1 | 21600 | 16800 | 77.78% | 1.9 | 0 | 10.5 |  |  |  | No | R-410A | 1.95 | Residential & Commercial | Ducted CEE Tier 1
212981836 | Central HP <5.4 tons | ARCOAIRE | HRCU-A-CB (Split System: Heat Pump with Remote Outdoor Unit-Air-Source) | DLCURAH18ABK |  |  | EA*4X24L17A* | *80MSU1002120A* | 17200 | 15.5 | 8.5 | 18300 | 19400 | 106% | 2.32 | 0 | 10 |  |  |  | No | R-410A | 1.4333 | Residential & Commercial | Ducted CEE Tier 1
212983710 | Central HP <5.4 tons | ARCOAIRE | HRCU-A-CB (Split System: Heat Pump with Remote Outdoor Unit-Air-Source) | DLCURAH18ABK |  |  | EN(A,D)4X24L17** | *92MSN0601412A* | 17500 | 16 | 8.5 | 18500 | 19200 | 103.8% | 2.3 | 0 | 11 |  |  |  | No | R-410A | 1.4583 | Residential & Commercial | Ducted CEE Tier 1
214242309 | Central HP <5.4 tons | ARCOAIRE | HRCU-A-CB (Split System: Heat Pump with Remote Outdoor Unit-Air-Source) | HVH825GKA3* |  |  | EN(A,D,W)4X48L21**+WALLCON | *96CTN0801714B* | 24000 | 17 | 8.1 | 21400 | 16600 | 77.57% | 2 | 0 | 11 |  |  |  | No | R-410A | 2 | Residential & Commercial | Ducted CEE Tier 1
215669256 | Central HP <5.4 tons | ARCOAIRE | HRCU-A-CB (Split System: Heat Pump with Remote Outdoor Unit-Air-Source) | H5H0V36*K*AAA* |  |  | EA*5X48M21A*+WALLCON | *97CMN1002122B* | 33800 | 18 | 9 | 35000 | 25000 | 71.43% | 1.9 | 0 | 10 |  |  |  | No | R-454B | 2.8167 | Residential & Commercial | Ducted CEE Tier 1
215669306 | Central HP <5.4 tons | ARCOAIRE | HRCU-A-CB (Split System: Heat Pump with Remote Outdoor Unit-Air-Source) | H5H0V36*K*AAA* |  |  | EA*5X60M24A*+WALLCON | *80CTL0702120B* | 34400 | 18 | 9 | 34200 | 24800 | 72.51% | 1.9 | 0 | 10 |  |  |  | No | R-454B | 2.8667 | Residential & Commercial | Ducted CEE Tier 1
214242389 | Central HP <5.4 tons | ARCOAIRE | HRCU-A-CB (Split System: Heat Pump with Remote Outdoor Unit-Air-Source) | HVH825GKA3* |  |  | EN(A,D)4X48L24**+WALLCON | *96CTN1202422B* | 24200 | 17 | 8.1 | 21200 | 16600 | 78.3% | 2 | 0 | 11 |  |  |  | No | R-410A | 2.0167 | Residential & Commercial | Ducted CEE Tier 1
214242239 | Central HP <5.4 tons | ARCOAIRE | HRCU-A-CB (Split System: Heat Pump with Remote Outdoor Unit-Air-Source) | HVH825GKA3* |  |  | EN(A,D,W)4X48L21**+WALLCON | *80CTL0902120B* | 24200 | 17 | 8.1 | 21200 | 16600 | 78.3% | 2 | 0 | 11 |  |  |  | No | R-410A | 2.0167 | Residential & Commercial | Ducted CEE Tier 1
214242269 | Central HP <5.4 tons | ARCOAIRE | HRCU-A-CB (Split System: Heat Pump with Remote Outdoor Unit-Air-Source) | HVH825GKA3* |  |  | EN(A,D,W)4X48L21**+WALLCON | *97CMN0601714B* | 24000 | 16.5 | 8.1 | 21400 | 16700 | 78.04% | 1.98 | 0 | 11 |  |  |  | No | R-410A | 2 | Residential & Commercial | Ducted CEE Tier 1
214240027 | Central HP <5.4 tons | ARCOAIRE | HRCU-A-CB (Split System: Heat Pump with Remote Outdoor Unit-Air-Source) | HVH837GKA** |  |  | EN(A,D)4X48L24**+WALLCON | *96CTN1202422B* | 32400 | 17 | 8.1 | 32600 | 24600 | 75.46% | 1.96 | 0 | 11.7 |  |  |  | No | R-410A | 2.7 | Residential & Commercial | Ducted CEE Tier 1
214239927 | Central HP <5.4 tons | ARCOAIRE | HRCU-A-CB (Split System: Heat Pump with Remote Outdoor Unit-Air-Source) | HVH837GKA** |  |  | EN(A,D,W)4X48L21**+WALLCON | *97CMN1002122B* | 32400 | 17 | 8.1 | 32600 | 24600 | 75.46% | 1.96 | 0 | 11.7 |  |  |  | No | R-410A | 2.7 | Residential & Commercial | Ducted CEE Tier 1
214239977 | Central HP <5.4 tons | ARCOAIRE | HRCU-A-CB (Split System: Heat Pump with Remote Outdoor Unit-Air-Source) | HVH837GKA** |  |  | EN(A,D)4X48L24**+WALLCON | *80CTL1102120B* | 32400 | 17 | 8.1 | 32600 | 24600 | 75.46% | 1.96 | 0 | 11.5 |  |  |  | No | R-410A | 2.7 | Residential & Commercial | Ducted CEE Tier 1
214242369 | Central HP <5.4 tons | ARCOAIRE | HRCU-A-CB (Split System: Heat Pump with Remote Outdoor Unit-Air-Source) | HVH825GKA3* |  |  | EN(A,D)4X48L24**+WALLCON | *97CMN1202422B* | 24200 | 17 | 8.1 | 21200 | 16600 | 78.3% | 2 | 0 | 11 |  |  |  | No | R-410A | 2.0167 | Residential & Commercial | Ducted CEE Tier 1
214239317 | Central HP <5.4 tons | ARCOAIRE | HRCU-A-CB (Split System: Heat Pump with Remote Outdoor Unit-Air-Source) | HVH837GKA2* |  |  | EN(A,D)4X48L24**+WALLCON | *97CMN1002122B* | 32400 | 17 | 8.1 | 32600 | 24600 | 75.46% | 1.96 | 0 | 11.7 |  |  |  | No | R-410A | 2.7 | Residential & Commercial | Ducted CEE Tier 1
214572745 | Central HP <5.4 tons | KEEPRITE | HRCU-A-CB (Split System: Heat Pump with Remote Outdoor Unit-Air-Source) | CVH837GKA** |  |  | EA*4X43L21A*+WALLCON | *97CMN0602120B* | 32800 | 17 | 8.5 | 33000 | 25400 | 76.97% | 1.98 | 0 | 11 |  |  |  | No | R-410A | 2.7333 | Residential & Commercial | Ducted CEE Tier 1
214239347 | Central HP <5.4 tons | ARCOAIRE | HRCU-A-CB (Split System: Heat Pump with Remote Outdoor Unit-Air-Source) | HVH837GKA2* |  |  | EN(A,D)4X48L24**+WALLCON | *96CTN1202422B* | 32400 | 17 | 8.1 | 32600 | 24600 | 75.46% | 1.96 | 0 | 11.7 |  |  |  | No | R-410A | 2.7 | Residential & Commercial | Ducted CEE Tier 1
214239077 | Central HP <5.4 tons | ARCOAIRE | HRCU-A-CB (Split System: Heat Pump with Remote Outdoor Unit-Air-Source) | HVH837GKA2* |  |  | EN(A,D,W)4X42L21**+WALLCON | *80CTL0902120B* | 31800 | 17 | 8.1 | 33000 | 24400 | 73.94% | 1.88 | 0 | 11 |  |  |  | No | R-410A | 2.65 | Residential & Commercial | Ducted CEE Tier 1
214238947 | Central HP <5.4 tons | ARCOAIRE | HRCU-A-CB (Split System: Heat Pump with Remote Outdoor Unit-Air-Source) | HVH837GKA2* |  |  | EN(A,D)4X36L21**+WALLCON | *96CTN1002122B* | 31400 | 16.5 | 8.1 | 33000 | 24000 | 72.73% | 1.82 | 0 | 11 |  |  |  | No | R-410A | 2.6167 | Residential & Commercial | Ducted CEE Tier 1
214574542 | Central HP <5.4 tons | ARCOAIRE | HRCU-A-CB (Split System: Heat Pump with Remote Outdoor Unit-Air-Source) | HVH837GKA2* |  |  | EN(A,D,W)4X42L21**+WALLCON | *97CMN0602120B* | 31600 | 16.5 | 8.1 | 33200 | 24600 | 74.1% | 1.86 | 0 | 11 |  |  |  | No | R-410A | 2.6333 | Residential & Commercial | Ducted CEE Tier 1
214574462 | Central HP <5.4 tons | ARCOAIRE | HRCU-A-CB (Split System: Heat Pump with Remote Outdoor Unit-Air-Source) | HVH837GKA2* |  |  | EN(A,D)4X36L21**+WALLCON | *95CSU0802120B* | 31400 | 16.5 | 8.1 | 33200 | 24200 | 72.89% | 1.82 | 0 | 11 |  |  |  | No | R-410A | 2.6167 | Residential & Commercial | Ducted CEE Tier 1
213774709 | Central HP <5.4 tons | ARCOAIRE | HRCU-A-CB (Split System: Heat Pump with Remote Outdoor Unit-Air-Source) | HVH825GKA3* |  |  | EHD4X48AAL+WALLCON | *96CTN1002122B* | 24200 | 16 | 8.1 | 21200 | 16600 | 78.3% | 2.02 | 0 | 11 |  |  |  | No | R-410A | 2.0167 | Residential & Commercial | Ducted CEE Tier 1
212983660 | Central HP <5.4 tons | ARCOAIRE | HRCU-A-CB (Split System: Heat Pump with Remote Outdoor Unit-Air-Source) | DLCURAH18ABK |  |  | EA*4X25L17A* | *92MSN0601412A* | 17700 | 16.5 | 8.1 | 17700 | 17800 | 100.6% | 2.14 | 0 | 10.5 |  |  |  | No | R-410A | 1.475 | Residential & Commercial | Ducted CEE Tier 1
214239667 | Central HP <5.4 tons | ARCOAIRE | HRCU-A-CB (Split System: Heat Pump with Remote Outdoor Unit-Air-Source) | HVH837GKA** |  |  | END4X42L17**+WALLCON | *80CTL0901716B* | 32000 | 17 | 8.1 | 33000 | 24600 | 74.55% | 1.9 | 0 | 11.5 |  |  |  | No | R-410A | 2.6667 | Residential & Commercial | Ducted CEE Tier 1
214241639 | Central HP <5.4 tons | ARCOAIRE | HRCU-A-CB (Split System: Heat Pump with Remote Outdoor Unit-Air-Source) | HVH825GKA3* |  |  | EN(A,D)4X24L17**+WALLCON | *96CTN0801714B* | 23200 | 16 | 8.1 | 22000 | 16900 | 76.82% | 1.92 | 0 | 10.5 |  |  |  | No | R-410A | 1.9333 | Residential & Commercial | Ducted CEE Tier 1
212982290 | Central HP <5.4 tons | PAYNE HEATING AND COOLING | HRCU-A-CB (Split System: Heat Pump with Remote Outdoor Unit-Air-Source) | 38MURAQ24AB3* |  |  | CAP**3621AL* | PG80MSUA36040B** | 23600 | 17 | 8.5 | 25800 | 23200 | 89.92% | 1.94 | 0 | 10 |  |  |  | No | R-410A | 1.9667 | Residential & Commercial | Ducted CEE Tier 1
212972009 | Central HP <5.4 tons | PAYNE HEATING AND COOLING | HRCU-A-CB (Split System: Heat Pump with Remote Outdoor Unit-Air-Source) | 38MURAQ24AB3* |  |  | CNPV*3017AL* | PG80VTLB48090B** | 23400 | 17 | 8.5 | 26200 | 24600 | 93.89% | 2.06 | 0 | 10 |  |  |  | No | R-410A | 1.95 | Residential & Commercial | Ducted CEE Tier 1
212976388 | Central HP <5.4 tons | PAYNE HEATING AND COOLING | HRCU-A-CB (Split System: Heat Pump with Remote Outdoor Unit-Air-Source) | 38MURAQ24AB3* |  |  | CAP**3621AL* | PG96VTAB60080C** | 24000 | 17 | 8.5 | 26400 | 23400 | 88.64% | 1.94 | 0 | 10 |  |  |  | No | R-410A | 2 | Residential & Commercial | Ducted CEE Tier 1
214242809 | Central HP <5.4 tons | ARCOAIRE | HRCU-A-CB (Split System: Heat Pump with Remote Outdoor Unit-Air-Source) | HVH825GKA2* |  |  | EN(A,D)4X36L21**+WALLCON | *97CMN0801714B* | 23400 | 16.5 | 8.1 | 21600 | 16700 | 77.31% | 1.92 | 0 | 10.5 |  |  |  | No | R-410A | 1.95 | Residential & Commercial | Ducted CEE Tier 1
214242979 | Central HP <5.4 tons | ARCOAIRE | HRCU-A-CB (Split System: Heat Pump with Remote Outdoor Unit-Air-Source) | HVH825GKA2* |  |  | EN(A,D,W)4X42L21**+WALLCON | *80CTL0901716B* | 23800 | 16.5 | 8.1 | 21400 | 16700 | 78.04% | 1.96 | 0 | 11 |  |  |  | No | R-410A | 1.9833 | Residential & Commercial | Ducted CEE Tier 1
214243009 | Central HP <5.4 tons | ARCOAIRE | HRCU-A-CB (Split System: Heat Pump with Remote Outdoor Unit-Air-Source) | HVH825GKA2* |  |  | EN(A,D,W)4X42L21**+WALLCON | *95CSU0601716B* | 23600 | 16.5 | 8.1 | 21400 | 16700 | 78.04% | 1.96 | 0 | 11 |  |  |  | No | R-410A | 1.9667 | Residential & Commercial | Ducted CEE Tier 1
214243159 | Central HP <5.4 tons | ARCOAIRE | HRCU-A-CB (Split System: Heat Pump with Remote Outdoor Unit-Air-Source) | HVH825GKA2* |  |  | EN(A,D,W)4X48L21**+WALLCON | *97CMN1002122B* | 24200 | 17 | 8.1 | 21200 | 16600 | 78.3% | 2.02 | 0 | 11.5 |  |  |  | No | R-410A | 2.0167 | Residential & Commercial | Ducted CEE Tier 1
214243179 | Central HP <5.4 tons | ARCOAIRE | HRCU-A-CB (Split System: Heat Pump with Remote Outdoor Unit-Air-Source) | HVH825GKA2* |  |  | EN(A,D,W)4X48L21**+WALLCON | *96CTN0801714B* | 24000 | 17 | 8.1 | 21400 | 16600 | 77.57% | 2 | 0 | 11 |  |  |  | No | R-410A | 2 | Residential & Commercial | Ducted CEE Tier 1
213771629 | Central HP <5.4 tons | ARCOAIRE | HRCU-A-CB (Split System: Heat Pump with Remote Outdoor Unit-Air-Source) | HVH825GKA2* |  |  | EA*4X48L21A*+WALLCON | *97CMN0801714B* | 24000 | 16.5 | 8.1 | 21000 | 16600 | 79.05% | 2 | 0 | 11 |  |  |  | No | R-410A | 2 | Residential & Commercial | Ducted CEE Tier 1
213771929 | Central HP <5.4 tons | ARCOAIRE | HRCU-A-CB (Split System: Heat Pump with Remote Outdoor Unit-Air-Source) | HVH825GKA2* |  |  | EHD4X30AAL+WALLCON | *80CTL0701412B* | 23800 | 16 | 8.1 | 21800 | 16800 | 77.06% | 1.98 | 0 | 10.5 |  |  |  | No | R-410A | 1.9833 | Residential & Commercial | Ducted CEE Tier 1
215669526 | Central HP <5.4 tons | ARCOAIRE | HRCU-A-CB (Split System: Heat Pump with Remote Outdoor Unit-Air-Source) | H5H0V36*K*AAA* |  |  | EA*5X61M21A*+WALLCON | *95CSU1002122B* | 35000 | 18 | 9 | 34400 | 24800 | 72.09% | 1.92 | 0 | 10 |  |  |  | No | R-454B | 2.9167 | Residential & Commercial | Ducted CEE Tier 1
215669606 | Central HP <5.4 tons | ARCOAIRE | HRCU-A-CB (Split System: Heat Pump with Remote Outdoor Unit-Air-Source) | H5H0V36*K*AAA* |  |  | EA*5X61M21A*+WALLCON | *96CTN1002122B* | 34800 | 18.5 | 9 | 34400 | 24800 | 72.09% | 1.92 | 0 | 10.5 |  |  |  | No | R-454B | 2.9 | Residential & Commercial | Ducted CEE Tier 1
212975102 | Central HP <5.4 tons | PAYNE HEATING AND COOLING | HRCU-A-CB (Split System: Heat Pump with Remote Outdoor Unit-Air-Source) | 38MURAQ18AB3* |  |  | CAP**3017AL* | PG96VTAB36040B** | 17400 | 16 | 8.5 | 18000 | 18800 | 104.4% | 2.24 | 0 | 10.5 |  |  |  | No | R-410A | 1.45 | Residential & Commercial | Ducted CEE Tier 1
212975487 | Central HP <5.4 tons | PAYNE HEATING AND COOLING | HRCU-A-CB (Split System: Heat Pump with Remote Outdoor Unit-Air-Source) | 38MURAQ18AB3* |  |  | CNPV*3017AL* | PG96VTAB36060A** | 17500 | 16.5 | 8.1 | 18000 | 18700 | 103.9% | 2.24 | 0 | 11 |  |  |  | No | R-410A | 1.4583 | Residential & Commercial | Ducted CEE Tier 1
215933418 | Central HP <5.4 tons | ARCOAIRE | HRCU-A-CB (Split System: Heat Pump with Remote Outdoor Unit-Air-Source) | H5H3V36*K*AAA* |  |  | ESH5X42M12A*+WALLCON | *97CMN0801714B* | 33400 | 18.5 | 9 | 35400 | 27000 | 76.27% | 1.92 | 0 | 11 |  |  |  | No | R-454B | 2.7833 | Residential & Commercial | Ducted CEE Tier 1
215933068 | Central HP <5.4 tons | ARCOAIRE | HRCU-A-CB (Split System: Heat Pump with Remote Outdoor Unit-Air-Source) | H5H3V36*K*AAA* |  |  | ESH5X36M12A*+WALLCON | *80CTL0701412B* | 33000 | 18.5 | 9 | 35400 | 27200 | 76.84% | 1.9 | 0 | 10.5 |  |  |  | No | R-454B | 2.75 | Residential & Commercial | Ducted CEE Tier 1
215932968 | Central HP <5.4 tons | ARCOAIRE | HRCU-A-CB (Split System: Heat Pump with Remote Outdoor Unit-Air-Source) | H5H3V36*K*AAA* |  |  | ESH5X24M12A*+WALLCON | *97CMN0601714B* | 32000 | 17.5 | 9 | 35000 | 27000 | 77.14% | 1.9 | 0 | 10 |  |  |  | No | R-454B | 2.6667 | Residential & Commercial | Ducted CEE Tier 1
215932548 | Central HP <5.4 tons | ARCOAIRE | HRCU-A-CB (Split System: Heat Pump with Remote Outdoor Unit-Air-Source) | H5H3V36*K*AAA* |  |  | EA*5X60M24A*+WALLCON | *80CTL0902120B* | 34000 | 20.5 | 9.5 | 34000 | 25800 | 75.88% | 2.06 | 0 | 12 |  |  |  | No | R-454B | 2.8333 | Residential & Commercial | Ducted CEE Tier 1
215932748 | Central HP <5.4 tons | ARCOAIRE | HRCU-A-CB (Split System: Heat Pump with Remote Outdoor Unit-Air-Source) | H5H3V36*K*AAA* |  |  | EA*5X61M21A*+WALLCON | *95CSU0601716B* | 34200 | 20 | 9 | 34800 | 26600 | 76.44% | 1.92 | 0 | 11.5 |  |  |  | No | R-454B | 2.85 | Residential & Commercial | Ducted CEE Tier 1
212975787 | Central HP <5.4 tons | PAYNE HEATING AND COOLING | HRCU-A-CB (Split System: Heat Pump with Remote Outdoor Unit-Air-Source) | 38MURAQ18AB3* |  |  | CAP**2417AL* | PG96VTAB48080B** | 17200 | 16 | 8.5 | 18200 | 19400 | 106.6% | 2.34 | 0 | 10.5 |  |  |  | No | R-410A | 1.4333 | Residential & Commercial | Ducted CEE Tier 1
212977660 | Central HP <5.4 tons | PAYNE HEATING AND COOLING | HRCU-A-CB (Split System: Heat Pump with Remote Outdoor Unit-Air-Source) | 38MURAQ24AB3* |  |  | CNPV*2417AL* | PG80MS(A,L)A36045A** | 23200 | 16.5 | 8.5 | 26800 | 25000 | 93.28% | 2.08 | 0 | 10 |  |  |  | No | R-410A | 1.9333 | Residential & Commercial | Ducted CEE Tier 1
214239557 | Central HP <5.4 tons | ARCOAIRE | HRCU-A-CB (Split System: Heat Pump with Remote Outdoor Unit-Air-Source) | HVH837GKA** |  |  | EN(A,D)4X36L21**+WALLCON | *80CTL1102120B* | 31400 | 16.5 | 8.1 | 33000 | 24000 | 72.73% | 1.82 | 0 | 11 |  |  |  | No | R-410A | 2.6167 | Residential & Commercial | Ducted CEE Tier 1
214241609 | Central HP <5.4 tons | ARCOAIRE | HRCU-A-CB (Split System: Heat Pump with Remote Outdoor Unit-Air-Source) | HVH825GKA3* |  |  | EN(A,D)4X24L17**+WALLCON | *97CMN0801714B* | 23200 | 16 | 8.1 | 22000 | 16900 | 76.82% | 1.92 | 0 | 10.5 |  |  |  | No | R-410A | 1.9333 | Residential & Commercial | Ducted CEE Tier 1
214242179 | Central HP <5.4 tons | ARCOAIRE | HRCU-A-CB (Split System: Heat Pump with Remote Outdoor Unit-Air-Source) | HVH825GKA3* |  |  | EN(A,D,W)4X42L21**+WALLCON | *96CTN0601714B* | 23600 | 16 | 8.1 | 21600 | 16700 | 77.31% | 1.94 | 0 | 11 |  |  |  | No | R-410A | 1.9667 | Residential & Commercial | Ducted CEE Tier 1
214242329 | Central HP <5.4 tons | ARCOAIRE | HRCU-A-CB (Split System: Heat Pump with Remote Outdoor Unit-Air-Source) | HVH825GKA3* |  |  | EN(A,D)4X48L24**+WALLCON | *80CTL0902120B* | 24200 | 17 | 8.1 | 21200 | 16600 | 78.3% | 2 | 0 | 11 |  |  |  | No | R-410A | 2.0167 | Residential & Commercial | Ducted CEE Tier 1
214242379 | Central HP <5.4 tons | ARCOAIRE | HRCU-A-CB (Split System: Heat Pump with Remote Outdoor Unit-Air-Source) | HVH825GKA3* |  |  | EN(A,D)4X48L24**+WALLCON | *96CTN1002122B* | 24200 | 17 | 8.1 | 21200 | 16500 | 77.83% | 2 | 0 | 11.5 |  |  |  | No | R-410A | 2.0167 | Residential & Commercial | Ducted CEE Tier 1
214240057 | Central HP <5.4 tons | ARCOAIRE | HRCU-A-CB (Split System: Heat Pump with Remote Outdoor Unit-Air-Source) | HVH837GKA** |  |  | EN(A,D,W)4X60L24**+WALLCON | *80CTL1352422B* | 32800 | 17.5 | 8.1 | 32200 | 24600 | 76.4% | 1.96 | 0 | 12 |  |  |  | No | R-410A | 2.7333 | Residential & Commercial | Ducted CEE Tier 1
214242969 | Central HP <5.4 tons | ARCOAIRE | HRCU-A-CB (Split System: Heat Pump with Remote Outdoor Unit-Air-Source) | HVH825GKA2* |  |  | EN(A,D,W)4X42L21**+WALLCON | *80CTL0701716B* | 23600 | 16.5 | 8.1 | 21400 | 16700 | 78.04% | 1.96 | 0 | 11 |  |  |  | No | R-410A | 1.9667 | Residential & Commercial | Ducted CEE Tier 1
214242719 | Central HP <5.4 tons | ARCOAIRE | HRCU-A-CB (Split System: Heat Pump with Remote Outdoor Unit-Air-Source) | HVH825GKA2* |  |  | EN(A,D,W)4X36L17**+WALLCON | *96CTN0601714B* | 23400 | 16 | 8.1 | 21600 | 16800 | 77.78% | 1.9 | 0 | 10.5 |  |  |  | No | R-410A | 1.95 | Residential & Commercial | Ducted CEE Tier 1
214397946 | Central HP <5.4 tons | CHAMPION HEATING AND COOLING | HRCU-A-CB (Split System: Heat Pump with Remote Outdoor Unit-Air-Source) | HH824E2S11 |  |  | CTF30A5ADS1 | TMLE040A12MP11 | 23000 | 18 | 9.5 | 23000 | 18500 | 80.43% | 2 | 0 | 12 |  |  |  | No | R-454B | 1.9167 | Residential & Commercial | Ducted CEE Tier 1
214242879 | Central HP <5.4 tons | ARCOAIRE | HRCU-A-CB (Split System: Heat Pump with Remote Outdoor Unit-Air-Source) | HVH825GKA2* |  |  | END4X42L17**+WALLCON | *80CTL0701716B* | 24000 | 16.5 | 8.1 | 21400 | 16700 | 78.04% | 1.98 | 0 | 11 |  |  |  | No | R-410A | 2 | Residential & Commercial | Ducted CEE Tier 1
214243099 | Central HP <5.4 tons | ARCOAIRE | HRCU-A-CB (Split System: Heat Pump with Remote Outdoor Unit-Air-Source) | HVH825GKA2* |  |  | EN(A,D,W)4X48L21**+WALLCON | *80CTL0901716B* | 24200 | 17 | 8.1 | 21200 | 16600 | 78.3% | 2.02 | 0 | 11 |  |  |  | No | R-410A | 2.0167 | Residential & Commercial | Ducted CEE Tier 1
214242579 | Central HP <5.4 tons | ARCOAIRE | HRCU-A-CB (Split System: Heat Pump with Remote Outdoor Unit-Air-Source) | HVH825GKA2* |  |  | EN(A,D)4X30L17**+WALLCON | *95CSU0601716B* | 23400 | 16.5 | 8.1 | 21600 | 16700 | 77.31% | 1.92 | 0 | 10.5 |  |  |  | No | R-410A | 1.95 | Residential & Commercial | Ducted CEE Tier 1
214241729 | Central HP <5.4 tons | ARCOAIRE | HRCU-A-CB (Split System: Heat Pump with Remote Outdoor Unit-Air-Source) | HVH825GKA3* |  |  | EN(A,D)4X30L17**+WALLCON | *97CMN0801714B* | 23400 | 16.5 | 8.1 | 21600 | 16700 | 77.31% | 1.9 | 0 | 10.5 |  |  |  | No | R-410A | 1.95 | Residential & Commercial | Ducted CEE Tier 1
214241829 | Central HP <5.4 tons | ARCOAIRE | HRCU-A-CB (Split System: Heat Pump with Remote Outdoor Unit-Air-Source) | HVH825GKA3* |  |  | EN(A,D,W)4X36L17**+WALLCON | *97CMN0801714B* | 23400 | 16.5 | 8.1 | 21600 | 16700 | 77.31% | 1.9 | 0 | 10.5 |  |  |  | No | R-410A | 1.95 | Residential & Commercial | Ducted CEE Tier 1
213773089 | Central HP <5.4 tons | ARCOAIRE | HRCU-A-CB (Split System: Heat Pump with Remote Outdoor Unit-Air-Source) | HVH825GKA3* |  |  | EA*4X36L21A*+WALLCON | *95CSU0601716B* | 23600 | 16.5 | 8.1 | 21600 | 16700 | 77.31% | 1.92 | 0 | 10.5 |  |  |  | No | R-410A | 1.9667 | Residential & Commercial | Ducted CEE Tier 1
213773339 | Central HP <5.4 tons | ARCOAIRE | HRCU-A-CB (Split System: Heat Pump with Remote Outdoor Unit-Air-Source) | HVH825GKA3* |  |  | EA*4X37L21A*+WALLCON | *97CMN1002122B* | 24400 | 16.5 | 8.5 | 21200 | 16600 | 78.3% | 2.02 | 0 | 11 |  |  |  | No | R-410A | 2.0333 | Residential & Commercial | Ducted CEE Tier 1
213773459 | Central HP <5.4 tons | ARCOAIRE | HRCU-A-CB (Split System: Heat Pump with Remote Outdoor Unit-Air-Source) | HVH825GKA3* |  |  | EA*4X42L21A*+WALLCON | *97CMN1002122B* | 23800 | 16.5 | 8.1 | 21400 | 16600 | 77.57% | 1.96 | 0 | 11 |  |  |  | No | R-410A | 1.9833 | Residential & Commercial | Ducted CEE Tier 1
214240017 | Central HP <5.4 tons | ARCOAIRE | HRCU-A-CB (Split System: Heat Pump with Remote Outdoor Unit-Air-Source) | HVH837GKA** |  |  | EN(A,D)4X48L24**+WALLCON | *96CTN1002122B* | 32400 | 17 | 8.1 | 32600 | 24600 | 75.46% | 1.96 | 0 | 11.7 |  |  |  | No | R-410A | 2.7 | Residential & Commercial | Ducted CEE Tier 1
214242079 | Central HP <5.4 tons | ARCOAIRE | HRCU-A-CB (Split System: Heat Pump with Remote Outdoor Unit-Air-Source) | HVH825GKA3* |  |  | END4X42L17**+WALLCON | *96CTN0801714B* | 24000 | 16.5 | 8.1 | 21400 | 16600 | 77.57% | 1.98 | 0 | 11 |  |  |  | No | R-410A | 2 | Residential & Commercial | Ducted CEE Tier 1
214397567 | Central HP <5.4 tons | FRASER-JOHNSTON | HRCU-A-CB (Split System: Heat Pump with Remote Outdoor Unit-Air-Source) | HH824E2S11 |  |  | CTF30B5ACS1 | TM9V060B12MP12 | 23000 | 17 | 9.5 | 23000 | 18300 | 79.57% | 2 | 0 | 12 |  |  |  | No | R-454B | 1.9167 | Residential & Commercial | Ducted CEE Tier 1
213772119 | Central HP <5.4 tons | ARCOAIRE | HRCU-A-CB (Split System: Heat Pump with Remote Outdoor Unit-Air-Source) | HVH825GKA2* |  |  | EHD4X36AAL+WALLCON | *80CTL0901716B* | 24200 | 16.5 | 8.1 | 21400 | 16700 | 78.04% | 1.98 | 0 | 10.5 |  |  |  | No | R-410A | 2.0167 | Residential & Commercial | Ducted CEE Tier 1
214243109 | Central HP <5.4 tons | ARCOAIRE | HRCU-A-CB (Split System: Heat Pump with Remote Outdoor Unit-Air-Source) | HVH825GKA2* |  |  | EN(A,D,W)4X48L21**+WALLCON | *80CTL0902120B* | 24200 | 17 | 8.1 | 21200 | 16600 | 78.3% | 2.02 | 0 | 11.5 |  |  |  | No | R-410A | 2.0167 | Residential & Commercial | Ducted CEE Tier 1
214242459 | Central HP <5.4 tons | ARCOAIRE | HRCU-A-CB (Split System: Heat Pump with Remote Outdoor Unit-Air-Source) | HVH825GKA2* |  |  | EN(A,D)4X24L17**+WALLCON | *95CSU0601716B* | 23200 | 15.5 | 8.1 | 22000 | 16900 | 76.82% | 1.92 | 0 | 10.5 |  |  |  | No | R-410A | 1.9333 | Residential & Commercial | Ducted CEE Tier 1
214243229 | Central HP <5.4 tons | ARCOAIRE | HRCU-A-CB (Split System: Heat Pump with Remote Outdoor Unit-Air-Source) | HVH825GKA2* |  |  | EN(A,D)4X48L24**+WALLCON | *97CMN1002122B* | 24200 | 17 | 8.1 | 21200 | 16600 | 78.3% | 2.02 | 0 | 11.5 |  |  |  | No | R-410A | 2.0167 | Residential & Commercial | Ducted CEE Tier 1
215932822 | Central HP <5.4 tons | KENMORE | HRCU-A-CB (Split System: Heat Pump with Remote Outdoor Unit-Air-Source) | (C,H,T)5H3V36*K*AAA* |  |  | EA*5X61M21A*+WALLCON | *96CTN0601714B* | 34000 | 20 | 9.4 | 33800 | 25600 | 75.74% | 2.05 | 0 | 11 |  |  |  | No | R-454B | 2.8333 | Residential & Commercial | Ducted CEE Tier 1
215932502 | Central HP <5.4 tons | KENMORE | HRCU-A-CB (Split System: Heat Pump with Remote Outdoor Unit-Air-Source) | (C,H,T)5H3V36*K*AAA* |  |  | EA*5X48M21A*+WALLCON | *97CMN0802120B* | 33400 | 20 | 9.5 | 34600 | 26400 | 76.3% | 2.02 | 0 | 11.5 |  |  |  | No | R-454B | 2.7833 | Residential & Commercial | Ducted CEE Tier 1
215932552 | Central HP <5.4 tons | KENMORE | HRCU-A-CB (Split System: Heat Pump with Remote Outdoor Unit-Air-Source) | (C,H,T)5H3V36*K*AAA* |  |  | EA*5X60M24A*+WALLCON | *80CTL0902120B* | 34000 | 20.5 | 9.5 | 34000 | 25800 | 75.88% | 2.06 | 0 | 12 |  |  |  | No | R-454B | 2.8333 | Residential & Commercial | Ducted CEE Tier 1
214242629 | Central HP <5.4 tons | ARCOAIRE | HRCU-A-CB (Split System: Heat Pump with Remote Outdoor Unit-Air-Source) | HVH825GKA2* |  |  | EN(A,D)4X30L17**+WALLCON | *96CTN0801714B* | 23400 | 16.5 | 8.1 | 21600 | 16700 | 77.31% | 1.92 | 0 | 11 |  |  |  | No | R-410A | 1.95 | Residential & Commercial | Ducted CEE Tier 1
214243249 | Central HP <5.4 tons | ARCOAIRE | HRCU-A-CB (Split System: Heat Pump with Remote Outdoor Unit-Air-Source) | HVH825GKA2* |  |  | EN(A,D)4X48L24**+WALLCON | *96CTN1002122B* | 24200 | 17 | 8.1 | 21200 | 16600 | 78.3% | 2.02 | 0 | 11.5 |  |  |  | No | R-410A | 2.0167 | Residential & Commercial | Ducted CEE Tier 1
214243049 | Central HP <5.4 tons | ARCOAIRE | HRCU-A-CB (Split System: Heat Pump with Remote Outdoor Unit-Air-Source) | HVH825GKA2* |  |  | EN(A,D,W)4X42L21**+WALLCON | *96CTN0601714B* | 23600 | 16 | 8.1 | 21600 | 16700 | 77.31% | 1.94 | 0 | 11 |  |  |  | No | R-410A | 1.9667 | Residential & Commercial | Ducted CEE Tier 1
214243149 | Central HP <5.4 tons | ARCOAIRE | HRCU-A-CB (Split System: Heat Pump with Remote Outdoor Unit-Air-Source) | HVH825GKA2* |  |  | EN(A,D,W)4X48L21**+WALLCON | *97CMN0801714B* | 24000 | 16.5 | 8.1 | 21400 | 16600 | 77.57% | 2 | 0 | 11 |  |  |  | No | R-410A | 2 | Residential & Commercial | Ducted CEE Tier 1
214240007 | Central HP <5.4 tons | ARCOAIRE | HRCU-A-CB (Split System: Heat Pump with Remote Outdoor Unit-Air-Source) | HVH837GKA** |  |  | EN(A,D)4X48L24**+WALLCON | *97CMN1202422B* | 32400 | 17 | 8.1 | 32800 | 24600 | 75% | 1.94 | 0 | 11.5 |  |  |  | No | R-410A | 2.7 | Residential & Commercial | Ducted CEE Tier 1
214241629 | Central HP <5.4 tons | ARCOAIRE | HRCU-A-CB (Split System: Heat Pump with Remote Outdoor Unit-Air-Source) | HVH825GKA3* |  |  | EN(A,D)4X24L17**+WALLCON | *96CTN0601714B* | 23200 | 15.5 | 8.1 | 22200 | 16900 | 76.13% | 1.9 | 0 | 10.5 |  |  |  | No | R-410A | 1.9333 | Residential & Commercial | Ducted CEE Tier 1
211727052 | Central HP <5.4 tons | PAYNE HEATING AND COOLING | HRCU-A-CB (Split System: Heat Pump with Remote Outdoor Unit-Air-Source) | 38MURAQ24AB3* |  |  | PF4MN*B24L* |  | 24000 | 16 | 9 | 26400 | 23400 | 88.64% | 1.92 | 0 | 10 |  |  |  | No | R-410A | 2 | Residential & Commercial | Ducted CEE Tier 1
214239897 | Central HP <5.4 tons | ARCOAIRE | HRCU-A-CB (Split System: Heat Pump with Remote Outdoor Unit-Air-Source) | HVH837GKA** |  |  | EN(A,D,W)4X48L21**+WALLCON | *95CSU0601716B* | 32200 | 17 | 8.1 | 33000 | 24800 | 75.15% | 1.92 | 0 | 11.5 |  |  |  | No | R-410A | 2.6833 | Residential & Commercial | Ducted CEE Tier 1
214239997 | Central HP <5.4 tons | ARCOAIRE | HRCU-A-CB (Split System: Heat Pump with Remote Outdoor Unit-Air-Source) | HVH837GKA** |  |  | EN(A,D)4X48L24**+WALLCON | *97CMN1002122B* | 32400 | 17 | 8.1 | 32600 | 24600 | 75.46% | 1.96 | 0 | 11.7 |  |  |  | No | R-410A | 2.7 | Residential & Commercial | Ducted CEE Tier 1
214240047 | Central HP <5.4 tons | ARCOAIRE | HRCU-A-CB (Split System: Heat Pump with Remote Outdoor Unit-Air-Source) | HVH837GKA** |  |  | EN(A,D,W)4X60L24**+WALLCON | *80CTL1102120B* | 32800 | 17.5 | 8.1 | 32200 | 24600 | 76.4% | 1.96 | 0 | 12 |  |  |  | No | R-410A | 2.7333 | Residential & Commercial | Ducted CEE Tier 1
215932818 | Central HP <5.4 tons | ARCOAIRE | HRCU-A-CB (Split System: Heat Pump with Remote Outdoor Unit-Air-Source) | H5H3V36*K*AAA* |  |  | EA*5X61M21A*+WALLCON | *96CTN0601714B* | 34000 | 20 | 9.4 | 33800 | 25600 | 75.74% | 2.05 | 0 | 11 |  |  |  | No | R-454B | 2.8333 | Residential & Commercial | Ducted CEE Tier 1
215933888 | Central HP <5.4 tons | ARCOAIRE | HRCU-A-CB (Split System: Heat Pump with Remote Outdoor Unit-Air-Source) | H5H3V36*K*AAA* |  |  | ESH5X60M12A*+WALLCON | *97CMN0802120B* | 34200 | 19.5 | 9 | 34400 | 26000 | 75.58% | 1.94 | 0 | 11.7 |  |  |  | No | R-454B | 2.85 | Residential & Commercial | Ducted CEE Tier 1
215932428 | Central HP <5.4 tons | ARCOAIRE | HRCU-A-CB (Split System: Heat Pump with Remote Outdoor Unit-Air-Source) | H5H3V36*K*AAA* |  |  | EA*5X48M21A*+WALLCON | *80CTL0901716B* | 33400 | 20 | 9.5 | 34600 | 26400 | 76.3% | 2.04 | 0 | 11.5 |  |  |  | No | R-454B | 2.7833 | Residential & Commercial | Ducted CEE Tier 1
212982700 | Central HP <5.4 tons | ARCOAIRE | HRCU-A-CB (Split System: Heat Pump with Remote Outdoor Unit-Air-Source) | DLCURAH24ABK |  |  | EA*4X36L21A* | *80MSU0601716A* | 23800 | 17.5 | 8.5 | 25600 | 23400 | 91.41% | 1.96 | 0 | 10 |  |  |  | No | R-410A | 1.9833 | Residential & Commercial | Ducted CEE Tier 1
214239357 | Central HP <5.4 tons | ARCOAIRE | HRCU-A-CB (Split System: Heat Pump with Remote Outdoor Unit-Air-Source) | HVH837GKA2* |  |  | EN(A,D,W)4X60L24**+WALLCON | *80CTL0902120B* | 32800 | 17.5 | 8.1 | 32200 | 24600 | 76.4% | 1.96 | 0 | 12 |  |  |  | No | R-410A | 2.7333 | Residential & Commercial | Ducted CEE Tier 1
213782109 | Central HP <5.4 tons | ARCOAIRE | HRCU-A-CB (Split System: Heat Pump with Remote Outdoor Unit-Air-Source) | HVH837GKA2* |  |  | EHD4X48AAL+WALLCON | *80CTL1352422B* | 32600 | 16.5 | 8.1 | 32600 | 24800 | 76.07% | 1.96 | 0 | 11 |  |  |  | No | R-410A | 2.7167 | Residential & Commercial | Ducted CEE Tier 1
213782359 | Central HP <5.4 tons | ARCOAIRE | HRCU-A-CB (Split System: Heat Pump with Remote Outdoor Unit-Air-Source) | HVH837GKA2* |  |  | EHD4X60AAL+WALLCON | *96CTN1202422B* | 33000 | 16.5 | 8.1 | 32200 | 24800 | 77.02% | 2 | 0 | 11.5 |  |  |  | No | R-410A | 2.75 | Residential & Commercial | Ducted CEE Tier 1
214238877 | Central HP <5.4 tons | ARCOAIRE | HRCU-A-CB (Split System: Heat Pump with Remote Outdoor Unit-Air-Source) | HVH837GKA2* |  |  | EN(A,D)4X36L21**+WALLCON | *80CTL1102120B* | 31400 | 16.5 | 8.1 | 33000 | 24000 | 72.73% | 1.82 | 0 | 11 |  |  |  | No | R-410A | 2.6167 | Residential & Commercial | Ducted CEE Tier 1
215931878 | Central HP <5.4 tons | ARCOAIRE | HRCU-A-CB (Split System: Heat Pump with Remote Outdoor Unit-Air-Source) | H5H3V60*K*AAA* |  |  | ESH5X60M12A*+WALLCON | *97CMN0802120B* | 56000 | 17.5 | 8.1 | 61000 | 46000 | 75.41% | 1.95 | 0 | 11 |  |  |  | No | R-454B | 4.6667 | Residential & Commercial | Ducted CEE Tier 1
213781209 | Central HP <5.4 tons | ARCOAIRE | HRCU-A-CB (Split System: Heat Pump with Remote Outdoor Unit-Air-Source) | HVH837GKA2* |  |  | EA*4X43L21A*+WALLCON | *95CSU0601716B* | 32800 | 17 | 8.5 | 33000 | 25200 | 76.36% | 1.96 | 0 | 11 |  |  |  | No | R-410A | 2.7333 | Residential & Commercial | Ducted CEE Tier 1
213781309 | Central HP <5.4 tons | ARCOAIRE | HRCU-A-CB (Split System: Heat Pump with Remote Outdoor Unit-Air-Source) | HVH837GKA2* |  |  | EA*4X48L21A*+WALLCON | *80CTL0902120B* | 32200 | 17 | 8.1 | 32600 | 24800 | 76.07% | 1.98 | 0 | 11 |  |  |  | No | R-410A | 2.6833 | Residential & Commercial | Ducted CEE Tier 1
213781409 | Central HP <5.4 tons | ARCOAIRE | HRCU-A-CB (Split System: Heat Pump with Remote Outdoor Unit-Air-Source) | HVH837GKA2* |  |  | EA*4X48L24A*+WALLCON | *80CTL1102120B* | 32400 | 17.5 | 8.5 | 32200 | 24800 | 77.02% | 1.98 | 0 | 11.5 |  |  |  | No | R-410A | 2.7 | Residential & Commercial | Ducted CEE Tier 1
215931808 | Central HP <5.4 tons | ARCOAIRE | HRCU-A-CB (Split System: Heat Pump with Remote Outdoor Unit-Air-Source) | H5H3V60*K*AAA* |  |  | ESH5X60M12A*+WALLCON | *80CSU1002120A* | 56000 | 18 | 8.1 | 61000 | 46000 | 75.41% | 1.95 | 0 | 11 |  |  |  | No | R-454B | 4.6667 | Residential & Commercial | Ducted CEE Tier 1
214574682 | Central HP <5.4 tons | ARCOAIRE | HRCU-A-CB (Split System: Heat Pump with Remote Outdoor Unit-Air-Source) | HVH837GKA2* |  |  | EN(A,D)4X48L24**+WALLCON | *96CTN0802120B* | 32400 | 17.5 | 8.5 | 32600 | 24800 | 76.07% | 1.98 | 0 | 11.5 |  |  |  | No | R-410A | 2.7 | Residential & Commercial | Ducted CEE Tier 1
214239037 | Central HP <5.4 tons | ARCOAIRE | HRCU-A-CB (Split System: Heat Pump with Remote Outdoor Unit-Air-Source) | HVH837GKA2* |  |  | END4X42L17**+WALLCON | *96CTN0801714B* | 32000 | 16.5 | 8.1 | 33000 | 24800 | 75.15% | 1.9 | 0 | 11 |  |  |  | No | R-410A | 2.6667 | Residential & Commercial | Ducted CEE Tier 1
215931768 | Central HP <5.4 tons | ARCOAIRE | HRCU-A-CB (Split System: Heat Pump with Remote Outdoor Unit-Air-Source) | H5H3V60*K*AAA* |  |  | EA*5X61M24A*+WALLCON | *97CMN1202422B* | 57000 | 18.5 | 8.5 | 60500 | 46500 | 76.86% | 2.02 | 0 | 11 |  |  |  | No | R-454B | 4.75 | Residential & Commercial | Ducted CEE Tier 1
215931868 | Central HP <5.4 tons | ARCOAIRE | HRCU-A-CB (Split System: Heat Pump with Remote Outdoor Unit-Air-Source) | H5H3V60*K*AAA* |  |  | ESH5X60M12A*+WALLCON | *97CMN0602120B* | 55500 | 17 | 8.1 | 61500 | 47000 | 76.42% | 1.95 | 0 | 10.5 |  |  |  | No | R-454B | 4.625 | Residential & Commercial | Ducted CEE Tier 1
214241859 | Central HP <5.4 tons | ARCOAIRE | HRCU-A-CB (Split System: Heat Pump with Remote Outdoor Unit-Air-Source) | HVH825GKA3* |  |  | EN(A,D,W)4X36L17**+WALLCON | *96CTN0801714B* | 23400 | 16.5 | 8.1 | 21600 | 16700 | 77.31% | 1.9 | 0 | 10.5 |  |  |  | No | R-410A | 1.95 | Residential & Commercial | Ducted CEE Tier 1
214242159 | Central HP <5.4 tons | ARCOAIRE | HRCU-A-CB (Split System: Heat Pump with Remote Outdoor Unit-Air-Source) | HVH825GKA3* |  |  | EN(A,D,W)4X42L21**+WALLCON | *97CMN0801714B* | 23600 | 16.5 | 8.1 | 21400 | 16700 | 78.04% | 1.94 | 0 | 11 |  |  |  | No | R-410A | 1.9667 | Residential & Commercial | Ducted CEE Tier 1
214240037 | Central HP <5.4 tons | ARCOAIRE | HRCU-A-CB (Split System: Heat Pump with Remote Outdoor Unit-Air-Source) | HVH837GKA** |  |  | EN(A,D,W)4X60L24**+WALLCON | *80CTL0902120B* | 32800 | 17.5 | 8.1 | 32200 | 24600 | 76.4% | 1.96 | 0 | 12 |  |  |  | No | R-410A | 2.7333 | Residential & Commercial | Ducted CEE Tier 1
215678340 | Central HP <5.4 tons | KEEPRITE | HRCU-A-CB (Split System: Heat Pump with Remote Outdoor Unit-Air-Source) | C5H0V24*K*AAA* |  |  | EA*5X36M17A*+WALLCON | *97CTN0801716A* | 23000 | 17 | 9 | 23800 | 16700 | 70.17% | 1.98 | 0 | 10 |  |  |  | No | R-454B | 1.9167 | Residential & Commercial | Ducted CEE Tier 1
215932278 | Central HP <5.4 tons | ARCOAIRE | HRCU-A-CB (Split System: Heat Pump with Remote Outdoor Unit-Air-Source) | H5H3V36*K*AAA* |  |  | EA*5X42M21A*+WALLCON | *95CSU1002122B* | 32800 | 20 | 9.5 | 34600 | 26600 | 76.88% | 2.02 | 0 | 11.5 |  |  |  | No | R-454B | 2.7333 | Residential & Commercial | Ducted CEE Tier 1
215932328 | Central HP <5.4 tons | ARCOAIRE | HRCU-A-CB (Split System: Heat Pump with Remote Outdoor Unit-Air-Source) | H5H3V36*K*AAA* |  |  | EA*5X42M21A*+WALLCON | *97CMN1002122B* | 32800 | 20 | 9.5 | 34800 | 26600 | 76.44% | 2 | 0 | 11.5 |  |  |  | No | R-454B | 2.7333 | Residential & Commercial | Ducted CEE Tier 1
215932078 | Central HP <5.4 tons | ARCOAIRE | HRCU-A-CB (Split System: Heat Pump with Remote Outdoor Unit-Air-Source) | H5H3V36*K*AAA* |  |  | EA*5X36M17A*+WALLCON | *80CTL0901716B* | 32200 | 19.5 | 9.5 | 35200 | 27000 | 76.7% | 2 | 0 | 11 |  |  |  | No | R-454B | 2.6833 | Residential & Commercial | Ducted CEE Tier 1
215932228 | Central HP <5.4 tons | ARCOAIRE | HRCU-A-CB (Split System: Heat Pump with Remote Outdoor Unit-Air-Source) | H5H3V36*K*AAA* |  |  | EA*5X42M21A*+WALLCON | *80CTL0701716B* | 32600 | 19.5 | 9.5 | 35200 | 27000 | 76.7% | 2 | 0 | 11 |  |  |  | No | R-454B | 2.7167 | Residential & Commercial | Ducted CEE Tier 1
215932008 | Central HP <5.4 tons | ARCOAIRE | HRCU-A-CB (Split System: Heat Pump with Remote Outdoor Unit-Air-Source) | H5H3V36*K*AAA* |  |  | EA*5X30M17A*+WALLCON | *97CMN0601714B* | 31800 | 18.5 | 9 | 34600 | 26600 | 76.88% | 1.9 | 0 | 10.5 |  |  |  | No | R-454B | 2.65 | Residential & Commercial | Ducted CEE Tier 1
214242359 | Central HP <5.4 tons | ARCOAIRE | HRCU-A-CB (Split System: Heat Pump with Remote Outdoor Unit-Air-Source) | HVH825GKA3* |  |  | EN(A,D)4X48L24**+WALLCON | *97CMN1002122B* | 24200 | 17 | 8.1 | 21200 | 16500 | 77.83% | 2 | 0 | 11.5 |  |  |  | No | R-410A | 2.0167 | Residential & Commercial | Ducted CEE Tier 1
214239867 | Central HP <5.4 tons | ARCOAIRE | HRCU-A-CB (Split System: Heat Pump with Remote Outdoor Unit-Air-Source) | HVH837GKA** |  |  | EN(A,D,W)4X48L21**+WALLCON | *80CTL0901716B* | 32400 | 17 | 8.1 | 32800 | 24800 | 75.61% | 1.94 | 0 | 11.7 |  |  |  | No | R-410A | 2.7 | Residential & Commercial | Ducted CEE Tier 1
214240087 | Central HP <5.4 tons | ARCOAIRE | HRCU-A-CB (Split System: Heat Pump with Remote Outdoor Unit-Air-Source) | HVH837GKA** |  |  | EN(A,D,W)4X60L24**+WALLCON | *96CTN1002122B* | 32800 | 17.5 | 8.1 | 32200 | 24600 | 76.4% | 1.96 | 0 | 12 |  |  |  | No | R-410A | 2.7333 | Residential & Commercial | Ducted CEE Tier 1
215681520 | Central HP <5.4 tons | KEEPRITE | HRCU-A-CB (Split System: Heat Pump with Remote Outdoor Unit-Air-Source) | C5H0V48*K*AAA* |  |  | EA*5X61M24A*+WALLCON | *96CTN0802120B* | 46000 | 18 | 9 | 48000 | 33800 | 70.42% | 2.08 | 0 | 10 |  |  |  | No | R-454B | 3.8333 | Residential & Commercial | Ducted CEE Tier 1
215932408 | Central HP <5.4 tons | ARCOAIRE | HRCU-A-CB (Split System: Heat Pump with Remote Outdoor Unit-Air-Source) | H5H3V36*K*AAA* |  |  | EA*5X48M21A*+WALLCON | *80CTL0451712B* | 33000 | 19.5 | 9 | 35400 | 27200 | 76.84% | 1.9 | 0 | 10.5 |  |  |  | No | R-454B | 2.75 | Residential & Commercial | Ducted CEE Tier 1
215931978 | Central HP <5.4 tons | ARCOAIRE | HRCU-A-CB (Split System: Heat Pump with Remote Outdoor Unit-Air-Source) | H5H3V36*K*AAA* |  |  | EA*5X25M17A*+WALLCON | *96CTN0401410B* | 32400 | 18 | 9 | 33800 | 26000 | 76.92% | 1.96 | 0 | 10.5 |  |  |  | No | R-454B | 2.7 | Residential & Commercial | Ducted CEE Tier 1
215931499 | Central HP <5.4 tons | ARCOAIRE | HRCU-A-CB (Split System: Heat Pump with Remote Outdoor Unit-Air-Source) | H5H3V36*K*AAA* |  |  | FCMA5B48L0C*+WALLCON |  | 34400 | 21.5 | 9.5 | 34200 | 25800 | 75.44% | 2.06 | 0 | 12.5 |  |  |  | No | R-454B | 2.8667 | Residential & Commercial | Ducted CEE Tier 1
214280272 | Central HP <5.4 tons | ARCOAIRE | HRCU-A-CB (Split System: Heat Pump with Remote Outdoor Unit-Air-Source) | DLCURAH36ABK |  |  | EA*4X37L21A* | *96MSN0601716A* | 36000 | 15.5 | 8.5 | 38000 | 35000 | 92.11% | 2.06 | 0 | 10 |  |  |  | No | R-410A | 3 | Residential & Commercial | Ducted CEE Tier 1
213307504 | Central HP <5.4 tons | LG | HRCU-A-CB (Split System: Heat Pump with Remote Outdoor Unit-Air-Source) | LUU240HV |  |  | C74B(A,H)MX24C-B | FG7TC060D-V24B | 23000 | 17.1 | 9 | 26000 | 21400 | 82.31% | 1.91 | 0 | 11.7 |  |  |  | No | R-410A | 1.9167 | Residential & Commercial | Ducted CEE Tier 1
212976795 | Central HP <5.4 tons | PAYNE HEATING AND COOLING | HRCU-A-CB (Split System: Heat Pump with Remote Outdoor Unit-Air-Source) | 38MURAQ36AB3* |  |  | CAP**4821AL* | PG96VTAB60100C** | 35800 | 16.5 | 8.5 | 37800 | 34600 | 91.53% | 2.02 | 0 | 10 |  |  |  | No | R-410A | 2.9833 | Residential & Commercial | Ducted CEE Tier 1
213307889 | Central HP <5.4 tons | LG | HRCU-A-CB (Split System: Heat Pump with Remote Outdoor Unit-Air-Source) | LUU420HV |  |  | C74B(A,H)MX48C-C | FG7TC100D-V35C | 42000 | 17.2 | 9.3 | 45000 | 38000 | 84.44% | 1.82 | 0 | 11.7 |  |  |  | No | R-410A | 3.5 | Residential & Commercial | Ducted CEE Tier 1
214243199 | Central HP <5.4 tons | ARCOAIRE | HRCU-A-CB (Split System: Heat Pump with Remote Outdoor Unit-Air-Source) | HVH825GKA2* |  |  | EN(A,D)4X48L24**+WALLCON | *80CTL0902120B* | 24200 | 17 | 8.1 | 21200 | 16600 | 78.3% | 2.02 | 0 | 11.5 |  |  |  | No | R-410A | 2.0167 | Residential & Commercial | Ducted CEE Tier 1
216374562 | Central HP <5.4 tons | CHAMPION HEATING AND COOLING | HRCU-A-CB (Split System: Heat Pump with Remote Outdoor Unit-Air-Source) | HH824E2S11 |  |  | CTU36B5XDS1+TXV | Z9ET060B12SMPS1 | 23000 | 18 | 9.5 | 23000 | 18300 | 79.57% | 2 | 0 | 12 |  |  |  | No | R-454B | 1.9167 | Residential & Commercial | Ducted CEE Tier 1
216374542 | Central HP <5.4 tons | CHAMPION HEATING AND COOLING | HRCU-A-CB (Split System: Heat Pump with Remote Outdoor Unit-Air-Source) | HH824E2S11 |  |  | CTU30B5XCS1+TXV | Z9ET060B12SMPS1 | 23000 | 18 | 9.5 | 23000 | 18500 | 80.43% | 2 | 0 | 11.7 |  |  |  | No | R-454B | 1.9167 | Residential & Commercial | Ducted CEE Tier 1
214397995 | Central HP <5.4 tons | CHAMPION HEATING AND COOLING | HRCU-A-CB (Split System: Heat Pump with Remote Outdoor Unit-Air-Source) | HH824E2S11 |  |  | CTF30B5ACS1 | TL9E060B12UH11 | 23000 | 17 | 9.5 | 23000 | 18400 | 80% | 2 | 0 | 12 |  |  |  | No | R-454B | 1.9167 | Residential & Commercial | Ducted CEE Tier 1
214242449 | Central HP <5.4 tons | ARCOAIRE | HRCU-A-CB (Split System: Heat Pump with Remote Outdoor Unit-Air-Source) | HVH825GKA2* |  |  | EN(A,D)4X24L17**+WALLCON | *80CTL0901716B* | 23200 | 16 | 8.1 | 22000 | 16900 | 76.82% | 1.92 | 0 | 10.5 |  |  |  | No | R-410A | 1.9333 | Residential & Commercial | Ducted CEE Tier 1
214243219 | Central HP <5.4 tons | ARCOAIRE | HRCU-A-CB (Split System: Heat Pump with Remote Outdoor Unit-Air-Source) | HVH825GKA2* |  |  | EN(A,D)4X48L24**+WALLCON | *80CTL1352422B* | 24200 | 17 | 8.1 | 21200 | 16600 | 78.3% | 2.02 | 0 | 11.5 |  |  |  | No | R-410A | 2.0167 | Residential & Commercial | Ducted CEE Tier 1
215933318 | Central HP <5.4 tons | ARCOAIRE | HRCU-A-CB (Split System: Heat Pump with Remote Outdoor Unit-Air-Source) | H5H3V36*K*AAA* |  |  | ESH5X42M12A*+WALLCON | *80CTL0701716B* | 33400 | 19 | 9 | 35200 | 26800 | 76.14% | 1.9 | 0 | 11 |  |  |  | No | R-454B | 2.7833 | Residential & Commercial | Ducted CEE Tier 1
215934568 | Central HP <5.4 tons | ARCOAIRE | HRCU-A-CB (Split System: Heat Pump with Remote Outdoor Unit-Air-Source) | H5H3V48*K*AAA* |  |  | ESH5X60M12A*+WALLCON | *80CTL0901716B* | 44000 | 20.5 | 9 | 49000 | 35800 | 73.06% | 1.86 | 0 | 11.5 |  |  |  | No | R-454B | 3.6667 | Residential & Commercial | Ducted CEE Tier 1
213779033 | Central HP <5.4 tons | KENMORE | HRCU-A-CB (Split System: Heat Pump with Remote Outdoor Unit-Air-Source) | (C,H,T)VH837GKA** |  |  | EA*4X37L21A*+WALLCON | *96CTN0601714B* | 32600 | 17 | 8.1 | 33000 | 25400 | 76.97% | 1.94 | 0 | 11 |  |  |  | No | R-410A | 2.7167 | Residential & Commercial | Ducted CEE Tier 1
215934098 | Central HP <5.4 tons | ARCOAIRE | HRCU-A-CB (Split System: Heat Pump with Remote Outdoor Unit-Air-Source) | H5H3V48*K*AAA* |  |  | EA*5X60M24A*+WALLCON | *80CTL0702120B* | 44500 | 21 | 9.5 | 48500 | 36600 | 75.46% | 2 | 0 | 11 |  |  |  | No | R-454B | 3.7083 | Residential & Commercial | Ducted CEE Tier 1
216445258 | Central HP <5.4 tons | LG | HRCU-A-C (Split System: Heat Pump with Remote Outdoor Unit with No Indoor Fan --Air Source) | KUSXA361A |  |  | LKMMA36B1 |  | 34400 | 15.5 | 8.9 | 37000 | 33000 | 89.19% | 1.8 | 0 | 11.7 |  |  |  | No | R-32 | 2.8667 | Residential & Commercial | Ducted CEE Tier 1
214571225 | Central HP <5.4 tons | KEEPRITE | HRCU-A-CB (Split System: Heat Pump with Remote Outdoor Unit-Air-Source) | CVH825GKA3* |  |  | EN(A,D,W)4X48L21**+WALLCON | *95CSU0802120B* | 24200 | 17 | 8.1 | 21400 | 16600 | 77.57% | 2 | 0 | 11 |  |  |  | No | R-410A | 2.0167 | Residential & Commercial | Ducted CEE Tier 1
213774612 | Central HP <5.4 tons | KEEPRITE | HRCU-A-CB (Split System: Heat Pump with Remote Outdoor Unit-Air-Source) | CVH825GKA3* |  |  | EHD4X48AAL+WALLCON | *80CTL1102120B* | 24200 | 16 | 8.1 | 21200 | 16600 | 78.3% | 2.02 | 0 | 10.5 |  |  |  | No | R-410A | 2.0167 | Residential & Commercial | Ducted CEE Tier 1
213773522 | Central HP <5.4 tons | KEEPRITE | HRCU-A-CB (Split System: Heat Pump with Remote Outdoor Unit-Air-Source) | CVH825GKA3* |  |  | EA*4X42L24A*+WALLCON | *80CTL1352422B* | 23800 | 16.5 | 8.1 | 21400 | 16600 | 77.57% | 1.96 | 0 | 10.5 |  |  |  | No | R-410A | 1.9833 | Residential & Commercial | Ducted CEE Tier 1
213773542 | Central HP <5.4 tons | KEEPRITE | HRCU-A-CB (Split System: Heat Pump with Remote Outdoor Unit-Air-Source) | CVH825GKA3* |  |  | EA*4X42L24A*+WALLCON | *97CMN1202422B* | 23800 | 16.5 | 8.1 | 21400 | 16600 | 77.57% | 1.96 | 0 | 10.5 |  |  |  | No | R-410A | 1.9833 | Residential & Commercial | Ducted CEE Tier 1
212979413 | Central HP <5.4 tons | PAYNE HEATING AND COOLING | HRCU-A-CB (Split System: Heat Pump with Remote Outdoor Unit-Air-Source) | 38MURAQ36AB3* |  |  | CAP**4824AL* | PG80MS(A,L)A48070C** | 35600 | 16.5 | 8.5 | 37800 | 34600 | 91.53% | 2 | 0 | 10 |  |  |  | No | R-410A | 2.9667 | Residential & Commercial | Ducted CEE Tier 1
212978965 | Central HP <5.4 tons | PAYNE HEATING AND COOLING | HRCU-A-CB (Split System: Heat Pump with Remote Outdoor Unit-Air-Source) | 38MURAQ36AB3* |  |  | CAP**4821AL* | PG80MS(A,L)A48070B** | 35600 | 16 | 8.1 | 37800 | 34600 | 91.53% | 2 | 0 | 10 |  |  |  | No | R-410A | 2.9667 | Residential & Commercial | Ducted CEE Tier 1
213773292 | Central HP <5.4 tons | KEEPRITE | HRCU-A-CB (Split System: Heat Pump with Remote Outdoor Unit-Air-Source) | CVH825GKA3* |  |  | EA*4X37L21A*+WALLCON | *80CTL0902120B* | 24400 | 16.5 | 8.1 | 21200 | 16600 | 78.3% | 2.02 | 0 | 11 |  |  |  | No | R-410A | 2.0333 | Residential & Commercial | Ducted CEE Tier 1
213772672 | Central HP <5.4 tons | KEEPRITE | HRCU-A-CB (Split System: Heat Pump with Remote Outdoor Unit-Air-Source) | CVH825GKA3* |  |  | EA*4X24L17A*+WALLCON | *97CMN0601714B* | 23000 | 16 | 8.1 | 22000 | 16900 | 76.82% | 1.88 | 0 | 10 |  |  |  | No | R-410A | 1.9167 | Residential & Commercial | Ducted CEE Tier 1
213772772 | Central HP <5.4 tons | KEEPRITE | HRCU-A-CB (Split System: Heat Pump with Remote Outdoor Unit-Air-Source) | CVH825GKA3* |  |  | EA*4X25L17A*+WALLCON | *97CMN0601714B* | 24200 | 15.5 | 8.1 | 20000 | 16700 | 83.5% | 2 | 0 | 10.5 |  |  |  | No | R-410A | 2.0167 | Residential & Commercial | Ducted CEE Tier 1
213772822 | Central HP <5.4 tons | KEEPRITE | HRCU-A-CB (Split System: Heat Pump with Remote Outdoor Unit-Air-Source) | CVH825GKA3* |  |  | EA*4X30L14A*+WALLCON | *80CTL0701412B* | 23400 | 16.5 | 8.1 | 21600 | 16700 | 77.31% | 1.9 | 0 | 10.5 |  |  |  | No | R-410A | 1.95 | Residential & Commercial | Ducted CEE Tier 1
210474154 | Central HP <5.4 tons | KEEPRITE | HRCU-A-CB (Split System: Heat Pump with Remote Outdoor Unit-Air-Source) | CVH825GKA3* |  |  | EN(A,D)4X48L24**+WALLCON | *97CMN0602120A* | 24000 | 16.5 | 8.1 | 21400 | 16700 | 78.04% | 2 | 0 | 11 |  |  |  | No | R-410A | 2 | Residential & Commercial | Ducted CEE Tier 1
210474379 | Central HP <5.4 tons | KEEPRITE | HRCU-A-CB (Split System: Heat Pump with Remote Outdoor Unit-Air-Source) | CVH825GKA3* |  |  | EHD4X42AAL+WALLCON | *97CMN1002122A* | 24200 | 16 | 8.1 | 21400 | 16600 | 77.57% | 2 | 0 | 10.5 |  |  |  | No | R-410A | 2.0167 | Residential & Commercial | Ducted CEE Tier 1
210474445 | Central HP <5.4 tons | KEEPRITE | HRCU-A-CB (Split System: Heat Pump with Remote Outdoor Unit-Air-Source) | CVH825GKA3* |  |  | EHD4X48AAL+WALLCON | *95CSU0601716A* | 24200 | 16 | 8.1 | 21400 | 16700 | 78.04% | 2 | 0 | 10.5 |  |  |  | No | R-410A | 2.0167 | Residential & Commercial | Ducted CEE Tier 1
215934248 | Central HP <5.4 tons | ARCOAIRE | HRCU-A-CB (Split System: Heat Pump with Remote Outdoor Unit-Air-Source) | H5H3V48*K*AAA* |  |  | EA*5X61M21A*+WALLCON | *97CMN0801714B* | 44500 | 20.5 | 9.5 | 49000 | 36600 | 74.69% | 2 | 0 | 11 |  |  |  | No | R-454B | 3.7083 | Residential & Commercial | Ducted CEE Tier 1
212983298 | Central HP <5.4 tons | ARCOAIRE | HRCU-A-CB (Split System: Heat Pump with Remote Outdoor Unit-Air-Source) | DLCURAH18ABK |  |  | EN(A,D)4X24L17** | *92MSN0401712A* | 17200 | 15.5 | 8.1 | 18300 | 19300 | 105.5% | 2.3 | 0 | 10.5 |  |  |  | No | R-410A | 1.4333 | Residential & Commercial | Ducted CEE Tier 1
212983700 | Central HP <5.4 tons | ARCOAIRE | HRCU-A-CB (Split System: Heat Pump with Remote Outdoor Unit-Air-Source) | DLCURAH18ABK |  |  | EN(A,D)4X24L14** | *92MSN0601412A* | 17500 | 16 | 8.5 | 18500 | 19200 | 103.8% | 2.3 | 0 | 11 |  |  |  | No | R-410A | 1.4583 | Residential & Commercial | Ducted CEE Tier 1
214242319 | Central HP <5.4 tons | ARCOAIRE | HRCU-A-CB (Split System: Heat Pump with Remote Outdoor Unit-Air-Source) | HVH825GKA3* |  |  | EN(A,D,W)4X48L21**+WALLCON | *96CTN1002122B* | 24200 | 17 | 8.1 | 21200 | 16500 | 77.83% | 2 | 0 | 11.5 |  |  |  | No | R-410A | 2.0167 | Residential & Commercial | Ducted CEE Tier 1
214242049 | Central HP <5.4 tons | ARCOAIRE | HRCU-A-CB (Split System: Heat Pump with Remote Outdoor Unit-Air-Source) | HVH825GKA3* |  |  | END4X42L17**+WALLCON | *97CMN0801714B* | 23800 | 16.5 | 8.1 | 21400 | 16700 | 78.04% | 1.96 | 0 | 11 |  |  |  | No | R-410A | 1.9833 | Residential & Commercial | Ducted CEE Tier 1
213779369 | Central HP <5.4 tons | ARCOAIRE | HRCU-A-CB (Split System: Heat Pump with Remote Outdoor Unit-Air-Source) | HVH837GKA** |  |  | EA*4X48L21A*+WALLCON | *80CTL0451712B* | 32000 | 16.5 | 8.1 | 32800 | 25200 | 76.83% | 1.92 | 0 | 10.5 |  |  |  | No | R-410A | 2.6667 | Residential & Commercial | Ducted CEE Tier 1
214239847 | Central HP <5.4 tons | ARCOAIRE | HRCU-A-CB (Split System: Heat Pump with Remote Outdoor Unit-Air-Source) | HVH837GKA** |  |  | EN(A,D,W)4X48L21**+WALLCON | *80CTL0451712B* | 32200 | 16.5 | 8.1 | 33200 | 25000 | 75.3% | 1.9 | 0 | 11 |  |  |  | No | R-410A | 2.6833 | Residential & Commercial | Ducted CEE Tier 1
215932698 | Central HP <5.4 tons | ARCOAIRE | HRCU-A-CB (Split System: Heat Pump with Remote Outdoor Unit-Air-Source) | H5H3V36*K*AAA* |  |  | EA*5X61M21A*+WALLCON | *80CTL0701716B* | 34200 | 20 | 9 | 34800 | 26400 | 75.86% | 1.94 | 0 | 11.7 |  |  |  | No | R-454B | 2.85 | Residential & Commercial | Ducted CEE Tier 1
215932598 | Central HP <5.4 tons | ARCOAIRE | HRCU-A-CB (Split System: Heat Pump with Remote Outdoor Unit-Air-Source) | H5H3V36*K*AAA* |  |  | EA*5X60M24A*+WALLCON | *97CMN0602120B* | 33800 | 20 | 9 | 34600 | 26400 | 76.3% | 1.92 | 0 | 11.5 |  |  |  | No | R-454B | 2.8167 | Residential & Commercial | Ducted CEE Tier 1
215933718 | Central HP <5.4 tons | ARCOAIRE | HRCU-A-CB (Split System: Heat Pump with Remote Outdoor Unit-Air-Source) | H5H3V36*K*AAA* |  |  | ESH5X60M12A*+WALLCON | *80CSU0401712A* | 34200 | 20 | 9 | 34400 | 26200 | 76.16% | 1.94 | 0 | 11.7 |  |  |  | No | R-454B | 2.85 | Residential & Commercial | Ducted CEE Tier 1
215933568 | Central HP <5.4 tons | ARCOAIRE | HRCU-A-CB (Split System: Heat Pump with Remote Outdoor Unit-Air-Source) | H5H3V36*K*AAA* |  |  | ESH5X48M12A*+WALLCON | *80CTL0702120B* | 33600 | 19.5 | 9 | 34800 | 26600 | 76.44% | 1.94 | 0 | 11.5 |  |  |  | No | R-454B | 2.8 | Residential & Commercial | Ducted CEE Tier 1
215934838 | Central HP <5.4 tons | ARCOAIRE | HRCU-A-CB (Split System: Heat Pump with Remote Outdoor Unit-Air-Source) | H5H3V36*K*AAA* |  |  | EVM5X44M21A*+WALLCON | *80CTL0901716B* | 35600 | 22 | 8.5 | 38000 | 28600 | 75.26% | 2.02 | 0 | 12 |  |  |  | No | R-454B | 2.9667 | Residential & Commercial | Ducted CEE Tier 1
215931958 | Central HP <5.4 tons | ARCOAIRE | HRCU-A-CB (Split System: Heat Pump with Remote Outdoor Unit-Air-Source) | H5H3V36*K*AAA* |  |  | EA*5X24M17A*+WALLCON | *96CTN0601714B* | 31400 | 18.5 | 9.5 | 35000 | 26800 | 76.57% | 2 | 0 | 10 |  |  |  | No | R-454B | 2.6167 | Residential & Commercial | Ducted CEE Tier 1
215931568 | Central HP <5.4 tons | ARCOAIRE | HRCU-A-CB (Split System: Heat Pump with Remote Outdoor Unit-Air-Source) | H5H3V60*K*AAA* |  |  | EA*5X60M24A*+WALLCON | *80CTL1352422B* | 56000 | 18.5 | 8.5 | 60500 | 45500 | 75.21% | 2.08 | 0 | 11.5 |  |  |  | No | R-454B | 4.6667 | Residential & Commercial | Ducted CEE Tier 1
215931618 | Central HP <5.4 tons | ARCOAIRE | HRCU-A-CB (Split System: Heat Pump with Remote Outdoor Unit-Air-Source) | H5H3V60*K*AAA* |  |  | EA*5X60M24A*+WALLCON | *97CMN1002122B* | 55500 | 18.5 | 8.5 | 60500 | 46000 | 76.03% | 2.06 | 0 | 11 |  |  |  | No | R-454B | 4.625 | Residential & Commercial | Ducted CEE Tier 1
215931668 | Central HP <5.4 tons | ARCOAIRE | HRCU-A-CB (Split System: Heat Pump with Remote Outdoor Unit-Air-Source) | H5H3V60*K*AAA* |  |  | EA*5X61M24A*+WALLCON | *80CSU0802120A* | 57000 | 19 | 8.5 | 60500 | 46000 | 76.03% | 2.04 | 0 | 11.5 |  |  |  | No | R-454B | 4.75 | Residential & Commercial | Ducted CEE Tier 1
215931918 | Central HP <5.4 tons | ARCOAIRE | HRCU-A-CB (Split System: Heat Pump with Remote Outdoor Unit-Air-Source) | H5H3V60*K*AAA* |  |  | ESH5X60M12A*+WALLCON | *96CTN1202422B* | 56500 | 18 | 8.1 | 61000 | 46000 | 75.41% | 1.95 | 0 | 11 |  |  |  | No | R-454B | 4.7083 | Residential & Commercial | Ducted CEE Tier 1
212980270 | Central HP <5.4 tons | ARCOAIRE | HRCU-A-CB (Split System: Heat Pump with Remote Outdoor Unit-Air-Source) | DLCURAH24ABK |  |  | EA*4X37L21A* | *80MS(N,L)0902116A* | 24400 | 17.5 | 8.5 | 25200 | 21200 | 84.13% | 1.8 | 0 | 10.5 |  |  |  | No | R-410A | 2.0333 | Residential & Commercial | Ducted CEE Tier 1
214239397 | Central HP <5.4 tons | ARCOAIRE | HRCU-A-CB (Split System: Heat Pump with Remote Outdoor Unit-Air-Source) | HVH837GKA2* |  |  | EN(A,D,W)4X60L24**+WALLCON | *97CMN1202422B* | 32800 | 17.5 | 8.1 | 32200 | 24600 | 76.4% | 1.96 | 0 | 11.7 |  |  |  | No | R-410A | 2.7333 | Residential & Commercial | Ducted CEE Tier 1
214239197 | Central HP <5.4 tons | ARCOAIRE | HRCU-A-CB (Split System: Heat Pump with Remote Outdoor Unit-Air-Source) | HVH837GKA2* |  |  | EN(A,D,W)4X48L21**+WALLCON | *80CTL0902120B* | 32400 | 17 | 8.1 | 32600 | 24600 | 75.46% | 1.96 | 0 | 11.7 |  |  |  | No | R-410A | 2.7 | Residential & Commercial | Ducted CEE Tier 1
214279882 | Central HP <5.4 tons | ARCOAIRE | HRCU-A-CB (Split System: Heat Pump with Remote Outdoor Unit-Air-Source) | DLCURAH24ABK |  |  | EA*4X25L17A* | *96MSN0601716A* | 24400 | 16.5 | 9 | 25400 | 21600 | 85.04% | 1.8 | 0 | 10 |  |  |  | No | R-410A | 2.0333 | Residential & Commercial | Ducted CEE Tier 1
213781259 | Central HP <5.4 tons | ARCOAIRE | HRCU-A-CB (Split System: Heat Pump with Remote Outdoor Unit-Air-Source) | HVH837GKA2* |  |  | EA*4X43L21A*+WALLCON | *96CTN0801714B* | 32800 | 17 | 8.5 | 32800 | 25200 | 76.83% | 1.96 | 0 | 11 |  |  |  | No | R-410A | 2.7333 | Residential & Commercial | Ducted CEE Tier 1
214239127 | Central HP <5.4 tons | ARCOAIRE | HRCU-A-CB (Split System: Heat Pump with Remote Outdoor Unit-Air-Source) | HVH837GKA2* |  |  | EN(A,D,W)4X42L21**+WALLCON | *97CMN1002122B* | 31800 | 16.5 | 8.1 | 33000 | 24400 | 73.94% | 1.88 | 0 | 11 |  |  |  | No | R-410A | 2.65 | Residential & Commercial | Ducted CEE Tier 1
214239297 | Central HP <5.4 tons | ARCOAIRE | HRCU-A-CB (Split System: Heat Pump with Remote Outdoor Unit-Air-Source) | HVH837GKA2* |  |  | EN(A,D)4X48L24**+WALLCON | *80CTL1102120B* | 32400 | 17 | 8.1 | 32600 | 24600 | 75.46% | 1.96 | 0 | 11.5 |  |  |  | No | R-410A | 2.7 | Residential & Commercial | Ducted CEE Tier 1
215931658 | Central HP <5.4 tons | ARCOAIRE | HRCU-A-CB (Split System: Heat Pump with Remote Outdoor Unit-Air-Source) | H5H3V60*K*AAA* |  |  | EA*5X61M21A*+WALLCON | *80CTL0701716B* | 56000 | 18 | 8.5 | 61000 | 45500 | 74.59% | 2.1 | 0 | 11 |  |  |  | No | R-454B | 4.6667 | Residential & Commercial | Ducted CEE Tier 1
214279934 | Central HP <5.4 tons | ARCOAIRE | HRCU-A-CB (Split System: Heat Pump with Remote Outdoor Unit-Air-Source) | DLCURAH24ABK |  |  | EA*4X37L17A* | *96MSN0601716A* | 24200 | 16.5 | 9 | 25400 | 21800 | 85.83% | 1.82 | 0 | 10 |  |  |  | No | R-410A | 2.0167 | Residential & Commercial | Ducted CEE Tier 1
215931558 | Central HP <5.4 tons | ARCOAIRE | HRCU-A-CB (Split System: Heat Pump with Remote Outdoor Unit-Air-Source) | H5H3V60*K*AAA* |  |  | EA*5X60M24A*+WALLCON | *80CTL1102120B* | 56000 | 18.5 | 8.5 | 60500 | 45500 | 75.21% | 2.06 | 0 | 11.5 |  |  |  | No | R-454B | 4.6667 | Residential & Commercial | Ducted CEE Tier 1
215934258 | Central HP <5.4 tons | ARCOAIRE | HRCU-A-CB (Split System: Heat Pump with Remote Outdoor Unit-Air-Source) | H5H3V48*K*AAA* |  |  | EA*5X61M21A*+WALLCON | *97CMN0802120B* | 45000 | 21 | 9.5 | 48500 | 37000 | 76.29% | 2 | 0 | 11 |  |  |  | No | R-454B | 3.75 | Residential & Commercial | Ducted CEE Tier 1
215932028 | Central HP <5.4 tons | ARCOAIRE | HRCU-A-CB (Split System: Heat Pump with Remote Outdoor Unit-Air-Source) | H5H3V36*K*AAA* |  |  | EA*5X30M17A*+WALLCON | *96CTN0601714B* | 31800 | 19 | 9.5 | 34600 | 26600 | 76.88% | 2 | 0 | 10.5 |  |  |  | No | R-454B | 2.65 | Residential & Commercial | Ducted CEE Tier 1
215932178 | Central HP <5.4 tons | ARCOAIRE | HRCU-A-CB (Split System: Heat Pump with Remote Outdoor Unit-Air-Source) | H5H3V36*K*AAA* |  |  | EA*5X37M21A*+WALLCON | *96CTN0601714B* | 33800 | 19.5 | 9.5 | 34200 | 26000 | 76.02% | 2.06 | 0 | 11 |  |  |  | No | R-454B | 2.8167 | Residential & Commercial | Ducted CEE Tier 1
215933938 | Central HP <5.4 tons | ARCOAIRE | HRCU-A-CB (Split System: Heat Pump with Remote Outdoor Unit-Air-Source) | H5H3V36*K*AAA* |  |  | ESH5X60M12A*+WALLCON | *96CTN1002122B* | 34200 | 19.5 | 9 | 34200 | 26000 | 76.02% | 1.94 | 0 | 11.7 |  |  |  | No | R-454B | 2.85 | Residential & Commercial | Ducted CEE Tier 1
215933968 | Central HP <5.4 tons | ARCOAIRE | HRCU-A-CB (Split System: Heat Pump with Remote Outdoor Unit-Air-Source) | H5H3V36*K*AAA* |  |  | FCMA5B60L0D*+WALLCON |  | 35000 | 22 | 9.5 | 33400 | 25200 | 75.45% | 2.08 | 0 | 13 |  |  |  | No | R-454B | 2.9167 | Residential & Commercial | Ducted CEE Tier 1
215934788 | Central HP <5.4 tons | ARCOAIRE | HRCU-A-CB (Split System: Heat Pump with Remote Outdoor Unit-Air-Source) | H5H3V36*K*AAA* |  |  | EVM5X44M21A*+WALLCON | *80CSU0601716A* | 35600 | 22 | 8.5 | 38000 | 28600 | 75.26% | 2.02 | 0 | 12 |  |  |  | No | R-454B | 2.9667 | Residential & Commercial | Ducted CEE Tier 1
215934988 | Central HP <5.4 tons | ARCOAIRE | HRCU-A-CB (Split System: Heat Pump with Remote Outdoor Unit-Air-Source) | H5H3V36*K*AAA* |  |  | EVM5X49M21A*+WALLCON | *80CSU1002120A* | 35600 | 21.5 | 8.5 | 38000 | 28800 | 75.79% | 2.02 | 0 | 12 |  |  |  | No | R-454B | 2.9667 | Residential & Commercial | Ducted CEE Tier 1
214242819 | Central HP <5.4 tons | ARCOAIRE | HRCU-A-CB (Split System: Heat Pump with Remote Outdoor Unit-Air-Source) | HVH825GKA2* |  |  | EN(A,D)4X36L21**+WALLCON | *97CMN1002122B* | 23600 | 16.5 | 8.1 | 21400 | 16700 | 78.04% | 1.92 | 0 | 11 |  |  |  | No | R-410A | 1.9667 | Residential & Commercial | Ducted CEE Tier 1
214243119 | Central HP <5.4 tons | ARCOAIRE | HRCU-A-CB (Split System: Heat Pump with Remote Outdoor Unit-Air-Source) | HVH825GKA2* |  |  | EN(A,D,W)4X48L21**+WALLCON | *80CTL1102120B* | 24200 | 17 | 8.1 | 21200 | 16600 | 78.3% | 2.02 | 0 | 11.5 |  |  |  | No | R-410A | 2.0167 | Residential & Commercial | Ducted CEE Tier 1
214243189 | Central HP <5.4 tons | ARCOAIRE | HRCU-A-CB (Split System: Heat Pump with Remote Outdoor Unit-Air-Source) | HVH825GKA2* |  |  | EN(A,D,W)4X48L21**+WALLCON | *96CTN1002122B* | 24200 | 17 | 8.1 | 21200 | 16600 | 78.3% | 2.02 | 0 | 11.5 |  |  |  | No | R-410A | 2.0167 | Residential & Commercial | Ducted CEE Tier 1
214397973 | Central HP <5.4 tons | CHAMPION HEATING AND COOLING | HRCU-A-CB (Split System: Heat Pump with Remote Outdoor Unit-Air-Source) | HH824E2S11 |  |  | CTF30B5ACS1+JME12B2SN1 |  | 23000 | 19 | 9.5 | 23000 | 19000 | 82.61% | 2 | 0 | 12 |  |  |  | No | R-454B | 1.9167 | Residential & Commercial | Ducted CEE Tier 1
215932168 | Central HP <5.4 tons | ARCOAIRE | HRCU-A-CB (Split System: Heat Pump with Remote Outdoor Unit-Air-Source) | H5H3V36*K*AAA* |  |  | EA*5X37M21A*+WALLCON | *97CMN0601714B* | 33600 | 19.5 | 9.5 | 34200 | 26200 | 76.61% | 2.06 | 0 | 11 |  |  |  | No | R-454B | 2.8 | Residential & Commercial | Ducted CEE Tier 1
215932218 | Central HP <5.4 tons | ARCOAIRE | HRCU-A-CB (Split System: Heat Pump with Remote Outdoor Unit-Air-Source) | H5H3V36*K*AAA* |  |  | EA*5X42M21A*+WALLCON | *80CTL0451712B* | 32200 | 19 | 9 | 35800 | 27600 | 77.09% | 1.88 | 0 | 10.5 |  |  |  | No | R-454B | 2.6833 | Residential & Commercial | Ducted CEE Tier 1
215933998 | Central HP <5.4 tons | ARCOAIRE | HRCU-A-CB (Split System: Heat Pump with Remote Outdoor Unit-Air-Source) | H5H3V48*K*AAA* |  |  | EA*5X48M21A*+WALLCON | *80CTL0702120B* | 43500 | 20.5 | 9.5 | 48000 | 36600 | 76.25% | 2 | 0 | 10.5 |  |  |  | No | R-454B | 3.625 | Residential & Commercial | Ducted CEE Tier 1
215933898 | Central HP <5.4 tons | ARCOAIRE | HRCU-A-CB (Split System: Heat Pump with Remote Outdoor Unit-Air-Source) | H5H3V36*K*AAA* |  |  | ESH5X60M12A*+WALLCON | *97CMN1002122B* | 34200 | 19.5 | 9 | 34200 | 26000 | 76.02% | 1.94 | 0 | 11.7 |  |  |  | No | R-454B | 2.85 | Residential & Commercial | Ducted CEE Tier 1
215933798 | Central HP <5.4 tons | ARCOAIRE | HRCU-A-CB (Split System: Heat Pump with Remote Outdoor Unit-Air-Source) | H5H3V36*K*AAA* |  |  | ESH5X60M12A*+WALLCON | *80CTL0902120B* | 34200 | 19.5 | 9 | 34200 | 25800 | 75.44% | 1.96 | 0 | 12 |  |  |  | No | R-454B | 2.85 | Residential & Commercial | Ducted CEE Tier 1
215933498 | Central HP <5.4 tons | ARCOAIRE | HRCU-A-CB (Split System: Heat Pump with Remote Outdoor Unit-Air-Source) | H5H3V36*K*AAA* |  |  | ESH5X42M12A*+WALLCON | *96CTN1202422B* | 33600 | 19 | 9 | 34600 | 26600 | 76.88% | 1.94 | 0 | 11.5 |  |  |  | No | R-454B | 2.8 | Residential & Commercial | Ducted CEE Tier 1
215933398 | Central HP <5.4 tons | ARCOAIRE | HRCU-A-CB (Split System: Heat Pump with Remote Outdoor Unit-Air-Source) | H5H3V36*K*AAA* |  |  | ESH5X42M12A*+WALLCON | *97CMN0601714B* | 33200 | 18.5 | 9 | 34200 | 26200 | 76.61% | 1.94 | 0 | 10.5 |  |  |  | No | R-454B | 2.7667 | Residential & Commercial | Ducted CEE Tier 1
215932398 | Central HP <5.4 tons | ARCOAIRE | HRCU-A-CB (Split System: Heat Pump with Remote Outdoor Unit-Air-Source) | H5H3V36*K*AAA* |  |  | EA*5X48M21A*+WALLCON | *80CSU1002120A* | 33400 | 20 | 9.5 | 34600 | 26400 | 76.3% | 2.04 | 0 | 11.5 |  |  |  | No | R-454B | 2.7833 | Residential & Commercial | Ducted CEE Tier 1
214240067 | Central HP <5.4 tons | ARCOAIRE | HRCU-A-CB (Split System: Heat Pump with Remote Outdoor Unit-Air-Source) | HVH837GKA** |  |  | EN(A,D,W)4X60L24**+WALLCON | *97CMN1002122B* | 32800 | 17.5 | 8.1 | 32200 | 24600 | 76.4% | 1.96 | 0 | 12 |  |  |  | No | R-410A | 2.7333 | Residential & Commercial | Ducted CEE Tier 1
214242069 | Central HP <5.4 tons | ARCOAIRE | HRCU-A-CB (Split System: Heat Pump with Remote Outdoor Unit-Air-Source) | HVH825GKA3* |  |  | END4X42L17**+WALLCON | *96CTN0601714B* | 23800 | 16.5 | 8.1 | 21400 | 16700 | 78.04% | 1.96 | 0 | 11 |  |  |  | No | R-410A | 1.9833 | Residential & Commercial | Ducted CEE Tier 1
212977588 | Central HP <5.4 tons | PAYNE HEATING AND COOLING | HRCU-A-CB (Split System: Heat Pump with Remote Outdoor Unit-Air-Source) | 38MURAQ24AB3* |  |  | CAP**2517AL* | PG80MS(A,L)A36045A** | 24200 | 17 | 8.5 | 25200 | 21800 | 86.51% | 1.82 | 0 | 10 |  |  |  | No | R-410A | 2.0167 | Residential & Commercial | Ducted CEE Tier 1
214239957 | Central HP <5.4 tons | ARCOAIRE | HRCU-A-CB (Split System: Heat Pump with Remote Outdoor Unit-Air-Source) | HVH837GKA** |  |  | EN(A,D,W)4X48L21**+WALLCON | *96CTN1002122B* | 32400 | 17 | 8.1 | 32600 | 24600 | 75.46% | 1.96 | 0 | 11.7 |  |  |  | No | R-410A | 2.7 | Residential & Commercial | Ducted CEE Tier 1
214242229 | Central HP <5.4 tons | ARCOAIRE | HRCU-A-CB (Split System: Heat Pump with Remote Outdoor Unit-Air-Source) | HVH825GKA3* |  |  | EN(A,D,W)4X48L21**+WALLCON | *80CTL0901716B* | 24200 | 17 | 8.1 | 21200 | 16600 | 78.3% | 2 | 0 | 11 |  |  |  | No | R-410A | 2.0167 | Residential & Commercial | Ducted CEE Tier 1
212983690 | Central HP <5.4 tons | ARCOAIRE | HRCU-A-CB (Split System: Heat Pump with Remote Outdoor Unit-Air-Source) | DLCURAH18ABK |  |  | EN(A,D)4X18L14** | *92MSN0601412A* | 17300 | 16 | 8.5 | 18500 | 19800 | 107% | 2.38 | 0 | 10.5 |  |  |  | No | R-410A | 1.4417 | Residential & Commercial | Ducted CEE Tier 1
215932118 | Central HP <5.4 tons | ARCOAIRE | HRCU-A-CB (Split System: Heat Pump with Remote Outdoor Unit-Air-Source) | H5H3V36*K*AAA* |  |  | EA*5X36M17A*+WALLCON | *96CTN0601714B* | 32000 | 19 | 9.5 | 34600 | 26600 | 76.88% | 2.02 | 0 | 10.5 |  |  |  | No | R-454B | 2.6667 | Residential & Commercial | Ducted CEE Tier 1
215932318 | Central HP <5.4 tons | ARCOAIRE | HRCU-A-CB (Split System: Heat Pump with Remote Outdoor Unit-Air-Source) | H5H3V36*K*AAA* |  |  | EA*5X42M21A*+WALLCON | *97CMN0802120B* | 32800 | 19.5 | 9.5 | 34800 | 26800 | 77.01% | 2.02 | 0 | 11 |  |  |  | No | R-454B | 2.7333 | Residential & Commercial | Ducted CEE Tier 1
215932368 | Central HP <5.4 tons | ARCOAIRE | HRCU-A-CB (Split System: Heat Pump with Remote Outdoor Unit-Air-Source) | H5H3V36*K*AAA* |  |  | EA*5X43M21A*+WALLCON | *97CMN0601714B* | 33800 | 19.5 | 9.5 | 34200 | 26200 | 76.61% | 2.06 | 0 | 11 |  |  |  | No | R-454B | 2.8167 | Residential & Commercial | Ducted CEE Tier 1
215932418 | Central HP <5.4 tons | ARCOAIRE | HRCU-A-CB (Split System: Heat Pump with Remote Outdoor Unit-Air-Source) | H5H3V36*K*AAA* |  |  | EA*5X48M21A*+WALLCON | *80CTL0702120B* | 33400 | 20 | 9.5 | 34600 | 26400 | 76.3% | 2.04 | 0 | 11.5 |  |  |  | No | R-454B | 2.7833 | Residential & Commercial | Ducted CEE Tier 1
215932138 | Central HP <5.4 tons | ARCOAIRE | HRCU-A-CB (Split System: Heat Pump with Remote Outdoor Unit-Air-Source) | H5H3V36*K*AAA* |  |  | EA*5X37M17A*+WALLCON | *97CMN0601714B* | 33200 | 19 | 9.5 | 34600 | 26400 | 76.3% | 2.04 | 0 | 10.5 |  |  |  | No | R-454B | 2.7667 | Residential & Commercial | Ducted CEE Tier 1
215932158 | Central HP <5.4 tons | ARCOAIRE | HRCU-A-CB (Split System: Heat Pump with Remote Outdoor Unit-Air-Source) | H5H3V36*K*AAA* |  |  | EA*5X37M17A*+WALLCON | *96CTN0601714B* | 33200 | 19 | 9.5 | 34400 | 26400 | 76.74% | 2.06 | 0 | 10.5 |  |  |  | No | R-454B | 2.7667 | Residential & Commercial | Ducted CEE Tier 1
215932238 | Central HP <5.4 tons | ARCOAIRE | HRCU-A-CB (Split System: Heat Pump with Remote Outdoor Unit-Air-Source) | H5H3V36*K*AAA* |  |  | EA*5X42M21A*+WALLCON | *80CTL0702120B* | 32600 | 19.5 | 9.5 | 35000 | 26800 | 76.57% | 2.02 | 0 | 11 |  |  |  | No | R-454B | 2.7167 | Residential & Commercial | Ducted CEE Tier 1
213773379 | Central HP <5.4 tons | ARCOAIRE | HRCU-A-CB (Split System: Heat Pump with Remote Outdoor Unit-Air-Source) | HVH825GKA3* |  |  | EA*4X42L21A*+WALLCON | *80CTL0451712B* | 23600 | 16.5 | 8.1 | 21600 | 16700 | 77.31% | 1.94 | 0 | 10.5 |  |  |  | No | R-410A | 1.9667 | Residential & Commercial | Ducted CEE Tier 1
213773409 | Central HP <5.4 tons | ARCOAIRE | HRCU-A-CB (Split System: Heat Pump with Remote Outdoor Unit-Air-Source) | HVH825GKA3* |  |  | EA*4X42L21A*+WALLCON | *80CTL0902120B* | 23800 | 16.5 | 8.1 | 21400 | 16600 | 77.57% | 1.96 | 0 | 10.5 |  |  |  | No | R-410A | 1.9833 | Residential & Commercial | Ducted CEE Tier 1
214239807 | Central HP <5.4 tons | ARCOAIRE | HRCU-A-CB (Split System: Heat Pump with Remote Outdoor Unit-Air-Source) | HVH837GKA** |  |  | EN(A,D,W)4X42L21**+WALLCON | *97CMN1002122B* | 31800 | 16.5 | 8.1 | 33000 | 24400 | 73.94% | 1.88 | 0 | 11 |  |  |  | No | R-410A | 2.65 | Residential & Commercial | Ducted CEE Tier 1
214241979 | Central HP <5.4 tons | ARCOAIRE | HRCU-A-CB (Split System: Heat Pump with Remote Outdoor Unit-Air-Source) | HVH825GKA3* |  |  | EN(A,D)4X36L21**+WALLCON | *96CTN1002122B* | 23600 | 16.5 | 8.1 | 21400 | 16700 | 78.04% | 1.92 | 0 | 11 |  |  |  | No | R-410A | 1.9667 | Residential & Commercial | Ducted CEE Tier 1
214242279 | Central HP <5.4 tons | ARCOAIRE | HRCU-A-CB (Split System: Heat Pump with Remote Outdoor Unit-Air-Source) | HVH825GKA3* |  |  | EN(A,D,W)4X48L21**+WALLCON | *97CMN0801714B* | 24000 | 16.5 | 8.1 | 21400 | 16600 | 77.57% | 2 | 0 | 11 |  |  |  | No | R-410A | 2 | Residential & Commercial | Ducted CEE Tier 1
214239987 | Central HP <5.4 tons | ARCOAIRE | HRCU-A-CB (Split System: Heat Pump with Remote Outdoor Unit-Air-Source) | HVH837GKA** |  |  | EN(A,D)4X48L24**+WALLCON | *80CTL1352422B* | 32400 | 17 | 8.1 | 32600 | 24600 | 75.46% | 1.96 | 0 | 11.7 |  |  |  | No | R-410A | 2.7 | Residential & Commercial | Ducted CEE Tier 1
214242189 | Central HP <5.4 tons | ARCOAIRE | HRCU-A-CB (Split System: Heat Pump with Remote Outdoor Unit-Air-Source) | HVH825GKA3* |  |  | EN(A,D,W)4X42L21**+WALLCON | *96CTN0801714B* | 23800 | 16.5 | 8.1 | 21400 | 16700 | 78.04% | 1.94 | 0 | 11 |  |  |  | No | R-410A | 1.9833 | Residential & Commercial | Ducted CEE Tier 1
213893308 | Central HP <5.4 tons | ARCOAIRE | HRCU-A-CB (Split System: Heat Pump with Remote Outdoor Unit-Air-Source) | HVH825GKA3* |  |  | EA*4X25L17A*+WALLCON | *96CTN0401410B* | 24000 | 15.5 | 8.1 | 21600 | 17000 | 78.7% | 1.96 | 0 | 10 |  |  |  | No | R-410A | 2 | Residential & Commercial | Ducted CEE Tier 1
215934588 | Central HP <5.4 tons | ARCOAIRE | HRCU-A-CB (Split System: Heat Pump with Remote Outdoor Unit-Air-Source) | H5H3V48*K*AAA* |  |  | ESH5X60M12A*+WALLCON | *95CSU1002122B* | 45000 | 20.5 | 9 | 48500 | 36400 | 75.05% | 1.84 | 0 | 11.5 |  |  |  | No | R-454B | 3.75 | Residential & Commercial | Ducted CEE Tier 1
215934058 | Central HP <5.4 tons | ARCOAIRE | HRCU-A-CB (Split System: Heat Pump with Remote Outdoor Unit-Air-Source) | H5H3V48*K*AAA* |  |  | EA*5X48M21A*+WALLCON | *97CMN0801714B* | 42500 | 20 | 9.5 | 48500 | 36400 | 75.05% | 2 | 0 | 10.5 |  |  |  | No | R-454B | 3.5417 | Residential & Commercial | Ducted CEE Tier 1
215931758 | Central HP <5.4 tons | ARCOAIRE | HRCU-A-CB (Split System: Heat Pump with Remote Outdoor Unit-Air-Source) | H5H3V60*K*AAA* |  |  | EA*5X61M24A*+WALLCON | *97CMN1002122B* | 57000 | 18.5 | 8.5 | 60500 | 46500 | 76.86% | 2.02 | 0 | 11.5 |  |  |  | No | R-454B | 4.75 | Residential & Commercial | Ducted CEE Tier 1
215931778 | Central HP <5.4 tons | ARCOAIRE | HRCU-A-CB (Split System: Heat Pump with Remote Outdoor Unit-Air-Source) | H5H3V60*K*AAA* |  |  | EA*5X61M24A*+WALLCON | *96CTN1002122B* | 57000 | 18.5 | 8.5 | 60500 | 46500 | 76.86% | 2.02 | 0 | 11.5 |  |  |  | No | R-454B | 4.75 | Residential & Commercial | Ducted CEE Tier 1
215931538 | Central HP <5.4 tons | ARCOAIRE | HRCU-A-CB (Split System: Heat Pump with Remote Outdoor Unit-Air-Source) | H5H3V60*K*AAA* |  |  | EA*5X60M24A*+WALLCON | *80CTL0702120B* | 55500 | 18 | 8.1 | 60500 | 46500 | 76.86% | 1.95 | 0 | 11 |  |  |  | No | R-454B | 4.625 | Residential & Commercial | Ducted CEE Tier 1
215931588 | Central HP <5.4 tons | ARCOAIRE | HRCU-A-CB (Split System: Heat Pump with Remote Outdoor Unit-Air-Source) | H5H3V60*K*AAA* |  |  | EA*5X60M24A*+WALLCON | *95CSU1002122B* | 56000 | 18.5 | 8.5 | 60500 | 45500 | 75.21% | 2.08 | 0 | 11.5 |  |  |  | No | R-454B | 4.6667 | Residential & Commercial | Ducted CEE Tier 1
215931888 | Central HP <5.4 tons | ARCOAIRE | HRCU-A-CB (Split System: Heat Pump with Remote Outdoor Unit-Air-Source) | H5H3V60*K*AAA* |  |  | ESH5X60M12A*+WALLCON | *97CMN1002122B* | 56500 | 18 | 8.1 | 61000 | 46000 | 75.41% | 1.95 | 0 | 11 |  |  |  | No | R-454B | 4.7083 | Residential & Commercial | Ducted CEE Tier 1
215931738 | Central HP <5.4 tons | ARCOAIRE | HRCU-A-CB (Split System: Heat Pump with Remote Outdoor Unit-Air-Source) | H5H3V60*K*AAA* |  |  | EA*5X61M24A*+WALLCON | *97CMN0602120B* | 56000 | 18 | 8.5 | 61000 | 47500 | 77.87% | 2 | 0 | 10.5 |  |  |  | No | R-454B | 4.6667 | Residential & Commercial | Ducted CEE Tier 1
213307887 | Central HP <5.4 tons | LG | HRCU-A-CB (Split System: Heat Pump with Remote Outdoor Unit-Air-Source) | LUU180HV |  |  | C74B(A,H)MX24C-B | FG7TC060D-V24B | 18000 | 17.5 | 9.1 | 20000 | 17100 | 85.5% | 1.84 | 0 | 12.5 |  |  |  | No | R-410A | 1.5 | Residential & Commercial | Ducted CEE Tier 1
215934108 | Central HP <5.4 tons | ARCOAIRE | HRCU-A-CB (Split System: Heat Pump with Remote Outdoor Unit-Air-Source) | H5H3V48*K*AAA* |  |  | EA*5X60M24A*+WALLCON | *80CTL1102120B* | 45000 | 21.5 | 9.5 | 48000 | 36200 | 75.42% | 2 | 0 | 11 |  |  |  | No | R-454B | 3.75 | Residential & Commercial | Ducted CEE Tier 1
215934608 | Central HP <5.4 tons | ARCOAIRE | HRCU-A-CB (Split System: Heat Pump with Remote Outdoor Unit-Air-Source) | H5H3V48*K*AAA* |  |  | ESH5X60M12A*+WALLCON | *96CTN0801714B* | 43500 | 19.5 | 9 | 49000 | 35600 | 72.65% | 1.92 | 0 | 11.5 |  |  |  | No | R-454B | 3.625 | Residential & Commercial | Ducted CEE Tier 1
215934458 | Central HP <5.4 tons | ARCOAIRE | HRCU-A-CB (Split System: Heat Pump with Remote Outdoor Unit-Air-Source) | H5H3V48*K*AAA* |  |  | ESH5X48M12A*+WALLCON | *80CTL0902120B* | 44500 | 20.5 | 9 | 48500 | 36400 | 75.05% | 1.82 | 0 | 11 |  |  |  | No | R-454B | 3.7083 | Residential & Commercial | Ducted CEE Tier 1
213782332 | Central HP <5.4 tons | KEEPRITE | HRCU-A-CB (Split System: Heat Pump with Remote Outdoor Unit-Air-Source) | CVH837GKA2* |  |  | EHD4X60AAL+WALLCON | *96CTN0601714B* | 32800 | 16.5 | 8.1 | 32400 | 25000 | 77.16% | 1.96 | 0 | 11 |  |  |  | No | R-410A | 2.7333 | Residential & Commercial | Ducted CEE Tier 1
213781162 | Central HP <5.4 tons | KEEPRITE | HRCU-A-CB (Split System: Heat Pump with Remote Outdoor Unit-Air-Source) | CVH837GKA2* |  |  | EA*4X43L21A*+WALLCON | *80CTL0451712B* | 32600 | 16.5 | 8.1 | 33200 | 25400 | 76.51% | 1.94 | 0 | 10.5 |  |  |  | No | R-410A | 2.7167 | Residential & Commercial | Ducted CEE Tier 1
213782062 | Central HP <5.4 tons | KEEPRITE | HRCU-A-CB (Split System: Heat Pump with Remote Outdoor Unit-Air-Source) | CVH837GKA2* |  |  | EHD4X48AAL+WALLCON | *80CTL0701412B* | 32600 | 16.5 | 8.1 | 33200 | 25000 | 75.3% | 1.94 | 0 | 11 |  |  |  | No | R-410A | 2.7167 | Residential & Commercial | Ducted CEE Tier 1
211227428 | Central HP <5.4 tons | ARCOAIRE | HRCU-A-CB (Split System: Heat Pump with Remote Outdoor Unit-Air-Source) | DLCURAH36ABK |  |  | EA*4X42L21A* | *80ESU0601716A | 35000 | 16.5 | 8.1 | 38500 | 35000 | 90.91% | 1.86 | 0 | 10 |  |  |  | No | R-410A | 2.9167 | Residential & Commercial | Ducted CEE Tier 1
215940981 | Central HP <5.4 tons | KEEPRITE | HRCU-A-CB (Split System: Heat Pump with Remote Outdoor Unit-Air-Source) | C5H3V48*K*AAA* |  |  | EA*5X48M21A*+WALLCON | *97CTN0802120A* | 43500 | 20.5 | 9.5 | 48000 | 36600 | 76.25% | 1.92 | 0 | 10.5 |  |  |  | No | R-454B | 3.625 | Residential & Commercial | Ducted CEE Tier 1
215934461 | Central HP <5.4 tons | KEEPRITE | HRCU-A-CB (Split System: Heat Pump with Remote Outdoor Unit-Air-Source) | C5H3V48*K*AAA* |  |  | ESH5X48M12A*+WALLCON | *80CTL0902120B* | 44500 | 20.5 | 9 | 48500 | 36400 | 75.05% | 1.82 | 0 | 11 |  |  |  | No | R-454B | 3.7083 | Residential & Commercial | Ducted CEE Tier 1
215934478 | Central HP <5.4 tons | ARCOAIRE | HRCU-A-CB (Split System: Heat Pump with Remote Outdoor Unit-Air-Source) | H5H3V48*K*AAA* |  |  | ESH5X48M12A*+WALLCON | *80CTL1352422B* | 44500 | 20.5 | 9 | 48500 | 36400 | 75.05% | 1.82 | 0 | 11 |  |  |  | No | R-454B | 3.7083 | Residential & Commercial | Ducted CEE Tier 1
215934428 | Central HP <5.4 tons | ARCOAIRE | HRCU-A-CB (Split System: Heat Pump with Remote Outdoor Unit-Air-Source) | H5H3V48*K*AAA* |  |  | ESH5X48M12A*+WALLCON | *80CSU1002120A* | 44000 | 20 | 9 | 48500 | 36600 | 75.46% | 1.8 | 0 | 10.5 |  |  |  | No | R-454B | 3.6667 | Residential & Commercial | Ducted CEE Tier 1
214239087 | Central HP <5.4 tons | ARCOAIRE | HRCU-A-CB (Split System: Heat Pump with Remote Outdoor Unit-Air-Source) | HVH837GKA2* |  |  | EN(A,D,W)4X42L21**+WALLCON | *80CTL1102120B* | 31800 | 17 | 8.1 | 33000 | 24400 | 73.94% | 1.88 | 0 | 11 |  |  |  | No | R-410A | 2.65 | Residential & Commercial | Ducted CEE Tier 1
214239287 | Central HP <5.4 tons | ARCOAIRE | HRCU-A-CB (Split System: Heat Pump with Remote Outdoor Unit-Air-Source) | HVH837GKA2* |  |  | EN(A,D)4X48L24**+WALLCON | *80CTL0902120B* | 32400 | 17 | 8.1 | 32600 | 24600 | 75.46% | 1.96 | 0 | 11.7 |  |  |  | No | R-410A | 2.7 | Residential & Commercial | Ducted CEE Tier 1
215931818 | Central HP <5.4 tons | ARCOAIRE | HRCU-A-CB (Split System: Heat Pump with Remote Outdoor Unit-Air-Source) | H5H3V60*K*AAA* |  |  | ESH5X60M12A*+WALLCON | *80CTL0702120B* | 56000 | 17.5 | 8.1 | 61000 | 46500 | 76.23% | 1.95 | 0 | 11 |  |  |  | No | R-454B | 4.6667 | Residential & Commercial | Ducted CEE Tier 1
214239207 | Central HP <5.4 tons | ARCOAIRE | HRCU-A-CB (Split System: Heat Pump with Remote Outdoor Unit-Air-Source) | HVH837GKA2* |  |  | EN(A,D,W)4X48L21**+WALLCON | *80CTL1102120B* | 32400 | 17 | 8.1 | 32600 | 24600 | 75.46% | 1.96 | 0 | 11.5 |  |  |  | No | R-410A | 2.7 | Residential & Commercial | Ducted CEE Tier 1
215931578 | Central HP <5.4 tons | ARCOAIRE | HRCU-A-CB (Split System: Heat Pump with Remote Outdoor Unit-Air-Source) | H5H3V60*K*AAA* |  |  | EA*5X60M24A*+WALLCON | *95CSU0802120B* | 55500 | 18 | 8.1 | 60500 | 46000 | 76.03% | 1.95 | 0 | 11 |  |  |  | No | R-454B | 4.625 | Residential & Commercial | Ducted CEE Tier 1
215931598 | Central HP <5.4 tons | ARCOAIRE | HRCU-A-CB (Split System: Heat Pump with Remote Outdoor Unit-Air-Source) | H5H3V60*K*AAA* |  |  | EA*5X60M24A*+WALLCON | *97CMN0602120B* | 55000 | 17.5 | 8.1 | 61000 | 47000 | 77.05% | 1.95 | 0 | 10.5 |  |  |  | No | R-454B | 4.5833 | Residential & Commercial | Ducted CEE Tier 1
215931748 | Central HP <5.4 tons | ARCOAIRE | HRCU-A-CB (Split System: Heat Pump with Remote Outdoor Unit-Air-Source) | H5H3V60*K*AAA* |  |  | EA*5X61M24A*+WALLCON | *97CMN0802120B* | 56500 | 18.5 | 8.5 | 60500 | 46500 | 76.86% | 2.02 | 0 | 11 |  |  |  | No | R-454B | 4.7083 | Residential & Commercial | Ducted CEE Tier 1
215934368 | Central HP <5.4 tons | ARCOAIRE | HRCU-A-CB (Split System: Heat Pump with Remote Outdoor Unit-Air-Source) | H5H3V48*K*AAA* |  |  | EA*5X61M24A*+WALLCON | *97CMN0602120B* | 44500 | 20.5 | 9.5 | 48500 | 37400 | 77.11% | 2 | 0 | 10.5 |  |  |  | No | R-454B | 3.7083 | Residential & Commercial | Ducted CEE Tier 1
215934048 | Central HP <5.4 tons | ARCOAIRE | HRCU-A-CB (Split System: Heat Pump with Remote Outdoor Unit-Air-Source) | H5H3V48*K*AAA* |  |  | EA*5X48M21A*+WALLCON | *97CMN0602120B* | 43000 | 20 | 9.5 | 48500 | 37200 | 76.7% | 1.88 | 0 | 10 |  |  |  | No | R-454B | 3.5833 | Residential & Commercial | Ducted CEE Tier 1
215934038 | Central HP <5.4 tons | ARCOAIRE | HRCU-A-CB (Split System: Heat Pump with Remote Outdoor Unit-Air-Source) | H5H3V48*K*AAA* |  |  | EA*5X48M21A*+WALLCON | *95CSU1002122B* | 44000 | 21 | 9.5 | 48000 | 36200 | 75.42% | 2 | 0 | 11 |  |  |  | No | R-454B | 3.6667 | Residential & Commercial | Ducted CEE Tier 1
215934438 | Central HP <5.4 tons | ARCOAIRE | HRCU-A-CB (Split System: Heat Pump with Remote Outdoor Unit-Air-Source) | H5H3V48*K*AAA* |  |  | ESH5X48M12A*+WALLCON | *80CTL0701412B* | 43000 | 19.5 | 8.5 | 49000 | 35400 | 72.24% | 1.8 | 0 | 11 |  |  |  | No | R-454B | 3.5833 | Residential & Commercial | Ducted CEE Tier 1
215934118 | Central HP <5.4 tons | ARCOAIRE | HRCU-A-CB (Split System: Heat Pump with Remote Outdoor Unit-Air-Source) | H5H3V48*K*AAA* |  |  | EA*5X60M24A*+WALLCON | *80CTL1352422B* | 45000 | 21.5 | 9.5 | 48000 | 36200 | 75.42% | 2 | 0 | 11.5 |  |  |  | No | R-454B | 3.75 | Residential & Commercial | Ducted CEE Tier 1
214397225 | Central HP <5.4 tons | LUXAIRE | HRCU-A-CB (Split System: Heat Pump with Remote Outdoor Unit-Air-Source) | HH836E2S11 |  |  | CTM36C5CDS1 | TM8Y120C20MP11 | 33400 | 17 | 8.5 | 30800 | 25200 | 81.82% | 2 | 0 | 11.7 |  |  |  | No | R-454B | 2.7833 | Residential & Commercial | Ducted CEE Tier 1
215669346 | Central HP <5.4 tons | ARCOAIRE | HRCU-A-CB (Split System: Heat Pump with Remote Outdoor Unit-Air-Source) | H5H0V36*K*AAA* |  |  | EA*5X60M24A*+WALLCON | *95CSU0802120B* | 34400 | 18 | 9 | 34200 | 24800 | 72.51% | 1.9 | 0 | 10 |  |  |  | No | R-454B | 2.8667 | Residential & Commercial | Ducted CEE Tier 1
215669446 | Central HP <5.4 tons | ARCOAIRE | HRCU-A-CB (Split System: Heat Pump with Remote Outdoor Unit-Air-Source) | H5H0V36*K*AAA* |  |  | EA*5X61M21A*+WALLCON | *80CSU1002120A* | 34800 | 18 | 9 | 34400 | 24800 | 72.09% | 1.9 | 0 | 10 |  |  |  | No | R-454B | 2.9 | Residential & Commercial | Ducted CEE Tier 1
215669496 | Central HP <5.4 tons | ARCOAIRE | HRCU-A-CB (Split System: Heat Pump with Remote Outdoor Unit-Air-Source) | H5H0V36*K*AAA* |  |  | EA*5X61M21A*+WALLCON | *80CTL1102120B* | 35000 | 18.5 | 9 | 34400 | 24800 | 72.09% | 1.92 | 0 | 10.5 |  |  |  | No | R-454B | 2.9167 | Residential & Commercial | Ducted CEE Tier 1
215669596 | Central HP <5.4 tons | ARCOAIRE | HRCU-A-CB (Split System: Heat Pump with Remote Outdoor Unit-Air-Source) | H5H0V36*K*AAA* |  |  | EA*5X61M21A*+WALLCON | *96CTN0801714B* | 34600 | 18 | 9 | 34600 | 25000 | 72.25% | 1.9 | 0 | 10 |  |  |  | No | R-454B | 2.8833 | Residential & Commercial | Ducted CEE Tier 1
212981848 | Central HP <5.4 tons | ARCOAIRE | HRCU-A-CB (Split System: Heat Pump with Remote Outdoor Unit-Air-Source) | DLCURAH18ABK |  |  | EA*4X25L17A* | *80MSU1002120A* | 17800 | 16 | 8.1 | 17800 | 17800 | 100% | 2.14 | 0 | 10.5 |  |  |  | No | R-410A | 1.4833 | Residential & Commercial | Ducted CEE Tier 1
212983265 | Central HP <5.4 tons | ARCOAIRE | HRCU-A-CB (Split System: Heat Pump with Remote Outdoor Unit-Air-Source) | DLCURAH18ABK |  |  | EA*4X24L17A* | *92MSN0401712A* | 17200 | 15.5 | 8.5 | 18300 | 19400 | 106% | 2.32 | 0 | 10 |  |  |  | No | R-410A | 1.4333 | Residential & Commercial | Ducted CEE Tier 1
214239877 | Central HP <5.4 tons | ARCOAIRE | HRCU-A-CB (Split System: Heat Pump with Remote Outdoor Unit-Air-Source) | HVH837GKA** |  |  | EN(A,D,W)4X48L21**+WALLCON | *80CTL0902120B* | 32400 | 17 | 8.1 | 32600 | 24600 | 75.46% | 1.96 | 0 | 11.7 |  |  |  | No | R-410A | 2.7 | Residential & Commercial | Ducted CEE Tier 1
214240077 | Central HP <5.4 tons | ARCOAIRE | HRCU-A-CB (Split System: Heat Pump with Remote Outdoor Unit-Air-Source) | HVH837GKA** |  |  | EN(A,D,W)4X60L24**+WALLCON | *97CMN1202422B* | 32800 | 17.5 | 8.1 | 32200 | 24600 | 76.4% | 1.96 | 0 | 11.7 |  |  |  | No | R-410A | 2.7333 | Residential & Commercial | Ducted CEE Tier 1
214242199 | Central HP <5.4 tons | ARCOAIRE | HRCU-A-CB (Split System: Heat Pump with Remote Outdoor Unit-Air-Source) | HVH825GKA3* |  |  | EN(A,D,W)4X42L21**+WALLCON | *96CTN1002122B* | 23800 | 16.5 | 8.1 | 21400 | 16600 | 77.57% | 1.96 | 0 | 11 |  |  |  | No | R-410A | 1.9833 | Residential & Commercial | Ducted CEE Tier 1
214241949 | Central HP <5.4 tons | ARCOAIRE | HRCU-A-CB (Split System: Heat Pump with Remote Outdoor Unit-Air-Source) | HVH825GKA3* |  |  | EN(A,D)4X36L21**+WALLCON | *97CMN1002122B* | 23600 | 16.5 | 8.1 | 21400 | 16700 | 78.04% | 1.92 | 0 | 11 |  |  |  | No | R-410A | 1.9667 | Residential & Commercial | Ducted CEE Tier 1
215932258 | Central HP <5.4 tons | ARCOAIRE | HRCU-A-CB (Split System: Heat Pump with Remote Outdoor Unit-Air-Source) | H5H3V36*K*AAA* |  |  | EA*5X42M21A*+WALLCON | *80CTL1102120B* | 32800 | 20 | 9.5 | 34600 | 26600 | 76.88% | 2.02 | 0 | 11.5 |  |  |  | No | R-454B | 2.7333 | Residential & Commercial | Ducted CEE Tier 1
215932948 | Central HP <5.4 tons | ARCOAIRE | HRCU-A-CB (Split System: Heat Pump with Remote Outdoor Unit-Air-Source) | H5H3V36*K*AAA* |  |  | EA*5X61M24A*+WALLCON | *96CTN1002122B* | 34400 | 20.5 | 9.5 | 34200 | 26000 | 76.02% | 2.08 | 0 | 12 |  |  |  | No | R-454B | 2.8667 | Residential & Commercial | Ducted CEE Tier 1
215933178 | Central HP <5.4 tons | ARCOAIRE | HRCU-A-CB (Split System: Heat Pump with Remote Outdoor Unit-Air-Source) | H5H3V36*K*AAA* |  |  | ESH5X36M12A*+WALLCON | *97CMN0602120B* | 33000 | 18.5 | 9 | 35400 | 27200 | 76.84% | 1.92 | 0 | 11 |  |  |  | No | R-454B | 2.75 | Residential & Commercial | Ducted CEE Tier 1
215932778 | Central HP <5.4 tons | ARCOAIRE | HRCU-A-CB (Split System: Heat Pump with Remote Outdoor Unit-Air-Source) | H5H3V36*K*AAA* |  |  | EA*5X61M21A*+WALLCON | *97CMN0601714B* | 34000 | 19.5 | 9 | 33800 | 25800 | 76.33% | 1.94 | 0 | 11 |  |  |  | No | R-454B | 2.8333 | Residential & Commercial | Ducted CEE Tier 1
215932828 | Central HP <5.4 tons | ARCOAIRE | HRCU-A-CB (Split System: Heat Pump with Remote Outdoor Unit-Air-Source) | H5H3V36*K*AAA* |  |  | EA*5X61M21A*+WALLCON | *96CTN0801714B* | 34200 | 20 | 9 | 34600 | 26400 | 76.3% | 1.94 | 0 | 11.5 |  |  |  | No | R-454B | 2.85 | Residential & Commercial | Ducted CEE Tier 1
215932898 | Central HP <5.4 tons | ARCOAIRE | HRCU-A-CB (Split System: Heat Pump with Remote Outdoor Unit-Air-Source) | H5H3V36*K*AAA* |  |  | EA*5X61M24A*+WALLCON | *95CSU1002122B* | 34600 | 20.5 | 9.5 | 34200 | 25800 | 75.44% | 2.06 | 0 | 12 |  |  |  | No | R-454B | 2.8833 | Residential & Commercial | Ducted CEE Tier 1
212979505 | Central HP <5.4 tons | ARCOAIRE | HRCU-A-CB (Split System: Heat Pump with Remote Outdoor Unit-Air-Source) | DLCURAH24ABK |  |  | EA*4X37L21A* | *80MS(N,L)0702116A* | 24400 | 17 | 8.5 | 25200 | 21200 | 84.13% | 1.8 | 0 | 10.5 |  |  |  | No | R-410A | 2.0333 | Residential & Commercial | Ducted CEE Tier 1
214239177 | Central HP <5.4 tons | ARCOAIRE | HRCU-A-CB (Split System: Heat Pump with Remote Outdoor Unit-Air-Source) | HVH837GKA2* |  |  | EN(A,D,W)4X48L21**+WALLCON | *80CTL0701716B* | 32200 | 17 | 8.1 | 32800 | 24800 | 75.61% | 1.94 | 0 | 11.5 |  |  |  | No | R-410A | 2.6833 | Residential & Commercial | Ducted CEE Tier 1
214239277 | Central HP <5.4 tons | ARCOAIRE | HRCU-A-CB (Split System: Heat Pump with Remote Outdoor Unit-Air-Source) | HVH837GKA2* |  |  | EN(A,D,W)4X48L21**+WALLCON | *96CTN1002122B* | 32400 | 17 | 8.1 | 32600 | 24600 | 75.46% | 1.96 | 0 | 11.7 |  |  |  | No | R-410A | 2.7 | Residential & Commercial | Ducted CEE Tier 1
214239407 | Central HP <5.4 tons | ARCOAIRE | HRCU-A-CB (Split System: Heat Pump with Remote Outdoor Unit-Air-Source) | HVH837GKA2* |  |  | EN(A,D,W)4X60L24**+WALLCON | *96CTN1002122B* | 32800 | 17.5 | 8.1 | 32200 | 24600 | 76.4% | 1.96 | 0 | 12 |  |  |  | No | R-410A | 2.7333 | Residential & Commercial | Ducted CEE Tier 1
215931548 | Central HP <5.4 tons | ARCOAIRE | HRCU-A-CB (Split System: Heat Pump with Remote Outdoor Unit-Air-Source) | H5H3V60*K*AAA* |  |  | EA*5X60M24A*+WALLCON | *80CTL0902120B* | 56000 | 18.5 | 8.5 | 60500 | 45500 | 75.21% | 2.06 | 0 | 11.5 |  |  |  | No | R-454B | 4.6667 | Residential & Commercial | Ducted CEE Tier 1
215931798 | Central HP <5.4 tons | ARCOAIRE | HRCU-A-CB (Split System: Heat Pump with Remote Outdoor Unit-Air-Source) | H5H3V60*K*AAA* |  |  | ESH5X60M12A*+WALLCON | *80CSU0802120A* | 56500 | 18 | 8.1 | 61000 | 45500 | 74.59% | 1.95 | 0 | 11.5 |  |  |  | No | R-454B | 4.7083 | Residential & Commercial | Ducted CEE Tier 1
215931648 | Central HP <5.4 tons | ARCOAIRE | HRCU-A-CB (Split System: Heat Pump with Remote Outdoor Unit-Air-Source) | H5H3V60*K*AAA* |  |  | EA*5X60M24A*+WALLCON | *96CTN1202422B* | 56000 | 18.5 | 8.5 | 60500 | 46000 | 76.03% | 2.06 | 0 | 11 |  |  |  | No | R-454B | 4.6667 | Residential & Commercial | Ducted CEE Tier 1
215934488 | Central HP <5.4 tons | ARCOAIRE | HRCU-A-CB (Split System: Heat Pump with Remote Outdoor Unit-Air-Source) | H5H3V48*K*AAA* |  |  | ESH5X48M12A*+WALLCON | *97CMN0802120B* | 44000 | 20 | 9 | 48500 | 36600 | 75.46% | 1.8 | 0 | 10.5 |  |  |  | No | R-454B | 3.6667 | Residential & Commercial | Ducted CEE Tier 1
215934538 | Central HP <5.4 tons | ARCOAIRE | HRCU-A-CB (Split System: Heat Pump with Remote Outdoor Unit-Air-Source) | H5H3V48*K*AAA* |  |  | ESH5X48M12A*+WALLCON | *96CTN1202422B* | 44500 | 20 | 9 | 48500 | 36400 | 75.05% | 1.82 | 0 | 10.5 |  |  |  | No | R-454B | 3.7083 | Residential & Commercial | Ducted CEE Tier 1
214570702 | Central HP <5.4 tons | ARCOAIRE | HRCU-A-CB (Split System: Heat Pump with Remote Outdoor Unit-Air-Source) | HVH825GKA3* |  |  | EA*4X48L21A*+WALLCON | *97CMN0602120B* | 24000 | 16.5 | 8.5 | 21000 | 16600 | 79.05% | 2 | 0 | 10.5 |  |  |  | No | R-410A | 2 | Residential & Commercial | Ducted CEE Tier 1
214573292 | Central HP <5.4 tons | ARCOAIRE | HRCU-A-CB (Split System: Heat Pump with Remote Outdoor Unit-Air-Source) | HVH837GKA** |  |  | EHD4X60AAL+WALLCON | *97CMN0802120B* | 33000 | 17 | 8.5 | 32200 | 24800 | 77.02% | 2 | 0 | 11.5 |  |  |  | No | R-410A | 2.75 | Residential & Commercial | Ducted CEE Tier 1
214241599 | Central HP <5.4 tons | ARCOAIRE | HRCU-A-CB (Split System: Heat Pump with Remote Outdoor Unit-Air-Source) | HVH825GKA3* |  |  | EN(A,D)4X24L17**+WALLCON | *97CMN0601714B* | 23200 | 15.5 | 8.1 | 22200 | 16900 | 76.13% | 1.9 | 0 | 10.5 |  |  |  | No | R-410A | 1.9333 | Residential & Commercial | Ducted CEE Tier 1
214573192 | Central HP <5.4 tons | ARCOAIRE | HRCU-A-CB (Split System: Heat Pump with Remote Outdoor Unit-Air-Source) | HVH837GKA** |  |  | EHD4X48AAL+WALLCON | *80CTL0702120B* | 32600 | 17.5 | 8.5 | 32800 | 25000 | 76.22% | 1.98 | 0 | 11 |  |  |  | No | R-410A | 2.7167 | Residential & Commercial | Ducted CEE Tier 1
213080055 | Central HP <5.4 tons | ARCOAIRE | HRCU-A-CB (Split System: Heat Pump with Remote Outdoor Unit-Air-Source) | DLCURAH36ABK |  |  | EA*4X43L21A* | *96MSN0801716A* | 36400 | 15.5 | 8.5 | 38500 | 35000 | 90.91% | 2.06 | 0 | 10 |  |  |  | No | R-410A | 3.0333 | Residential & Commercial | Ducted CEE Tier 1
213079757 | Central HP <5.4 tons | ARCOAIRE | HRCU-A-CB (Split System: Heat Pump with Remote Outdoor Unit-Air-Source) | DLCURAH36ABK |  |  | EA*4X42L21A* | *92MSN1002120A* | 35200 | 16.5 | 8.1 | 38500 | 35000 | 90.91% | 1.88 | 0 | 10 |  |  |  | No | R-410A | 2.9333 | Residential & Commercial | Ducted CEE Tier 1
213079922 | Central HP <5.4 tons | ARCOAIRE | HRCU-A-CB (Split System: Heat Pump with Remote Outdoor Unit-Air-Source) | DLCURAH36ABK |  |  | EA*4X42L24A* | *92MSN1202420A* | 35800 | 16 | 8.1 | 38500 | 35200 | 91.43% | 1.9 | 0 | 10 |  |  |  | No | R-410A | 2.9833 | Residential & Commercial | Ducted CEE Tier 1
213077784 | Central HP <5.4 tons | ARCOAIRE | HRCU-A-CB (Split System: Heat Pump with Remote Outdoor Unit-Air-Source) | DLCURAH36ABK |  |  | EN(A,D)4X48L24** | *96VTN1002122B* | 36000 | 17 | 8.1 | 38500 | 34800 | 90.39% | 2 | 0 | 10.5 |  |  |  | No | R-410A | 3 | Residential & Commercial | Ducted CEE Tier 1
215932048 | Central HP <5.4 tons | ARCOAIRE | HRCU-A-CB (Split System: Heat Pump with Remote Outdoor Unit-Air-Source) | H5H3V36*K*AAA* |  |  | EA*5X36M17A*+WALLCON | *80CSU0601716A* | 32200 | 19.5 | 9.5 | 35000 | 27000 | 77.14% | 2 | 0 | 11 |  |  |  | No | R-454B | 2.6833 | Residential & Commercial | Ducted CEE Tier 1
215932018 | Central HP <5.4 tons | ARCOAIRE | HRCU-A-CB (Split System: Heat Pump with Remote Outdoor Unit-Air-Source) | H5H3V36*K*AAA* |  |  | EA*5X30M17A*+WALLCON | *96CTN0401410B* | 30800 | 17.5 | 9 | 34400 | 26600 | 77.33% | 1.9 | 0 | 10 |  |  |  | No | R-454B | 2.5667 | Residential & Commercial | Ducted CEE Tier 1
215931968 | Central HP <5.4 tons | ARCOAIRE | HRCU-A-CB (Split System: Heat Pump with Remote Outdoor Unit-Air-Source) | H5H3V36*K*AAA* |  |  | EA*5X25M17A*+WALLCON | *97CMN0601714B* | 33400 | 19 | 9.5 | 34400 | 26200 | 76.16% | 2.04 | 0 | 10.5 |  |  |  | No | R-454B | 2.7833 | Residential & Commercial | Ducted CEE Tier 1
215932148 | Central HP <5.4 tons | ARCOAIRE | HRCU-A-CB (Split System: Heat Pump with Remote Outdoor Unit-Air-Source) | H5H3V36*K*AAA* |  |  | EA*5X37M17A*+WALLCON | *96CTN0401410B* | 32200 | 17.5 | 9 | 34000 | 26200 | 77.06% | 1.96 | 0 | 10.5 |  |  |  | No | R-454B | 2.6833 | Residential & Commercial | Ducted CEE Tier 1
215674168 | Central HP <5.4 tons | ARCOAIRE | HRCU-A-CB (Split System: Heat Pump with Remote Outdoor Unit-Air-Source) | H5H0V48*K*AAA* |  |  | EA*5X60M24A*+WALLCON | *80CSU1002120A* | 45000 | 17.5 | 9 | 47500 | 33600 | 70.74% | 2.06 | 0 | 10 |  |  |  | No | R-454B | 3.75 | Residential & Commercial | Ducted CEE Tier 1
214396253 | Central HP <5.4 tons | LUXAIRE | HRCU-A-CB (Split System: Heat Pump with Remote Outdoor Unit-Air-Source) | HH824E2S11 |  |  | CTM30B5ACS1 | TM9Y080B12MP11 | 23000 | 17 | 9.5 | 23000 | 18500 | 80.43% | 2 | 0 | 11.7 |  |  |  | No | R-454B | 1.9167 | Residential & Commercial | Ducted CEE Tier 1
214396258 | Central HP <5.4 tons | LUXAIRE | HRCU-A-CB (Split System: Heat Pump with Remote Outdoor Unit-Air-Source) | HH824E2S11 |  |  | CTF30B5ACS1+JMVT12BC2N1 |  | 23000 | 18 | 9.5 | 23000 | 19000 | 82.61% | 2 | 0 | 12 |  |  |  | No | R-454B | 1.9167 | Residential & Commercial | Ducted CEE Tier 1
214242899 | Central HP <5.4 tons | ARCOAIRE | HRCU-A-CB (Split System: Heat Pump with Remote Outdoor Unit-Air-Source) | HVH825GKA2* |  |  | END4X42L17**+WALLCON | *95CSU0601716B* | 23800 | 16.5 | 8.1 | 21400 | 16700 | 78.04% | 1.98 | 0 | 11 |  |  |  | No | R-410A | 1.9833 | Residential & Commercial | Ducted CEE Tier 1
214243069 | Central HP <5.4 tons | ARCOAIRE | HRCU-A-CB (Split System: Heat Pump with Remote Outdoor Unit-Air-Source) | HVH825GKA2* |  |  | EN(A,D,W)4X42L21**+WALLCON | *96CTN1002122B* | 23800 | 16.5 | 8.1 | 21400 | 16600 | 77.57% | 1.96 | 0 | 11 |  |  |  | No | R-410A | 1.9833 | Residential & Commercial | Ducted CEE Tier 1
214242499 | Central HP <5.4 tons | ARCOAIRE | HRCU-A-CB (Split System: Heat Pump with Remote Outdoor Unit-Air-Source) | HVH825GKA2* |  |  | EN(A,D)4X24L17**+WALLCON | *96CTN0601714B* | 23200 | 15.5 | 8.1 | 22200 | 16900 | 76.13% | 1.92 | 0 | 10.5 |  |  |  | No | R-410A | 1.9333 | Residential & Commercial | Ducted CEE Tier 1
213770629 | Central HP <5.4 tons | ARCOAIRE | HRCU-A-CB (Split System: Heat Pump with Remote Outdoor Unit-Air-Source) | HVH825GKA2* |  |  | EA*4X25L17A*+WALLCON | *95CSU0601716B* | 24200 | 16.5 | 8.1 | 21400 | 16700 | 78.04% | 2.02 | 0 | 10.5 |  |  |  | No | R-410A | 2.0167 | Residential & Commercial | Ducted CEE Tier 1
213770729 | Central HP <5.4 tons | ARCOAIRE | HRCU-A-CB (Split System: Heat Pump with Remote Outdoor Unit-Air-Source) | HVH825GKA2* |  |  | EA*4X30L17A*+WALLCON | *80CTL0701716B* | 23400 | 16.5 | 8.1 | 21600 | 16700 | 77.31% | 1.92 | 0 | 11 |  |  |  | No | R-410A | 1.95 | Residential & Commercial | Ducted CEE Tier 1
213770979 | Central HP <5.4 tons | ARCOAIRE | HRCU-A-CB (Split System: Heat Pump with Remote Outdoor Unit-Air-Source) | HVH825GKA2* |  |  | EA*4X36L21A*+WALLCON | *97CMN0801714B* | 23600 | 16.5 | 8.1 | 21600 | 16700 | 77.31% | 1.94 | 0 | 10.5 |  |  |  | No | R-410A | 1.9667 | Residential & Commercial | Ducted CEE Tier 1
213771129 | Central HP <5.4 tons | ARCOAIRE | HRCU-A-CB (Split System: Heat Pump with Remote Outdoor Unit-Air-Source) | HVH825GKA2* |  |  | EA*4X37L21A*+WALLCON | *80CTL0451712B* | 24200 | 16.5 | 8.1 | 21200 | 16700 | 78.77% | 2.02 | 0 | 10.5 |  |  |  | No | R-410A | 2.0167 | Residential & Commercial | Ducted CEE Tier 1
213771229 | Central HP <5.4 tons | ARCOAIRE | HRCU-A-CB (Split System: Heat Pump with Remote Outdoor Unit-Air-Source) | HVH825GKA2* |  |  | EA*4X37L21A*+WALLCON | *96CTN0801714B* | 24400 | 16.5 | 8.1 | 21200 | 16600 | 78.3% | 2.02 | 0 | 11 |  |  |  | No | R-410A | 2.0333 | Residential & Commercial | Ducted CEE Tier 1
213771299 | Central HP <5.4 tons | ARCOAIRE | HRCU-A-CB (Split System: Heat Pump with Remote Outdoor Unit-Air-Source) | HVH825GKA2* |  |  | EA*4X42L21A*+WALLCON | *95CSU0601716B* | 23600 | 16.5 | 8.1 | 21400 | 16700 | 78.04% | 1.96 | 0 | 10.5 |  |  |  | No | R-410A | 1.9667 | Residential & Commercial | Ducted CEE Tier 1
213771349 | Central HP <5.4 tons | ARCOAIRE | HRCU-A-CB (Split System: Heat Pump with Remote Outdoor Unit-Air-Source) | HVH825GKA2* |  |  | EA*4X42L21A*+WALLCON | *96CTN0801714B* | 23600 | 16.5 | 8.1 | 21400 | 16700 | 78.04% | 1.96 | 0 | 10.5 |  |  |  | No | R-410A | 1.9667 | Residential & Commercial | Ducted CEE Tier 1
213771399 | Central HP <5.4 tons | ARCOAIRE | HRCU-A-CB (Split System: Heat Pump with Remote Outdoor Unit-Air-Source) | HVH825GKA2* |  |  | EA*4X42L24A*+WALLCON | *97CMN1002122B* | 23800 | 16.5 | 8.1 | 21400 | 16600 | 77.57% | 1.96 | 0 | 11 |  |  |  | No | R-410A | 1.9833 | Residential & Commercial | Ducted CEE Tier 1
213077466 | Central HP <5.4 tons | ARCOAIRE | HRCU-A-CB (Split System: Heat Pump with Remote Outdoor Unit-Air-Source) | DLCURAH36ABK |  |  | EN(A,D,W)4X48L21** | *96VTN0801716B* | 35600 | 16 | 8.1 | 38500 | 35000 | 90.91% | 1.98 | 0 | 10 |  |  |  | No | R-410A | 2.9667 | Residential & Commercial | Ducted CEE Tier 1
213077533 | Central HP <5.4 tons | ARCOAIRE | HRCU-A-CB (Split System: Heat Pump with Remote Outdoor Unit-Air-Source) | DLCURAH36ABK |  |  | EA*4X48L21A* | *96VTN0802120B* | 36200 | 16 | 8.5 | 38000 | 34800 | 91.58% | 2.04 | 0 | 10 |  |  |  | No | R-410A | 3.0167 | Residential & Commercial | Ducted CEE Tier 1
214574005 | Central HP <5.4 tons | KEEPRITE | HRCU-A-CB (Split System: Heat Pump with Remote Outdoor Unit-Air-Source) | CVH837GKA2* |  |  | EA*4X48L24A*+WALLCON | *97CMN0602120B* | 32200 | 17 | 8.5 | 32600 | 25200 | 77.3% | 1.96 | 0 | 11 |  |  |  | No | R-410A | 2.6833 | Residential & Commercial | Ducted CEE Tier 1
214574055 | Central HP <5.4 tons | KEEPRITE | HRCU-A-CB (Split System: Heat Pump with Remote Outdoor Unit-Air-Source) | CVH837GKA2* |  |  | EA*4X60L24A*+WALLCON | *95CSU1002122B* | 32800 | 17.5 | 8.5 | 31600 | 24800 | 78.48% | 2 | 0 | 11.5 |  |  |  | No | R-410A | 2.7333 | Residential & Commercial | Ducted CEE Tier 1
213607741 | Central HP <5.4 tons | ARCOAIRE | HRCU-A-CB (Split System: Heat Pump with Remote Outdoor Unit-Air-Source) | DLCURAH36ABK |  |  | FTMA4B48L0C* |  | 36400 | 17 | 9 | 37200 | 34600 | 93.01% | 2.08 | 0 | 10 |  |  |  | No | R-410A | 3.0333 | Residential & Commercial | Ducted CEE Tier 1
214242679 | Central HP <5.4 tons | ARCOAIRE | HRCU-A-CB (Split System: Heat Pump with Remote Outdoor Unit-Air-Source) | HVH825GKA2* |  |  | EN(A,D,W)4X36L17**+WALLCON | *95CSU0601716B* | 23400 | 16.5 | 8.1 | 21600 | 16700 | 77.31% | 1.92 | 0 | 10.5 |  |  |  | No | R-410A | 1.95 | Residential & Commercial | Ducted CEE Tier 1
214242729 | Central HP <5.4 tons | ARCOAIRE | HRCU-A-CB (Split System: Heat Pump with Remote Outdoor Unit-Air-Source) | HVH825GKA2* |  |  | EN(A,D,W)4X36L17**+WALLCON | *96CTN0801714B* | 23400 | 16.5 | 8.1 | 21600 | 16700 | 77.31% | 1.92 | 0 | 11 |  |  |  | No | R-410A | 1.95 | Residential & Commercial | Ducted CEE Tier 1
213770669 | Central HP <5.4 tons | ARCOAIRE | HRCU-A-CB (Split System: Heat Pump with Remote Outdoor Unit-Air-Source) | HVH825GKA2* |  |  | EA*4X25L17A*+WALLCON | *96CTN0601714B* | 24200 | 16.5 | 8.1 | 21400 | 16700 | 78.04% | 2 | 0 | 11 |  |  |  | No | R-410A | 2.0167 | Residential & Commercial | Ducted CEE Tier 1
213770689 | Central HP <5.4 tons | ARCOAIRE | HRCU-A-CB (Split System: Heat Pump with Remote Outdoor Unit-Air-Source) | HVH825GKA2* |  |  | EA*4X30L14A*+WALLCON | *80CTL0701412B* | 23400 | 16.5 | 8.1 | 21600 | 16700 | 77.31% | 1.92 | 0 | 11 |  |  |  | No | R-410A | 1.95 | Residential & Commercial | Ducted CEE Tier 1
214242829 | Central HP <5.4 tons | ARCOAIRE | HRCU-A-CB (Split System: Heat Pump with Remote Outdoor Unit-Air-Source) | HVH825GKA2* |  |  | EN(A,D)4X36L21**+WALLCON | *96CTN0601714B* | 23400 | 16 | 8.1 | 21600 | 16800 | 77.78% | 1.9 | 0 | 10.5 |  |  |  | No | R-410A | 1.95 | Residential & Commercial | Ducted CEE Tier 1
214242849 | Central HP <5.4 tons | ARCOAIRE | HRCU-A-CB (Split System: Heat Pump with Remote Outdoor Unit-Air-Source) | HVH825GKA2* |  |  | EN(A,D)4X36L21**+WALLCON | *96CTN1002122B* | 23600 | 16.5 | 8.1 | 21400 | 16700 | 78.04% | 1.92 | 0 | 11 |  |  |  | No | R-410A | 1.9667 | Residential & Commercial | Ducted CEE Tier 1
213770469 | Central HP <5.4 tons | ARCOAIRE | HRCU-A-CB (Split System: Heat Pump with Remote Outdoor Unit-Air-Source) | HVH825GKA2* |  |  | EA*4X24L14A*+WALLCON | *80CTL0701412B* | 23400 | 16.5 | 8.1 | 22000 | 16800 | 76.36% | 1.9 | 0 | 10.5 |  |  |  | No | R-410A | 1.95 | Residential & Commercial | Ducted CEE Tier 1
214573022 | Central HP <5.4 tons | ARCOAIRE | HRCU-A-CB (Split System: Heat Pump with Remote Outdoor Unit-Air-Source) | HVH837GKA** |  |  | EA*4X61L24A*+WALLCON | *95CSU0802120B* | 33200 | 17.5 | 8.5 | 32000 | 24800 | 77.5% | 2 | 0 | 11.5 |  |  |  | No | R-410A | 2.7667 | Residential & Commercial | Ducted CEE Tier 1
214572672 | Central HP <5.4 tons | ARCOAIRE | HRCU-A-CB (Split System: Heat Pump with Remote Outdoor Unit-Air-Source) | HVH837GKA** |  |  | EA*4X42L24A*+WALLCON | *95CSU1002122B* | 31800 | 17.5 | 8.5 | 32800 | 24400 | 74.39% | 1.9 | 0 | 11 |  |  |  | No | R-410A | 2.65 | Residential & Commercial | Ducted CEE Tier 1
214572722 | Central HP <5.4 tons | ARCOAIRE | HRCU-A-CB (Split System: Heat Pump with Remote Outdoor Unit-Air-Source) | HVH837GKA** |  |  | EA*4X43L21A*+WALLCON | *95CSU0802120B* | 32800 | 17.5 | 8.5 | 32800 | 25200 | 76.83% | 2 | 0 | 11 |  |  |  | No | R-410A | 2.7333 | Residential & Commercial | Ducted CEE Tier 1
214279765 | Central HP <5.4 tons | ARCOAIRE | HRCU-A-CB (Split System: Heat Pump with Remote Outdoor Unit-Air-Source) | DLCURAH18ABK |  |  | EA*4X30L17A* | *96MSN0601716A* | 17400 | 16 | 8.5 | 18000 | 18700 | 103.9% | 2.24 | 0 | 10.5 |  |  |  | No | R-410A | 1.45 | Residential & Commercial | Ducted CEE Tier 1
213607591 | Central HP <5.4 tons | ARCOAIRE | HRCU-A-CB (Split System: Heat Pump with Remote Outdoor Unit-Air-Source) | DLCURAH18ABK |  |  | FTMA4X24L0B* |  | 18100 | 16.5 | 8.5 | 18200 | 18200 | 100% | 2.2 | 0 | 11 |  |  |  | No | R-410A | 1.5083 | Residential & Commercial | Ducted CEE Tier 1
213770619 | Central HP <5.4 tons | ARCOAIRE | HRCU-A-CB (Split System: Heat Pump with Remote Outdoor Unit-Air-Source) | HVH825GKA2* |  |  | EA*4X25L17A*+WALLCON | *80CTL0901716B* | 24400 | 16.5 | 8.5 | 21200 | 16700 | 78.77% | 2.02 | 0 | 11 |  |  |  | No | R-410A | 2.0333 | Residential & Commercial | Ducted CEE Tier 1
214243129 | Central HP <5.4 tons | ARCOAIRE | HRCU-A-CB (Split System: Heat Pump with Remote Outdoor Unit-Air-Source) | HVH825GKA2* |  |  | EN(A,D,W)4X48L21**+WALLCON | *95CSU0601716B* | 24000 | 16.5 | 8.1 | 21400 | 16600 | 77.57% | 2 | 0 | 11 |  |  |  | No | R-410A | 2 | Residential & Commercial | Ducted CEE Tier 1
213770899 | Central HP <5.4 tons | ARCOAIRE | HRCU-A-CB (Split System: Heat Pump with Remote Outdoor Unit-Air-Source) | HVH825GKA2* |  |  | EA*4X36L17A*+WALLCON | *96CTN0801714B* | 23600 | 16.5 | 8.1 | 21600 | 16700 | 77.31% | 1.94 | 0 | 10.5 |  |  |  | No | R-410A | 1.9667 | Residential & Commercial | Ducted CEE Tier 1
213770999 | Central HP <5.4 tons | ARCOAIRE | HRCU-A-CB (Split System: Heat Pump with Remote Outdoor Unit-Air-Source) | HVH825GKA2* |  |  | EA*4X36L21A*+WALLCON | *96CTN0601714B* | 23400 | 16.5 | 8.1 | 21600 | 16700 | 77.31% | 1.94 | 0 | 10.5 |  |  |  | No | R-410A | 1.95 | Residential & Commercial | Ducted CEE Tier 1
213770799 | Central HP <5.4 tons | ARCOAIRE | HRCU-A-CB (Split System: Heat Pump with Remote Outdoor Unit-Air-Source) | HVH825GKA2* |  |  | EA*4X30L17A*+WALLCON | *96CTN0801714B* | 23400 | 16.5 | 8.1 | 21600 | 16700 | 77.31% | 1.92 | 0 | 10.5 |  |  |  | No | R-410A | 1.95 | Residential & Commercial | Ducted CEE Tier 1
213771259 | Central HP <5.4 tons | ARCOAIRE | HRCU-A-CB (Split System: Heat Pump with Remote Outdoor Unit-Air-Source) | HVH825GKA2* |  |  | EA*4X42L21A*+WALLCON | *80CTL0701716B* | 23800 | 16.5 | 8.1 | 21400 | 16700 | 78.04% | 1.96 | 0 | 10.5 |  |  |  | No | R-410A | 1.9833 | Residential & Commercial | Ducted CEE Tier 1
213771609 | Central HP <5.4 tons | ARCOAIRE | HRCU-A-CB (Split System: Heat Pump with Remote Outdoor Unit-Air-Source) | HVH825GKA2* |  |  | EA*4X48L21A*+WALLCON | *95CSU0601716B* | 24000 | 16.5 | 8.1 | 21000 | 16500 | 78.57% | 2 | 0 | 10.5 |  |  |  | No | R-410A | 2 | Residential & Commercial | Ducted CEE Tier 1
213771659 | Central HP <5.4 tons | ARCOAIRE | HRCU-A-CB (Split System: Heat Pump with Remote Outdoor Unit-Air-Source) | HVH825GKA2* |  |  | EA*4X48L21A*+WALLCON | *96CTN0801714B* | 24000 | 16.5 | 8.1 | 21000 | 16500 | 78.57% | 2.02 | 0 | 11 |  |  |  | No | R-410A | 2 | Residential & Commercial | Ducted CEE Tier 1
214242949 | Central HP <5.4 tons | ARCOAIRE | HRCU-A-CB (Split System: Heat Pump with Remote Outdoor Unit-Air-Source) | HVH825GKA2* |  |  | END4X42L17**+WALLCON | *96CTN0801714B* | 24000 | 16.5 | 8.1 | 21400 | 16700 | 78.04% | 1.98 | 0 | 11 |  |  |  | No | R-410A | 2 | Residential & Commercial | Ducted CEE Tier 1
214242699 | Central HP <5.4 tons | ARCOAIRE | HRCU-A-CB (Split System: Heat Pump with Remote Outdoor Unit-Air-Source) | HVH825GKA2* |  |  | EN(A,D,W)4X36L17**+WALLCON | *97CMN0801714B* | 23400 | 16.5 | 8.1 | 21600 | 16700 | 77.31% | 1.92 | 0 | 10.5 |  |  |  | No | R-410A | 1.95 | Residential & Commercial | Ducted CEE Tier 1
213771339 | Central HP <5.4 tons | ARCOAIRE | HRCU-A-CB (Split System: Heat Pump with Remote Outdoor Unit-Air-Source) | HVH825GKA2* |  |  | EA*4X42L21A*+WALLCON | *96CTN0601714B* | 23600 | 16.5 | 8.1 | 21400 | 16700 | 78.04% | 1.96 | 0 | 10.5 |  |  |  | No | R-410A | 1.9667 | Residential & Commercial | Ducted CEE Tier 1
214243209 | Central HP <5.4 tons | ARCOAIRE | HRCU-A-CB (Split System: Heat Pump with Remote Outdoor Unit-Air-Source) | HVH825GKA2* |  |  | EN(A,D)4X48L24**+WALLCON | *80CTL1102120B* | 24200 | 17 | 8.1 | 21200 | 16600 | 78.3% | 2.02 | 0 | 11.5 |  |  |  | No | R-410A | 2.0167 | Residential & Commercial | Ducted CEE Tier 1
215932248 | Central HP <5.4 tons | ARCOAIRE | HRCU-A-CB (Split System: Heat Pump with Remote Outdoor Unit-Air-Source) | H5H3V36*K*AAA* |  |  | EA*5X42M21A*+WALLCON | *80CTL0901716B* | 32600 | 20 | 9.5 | 35000 | 26800 | 76.57% | 2.02 | 0 | 11 |  |  |  | No | R-454B | 2.7167 | Residential & Commercial | Ducted CEE Tier 1
215932068 | Central HP <5.4 tons | ARCOAIRE | HRCU-A-CB (Split System: Heat Pump with Remote Outdoor Unit-Air-Source) | H5H3V36*K*AAA* |  |  | EA*5X36M17A*+WALLCON | *80CTL0701716B* | 32200 | 19 | 9.5 | 35400 | 27200 | 76.84% | 2 | 0 | 10.5 |  |  |  | No | R-454B | 2.6833 | Residential & Commercial | Ducted CEE Tier 1
215932268 | Central HP <5.4 tons | ARCOAIRE | HRCU-A-CB (Split System: Heat Pump with Remote Outdoor Unit-Air-Source) | H5H3V36*K*AAA* |  |  | EA*5X42M21A*+WALLCON | *95CSU0601716B* | 32400 | 19.5 | 9.5 | 35400 | 27200 | 76.84% | 2 | 0 | 11 |  |  |  | No | R-454B | 2.7 | Residential & Commercial | Ducted CEE Tier 1
213771519 | Central HP <5.4 tons | ARCOAIRE | HRCU-A-CB (Split System: Heat Pump with Remote Outdoor Unit-Air-Source) | HVH825GKA2* |  |  | EA*4X43L21A*+WALLCON | *97CMN1002122B* | 24400 | 16.5 | 8.5 | 21200 | 16600 | 78.3% | 2.04 | 0 | 11 |  |  |  | No | R-410A | 2.0333 | Residential & Commercial | Ducted CEE Tier 1
213770649 | Central HP <5.4 tons | ARCOAIRE | HRCU-A-CB (Split System: Heat Pump with Remote Outdoor Unit-Air-Source) | HVH825GKA2* |  |  | EA*4X25L17A*+WALLCON | *97CMN0801714B* | 24200 | 16.5 | 8.1 | 21400 | 16700 | 78.04% | 2.02 | 0 | 11 |  |  |  | No | R-410A | 2.0167 | Residential & Commercial | Ducted CEE Tier 1
213771319 | Central HP <5.4 tons | ARCOAIRE | HRCU-A-CB (Split System: Heat Pump with Remote Outdoor Unit-Air-Source) | HVH825GKA2* |  |  | EA*4X42L21A*+WALLCON | *97CMN0801714B* | 23600 | 16.5 | 8.1 | 21400 | 16700 | 78.04% | 1.96 | 0 | 10.5 |  |  |  | No | R-410A | 1.9667 | Residential & Commercial | Ducted CEE Tier 1
214243139 | Central HP <5.4 tons | ARCOAIRE | HRCU-A-CB (Split System: Heat Pump with Remote Outdoor Unit-Air-Source) | HVH825GKA2* |  |  | EN(A,D,W)4X48L21**+WALLCON | *97CMN0601714B* | 24000 | 16.5 | 8.1 | 21400 | 16700 | 78.04% | 2 | 0 | 11 |  |  |  | No | R-410A | 2 | Residential & Commercial | Ducted CEE Tier 1
214242889 | Central HP <5.4 tons | ARCOAIRE | HRCU-A-CB (Split System: Heat Pump with Remote Outdoor Unit-Air-Source) | HVH825GKA2* |  |  | END4X42L17**+WALLCON | *80CTL0901716B* | 24000 | 17 | 8.1 | 21400 | 16600 | 77.57% | 1.98 | 0 | 11.5 |  |  |  | No | R-410A | 2 | Residential & Commercial | Ducted CEE Tier 1
214242989 | Central HP <5.4 tons | ARCOAIRE | HRCU-A-CB (Split System: Heat Pump with Remote Outdoor Unit-Air-Source) | HVH825GKA2* |  |  | EN(A,D,W)4X42L21**+WALLCON | *80CTL0902120B* | 23800 | 16.5 | 8.1 | 21400 | 16700 | 78.04% | 1.96 | 0 | 11 |  |  |  | No | R-410A | 1.9833 | Residential & Commercial | Ducted CEE Tier 1
213772399 | Central HP <5.4 tons | ARCOAIRE | HRCU-A-CB (Split System: Heat Pump with Remote Outdoor Unit-Air-Source) | HVH825GKA2* |  |  | EHD4X42AAL+WALLCON | *96CTN0801714B* | 24000 | 16 | 8.1 | 21400 | 16600 | 77.57% | 2 | 0 | 10.5 |  |  |  | No | R-410A | 2 | Residential & Commercial | Ducted CEE Tier 1
213773059 | Central HP <5.4 tons | ARCOAIRE | HRCU-A-CB (Split System: Heat Pump with Remote Outdoor Unit-Air-Source) | HVH825GKA3* |  |  | EA*4X36L21A*+WALLCON | *80CTL0901716B* | 23600 | 16.5 | 8.1 | 21400 | 16600 | 77.57% | 1.94 | 0 | 10.5 |  |  |  | No | R-410A | 1.9667 | Residential & Commercial | Ducted CEE Tier 1
213773159 | Central HP <5.4 tons | ARCOAIRE | HRCU-A-CB (Split System: Heat Pump with Remote Outdoor Unit-Air-Source) | HVH825GKA3* |  |  | EA*4X37L17A*+WALLCON | *80CTL0451712B* | 24000 | 16 | 8.1 | 21600 | 16800 | 77.78% | 1.98 | 0 | 10.5 |  |  |  | No | R-410A | 2 | Residential & Commercial | Ducted CEE Tier 1
213773179 | Central HP <5.4 tons | ARCOAIRE | HRCU-A-CB (Split System: Heat Pump with Remote Outdoor Unit-Air-Source) | HVH825GKA3* |  |  | EA*4X37L17A*+WALLCON | *80CTL0701716B* | 24200 | 16.5 | 8.1 | 21400 | 16700 | 78.04% | 1.98 | 0 | 10.5 |  |  |  | No | R-410A | 2.0167 | Residential & Commercial | Ducted CEE Tier 1
213773309 | Central HP <5.4 tons | ARCOAIRE | HRCU-A-CB (Split System: Heat Pump with Remote Outdoor Unit-Air-Source) | HVH825GKA3* |  |  | EA*4X37L21A*+WALLCON | *95CSU0601716B* | 24400 | 16.5 | 8.1 | 21400 | 16600 | 77.57% | 2.02 | 0 | 10.5 |  |  |  | No | R-410A | 2.0333 | Residential & Commercial | Ducted CEE Tier 1
214239597 | Central HP <5.4 tons | ARCOAIRE | HRCU-A-CB (Split System: Heat Pump with Remote Outdoor Unit-Air-Source) | HVH837GKA** |  |  | EN(A,D)4X36L21**+WALLCON | *97CMN1002122B* | 31400 | 16.5 | 8.1 | 33000 | 24000 | 72.73% | 1.82 | 0 | 11 |  |  |  | No | R-410A | 2.6167 | Residential & Commercial | Ducted CEE Tier 1
213773789 | Central HP <5.4 tons | ARCOAIRE | HRCU-A-CB (Split System: Heat Pump with Remote Outdoor Unit-Air-Source) | HVH825GKA3* |  |  | EA*4X48L21A*+WALLCON | *96CTN0801714B* | 24000 | 16.5 | 8.1 | 21000 | 16600 | 79.05% | 2 | 0 | 11 |  |  |  | No | R-410A | 2 | Residential & Commercial | Ducted CEE Tier 1
213773719 | Central HP <5.4 tons | ARCOAIRE | HRCU-A-CB (Split System: Heat Pump with Remote Outdoor Unit-Air-Source) | HVH825GKA3* |  |  | EA*4X48L21A*+WALLCON | *80CTL0902120B* | 24000 | 17 | 8.1 | 21000 | 16500 | 78.57% | 2.02 | 0 | 11 |  |  |  | No | R-410A | 2 | Residential & Commercial | Ducted CEE Tier 1
212982604 | Central HP <5.4 tons | ARCOAIRE | HRCU-A-CB (Split System: Heat Pump with Remote Outdoor Unit-Air-Source) | DLCURAH36ABK |  |  | EA*4X48L24A* | *80MSU0601716A* | 35600 | 17 | 8.5 | 37800 | 34600 | 91.53% | 2.02 | 0 | 10 |  |  |  | No | R-410A | 2.9667 | Residential & Commercial | Ducted CEE Tier 1
212970403 | Central HP <5.4 tons | KEEPRITE | HRCU-A-CB (Split System: Heat Pump with Remote Outdoor Unit-Air-Source) | DLCURAH36ABK |  |  | EA*4X37L21A* | *80VSL0701716B* | 36400 | 16 | 8.5 | 38500 | 35000 | 90.91% | 2.06 | 0 | 10 |  |  |  | No | R-410A | 3.0333 | Residential & Commercial | Ducted CEE Tier 1
213772799 | Central HP <5.4 tons | ARCOAIRE | HRCU-A-CB (Split System: Heat Pump with Remote Outdoor Unit-Air-Source) | HVH825GKA3* |  |  | EA*4X25L17A*+WALLCON | *96CTN0601714B* | 24200 | 16.5 | 8.1 | 21400 | 16700 | 78.04% | 2 | 0 | 10.5 |  |  |  | No | R-410A | 2.0167 | Residential & Commercial | Ducted CEE Tier 1
213772819 | Central HP <5.4 tons | ARCOAIRE | HRCU-A-CB (Split System: Heat Pump with Remote Outdoor Unit-Air-Source) | HVH825GKA3* |  |  | EA*4X30L14A*+WALLCON | *80CTL0701412B* | 23400 | 16.5 | 8.1 | 21600 | 16700 | 77.31% | 1.9 | 0 | 10.5 |  |  |  | No | R-410A | 1.95 | Residential & Commercial | Ducted CEE Tier 1
213773019 | Central HP <5.4 tons | ARCOAIRE | HRCU-A-CB (Split System: Heat Pump with Remote Outdoor Unit-Air-Source) | HVH825GKA3* |  |  | EA*4X36L17A*+WALLCON | *96CTN0601714B* | 23400 | 16 | 8.1 | 21600 | 16700 | 77.31% | 1.92 | 0 | 10.5 |  |  |  | No | R-410A | 1.95 | Residential & Commercial | Ducted CEE Tier 1
213773069 | Central HP <5.4 tons | ARCOAIRE | HRCU-A-CB (Split System: Heat Pump with Remote Outdoor Unit-Air-Source) | HVH825GKA3* |  |  | EA*4X36L21A*+WALLCON | *80CTL0902120B* | 23600 | 16.5 | 8.1 | 21400 | 16600 | 77.57% | 1.94 | 0 | 10.5 |  |  |  | No | R-410A | 1.9667 | Residential & Commercial | Ducted CEE Tier 1
213772669 | Central HP <5.4 tons | ARCOAIRE | HRCU-A-CB (Split System: Heat Pump with Remote Outdoor Unit-Air-Source) | HVH825GKA3* |  |  | EA*4X24L17A*+WALLCON | *97CMN0601714B* | 23000 | 16 | 8.1 | 22000 | 16900 | 76.82% | 1.88 | 0 | 10 |  |  |  | No | R-410A | 1.9167 | Residential & Commercial | Ducted CEE Tier 1
214242169 | Central HP <5.4 tons | ARCOAIRE | HRCU-A-CB (Split System: Heat Pump with Remote Outdoor Unit-Air-Source) | HVH825GKA3* |  |  | EN(A,D,W)4X42L21**+WALLCON | *97CMN1002122B* | 23800 | 16.5 | 8.1 | 21400 | 16600 | 77.57% | 1.96 | 0 | 11 |  |  |  | No | R-410A | 1.9833 | Residential & Commercial | Ducted CEE Tier 1
214240097 | Central HP <5.4 tons | ARCOAIRE | HRCU-A-CB (Split System: Heat Pump with Remote Outdoor Unit-Air-Source) | HVH837GKA** |  |  | EN(A,D,W)4X60L24**+WALLCON | *96CTN1202422B* | 32800 | 17.5 | 8.1 | 32200 | 24600 | 76.4% | 1.96 | 0 | 11.7 |  |  |  | No | R-410A | 2.7333 | Residential & Commercial | Ducted CEE Tier 1
215931998 | Central HP <5.4 tons | ARCOAIRE | HRCU-A-CB (Split System: Heat Pump with Remote Outdoor Unit-Air-Source) | H5H3V36*K*AAA* |  |  | EA*5X30M14A*+WALLCON | *96CTN0401410B* | 30800 | 17 | 9 | 34400 | 26600 | 77.33% | 1.9 | 0 | 10 |  |  |  | No | R-454B | 2.5667 | Residential & Commercial | Ducted CEE Tier 1
215932098 | Central HP <5.4 tons | ARCOAIRE | HRCU-A-CB (Split System: Heat Pump with Remote Outdoor Unit-Air-Source) | H5H3V36*K*AAA* |  |  | EA*5X36M17A*+WALLCON | *97CMN0801714B* | 32000 | 19 | 9.5 | 35600 | 27400 | 76.97% | 1.98 | 0 | 10.5 |  |  |  | No | R-454B | 2.6667 | Residential & Commercial | Ducted CEE Tier 1
215932198 | Central HP <5.4 tons | ARCOAIRE | HRCU-A-CB (Split System: Heat Pump with Remote Outdoor Unit-Air-Source) | H5H3V36*K*AAA* |  |  | EA*5X42M21A*+WALLCON | *80CSU0601716A* | 32600 | 20 | 9.5 | 34800 | 26800 | 77.01% | 2 | 0 | 11 |  |  |  | No | R-454B | 2.7167 | Residential & Commercial | Ducted CEE Tier 1
215932038 | Central HP <5.4 tons | ARCOAIRE | HRCU-A-CB (Split System: Heat Pump with Remote Outdoor Unit-Air-Source) | H5H3V36*K*AAA* |  |  | EA*5X36M17A*+WALLCON | *80CSU0401712A* | 32200 | 19.5 | 9.5 | 35200 | 27200 | 77.27% | 1.98 | 0 | 11 |  |  |  | No | R-454B | 2.6833 | Residential & Commercial | Ducted CEE Tier 1
213772359 | Central HP <5.4 tons | ARCOAIRE | HRCU-A-CB (Split System: Heat Pump with Remote Outdoor Unit-Air-Source) | HVH825GKA2* |  |  | EHD4X42AAL+WALLCON | *97CMN1002122B* | 24200 | 16 | 8.1 | 21400 | 16600 | 77.57% | 2 | 0 | 10.5 |  |  |  | No | R-410A | 2.0167 | Residential & Commercial | Ducted CEE Tier 1
213772459 | Central HP <5.4 tons | ARCOAIRE | HRCU-A-CB (Split System: Heat Pump with Remote Outdoor Unit-Air-Source) | HVH825GKA2* |  |  | EHD4X48AAL+WALLCON | *80CTL0901716B* | 24400 | 17 | 8.1 | 21200 | 16600 | 78.3% | 2.02 | 0 | 10.5 |  |  |  | No | R-410A | 2.0333 | Residential & Commercial | Ducted CEE Tier 1
213770809 | Central HP <5.4 tons | ARCOAIRE | HRCU-A-CB (Split System: Heat Pump with Remote Outdoor Unit-Air-Source) | HVH825GKA2* |  |  | EA*4X36L17A*+WALLCON | *80CTL0451712B* | 23400 | 16 | 8.1 | 21600 | 16800 | 77.78% | 1.92 | 0 | 10.5 |  |  |  | No | R-410A | 1.95 | Residential & Commercial | Ducted CEE Tier 1
213770909 | Central HP <5.4 tons | ARCOAIRE | HRCU-A-CB (Split System: Heat Pump with Remote Outdoor Unit-Air-Source) | HVH825GKA2* |  |  | EA*4X36L21A*+WALLCON | *80CTL0451712B* | 23400 | 16 | 8.1 | 21600 | 16800 | 77.78% | 1.92 | 0 | 10.5 |  |  |  | No | R-410A | 1.95 | Residential & Commercial | Ducted CEE Tier 1
213770489 | Central HP <5.4 tons | ARCOAIRE | HRCU-A-CB (Split System: Heat Pump with Remote Outdoor Unit-Air-Source) | HVH825GKA2* |  |  | EA*4X24L17A*+WALLCON | *80CTL0451712B* | 23200 | 16 | 8.1 | 22000 | 16900 | 76.82% | 1.88 | 0 | 10.5 |  |  |  | No | R-410A | 1.9333 | Residential & Commercial | Ducted CEE Tier 1
213772699 | Central HP <5.4 tons | ARCOAIRE | HRCU-A-CB (Split System: Heat Pump with Remote Outdoor Unit-Air-Source) | HVH825GKA3* |  |  | EA*4X24L17A*+WALLCON | *96CTN0601714B* | 23200 | 16 | 8.1 | 22000 | 16800 | 76.36% | 1.88 | 0 | 10 |  |  |  | No | R-410A | 1.9333 | Residential & Commercial | Ducted CEE Tier 1
213772749 | Central HP <5.4 tons | ARCOAIRE | HRCU-A-CB (Split System: Heat Pump with Remote Outdoor Unit-Air-Source) | HVH825GKA3* |  |  | EA*4X25L17A*+WALLCON | *80CTL0901716B* | 24400 | 16.5 | 8.1 | 21200 | 16600 | 78.3% | 2 | 0 | 11 |  |  |  | No | R-410A | 2.0333 | Residential & Commercial | Ducted CEE Tier 1
214279739 | Central HP <5.4 tons | ARCOAIRE | HRCU-A-CB (Split System: Heat Pump with Remote Outdoor Unit-Air-Source) | DLCURAH18ABK |  |  | EA*4X24L17A* | *96MSN0601716A* | 17200 | 16 | 8.5 | 18100 | 19400 | 107.2% | 2.32 | 0 | 10.5 |  |  |  | No | R-410A | 1.4333 | Residential & Commercial | Ducted CEE Tier 1
213778749 | Central HP <5.4 tons | ARCOAIRE | HRCU-A-CB (Split System: Heat Pump with Remote Outdoor Unit-Air-Source) | HVH837GKA** |  |  | EA*4X36L17A*+WALLCON | *80CTL0701716B* | 31400 | 16.5 | 8.1 | 33400 | 24400 | 73.05% | 1.82 | 0 | 10.5 |  |  |  | No | R-410A | 2.6167 | Residential & Commercial | Ducted CEE Tier 1
213773869 | Central HP <5.4 tons | ARCOAIRE | HRCU-A-CB (Split System: Heat Pump with Remote Outdoor Unit-Air-Source) | HVH825GKA3* |  |  | EA*4X48L24A*+WALLCON | *96CTN1202422B* | 24200 | 17 | 8.1 | 21000 | 16500 | 78.57% | 2.02 | 0 | 11 |  |  |  | No | R-410A | 2.0167 | Residential & Commercial | Ducted CEE Tier 1
213773799 | Central HP <5.4 tons | ARCOAIRE | HRCU-A-CB (Split System: Heat Pump with Remote Outdoor Unit-Air-Source) | HVH825GKA3* |  |  | EA*4X48L21A*+WALLCON | *96CTN1002122B* | 24000 | 16.5 | 8.1 | 21000 | 16500 | 78.57% | 2.02 | 0 | 11 |  |  |  | No | R-410A | 2 | Residential & Commercial | Ducted CEE Tier 1
213772759 | Central HP <5.4 tons | ARCOAIRE | HRCU-A-CB (Split System: Heat Pump with Remote Outdoor Unit-Air-Source) | HVH825GKA3* |  |  | EA*4X25L17A*+WALLCON | *95CSU0601716B* | 24200 | 16.5 | 8.1 | 21400 | 16700 | 78.04% | 2 | 0 | 10.5 |  |  |  | No | R-410A | 2.0167 | Residential & Commercial | Ducted CEE Tier 1
213774529 | Central HP <5.4 tons | ARCOAIRE | HRCU-A-CB (Split System: Heat Pump with Remote Outdoor Unit-Air-Source) | HVH825GKA3* |  |  | EHD4X42AAL+WALLCON | *96CTN0801714B* | 24000 | 16 | 8.1 | 21400 | 16600 | 77.57% | 2 | 0 | 10.5 |  |  |  | No | R-410A | 2 | Residential & Commercial | Ducted CEE Tier 1
213774579 | Central HP <5.4 tons | ARCOAIRE | HRCU-A-CB (Split System: Heat Pump with Remote Outdoor Unit-Air-Source) | HVH825GKA3* |  |  | EHD4X48AAL+WALLCON | *80CTL0701716B* | 24200 | 16 | 8.1 | 21200 | 16600 | 78.3% | 2 | 0 | 10.5 |  |  |  | No | R-410A | 2.0167 | Residential & Commercial | Ducted CEE Tier 1
214242219 | Central HP <5.4 tons | ARCOAIRE | HRCU-A-CB (Split System: Heat Pump with Remote Outdoor Unit-Air-Source) | HVH825GKA3* |  |  | EN(A,D,W)4X48L21**+WALLCON | *80CTL0701716B* | 24000 | 17 | 8.1 | 21400 | 16600 | 77.57% | 2 | 0 | 11 |  |  |  | No | R-410A | 2 | Residential & Commercial | Ducted CEE Tier 1
214242289 | Central HP <5.4 tons | ARCOAIRE | HRCU-A-CB (Split System: Heat Pump with Remote Outdoor Unit-Air-Source) | HVH825GKA3* |  |  | EN(A,D,W)4X48L21**+WALLCON | *97CMN1002122B* | 24200 | 17 | 8.1 | 21200 | 16500 | 77.83% | 2 | 0 | 11.5 |  |  |  | No | R-410A | 2.0167 | Residential & Commercial | Ducted CEE Tier 1
213772869 | Central HP <5.4 tons | ARCOAIRE | HRCU-A-CB (Split System: Heat Pump with Remote Outdoor Unit-Air-Source) | HVH825GKA3* |  |  | EA*4X30L17A*+WALLCON | *80CTL0901716B* | 23600 | 16.5 | 8.1 | 21400 | 16700 | 78.04% | 1.9 | 0 | 10.5 |  |  |  | No | R-410A | 1.9667 | Residential & Commercial | Ducted CEE Tier 1
213774489 | Central HP <5.4 tons | ARCOAIRE | HRCU-A-CB (Split System: Heat Pump with Remote Outdoor Unit-Air-Source) | HVH825GKA3* |  |  | EHD4X42AAL+WALLCON | *97CMN1002122B* | 24200 | 16 | 8.1 | 21400 | 16600 | 77.57% | 2 | 0 | 10.5 |  |  |  | No | R-410A | 2.0167 | Residential & Commercial | Ducted CEE Tier 1
213774539 | Central HP <5.4 tons | ARCOAIRE | HRCU-A-CB (Split System: Heat Pump with Remote Outdoor Unit-Air-Source) | HVH825GKA3* |  |  | EHD4X42AAL+WALLCON | *96CTN1002122B* | 24200 | 16 | 8.1 | 21400 | 16600 | 77.57% | 2 | 0 | 10.5 |  |  |  | No | R-410A | 2.0167 | Residential & Commercial | Ducted CEE Tier 1
213773739 | Central HP <5.4 tons | ARCOAIRE | HRCU-A-CB (Split System: Heat Pump with Remote Outdoor Unit-Air-Source) | HVH825GKA3* |  |  | EA*4X48L21A*+WALLCON | *95CSU0601716B* | 24000 | 16.5 | 8.1 | 21000 | 16600 | 79.05% | 2 | 0 | 10.5 |  |  |  | No | R-410A | 2 | Residential & Commercial | Ducted CEE Tier 1
213773769 | Central HP <5.4 tons | ARCOAIRE | HRCU-A-CB (Split System: Heat Pump with Remote Outdoor Unit-Air-Source) | HVH825GKA3* |  |  | EA*4X48L21A*+WALLCON | *97CMN1002122B* | 24000 | 16.5 | 8.1 | 21000 | 16500 | 78.57% | 2.02 | 0 | 11 |  |  |  | No | R-410A | 2 | Residential & Commercial | Ducted CEE Tier 1
213773819 | Central HP <5.4 tons | ARCOAIRE | HRCU-A-CB (Split System: Heat Pump with Remote Outdoor Unit-Air-Source) | HVH825GKA3* |  |  | EA*4X48L24A*+WALLCON | *80CTL1102120B* | 24200 | 17 | 8.1 | 21000 | 16500 | 78.57% | 2.02 | 0 | 11 |  |  |  | No | R-410A | 2.0167 | Residential & Commercial | Ducted CEE Tier 1
213773569 | Central HP <5.4 tons | ARCOAIRE | HRCU-A-CB (Split System: Heat Pump with Remote Outdoor Unit-Air-Source) | HVH825GKA3* |  |  | EA*4X43L21A*+WALLCON | *80CTL0451712B* | 24200 | 16.5 | 8.1 | 21200 | 16700 | 78.77% | 2 | 0 | 10.5 |  |  |  | No | R-410A | 2.0167 | Residential & Commercial | Ducted CEE Tier 1
213773219 | Central HP <5.4 tons | ARCOAIRE | HRCU-A-CB (Split System: Heat Pump with Remote Outdoor Unit-Air-Source) | HVH825GKA3* |  |  | EA*4X37L17A*+WALLCON | *97CMN0801714B* | 24200 | 16 | 8.1 | 21400 | 16700 | 78.04% | 1.98 | 0 | 10.5 |  |  |  | No | R-410A | 2.0167 | Residential & Commercial | Ducted CEE Tier 1
213773269 | Central HP <5.4 tons | ARCOAIRE | HRCU-A-CB (Split System: Heat Pump with Remote Outdoor Unit-Air-Source) | HVH825GKA3* |  |  | EA*4X37L21A*+WALLCON | *80CTL0701716B* | 24400 | 16.5 | 8.1 | 21200 | 16600 | 78.3% | 2.02 | 0 | 11 |  |  |  | No | R-410A | 2.0333 | Residential & Commercial | Ducted CEE Tier 1
213773599 | Central HP <5.4 tons | ARCOAIRE | HRCU-A-CB (Split System: Heat Pump with Remote Outdoor Unit-Air-Source) | HVH825GKA3* |  |  | EA*4X43L21A*+WALLCON | *80CTL0902120B* | 24400 | 17 | 8.1 | 21200 | 16600 | 78.3% | 2.02 | 0 | 11 |  |  |  | No | R-410A | 2.0333 | Residential & Commercial | Ducted CEE Tier 1
213773199 | Central HP <5.4 tons | ARCOAIRE | HRCU-A-CB (Split System: Heat Pump with Remote Outdoor Unit-Air-Source) | HVH825GKA3* |  |  | EA*4X37L17A*+WALLCON | *95CSU0601716B* | 24200 | 16.5 | 8.1 | 21400 | 16700 | 78.04% | 1.98 | 0 | 10.5 |  |  |  | No | R-410A | 2.0167 | Residential & Commercial | Ducted CEE Tier 1
213770609 | Central HP <5.4 tons | ARCOAIRE | HRCU-A-CB (Split System: Heat Pump with Remote Outdoor Unit-Air-Source) | HVH825GKA2* |  |  | EA*4X25L17A*+WALLCON | *80CTL0701716B* | 24400 | 16.5 | 8.1 | 21200 | 16700 | 78.77% | 2.02 | 0 | 11 |  |  |  | No | R-410A | 2.0333 | Residential & Commercial | Ducted CEE Tier 1
213372389 | Central HP <5.4 tons | RHEEM | HRCU-A-CB (Split System: Heat Pump with Remote Outdoor Unit-Air-Source) | RP18AZ36AJVC |  |  | RCFZ6021SEAAM | R951V0603A17UHU | 34200 | 19 | 8.5 | 34200 | 43500 | 127.2% | 2.2 | 0 | 12.5 |  |  |  | No | R-410A | 2.85 | Residential & Commercial | Ducted CEE Tier 1
214242939 | Central HP <5.4 tons | ARCOAIRE | HRCU-A-CB (Split System: Heat Pump with Remote Outdoor Unit-Air-Source) | HVH825GKA2* |  |  | END4X42L17**+WALLCON | *96CTN0601714B* | 23800 | 16.5 | 8.1 | 21400 | 16700 | 78.04% | 1.98 | 0 | 11 |  |  |  | No | R-410A | 1.9833 | Residential & Commercial | Ducted CEE Tier 1
213770829 | Central HP <5.4 tons | ARCOAIRE | HRCU-A-CB (Split System: Heat Pump with Remote Outdoor Unit-Air-Source) | HVH825GKA2* |  |  | EA*4X36L17A*+WALLCON | *80CTL0701716B* | 23600 | 16.5 | 8.1 | 21400 | 16700 | 78.04% | 1.94 | 0 | 11 |  |  |  | No | R-410A | 1.9667 | Residential & Commercial | Ducted CEE Tier 1
213771699 | Central HP <5.4 tons | ARCOAIRE | HRCU-A-CB (Split System: Heat Pump with Remote Outdoor Unit-Air-Source) | HVH825GKA2* |  |  | EA*4X48L24A*+WALLCON | *80CTL1352422B* | 24200 | 17 | 8.1 | 21000 | 16500 | 78.57% | 2.02 | 0 | 11 |  |  |  | No | R-410A | 2.0167 | Residential & Commercial | Ducted CEE Tier 1
213771489 | Central HP <5.4 tons | ARCOAIRE | HRCU-A-CB (Split System: Heat Pump with Remote Outdoor Unit-Air-Source) | HVH825GKA2* |  |  | EA*4X43L21A*+WALLCON | *95CSU0601716B* | 24400 | 16.5 | 8.1 | 21200 | 16600 | 78.3% | 2.02 | 0 | 10.5 |  |  |  | No | R-410A | 2.0333 | Residential & Commercial | Ducted CEE Tier 1
213770869 | Central HP <5.4 tons | ARCOAIRE | HRCU-A-CB (Split System: Heat Pump with Remote Outdoor Unit-Air-Source) | HVH825GKA2* |  |  | EA*4X36L17A*+WALLCON | *97CMN0801714B* | 23400 | 16.5 | 8.1 | 21600 | 16700 | 77.31% | 1.94 | 0 | 10.5 |  |  |  | No | R-410A | 1.95 | Residential & Commercial | Ducted CEE Tier 1
213770969 | Central HP <5.4 tons | ARCOAIRE | HRCU-A-CB (Split System: Heat Pump with Remote Outdoor Unit-Air-Source) | HVH825GKA2* |  |  | EA*4X36L21A*+WALLCON | *97CMN0601714B* | 23400 | 16 | 8.1 | 21600 | 16700 | 77.31% | 1.92 | 0 | 10.5 |  |  |  | No | R-410A | 1.95 | Residential & Commercial | Ducted CEE Tier 1
213770519 | Central HP <5.4 tons | ARCOAIRE | HRCU-A-CB (Split System: Heat Pump with Remote Outdoor Unit-Air-Source) | HVH825GKA2* |  |  | EA*4X24L17A*+WALLCON | *80CTL0901716B* | 23400 | 16.5 | 8.1 | 21800 | 16800 | 77.06% | 1.9 | 0 | 10.5 |  |  |  | No | R-410A | 1.95 | Residential & Commercial | Ducted CEE Tier 1
213770499 | Central HP <5.4 tons | ARCOAIRE | HRCU-A-CB (Split System: Heat Pump with Remote Outdoor Unit-Air-Source) | HVH825GKA2* |  |  | EA*4X24L17A*+WALLCON | *80CTL0701412B* | 23400 | 16.5 | 8.1 | 22000 | 16800 | 76.36% | 1.9 | 0 | 10.5 |  |  |  | No | R-410A | 1.95 | Residential & Commercial | Ducted CEE Tier 1
213770599 | Central HP <5.4 tons | ARCOAIRE | HRCU-A-CB (Split System: Heat Pump with Remote Outdoor Unit-Air-Source) | HVH825GKA2* |  |  | EA*4X25L17A*+WALLCON | *80CTL0701412B* | 24400 | 16.5 | 8.5 | 21200 | 16600 | 78.3% | 2.02 | 0 | 11 |  |  |  | No | R-410A | 2.0333 | Residential & Commercial | Ducted CEE Tier 1
213771619 | Central HP <5.4 tons | ARCOAIRE | HRCU-A-CB (Split System: Heat Pump with Remote Outdoor Unit-Air-Source) | HVH825GKA2* |  |  | EA*4X48L21A*+WALLCON | *97CMN0601714B* | 24000 | 16.5 | 8.1 | 21000 | 16600 | 79.05% | 2 | 0 | 10.5 |  |  |  | No | R-410A | 2 | Residential & Commercial | Ducted CEE Tier 1
213771049 | Central HP <5.4 tons | ARCOAIRE | HRCU-A-CB (Split System: Heat Pump with Remote Outdoor Unit-Air-Source) | HVH825GKA2* |  |  | EA*4X37L17A*+WALLCON | *80CTL0701716B* | 24200 | 16.5 | 8.1 | 21400 | 16700 | 78.04% | 2 | 0 | 11 |  |  |  | No | R-410A | 2.0167 | Residential & Commercial | Ducted CEE Tier 1
213772449 | Central HP <5.4 tons | ARCOAIRE | HRCU-A-CB (Split System: Heat Pump with Remote Outdoor Unit-Air-Source) | HVH825GKA2* |  |  | EHD4X48AAL+WALLCON | *80CTL0701716B* | 24200 | 16.5 | 8.1 | 21200 | 16600 | 78.3% | 2.02 | 0 | 10.5 |  |  |  | No | R-410A | 2.0167 | Residential & Commercial | Ducted CEE Tier 1
213771079 | Central HP <5.4 tons | ARCOAIRE | HRCU-A-CB (Split System: Heat Pump with Remote Outdoor Unit-Air-Source) | HVH825GKA2* |  |  | EA*4X37L17A*+WALLCON | *97CMN0601714B* | 24000 | 16 | 8.1 | 21600 | 16800 | 77.78% | 1.98 | 0 | 10.5 |  |  |  | No | R-410A | 2 | Residential & Commercial | Ducted CEE Tier 1
213771649 | Central HP <5.4 tons | ARCOAIRE | HRCU-A-CB (Split System: Heat Pump with Remote Outdoor Unit-Air-Source) | HVH825GKA2* |  |  | EA*4X48L21A*+WALLCON | *96CTN0601714B* | 24000 | 16.5 | 8.1 | 21000 | 16600 | 79.05% | 2 | 0 | 10.5 |  |  |  | No | R-410A | 2 | Residential & Commercial | Ducted CEE Tier 1
213771029 | Central HP <5.4 tons | ARCOAIRE | HRCU-A-CB (Split System: Heat Pump with Remote Outdoor Unit-Air-Source) | HVH825GKA2* |  |  | EA*4X37L17A*+WALLCON | *80CTL0451712B* | 24000 | 16 | 8.1 | 21600 | 16800 | 77.78% | 1.98 | 0 | 10.5 |  |  |  | No | R-410A | 2 | Residential & Commercial | Ducted CEE Tier 1
213770769 | Central HP <5.4 tons | ARCOAIRE | HRCU-A-CB (Split System: Heat Pump with Remote Outdoor Unit-Air-Source) | HVH825GKA2* |  |  | EA*4X30L17A*+WALLCON | *97CMN0801714B* | 23400 | 16 | 8.1 | 21600 | 16700 | 77.31% | 1.9 | 0 | 10.5 |  |  |  | No | R-410A | 1.95 | Residential & Commercial | Ducted CEE Tier 1
213770569 | Central HP <5.4 tons | ARCOAIRE | HRCU-A-CB (Split System: Heat Pump with Remote Outdoor Unit-Air-Source) | HVH825GKA2* |  |  | EA*4X24L17A*+WALLCON | *96CTN0601714B* | 23200 | 16 | 8.1 | 22000 | 16900 | 76.82% | 1.88 | 0 | 10.5 |  |  |  | No | R-410A | 1.9333 | Residential & Commercial | Ducted CEE Tier 1
213772409 | Central HP <5.4 tons | ARCOAIRE | HRCU-A-CB (Split System: Heat Pump with Remote Outdoor Unit-Air-Source) | HVH825GKA2* |  |  | EHD4X42AAL+WALLCON | *96CTN1002122B* | 24200 | 16 | 8.1 | 21400 | 16600 | 77.57% | 2 | 0 | 10.5 |  |  |  | No | R-410A | 2.0167 | Residential & Commercial | Ducted CEE Tier 1
213771639 | Central HP <5.4 tons | ARCOAIRE | HRCU-A-CB (Split System: Heat Pump with Remote Outdoor Unit-Air-Source) | HVH825GKA2* |  |  | EA*4X48L21A*+WALLCON | *97CMN1002122B* | 24000 | 16.5 | 8.1 | 21000 | 16500 | 78.57% | 2.02 | 0 | 11 |  |  |  | No | R-410A | 2 | Residential & Commercial | Ducted CEE Tier 1
213773149 | Central HP <5.4 tons | ARCOAIRE | HRCU-A-CB (Split System: Heat Pump with Remote Outdoor Unit-Air-Source) | HVH825GKA3* |  |  | EA*4X36L21A*+WALLCON | *96CTN1002122B* | 23600 | 16.5 | 8.1 | 21400 | 16600 | 77.57% | 1.94 | 0 | 10.5 |  |  |  | No | R-410A | 1.9667 | Residential & Commercial | Ducted CEE Tier 1
213772849 | Central HP <5.4 tons | ARCOAIRE | HRCU-A-CB (Split System: Heat Pump with Remote Outdoor Unit-Air-Source) | HVH825GKA3* |  |  | EA*4X30L17A*+WALLCON | *80CTL0701412B* | 23600 | 16.5 | 8.1 | 21600 | 16700 | 77.31% | 1.9 | 0 | 10.5 |  |  |  | No | R-410A | 1.9667 | Residential & Commercial | Ducted CEE Tier 1
213773329 | Central HP <5.4 tons | ARCOAIRE | HRCU-A-CB (Split System: Heat Pump with Remote Outdoor Unit-Air-Source) | HVH825GKA3* |  |  | EA*4X37L21A*+WALLCON | *97CMN0801714B* | 24400 | 16.5 | 8.1 | 21200 | 16600 | 78.3% | 2.02 | 0 | 11 |  |  |  | No | R-410A | 2.0333 | Residential & Commercial | Ducted CEE Tier 1
213773359 | Central HP <5.4 tons | ARCOAIRE | HRCU-A-CB (Split System: Heat Pump with Remote Outdoor Unit-Air-Source) | HVH825GKA3* |  |  | EA*4X37L21A*+WALLCON | *96CTN0801714B* | 24400 | 16.5 | 8.1 | 21200 | 16600 | 78.3% | 2.02 | 0 | 11 |  |  |  | No | R-410A | 2.0333 | Residential & Commercial | Ducted CEE Tier 1
213772709 | Central HP <5.4 tons | ARCOAIRE | HRCU-A-CB (Split System: Heat Pump with Remote Outdoor Unit-Air-Source) | HVH825GKA3* |  |  | EA*4X24L17A*+WALLCON | *96CTN0801714B* | 23200 | 16 | 8.1 | 22200 | 16800 | 75.68% | 1.88 | 0 | 10.5 |  |  |  | No | R-410A | 1.9333 | Residential & Commercial | Ducted CEE Tier 1
213773779 | Central HP <5.4 tons | ARCOAIRE | HRCU-A-CB (Split System: Heat Pump with Remote Outdoor Unit-Air-Source) | HVH825GKA3* |  |  | EA*4X48L21A*+WALLCON | *96CTN0601714B* | 24000 | 16.5 | 8.1 | 21000 | 16600 | 79.05% | 2 | 0 | 10.5 |  |  |  | No | R-410A | 2 | Residential & Commercial | Ducted CEE Tier 1
213773519 | Central HP <5.4 tons | ARCOAIRE | HRCU-A-CB (Split System: Heat Pump with Remote Outdoor Unit-Air-Source) | HVH825GKA3* |  |  | EA*4X42L24A*+WALLCON | *80CTL1352422B* | 23800 | 16.5 | 8.1 | 21400 | 16600 | 77.57% | 1.96 | 0 | 10.5 |  |  |  | No | R-410A | 1.9833 | Residential & Commercial | Ducted CEE Tier 1
213772769 | Central HP <5.4 tons | ARCOAIRE | HRCU-A-CB (Split System: Heat Pump with Remote Outdoor Unit-Air-Source) | HVH825GKA3* |  |  | EA*4X25L17A*+WALLCON | *97CMN0601714B* | 24200 | 15.5 | 8.1 | 20000 | 16700 | 83.5% | 2 | 0 | 10.5 |  |  |  | No | R-410A | 2.0167 | Residential & Commercial | Ducted CEE Tier 1
213772919 | Central HP <5.4 tons | ARCOAIRE | HRCU-A-CB (Split System: Heat Pump with Remote Outdoor Unit-Air-Source) | HVH825GKA3* |  |  | EA*4X30L17A*+WALLCON | *96CTN0601714B* | 23400 | 16 | 8.1 | 21600 | 16700 | 77.31% | 1.9 | 0 | 10.5 |  |  |  | No | R-410A | 1.95 | Residential & Commercial | Ducted CEE Tier 1
213779719 | Central HP <5.4 tons | ARCOAIRE | HRCU-A-CB (Split System: Heat Pump with Remote Outdoor Unit-Air-Source) | HVH837GKA** |  |  | EA*4X61L21A*+WALLCON | *96CTN0601714B* | 33000 | 17 | 8.1 | 32200 | 25000 | 77.64% | 1.96 | 0 | 11 |  |  |  | No | R-410A | 2.75 | Residential & Commercial | Ducted CEE Tier 1
213773319 | Central HP <5.4 tons | ARCOAIRE | HRCU-A-CB (Split System: Heat Pump with Remote Outdoor Unit-Air-Source) | HVH825GKA3* |  |  | EA*4X37L21A*+WALLCON | *97CMN0601714B* | 24200 | 16 | 8.1 | 21200 | 16700 | 78.77% | 2 | 0 | 10.5 |  |  |  | No | R-410A | 2.0167 | Residential & Commercial | Ducted CEE Tier 1
213773119 | Central HP <5.4 tons | ARCOAIRE | HRCU-A-CB (Split System: Heat Pump with Remote Outdoor Unit-Air-Source) | HVH825GKA3* |  |  | EA*4X36L21A*+WALLCON | *97CMN1002122B* | 23600 | 16.5 | 8.1 | 21400 | 16600 | 77.57% | 1.94 | 0 | 10.5 |  |  |  | No | R-410A | 1.9667 | Residential & Commercial | Ducted CEE Tier 1
213773169 | Central HP <5.4 tons | ARCOAIRE | HRCU-A-CB (Split System: Heat Pump with Remote Outdoor Unit-Air-Source) | HVH825GKA3* |  |  | EA*4X37L17A*+WALLCON | *80CTL0701412B* | 24200 | 16.5 | 8.1 | 21400 | 16700 | 78.04% | 2 | 0 | 10.5 |  |  |  | No | R-410A | 2.0167 | Residential & Commercial | Ducted CEE Tier 1
213779619 | Central HP <5.4 tons | ARCOAIRE | HRCU-A-CB (Split System: Heat Pump with Remote Outdoor Unit-Air-Source) | HVH837GKA** |  |  | EA*4X60L24A*+WALLCON | *96CTN1202422B* | 32800 | 17.5 | 8.1 | 31800 | 24600 | 77.36% | 1.98 | 0 | 11.5 |  |  |  | No | R-410A | 2.7333 | Residential & Commercial | Ducted CEE Tier 1
213774599 | Central HP <5.4 tons | ARCOAIRE | HRCU-A-CB (Split System: Heat Pump with Remote Outdoor Unit-Air-Source) | HVH825GKA3* |  |  | EHD4X48AAL+WALLCON | *80CTL0902120B* | 24200 | 16 | 8.1 | 21200 | 16600 | 78.3% | 2.02 | 0 | 10.5 |  |  |  | No | R-410A | 2.0167 | Residential & Commercial | Ducted CEE Tier 1
213774429 | Central HP <5.4 tons | ARCOAIRE | HRCU-A-CB (Split System: Heat Pump with Remote Outdoor Unit-Air-Source) | HVH825GKA3* |  |  | EHD4X42AAL+WALLCON | *80CTL0902120B* | 24200 | 16 | 8.1 | 21400 | 16600 | 77.57% | 2 | 0 | 10.5 |  |  |  | No | R-410A | 2.0167 | Residential & Commercial | Ducted CEE Tier 1
213774449 | Central HP <5.4 tons | ARCOAIRE | HRCU-A-CB (Split System: Heat Pump with Remote Outdoor Unit-Air-Source) | HVH825GKA3* |  |  | EHD4X42AAL+WALLCON | *80CTL1352422B* | 24200 | 16 | 8.1 | 21400 | 16600 | 77.57% | 2 | 0 | 10.5 |  |  |  | No | R-410A | 2.0167 | Residential & Commercial | Ducted CEE Tier 1
213774479 | Central HP <5.4 tons | ARCOAIRE | HRCU-A-CB (Split System: Heat Pump with Remote Outdoor Unit-Air-Source) | HVH825GKA3* |  |  | EHD4X42AAL+WALLCON | *97CMN0801714B* | 24000 | 16 | 8.1 | 21400 | 16600 | 77.57% | 1.98 | 0 | 10.5 |  |  |  | No | R-410A | 2 | Residential & Commercial | Ducted CEE Tier 1
213772619 | Central HP <5.4 tons | ARCOAIRE | HRCU-A-CB (Split System: Heat Pump with Remote Outdoor Unit-Air-Source) | HVH825GKA3* |  |  | EA*4X24L17A*+WALLCON | *80CTL0451712B* | 23200 | 16 | 8.1 | 22000 | 16900 | 76.82% | 1.88 | 0 | 10 |  |  |  | No | R-410A | 1.9333 | Residential & Commercial | Ducted CEE Tier 1
213772719 | Central HP <5.4 tons | ARCOAIRE | HRCU-A-CB (Split System: Heat Pump with Remote Outdoor Unit-Air-Source) | HVH825GKA3* |  |  | EA*4X25L17A*+WALLCON | *80CTL0451712B* | 24200 | 16.5 | 8.1 | 21400 | 16700 | 78.04% | 2 | 0 | 10.5 |  |  |  | No | R-410A | 2.0167 | Residential & Commercial | Ducted CEE Tier 1
213774439 | Central HP <5.4 tons | ARCOAIRE | HRCU-A-CB (Split System: Heat Pump with Remote Outdoor Unit-Air-Source) | HVH825GKA3* |  |  | EHD4X42AAL+WALLCON | *80CTL1102120B* | 24200 | 16 | 8.1 | 21400 | 16600 | 77.57% | 2 | 0 | 10.5 |  |  |  | No | R-410A | 2.0167 | Residential & Commercial | Ducted CEE Tier 1
215931728 | Central HP <5.4 tons | ARCOAIRE | HRCU-A-CB (Split System: Heat Pump with Remote Outdoor Unit-Air-Source) | H5H3V60*K*AAA* |  |  | EA*5X61M24A*+WALLCON | *95CSU0802120B* | 56500 | 18.5 | 8.5 | 60500 | 46500 | 76.86% | 2.02 | 0 | 11 |  |  |  | No | R-454B | 4.7083 | Residential & Commercial | Ducted CEE Tier 1
214572495 | Central HP <5.4 tons | KEEPRITE | HRCU-A-CB (Split System: Heat Pump with Remote Outdoor Unit-Air-Source) | CVH837GKA** |  |  | EA*4X36L21A*+WALLCON | *95CSU1002122B* | 31600 | 17 | 8.1 | 32800 | 24200 | 73.78% | 1.86 | 0 | 11 |  |  |  | No | R-410A | 2.6333 | Residential & Commercial | Ducted CEE Tier 1
214572815 | Central HP <5.4 tons | KEEPRITE | HRCU-A-CB (Split System: Heat Pump with Remote Outdoor Unit-Air-Source) | CVH837GKA** |  |  | EA*4X48L21A*+WALLCON | *97CMN0802120B* | 32200 | 17.5 | 8.5 | 32400 | 25000 | 77.16% | 1.98 | 0 | 11 |  |  |  | No | R-410A | 2.6833 | Residential & Commercial | Ducted CEE Tier 1
212986951 | Central HP <5.4 tons | ARCOAIRE | HRCU-A-CB (Split System: Heat Pump with Remote Outdoor Unit-Air-Source) | DLCURAH24ABK |  |  | EN(A,D)4X30L14** | *96MSN0601412A* | 23400 | 16.5 | 8.1 | 26400 | 24600 | 93.18% | 2.04 | 0 | 10 |  |  |  | No | R-410A | 1.95 | Residential & Commercial | Ducted CEE Tier 1
213076345 | Central HP <5.4 tons | ARCOAIRE | HRCU-A-CB (Split System: Heat Pump with Remote Outdoor Unit-Air-Source) | DLCURAH24ABK |  |  | EA*4X36L21A* | *95MSU1002122A* | 23600 | 17.5 | 8.5 | 26200 | 23800 | 90.84% | 1.98 | 0 | 10 |  |  |  | No | R-410A | 1.9667 | Residential & Commercial | Ducted CEE Tier 1
215931908 | Central HP <5.4 tons | ARCOAIRE | HRCU-A-CB (Split System: Heat Pump with Remote Outdoor Unit-Air-Source) | H5H3V60*K*AAA* |  |  | ESH5X60M12A*+WALLCON | *96CTN1002122B* | 56500 | 18 | 8.1 | 61000 | 46000 | 75.41% | 1.95 | 0 | 11 |  |  |  | No | R-454B | 4.7083 | Residential & Commercial | Ducted CEE Tier 1
215931608 | Central HP <5.4 tons | ARCOAIRE | HRCU-A-CB (Split System: Heat Pump with Remote Outdoor Unit-Air-Source) | H5H3V60*K*AAA* |  |  | EA*5X60M24A*+WALLCON | *97CMN0802120B* | 55500 | 18 | 8.1 | 60500 | 46000 | 76.03% | 1.95 | 0 | 11 |  |  |  | No | R-454B | 4.625 | Residential & Commercial | Ducted CEE Tier 1
214243039 | Central HP <5.4 tons | ARCOAIRE | HRCU-A-CB (Split System: Heat Pump with Remote Outdoor Unit-Air-Source) | HVH825GKA2* |  |  | EN(A,D,W)4X42L21**+WALLCON | *97CMN1002122B* | 23800 | 16.5 | 8.1 | 21400 | 16600 | 77.57% | 1.96 | 0 | 11 |  |  |  | No | R-410A | 1.9833 | Residential & Commercial | Ducted CEE Tier 1
213771329 | Central HP <5.4 tons | ARCOAIRE | HRCU-A-CB (Split System: Heat Pump with Remote Outdoor Unit-Air-Source) | HVH825GKA2* |  |  | EA*4X42L21A*+WALLCON | *97CMN1002122B* | 23800 | 16.5 | 8.1 | 21400 | 16600 | 77.57% | 1.96 | 0 | 11 |  |  |  | No | R-410A | 1.9833 | Residential & Commercial | Ducted CEE Tier 1
213771179 | Central HP <5.4 tons | ARCOAIRE | HRCU-A-CB (Split System: Heat Pump with Remote Outdoor Unit-Air-Source) | HVH825GKA2* |  |  | EA*4X37L21A*+WALLCON | *95CSU0601716B* | 24400 | 16.5 | 8.1 | 21400 | 16700 | 78.04% | 2.02 | 0 | 10.5 |  |  |  | No | R-410A | 2.0333 | Residential & Commercial | Ducted CEE Tier 1
213771949 | Central HP <5.4 tons | ARCOAIRE | HRCU-A-CB (Split System: Heat Pump with Remote Outdoor Unit-Air-Source) | HVH825GKA2* |  |  | EHD4X30AAL+WALLCON | *80CTL0901716B* | 23800 | 16 | 8.1 | 21800 | 16800 | 77.06% | 1.96 | 0 | 10.5 |  |  |  | No | R-410A | 1.9833 | Residential & Commercial | Ducted CEE Tier 1
213770819 | Central HP <5.4 tons | ARCOAIRE | HRCU-A-CB (Split System: Heat Pump with Remote Outdoor Unit-Air-Source) | HVH825GKA2* |  |  | EA*4X36L17A*+WALLCON | *80CTL0701412B* | 23600 | 16.5 | 8.1 | 21400 | 16700 | 78.04% | 1.94 | 0 | 10.5 |  |  |  | No | R-410A | 1.9667 | Residential & Commercial | Ducted CEE Tier 1
213771539 | Central HP <5.4 tons | ARCOAIRE | HRCU-A-CB (Split System: Heat Pump with Remote Outdoor Unit-Air-Source) | HVH825GKA2* |  |  | EA*4X43L21A*+WALLCON | *96CTN0801714B* | 24400 | 16.5 | 8.1 | 21200 | 16600 | 78.3% | 2.02 | 0 | 11 |  |  |  | No | R-410A | 2.0333 | Residential & Commercial | Ducted CEE Tier 1
213770919 | Central HP <5.4 tons | ARCOAIRE | HRCU-A-CB (Split System: Heat Pump with Remote Outdoor Unit-Air-Source) | HVH825GKA2* |  |  | EA*4X36L21A*+WALLCON | *80CTL0701716B* | 23600 | 16.5 | 8.1 | 21400 | 16700 | 78.04% | 1.94 | 0 | 10.5 |  |  |  | No | R-410A | 1.9667 | Residential & Commercial | Ducted CEE Tier 1
213773669 | Central HP <5.4 tons | ARCOAIRE | HRCU-A-CB (Split System: Heat Pump with Remote Outdoor Unit-Air-Source) | HVH825GKA3* |  |  | EA*4X43L21A*+WALLCON | *96CTN0801714B* | 24400 | 16.5 | 8.1 | 21200 | 16600 | 78.3% | 2.02 | 0 | 11 |  |  |  | No | R-410A | 2.0333 | Residential & Commercial | Ducted CEE Tier 1
213772739 | Central HP <5.4 tons | ARCOAIRE | HRCU-A-CB (Split System: Heat Pump with Remote Outdoor Unit-Air-Source) | HVH825GKA3* |  |  | EA*4X25L17A*+WALLCON | *80CTL0701716B* | 24400 | 16.5 | 8.1 | 21200 | 16700 | 78.77% | 2 | 0 | 10.5 |  |  |  | No | R-410A | 2.0333 | Residential & Commercial | Ducted CEE Tier 1
213772939 | Central HP <5.4 tons | ARCOAIRE | HRCU-A-CB (Split System: Heat Pump with Remote Outdoor Unit-Air-Source) | HVH825GKA3* |  |  | EA*4X36L17A*+WALLCON | *80CTL0451712B* | 23400 | 16 | 8.1 | 21600 | 16800 | 77.78% | 1.92 | 0 | 10.5 |  |  |  | No | R-410A | 1.95 | Residential & Commercial | Ducted CEE Tier 1
213773659 | Central HP <5.4 tons | ARCOAIRE | HRCU-A-CB (Split System: Heat Pump with Remote Outdoor Unit-Air-Source) | HVH825GKA3* |  |  | EA*4X43L21A*+WALLCON | *96CTN0601714B* | 24400 | 16.5 | 8.1 | 21200 | 16700 | 78.77% | 2 | 0 | 10.5 |  |  |  | No | R-410A | 2.0333 | Residential & Commercial | Ducted CEE Tier 1
213772859 | Central HP <5.4 tons | ARCOAIRE | HRCU-A-CB (Split System: Heat Pump with Remote Outdoor Unit-Air-Source) | HVH825GKA3* |  |  | EA*4X30L17A*+WALLCON | *80CTL0701716B* | 23400 | 16.5 | 8.1 | 21600 | 16700 | 77.31% | 1.9 | 0 | 10.5 |  |  |  | No | R-410A | 1.95 | Residential & Commercial | Ducted CEE Tier 1
213772959 | Central HP <5.4 tons | ARCOAIRE | HRCU-A-CB (Split System: Heat Pump with Remote Outdoor Unit-Air-Source) | HVH825GKA3* |  |  | EA*4X36L17A*+WALLCON | *80CTL0701716B* | 23600 | 16.5 | 8.1 | 21400 | 16700 | 78.04% | 1.92 | 0 | 10.5 |  |  |  | No | R-410A | 1.9667 | Residential & Commercial | Ducted CEE Tier 1
213771189 | Central HP <5.4 tons | ARCOAIRE | HRCU-A-CB (Split System: Heat Pump with Remote Outdoor Unit-Air-Source) | HVH825GKA2* |  |  | EA*4X37L21A*+WALLCON | *97CMN0601714B* | 24200 | 16 | 8.1 | 21200 | 16700 | 78.77% | 2.02 | 0 | 10.5 |  |  |  | No | R-410A | 2.0167 | Residential & Commercial | Ducted CEE Tier 1
213771669 | Central HP <5.4 tons | ARCOAIRE | HRCU-A-CB (Split System: Heat Pump with Remote Outdoor Unit-Air-Source) | HVH825GKA2* |  |  | EA*4X48L21A*+WALLCON | *96CTN1002122B* | 24000 | 16.5 | 8.1 | 21000 | 16500 | 78.57% | 2.02 | 0 | 11 |  |  |  | No | R-410A | 2 | Residential & Commercial | Ducted CEE Tier 1
213771199 | Central HP <5.4 tons | ARCOAIRE | HRCU-A-CB (Split System: Heat Pump with Remote Outdoor Unit-Air-Source) | HVH825GKA2* |  |  | EA*4X37L21A*+WALLCON | *97CMN0801714B* | 24400 | 16.5 | 8.1 | 21200 | 16700 | 78.77% | 2.02 | 0 | 11 |  |  |  | No | R-410A | 2.0333 | Residential & Commercial | Ducted CEE Tier 1
213771249 | Central HP <5.4 tons | ARCOAIRE | HRCU-A-CB (Split System: Heat Pump with Remote Outdoor Unit-Air-Source) | HVH825GKA2* |  |  | EA*4X42L21A*+WALLCON | *80CTL0451712B* | 23600 | 16.5 | 8.1 | 21600 | 16700 | 77.31% | 1.94 | 0 | 10.5 |  |  |  | No | R-410A | 1.9667 | Residential & Commercial | Ducted CEE Tier 1
213770849 | Central HP <5.4 tons | ARCOAIRE | HRCU-A-CB (Split System: Heat Pump with Remote Outdoor Unit-Air-Source) | HVH825GKA2* |  |  | EA*4X36L17A*+WALLCON | *95CSU0601716B* | 23400 | 16.5 | 8.1 | 21600 | 16700 | 77.31% | 1.94 | 0 | 10.5 |  |  |  | No | R-410A | 1.95 | Residential & Commercial | Ducted CEE Tier 1
214397561 | Central HP <5.4 tons | CHAMPION HEATING AND COOLING | HRCU-A-CB (Split System: Heat Pump with Remote Outdoor Unit-Air-Source) | HH824E2S11 |  |  | CTM30B5ACS1 | TPLC080B12MP13 | 23000 | 17 | 9.5 | 23000 | 17900 | 77.83% | 2 | 0 | 12 |  |  |  | No | R-454B | 1.9167 | Residential & Commercial | Ducted CEE Tier 1
214397526 | Central HP <5.4 tons | CHAMPION HEATING AND COOLING | HRCU-A-CB (Split System: Heat Pump with Remote Outdoor Unit-Air-Source) | HH824E2S11 |  |  | CTF36B5ADS1+JMET12BS2N1 |  | 23000 | 19 | 9.5 | 23000 | 18100 | 78.7% | 2 | 0 | 12 |  |  |  | No | R-454B | 1.9167 | Residential & Commercial | Ducted CEE Tier 1
214865948 | Central HP <5.4 tons | ARMSTRONG AIR | HRCU-A-CB (Split System: Heat Pump with Remote Outdoor Unit-Air-Source) | 4SHP22LX124P-**A |  |  | 7AH1AE24PX-0* |  | 24000 | 20.5 | 8.7 | 21000 | 15500 | 73.81% | 2.16 | 0 | 13.5 |  |  |  | No | R-410A | 2 | Residential & Commercial | Ducted CEE Tier 1
213773259 | Central HP <5.4 tons | ARCOAIRE | HRCU-A-CB (Split System: Heat Pump with Remote Outdoor Unit-Air-Source) | HVH825GKA3* |  |  | EA*4X37L21A*+WALLCON | *80CTL0451712B* | 24200 | 16.5 | 8.1 | 21200 | 16700 | 78.77% | 2 | 0 | 10.5 |  |  |  | No | R-410A | 2.0167 | Residential & Commercial | Ducted CEE Tier 1
213773129 | Central HP <5.4 tons | ARCOAIRE | HRCU-A-CB (Split System: Heat Pump with Remote Outdoor Unit-Air-Source) | HVH825GKA3* |  |  | EA*4X36L21A*+WALLCON | *96CTN0601714B* | 23400 | 16.5 | 8.1 | 21600 | 16700 | 77.31% | 1.92 | 0 | 10.5 |  |  |  | No | R-410A | 1.95 | Residential & Commercial | Ducted CEE Tier 1
214241849 | Central HP <5.4 tons | ARCOAIRE | HRCU-A-CB (Split System: Heat Pump with Remote Outdoor Unit-Air-Source) | HVH825GKA3* |  |  | EN(A,D,W)4X36L17**+WALLCON | *96CTN0601714B* | 23400 | 16 | 8.1 | 21600 | 16800 | 77.78% | 1.9 | 0 | 10.5 |  |  |  | No | R-410A | 1.95 | Residential & Commercial | Ducted CEE Tier 1
214242149 | Central HP <5.4 tons | ARCOAIRE | HRCU-A-CB (Split System: Heat Pump with Remote Outdoor Unit-Air-Source) | HVH825GKA3* |  |  | EN(A,D,W)4X42L21**+WALLCON | *97CMN0601714B* | 23600 | 16 | 8.1 | 21600 | 16700 | 77.31% | 1.94 | 0 | 10.5 |  |  |  | No | R-410A | 1.9667 | Residential & Commercial | Ducted CEE Tier 1
214242349 | Central HP <5.4 tons | ARCOAIRE | HRCU-A-CB (Split System: Heat Pump with Remote Outdoor Unit-Air-Source) | HVH825GKA3* |  |  | EN(A,D)4X48L24**+WALLCON | *80CTL1352422B* | 24200 | 17 | 8.1 | 21200 | 16600 | 78.3% | 2 | 0 | 11 |  |  |  | No | R-410A | 2.0167 | Residential & Commercial | Ducted CEE Tier 1
213773249 | Central HP <5.4 tons | ARCOAIRE | HRCU-A-CB (Split System: Heat Pump with Remote Outdoor Unit-Air-Source) | HVH825GKA3* |  |  | EA*4X37L17A*+WALLCON | *96CTN0801714B* | 24200 | 16.5 | 8.1 | 21400 | 16700 | 78.04% | 1.98 | 0 | 10.5 |  |  |  | No | R-410A | 2.0167 | Residential & Commercial | Ducted CEE Tier 1
213779769 | Central HP <5.4 tons | ARCOAIRE | HRCU-A-CB (Split System: Heat Pump with Remote Outdoor Unit-Air-Source) | HVH837GKA** |  |  | EA*4X61L24A*+WALLCON | *80CTL1352422B* | 33200 | 17.5 | 8.5 | 32000 | 24800 | 77.5% | 2 | 0 | 11.7 |  |  |  | No | R-410A | 2.7667 | Residential & Commercial | Ducted CEE Tier 1
214573935 | Central HP <5.4 tons | KEEPRITE | HRCU-A-CB (Split System: Heat Pump with Remote Outdoor Unit-Air-Source) | CVH837GKA2* |  |  | EA*4X48L21A*+WALLCON | *95CSU1002122B* | 32400 | 17.5 | 8.5 | 32400 | 24800 | 76.54% | 2 | 0 | 11.5 |  |  |  | No | R-410A | 2.7 | Residential & Commercial | Ducted CEE Tier 1
214573635 | Central HP <5.4 tons | KEEPRITE | HRCU-A-CB (Split System: Heat Pump with Remote Outdoor Unit-Air-Source) | CVH837GKA2* |  |  | EA*4X36L21A*+WALLCON | *95CSU1002122B* | 31600 | 17 | 8.1 | 32800 | 24200 | 73.78% | 1.86 | 0 | 11 |  |  |  | No | R-410A | 2.6333 | Residential & Commercial | Ducted CEE Tier 1
213780189 | Central HP <5.4 tons | ARCOAIRE | HRCU-A-CB (Split System: Heat Pump with Remote Outdoor Unit-Air-Source) | HVH837GKA** |  |  | EHD4X48AAL+WALLCON | *80CTL1102120B* | 32600 | 16.5 | 8.1 | 32800 | 24800 | 75.61% | 1.96 | 0 | 11 |  |  |  | No | R-410A | 2.7167 | Residential & Commercial | Ducted CEE Tier 1
213779569 | Central HP <5.4 tons | ARCOAIRE | HRCU-A-CB (Split System: Heat Pump with Remote Outdoor Unit-Air-Source) | HVH837GKA** |  |  | EA*4X60L24A*+WALLCON | *80CTL1102120B* | 32800 | 17.5 | 8.1 | 31800 | 24600 | 77.36% | 1.98 | 0 | 11.5 |  |  |  | No | R-410A | 2.7333 | Residential & Commercial | Ducted CEE Tier 1
213780339 | Central HP <5.4 tons | ARCOAIRE | HRCU-A-CB (Split System: Heat Pump with Remote Outdoor Unit-Air-Source) | HVH837GKA** |  |  | EHD4X60AAL+WALLCON | *80CTL0902120B* | 33000 | 16.5 | 8.1 | 32200 | 24800 | 77.02% | 2 | 0 | 11.5 |  |  |  | No | R-410A | 2.75 | Residential & Commercial | Ducted CEE Tier 1
213774699 | Central HP <5.4 tons | ARCOAIRE | HRCU-A-CB (Split System: Heat Pump with Remote Outdoor Unit-Air-Source) | HVH825GKA3* |  |  | EHD4X48AAL+WALLCON | *96CTN0801714B* | 24200 | 16 | 8.1 | 21400 | 16600 | 77.57% | 2 | 0 | 10.5 |  |  |  | No | R-410A | 2.0167 | Residential & Commercial | Ducted CEE Tier 1
213773529 | Central HP <5.4 tons | ARCOAIRE | HRCU-A-CB (Split System: Heat Pump with Remote Outdoor Unit-Air-Source) | HVH825GKA3* |  |  | EA*4X42L24A*+WALLCON | *97CMN1002122B* | 23800 | 16.5 | 8.1 | 21400 | 16600 | 77.57% | 1.96 | 0 | 11 |  |  |  | No | R-410A | 1.9833 | Residential & Commercial | Ducted CEE Tier 1
213773629 | Central HP <5.4 tons | ARCOAIRE | HRCU-A-CB (Split System: Heat Pump with Remote Outdoor Unit-Air-Source) | HVH825GKA3* |  |  | EA*4X43L21A*+WALLCON | *97CMN0601714B* | 24200 | 16.5 | 8.1 | 21200 | 16700 | 78.77% | 2 | 0 | 10.5 |  |  |  | No | R-410A | 2.0167 | Residential & Commercial | Ducted CEE Tier 1
212973035 | Central HP <5.4 tons | ARCOAIRE | HRCU-A-CB (Split System: Heat Pump with Remote Outdoor Unit-Air-Source) | DLCURAH18ABK |  |  | EA*4X25L17A* | *96VSN0401712B* | 17700 | 16 | 8.1 | 17800 | 17800 | 100% | 2.14 | 0 | 10.5 |  |  |  | No | R-410A | 1.475 | Residential & Commercial | Ducted CEE Tier 1
213772809 | Central HP <5.4 tons | ARCOAIRE | HRCU-A-CB (Split System: Heat Pump with Remote Outdoor Unit-Air-Source) | HVH825GKA3* |  |  | EA*4X25L17A*+WALLCON | *96CTN0801714B* | 24200 | 16.5 | 8.1 | 21400 | 16600 | 77.57% | 2 | 0 | 11 |  |  |  | No | R-410A | 2.0167 | Residential & Commercial | Ducted CEE Tier 1
213773209 | Central HP <5.4 tons | ARCOAIRE | HRCU-A-CB (Split System: Heat Pump with Remote Outdoor Unit-Air-Source) | HVH825GKA3* |  |  | EA*4X37L17A*+WALLCON | *97CMN0601714B* | 24000 | 16 | 8.1 | 21600 | 16800 | 77.78% | 1.98 | 0 | 10.5 |  |  |  | No | R-410A | 2 | Residential & Commercial | Ducted CEE Tier 1
213773279 | Central HP <5.4 tons | ARCOAIRE | HRCU-A-CB (Split System: Heat Pump with Remote Outdoor Unit-Air-Source) | HVH825GKA3* |  |  | EA*4X37L21A*+WALLCON | *80CTL0901716B* | 24200 | 17 | 8.1 | 21000 | 16600 | 79.05% | 2.02 | 0 | 11 |  |  |  | No | R-410A | 2.0167 | Residential & Commercial | Ducted CEE Tier 1
213774499 | Central HP <5.4 tons | ARCOAIRE | HRCU-A-CB (Split System: Heat Pump with Remote Outdoor Unit-Air-Source) | HVH825GKA3* |  |  | EHD4X42AAL+WALLCON | *97CMN1202422B* | 24200 | 16 | 8.1 | 21400 | 16600 | 77.57% | 2 | 0 | 10.5 |  |  |  | No | R-410A | 2.0167 | Residential & Commercial | Ducted CEE Tier 1
213773389 | Central HP <5.4 tons | ARCOAIRE | HRCU-A-CB (Split System: Heat Pump with Remote Outdoor Unit-Air-Source) | HVH825GKA3* |  |  | EA*4X42L21A*+WALLCON | *80CTL0701716B* | 23800 | 16.5 | 8.1 | 21400 | 16600 | 77.57% | 1.94 | 0 | 10.5 |  |  |  | No | R-410A | 1.9833 | Residential & Commercial | Ducted CEE Tier 1
213773689 | Central HP <5.4 tons | ARCOAIRE | HRCU-A-CB (Split System: Heat Pump with Remote Outdoor Unit-Air-Source) | HVH825GKA3* |  |  | EA*4X48L21A*+WALLCON | *80CTL0451712B* | 24000 | 16.5 | 8.1 | 21000 | 16700 | 79.52% | 2 | 0 | 10.5 |  |  |  | No | R-410A | 2 | Residential & Commercial | Ducted CEE Tier 1
215931928 | Central HP <5.4 tons | ARCOAIRE | HRCU-A-CB (Split System: Heat Pump with Remote Outdoor Unit-Air-Source) | H5H3V36*K*AAA* |  |  | EA*5X24M14A*+WALLCON | *96CTN0401410B* | 30400 | 17 | 9 | 35000 | 26800 | 76.57% | 1.9 | 0 | 10 |  |  |  | No | R-454B | 2.5333 | Residential & Commercial | Ducted CEE Tier 1
215932378 | Central HP <5.4 tons | ARCOAIRE | HRCU-A-CB (Split System: Heat Pump with Remote Outdoor Unit-Air-Source) | H5H3V36*K*AAA* |  |  | EA*5X43M21A*+WALLCON | *96CTN0601714B* | 33800 | 19.5 | 9.5 | 34200 | 26000 | 76.02% | 2.06 | 0 | 11 |  |  |  | No | R-454B | 2.8167 | Residential & Commercial | Ducted CEE Tier 1
215932208 | Central HP <5.4 tons | ARCOAIRE | HRCU-A-CB (Split System: Heat Pump with Remote Outdoor Unit-Air-Source) | H5H3V36*K*AAA* |  |  | EA*5X42M21A*+WALLCON | *80CSU1002120A* | 32600 | 19.5 | 9.5 | 35000 | 26800 | 76.57% | 2.02 | 0 | 11 |  |  |  | No | R-454B | 2.7167 | Residential & Commercial | Ducted CEE Tier 1
213773039 | Central HP <5.4 tons | ARCOAIRE | HRCU-A-CB (Split System: Heat Pump with Remote Outdoor Unit-Air-Source) | HVH825GKA3* |  |  | EA*4X36L21A*+WALLCON | *80CTL0451712B* | 23400 | 16 | 8.1 | 21600 | 16700 | 77.31% | 1.92 | 0 | 10.5 |  |  |  | No | R-410A | 1.95 | Residential & Commercial | Ducted CEE Tier 1
213774409 | Central HP <5.4 tons | ARCOAIRE | HRCU-A-CB (Split System: Heat Pump with Remote Outdoor Unit-Air-Source) | HVH825GKA3* |  |  | EHD4X42AAL+WALLCON | *80CTL0701716B* | 24200 | 16 | 8.1 | 21400 | 16600 | 77.57% | 1.98 | 0 | 10.5 |  |  |  | No | R-410A | 2.0167 | Residential & Commercial | Ducted CEE Tier 1
213773509 | Central HP <5.4 tons | ARCOAIRE | HRCU-A-CB (Split System: Heat Pump with Remote Outdoor Unit-Air-Source) | HVH825GKA3* |  |  | EA*4X42L24A*+WALLCON | *80CTL1102120B* | 23800 | 16.5 | 8.1 | 21400 | 16600 | 77.57% | 1.96 | 0 | 11 |  |  |  | No | R-410A | 1.9833 | Residential & Commercial | Ducted CEE Tier 1
213773609 | Central HP <5.4 tons | ARCOAIRE | HRCU-A-CB (Split System: Heat Pump with Remote Outdoor Unit-Air-Source) | HVH825GKA3* |  |  | EA*4X43L21A*+WALLCON | *80CTL1102120B* | 24400 | 17 | 8.1 | 21200 | 16600 | 78.3% | 2.02 | 0 | 11 |  |  |  | No | R-410A | 2.0333 | Residential & Commercial | Ducted CEE Tier 1
213773439 | Central HP <5.4 tons | ARCOAIRE | HRCU-A-CB (Split System: Heat Pump with Remote Outdoor Unit-Air-Source) | HVH825GKA3* |  |  | EA*4X42L21A*+WALLCON | *97CMN0601714B* | 23600 | 16 | 8.1 | 21600 | 16700 | 77.31% | 1.94 | 0 | 10.5 |  |  |  | No | R-410A | 1.9667 | Residential & Commercial | Ducted CEE Tier 1
213773829 | Central HP <5.4 tons | ARCOAIRE | HRCU-A-CB (Split System: Heat Pump with Remote Outdoor Unit-Air-Source) | HVH825GKA3* |  |  | EA*4X48L24A*+WALLCON | *80CTL1352422B* | 24200 | 17 | 8.1 | 21000 | 16500 | 78.57% | 2.02 | 0 | 11 |  |  |  | No | R-410A | 2.0167 | Residential & Commercial | Ducted CEE Tier 1
213773479 | Central HP <5.4 tons | ARCOAIRE | HRCU-A-CB (Split System: Heat Pump with Remote Outdoor Unit-Air-Source) | HVH825GKA3* |  |  | EA*4X42L21A*+WALLCON | *96CTN0801714B* | 23600 | 16.5 | 8.1 | 21400 | 16600 | 77.57% | 1.94 | 0 | 10.5 |  |  |  | No | R-410A | 1.9667 | Residential & Commercial | Ducted CEE Tier 1
215931708 | Central HP <5.4 tons | ARCOAIRE | HRCU-A-CB (Split System: Heat Pump with Remote Outdoor Unit-Air-Source) | H5H3V60*K*AAA* |  |  | EA*5X61M24A*+WALLCON | *80CTL1102120B* | 57000 | 19 | 8.5 | 60500 | 46500 | 76.86% | 2.02 | 0 | 11.5 |  |  |  | No | R-454B | 4.75 | Residential & Commercial | Ducted CEE Tier 1
213780939 | Central HP <5.4 tons | ARCOAIRE | HRCU-A-CB (Split System: Heat Pump with Remote Outdoor Unit-Air-Source) | HVH837GKA2* |  |  | EA*4X37L21A*+WALLCON | *96CTN0601714B* | 32600 | 17 | 8.1 | 33000 | 25400 | 76.97% | 1.94 | 0 | 11 |  |  |  | No | R-410A | 2.7167 | Residential & Commercial | Ducted CEE Tier 1
213780639 | Central HP <5.4 tons | ARCOAIRE | HRCU-A-CB (Split System: Heat Pump with Remote Outdoor Unit-Air-Source) | HVH837GKA2* |  |  | EA*4X36L17A*+WALLCON | *80CTL0451712B* | 31200 | 16.5 | 8.1 | 33400 | 24600 | 73.65% | 1.8 | 0 | 10.5 |  |  |  | No | R-410A | 2.6 | Residential & Commercial | Ducted CEE Tier 1
213780689 | Central HP <5.4 tons | ARCOAIRE | HRCU-A-CB (Split System: Heat Pump with Remote Outdoor Unit-Air-Source) | HVH837GKA2* |  |  | EA*4X36L17A*+WALLCON | *97CMN0601714B* | 31200 | 16.5 | 8.1 | 33400 | 24600 | 73.65% | 1.82 | 0 | 10.5 |  |  |  | No | R-410A | 2.6 | Residential & Commercial | Ducted CEE Tier 1
213781289 | Central HP <5.4 tons | ARCOAIRE | HRCU-A-CB (Split System: Heat Pump with Remote Outdoor Unit-Air-Source) | HVH837GKA2* |  |  | EA*4X48L21A*+WALLCON | *80CTL0701716B* | 32200 | 17 | 8.1 | 32600 | 25000 | 76.69% | 1.96 | 0 | 11 |  |  |  | No | R-410A | 2.6833 | Residential & Commercial | Ducted CEE Tier 1
212973225 | Central HP <5.4 tons | ARCOAIRE | HRCU-A-CB (Split System: Heat Pump with Remote Outdoor Unit-Air-Source) | DLCURAH24ABK |  |  | EA*4X36L21A* | *96VSN0401712B* | 23400 | 16.5 | 8.5 | 26200 | 24200 | 92.37% | 2 | 0 | 10 |  |  |  | No | R-410A | 1.95 | Residential & Commercial | Ducted CEE Tier 1
212983243 | Central HP <5.4 tons | ARCOAIRE | HRCU-A-CB (Split System: Heat Pump with Remote Outdoor Unit-Air-Source) | DLCURAH24ABK |  |  | EN(A,D)4X36L21** | *92MSN0401712A* | 23400 | 15.5 | 8.1 | 26200 | 24200 | 92.37% | 1.98 | 0 | 10 |  |  |  | No | R-410A | 1.95 | Residential & Commercial | Ducted CEE Tier 1
212972665 | Central HP <5.4 tons | ARCOAIRE | HRCU-A-CB (Split System: Heat Pump with Remote Outdoor Unit-Air-Source) | DLCURAH18ABK |  |  | EA*4X19L17A* | *96VSN0401410B* | 17700 | 16 | 8.1 | 17800 | 17900 | 100.6% | 2.16 | 0 | 10.5 |  |  |  | No | R-410A | 1.475 | Residential & Commercial | Ducted CEE Tier 1
212970009 | Central HP <5.4 tons | ARCOAIRE | HRCU-A-CB (Split System: Heat Pump with Remote Outdoor Unit-Air-Source) | DLCURAH18ABK |  |  | EN(A,D)4X24L17** | *80VSL0701716B* | 17700 | 16 | 8.5 | 18700 | 19100 | 102.1% | 2.3 | 0 | 11 |  |  |  | No | R-410A | 1.475 | Residential & Commercial | Ducted CEE Tier 1
213780389 | Central HP <5.4 tons | ARCOAIRE | HRCU-A-CB (Split System: Heat Pump with Remote Outdoor Unit-Air-Source) | HVH837GKA** |  |  | EHD4X60AAL+WALLCON | *97CMN0801714B* | 32800 | 16.5 | 8.1 | 32600 | 25000 | 76.69% | 1.96 | 0 | 11 |  |  |  | No | R-410A | 2.7333 | Residential & Commercial | Ducted CEE Tier 1
212973375 | Central HP <5.4 tons | ARCOAIRE | HRCU-A-CB (Split System: Heat Pump with Remote Outdoor Unit-Air-Source) | DLCURAH18ABK |  |  | EN(A,D)4X24L17** | *96VSN0601412B* | 17500 | 16 | 8.5 | 18500 | 19200 | 103.8% | 2.3 | 0 | 10.5 |  |  |  | No | R-410A | 1.4583 | Residential & Commercial | Ducted CEE Tier 1
212973395 | Central HP <5.4 tons | ARCOAIRE | HRCU-A-CB (Split System: Heat Pump with Remote Outdoor Unit-Air-Source) | DLCURAH18ABK |  |  | EN(A,D)4X30L17** | *96VSN0601412B* | 17500 | 16.5 | 8.1 | 18000 | 18700 | 103.9% | 2.24 | 0 | 11 |  |  |  | No | R-410A | 1.4583 | Residential & Commercial | Ducted CEE Tier 1
212971482 | Central HP <5.4 tons | ARCOAIRE | HRCU-A-CB (Split System: Heat Pump with Remote Outdoor Unit-Air-Source) | DLCURAH18ABK |  |  | EN(A,D)4X24L17** | *80VTL0701716B* | 17500 | 16 | 8.5 | 18500 | 19200 | 103.8% | 2.3 | 0 | 10.5 |  |  |  | No | R-410A | 1.4583 | Residential & Commercial | Ducted CEE Tier 1
213773839 | Central HP <5.4 tons | ARCOAIRE | HRCU-A-CB (Split System: Heat Pump with Remote Outdoor Unit-Air-Source) | HVH825GKA3* |  |  | EA*4X48L24A*+WALLCON | *97CMN1002122B* | 24200 | 16.5 | 8.1 | 21000 | 16500 | 78.57% | 2.02 | 0 | 11 |  |  |  | No | R-410A | 2.0167 | Residential & Commercial | Ducted CEE Tier 1
213942103 | Central HP <5.4 tons | ARCOAIRE | HRCU-A-CB (Split System: Heat Pump with Remote Outdoor Unit-Air-Source) | DLCURAH24ABK |  |  | EN(A,D,W)4X36L17** | *96VTN0601716B* | 24000 | 16.5 | 9 | 26000 | 23200 | 89.23% | 1.92 | 0 | 10.5 |  |  |  | No | R-410A | 2 | Residential & Commercial | Ducted CEE Tier 1
212973215 | Central HP <5.4 tons | ARCOAIRE | HRCU-A-CB (Split System: Heat Pump with Remote Outdoor Unit-Air-Source) | DLCURAH24ABK |  |  | EA*4X36L17A* | *96VSN0401712B* | 23400 | 16.5 | 8.5 | 26200 | 24400 | 93.13% | 2.02 | 0 | 10 |  |  |  | No | R-410A | 1.95 | Residential & Commercial | Ducted CEE Tier 1
212972915 | Central HP <5.4 tons | ARCOAIRE | HRCU-A-CB (Split System: Heat Pump with Remote Outdoor Unit-Air-Source) | DLCURAH24ABK |  |  | EA*4X25L17A* | *96VSN0401410B* | 24000 | 16.5 | 8.1 | 25200 | 21800 | 86.51% | 1.82 | 0 | 10 |  |  |  | No | R-410A | 2 | Residential & Commercial | Ducted CEE Tier 1
214279908 | Central HP <5.4 tons | ARCOAIRE | HRCU-A-CB (Split System: Heat Pump with Remote Outdoor Unit-Air-Source) | DLCURAH24ABK |  |  | EA*4X36L17A* | *96MSN0601716A* | 23400 | 16.5 | 9 | 25600 | 23800 | 92.97% | 1.96 | 0 | 10 |  |  |  | No | R-410A | 1.95 | Residential & Commercial | Ducted CEE Tier 1
212971713 | Central HP <5.4 tons | ARCOAIRE | HRCU-A-CB (Split System: Heat Pump with Remote Outdoor Unit-Air-Source) | DLCURAH24ABK |  |  | EN(A,D)4X30L17** | *80VTL0701716B* | 23600 | 17 | 8.5 | 26400 | 24200 | 91.67% | 2.02 | 0 | 10.5 |  |  |  | No | R-410A | 1.9667 | Residential & Commercial | Ducted CEE Tier 1
212973535 | Central HP <5.4 tons | ARCOAIRE | HRCU-A-CB (Split System: Heat Pump with Remote Outdoor Unit-Air-Source) | DLCURAH24ABK |  |  | EA*4X24L17A* | *96VSN0601412B* | 23200 | 16.5 | 8.5 | 26800 | 26800 | 100% | 2.28 | 0 | 10 |  |  |  | No | R-410A | 1.9333 | Residential & Commercial | Ducted CEE Tier 1
212973635 | Central HP <5.4 tons | ARCOAIRE | HRCU-A-CB (Split System: Heat Pump with Remote Outdoor Unit-Air-Source) | DLCURAH24ABK |  |  | EN(A,D,W)4X36L17** | *96VSN0601412B* | 23400 | 16.5 | 8.1 | 26200 | 24600 | 93.89% | 2.04 | 0 | 10 |  |  |  | No | R-410A | 1.95 | Residential & Commercial | Ducted CEE Tier 1
216445245 | Central HP <5.4 tons | LG | HRCU-A-C (Split System: Heat Pump with Remote Outdoor Unit with No Indoor Fan --Air Source) | KUSXB241A |  |  | LKMMA24B1 |  | 21600 | 15.2 | 8.5 | 24000 | 20000 | 83.33% | 1.8 | 0 | 11.7 |  |  |  | No | R-32 | 1.8 | Residential & Commercial | Ducted CEE Tier 1
213773419 | Central HP <5.4 tons | ARCOAIRE | HRCU-A-CB (Split System: Heat Pump with Remote Outdoor Unit-Air-Source) | HVH825GKA3* |  |  | EA*4X42L21A*+WALLCON | *80CTL1102120B* | 23800 | 16.5 | 8.1 | 21400 | 16600 | 77.57% | 1.96 | 0 | 10.5 |  |  |  | No | R-410A | 1.9833 | Residential & Commercial | Ducted CEE Tier 1
213774639 | Central HP <5.4 tons | ARCOAIRE | HRCU-A-CB (Split System: Heat Pump with Remote Outdoor Unit-Air-Source) | HVH825GKA3* |  |  | EHD4X48AAL+WALLCON | *97CMN0601714B* | 24000 | 15.5 | 8.1 | 21400 | 16700 | 78.04% | 2 | 0 | 10.5 |  |  |  | No | R-410A | 2 | Residential & Commercial | Ducted CEE Tier 1
213778969 | Central HP <5.4 tons | ARCOAIRE | HRCU-A-CB (Split System: Heat Pump with Remote Outdoor Unit-Air-Source) | HVH837GKA** |  |  | EA*4X37L21A*+WALLCON | *80CTL0902120B* | 32800 | 17 | 8.5 | 33000 | 25000 | 75.76% | 1.98 | 0 | 11 |  |  |  | No | R-410A | 2.7333 | Residential & Commercial | Ducted CEE Tier 1
212972715 | Central HP <5.4 tons | ARCOAIRE | HRCU-A-CB (Split System: Heat Pump with Remote Outdoor Unit-Air-Source) | DLCURAH18ABK |  |  | EA*4X30L17A* | *96VSN0401410B* | 17400 | 16 | 8.5 | 18000 | 18800 | 104.4% | 2.24 | 0 | 10.5 |  |  |  | No | R-410A | 1.45 | Residential & Commercial | Ducted CEE Tier 1
212973385 | Central HP <5.4 tons | ARCOAIRE | HRCU-A-CB (Split System: Heat Pump with Remote Outdoor Unit-Air-Source) | DLCURAH18ABK |  |  | EN(A,D)4X30L14** | *96VSN0601412B* | 17400 | 16 | 8.1 | 18000 | 18700 | 103.9% | 2.24 | 0 | 11 |  |  |  | No | R-410A | 1.45 | Residential & Commercial | Ducted CEE Tier 1
212974630 | Central HP <5.4 tons | ARCOAIRE | HRCU-A-CB (Split System: Heat Pump with Remote Outdoor Unit-Air-Source) | DLCURAH18ABK |  |  | EA*4X24L14A* | *96VTN0401410B* | 17300 | 15.5 | 8.5 | 18400 | 19400 | 105.4% | 2.32 | 0 | 10.5 |  |  |  | No | R-410A | 1.4417 | Residential & Commercial | Ducted CEE Tier 1
212974682 | Central HP <5.4 tons | ARCOAIRE | HRCU-A-CB (Split System: Heat Pump with Remote Outdoor Unit-Air-Source) | DLCURAH18ABK |  |  | EA*4X30L17A* | *96VTN0401410B* | 17300 | 16 | 8.5 | 18100 | 18900 | 104.4% | 2.26 | 0 | 10.5 |  |  |  | No | R-410A | 1.4417 | Residential & Commercial | Ducted CEE Tier 1
215932088 | Central HP <5.4 tons | ARCOAIRE | HRCU-A-CB (Split System: Heat Pump with Remote Outdoor Unit-Air-Source) | H5H3V36*K*AAA* |  |  | EA*5X36M17A*+WALLCON | *97CMN0601714B* | 32000 | 19 | 9.5 | 34600 | 26600 | 76.88% | 2 | 0 | 10.5 |  |  |  | No | R-454B | 2.6667 | Residential & Commercial | Ducted CEE Tier 1
212971198 | Central HP <5.4 tons | ARCOAIRE | HRCU-A-CB (Split System: Heat Pump with Remote Outdoor Unit-Air-Source) | DLCURAH24ABK |  |  | EN(A,D)4X24L14** | *80VTL0451412B* | 23400 | 17 | 8.5 | 27000 | 25000 | 92.59% | 2.08 | 0 | 10 |  |  |  | No | R-410A | 1.95 | Residential & Commercial | Ducted CEE Tier 1
212973595 | Central HP <5.4 tons | ARCOAIRE | HRCU-A-CB (Split System: Heat Pump with Remote Outdoor Unit-Air-Source) | DLCURAH24ABK |  |  | EN(A,D)4X24L14** | *96VSN0601412B* | 23200 | 16.5 | 8.5 | 26800 | 25400 | 94.78% | 2.12 | 0 | 10 |  |  |  | No | R-410A | 1.9333 | Residential & Commercial | Ducted CEE Tier 1
212976010 | Central HP <5.4 tons | ARCOAIRE | HRCU-A-CB (Split System: Heat Pump with Remote Outdoor Unit-Air-Source) | DLCURAH24ABK |  |  | EA*4X25L17A* | *96VTN0801716B* | 24400 | 17 | 8.5 | 25400 | 21600 | 85.04% | 1.8 | 0 | 10 |  |  |  | No | R-410A | 2.0333 | Residential & Commercial | Ducted CEE Tier 1
212976101 | Central HP <5.4 tons | ARCOAIRE | HRCU-A-CB (Split System: Heat Pump with Remote Outdoor Unit-Air-Source) | DLCURAH24ABK |  |  | EN(A,D)4X30L17** | *96VTN0801716B* | 23400 | 16.5 | 8.1 | 25800 | 24200 | 93.8% | 2 | 0 | 10 |  |  |  | No | R-410A | 1.95 | Residential & Commercial | Ducted CEE Tier 1
215931718 | Central HP <5.4 tons | ARCOAIRE | HRCU-A-CB (Split System: Heat Pump with Remote Outdoor Unit-Air-Source) | H5H3V60*K*AAA* |  |  | EA*5X61M24A*+WALLCON | *80CTL1352422B* | 57000 | 19 | 8.5 | 60500 | 46000 | 76.03% | 2.04 | 0 | 11.7 |  |  |  | No | R-454B | 4.75 | Residential & Commercial | Ducted CEE Tier 1
212973585 | Central HP <5.4 tons | ARCOAIRE | HRCU-A-CB (Split System: Heat Pump with Remote Outdoor Unit-Air-Source) | DLCURAH24ABK |  |  | EA*4X37L17A* | *96VSN0601412B* | 24000 | 17 | 8.1 | 25200 | 22400 | 88.89% | 1.86 | 0 | 10 |  |  |  | No | R-410A | 2 | Residential & Commercial | Ducted CEE Tier 1
212973855 | Central HP <5.4 tons | ARCOAIRE | HRCU-A-CB (Split System: Heat Pump with Remote Outdoor Unit-Air-Source) | DLCURAH24ABK |  |  | EA*4X36L17A* | *96VSN0801716B* | 23600 | 17 | 8.5 | 26000 | 24200 | 93.08% | 2.02 | 0 | 10 |  |  |  | No | R-410A | 1.9667 | Residential & Commercial | Ducted CEE Tier 1
212973335 | Central HP <5.4 tons | ARCOAIRE | HRCU-A-CB (Split System: Heat Pump with Remote Outdoor Unit-Air-Source) | DLCURAH18ABK |  |  | EA*4X30L14A* | *96VSN0601412B* | 17400 | 16.5 | 8.5 | 18000 | 18900 | 105% | 2.28 | 0 | 10.5 |  |  |  | No | R-410A | 1.45 | Residential & Commercial | Ducted CEE Tier 1
212972735 | Central HP <5.4 tons | ARCOAIRE | HRCU-A-CB (Split System: Heat Pump with Remote Outdoor Unit-Air-Source) | DLCURAH18ABK |  |  | EN(A,D)4X24L14** | *96VSN0401410B* | 17400 | 15.5 | 8.5 | 18500 | 19200 | 103.8% | 2.3 | 0 | 10.5 |  |  |  | No | R-410A | 1.45 | Residential & Commercial | Ducted CEE Tier 1
212972685 | Central HP <5.4 tons | ARCOAIRE | HRCU-A-CB (Split System: Heat Pump with Remote Outdoor Unit-Air-Source) | DLCURAH18ABK |  |  | EA*4X24L17A* | *96VSN0401410B* | 17200 | 17.5 | 8.5 | 18200 | 19400 | 106.6% | 2.34 | 0 | 10.5 |  |  |  | No | R-410A | 1.4333 | Residential & Commercial | Ducted CEE Tier 1
212974721 | Central HP <5.4 tons | ARCOAIRE | HRCU-A-CB (Split System: Heat Pump with Remote Outdoor Unit-Air-Source) | DLCURAH18ABK |  |  | EN(A,D)4X24L17** | *96VTN0401410B* | 17300 | 15.5 | 8.5 | 18400 | 19200 | 104.3% | 2.3 | 0 | 10.5 |  |  |  | No | R-410A | 1.4417 | Residential & Commercial | Ducted CEE Tier 1
212970922 | Central HP <5.4 tons | ARCOAIRE | HRCU-A-CB (Split System: Heat Pump with Remote Outdoor Unit-Air-Source) | DLCURAH18ABK |  |  | EN(A,D)4X24L14** | *80VTL0451412B* | 17700 | 16.5 | 8.5 | 18700 | 19100 | 102.1% | 2.3 | 0 | 11 |  |  |  | No | R-410A | 1.475 | Residential & Commercial | Ducted CEE Tier 1
212973685 | Central HP <5.4 tons | ARCOAIRE | HRCU-A-CB (Split System: Heat Pump with Remote Outdoor Unit-Air-Source) | DLCURAH18ABK |  |  | EA*4X30L17A* | *96VSN0801716B* | 17400 | 16 | 8.5 | 18000 | 18700 | 103.9% | 2.26 | 0 | 10.5 |  |  |  | No | R-410A | 1.45 | Residential & Commercial | Ducted CEE Tier 1
212975434 | Central HP <5.4 tons | ARCOAIRE | HRCU-A-CB (Split System: Heat Pump with Remote Outdoor Unit-Air-Source) | DLCURAH18ABK |  |  | EA*4X30L17A* | *96VTN0601412B* | 17400 | 16.5 | 8.5 | 18000 | 18700 | 103.9% | 2.26 | 0 | 10.5 |  |  |  | No | R-410A | 1.45 | Residential & Commercial | Ducted CEE Tier 1
212975489 | Central HP <5.4 tons | ARCOAIRE | HRCU-A-CB (Split System: Heat Pump with Remote Outdoor Unit-Air-Source) | DLCURAH18ABK |  |  | EN(A,D)4X30L17** | *96VTN0601412B* | 17500 | 16.5 | 8.1 | 18000 | 18700 | 103.9% | 2.24 | 0 | 11 |  |  |  | No | R-410A | 1.4583 | Residential & Commercial | Ducted CEE Tier 1
212975709 | Central HP <5.4 tons | ARCOAIRE | HRCU-A-CB (Split System: Heat Pump with Remote Outdoor Unit-Air-Source) | DLCURAH24ABK |  |  | EN(A,D)4X24L14** | *96VTN0601412B* | 23200 | 16.5 | 8.5 | 26800 | 25400 | 94.78% | 2.12 | 0 | 10 |  |  |  | No | R-410A | 1.9333 | Residential & Commercial | Ducted CEE Tier 1
212972426 | Central HP <5.4 tons | ARCOAIRE | HRCU-A-CB (Split System: Heat Pump with Remote Outdoor Unit-Air-Source) | DLCURAH24ABK |  |  | EN(A,D)4X36L21** | *80VTL1102122B* | 23800 | 17 | 8.5 | 26400 | 24000 | 90.91% | 1.98 | 0 | 10.5 |  |  |  | No | R-410A | 1.9833 | Residential & Commercial | Ducted CEE Tier 1
212973885 | Central HP <5.4 tons | ARCOAIRE | HRCU-A-CB (Split System: Heat Pump with Remote Outdoor Unit-Air-Source) | DLCURAH24ABK |  |  | EA*4X37L21A* | *96VSN0801716B* | 24600 | 17 | 8.5 | 25200 | 21200 | 84.13% | 1.78 | 0 | 10.5 |  |  |  | No | R-410A | 2.05 | Residential & Commercial | Ducted CEE Tier 1
212975632 | Central HP <5.4 tons | ARCOAIRE | HRCU-A-CB (Split System: Heat Pump with Remote Outdoor Unit-Air-Source) | DLCURAH24ABK |  |  | EA*4X24L14A* | *96VTN0601412B* | 23200 | 16.5 | 8.5 | 26800 | 27000 | 100.7% | 2.3 | 0 | 10 |  |  |  | No | R-410A | 1.9333 | Residential & Commercial | Ducted CEE Tier 1
212975643 | Central HP <5.4 tons | ARCOAIRE | HRCU-A-CB (Split System: Heat Pump with Remote Outdoor Unit-Air-Source) | DLCURAH24ABK |  |  | EA*4X24L17A* | *96VTN0601412B* | 23200 | 16.5 | 8.5 | 26800 | 26800 | 100% | 2.28 | 0 | 10 |  |  |  | No | R-410A | 1.9333 | Residential & Commercial | Ducted CEE Tier 1
212983550 | Central HP <5.4 tons | ARCOAIRE | HRCU-A-CB (Split System: Heat Pump with Remote Outdoor Unit-Air-Source) | DLCURAH24ABK |  |  | EA*4X30L17A* | *92MSN0601412A* | 23800 | 17 | 8.5 | 26600 | 24000 | 90.23% | 1.98 | 0 | 10 |  |  |  | No | R-410A | 1.9833 | Residential & Commercial | Ducted CEE Tier 1
214279921 | Central HP <5.4 tons | ARCOAIRE | HRCU-A-CB (Split System: Heat Pump with Remote Outdoor Unit-Air-Source) | DLCURAH24ABK |  |  | EA*4X36L21A* | *96MSN0601716A* | 23600 | 17 | 9 | 25800 | 23600 | 91.47% | 1.96 | 0 | 10 |  |  |  | No | R-410A | 1.9667 | Residential & Commercial | Ducted CEE Tier 1
214239007 | Central HP <5.4 tons | ARCOAIRE | HRCU-A-CB (Split System: Heat Pump with Remote Outdoor Unit-Air-Source) | HVH837GKA2* |  |  | END4X42L17**+WALLCON | *97CMN0601714B* | 31800 | 16.5 | 8.1 | 33200 | 25000 | 75.3% | 1.88 | 0 | 11 |  |  |  | No | R-410A | 2.65 | Residential & Commercial | Ducted CEE Tier 1
214242249 | Central HP <5.4 tons | ARCOAIRE | HRCU-A-CB (Split System: Heat Pump with Remote Outdoor Unit-Air-Source) | HVH825GKA3* |  |  | EN(A,D,W)4X48L21**+WALLCON | *80CTL1102120B* | 24200 | 17 | 8.1 | 21200 | 16500 | 77.83% | 2 | 0 | 11 |  |  |  | No | R-410A | 2.0167 | Residential & Commercial | Ducted CEE Tier 1
213779129 | Central HP <5.4 tons | ARCOAIRE | HRCU-A-CB (Split System: Heat Pump with Remote Outdoor Unit-Air-Source) | HVH837GKA** |  |  | EA*4X42L21A*+WALLCON | *97CMN0801714B* | 31600 | 16.5 | 8.1 | 33400 | 24600 | 73.65% | 1.86 | 0 | 10.5 |  |  |  | No | R-410A | 2.6333 | Residential & Commercial | Ducted CEE Tier 1
213780349 | Central HP <5.4 tons | ARCOAIRE | HRCU-A-CB (Split System: Heat Pump with Remote Outdoor Unit-Air-Source) | HVH837GKA** |  |  | EHD4X60AAL+WALLCON | *80CTL1102120B* | 33000 | 16.5 | 8.1 | 32200 | 25400 | 78.88% | 2.04 | 0 | 11.5 |  |  |  | No | R-410A | 2.75 | Residential & Commercial | Ducted CEE Tier 1
213779449 | Central HP <5.4 tons | ARCOAIRE | HRCU-A-CB (Split System: Heat Pump with Remote Outdoor Unit-Air-Source) | HVH837GKA** |  |  | EA*4X48L21A*+WALLCON | *97CMN1002122B* | 32400 | 17 | 8.1 | 32600 | 24800 | 76.07% | 1.98 | 0 | 11 |  |  |  | No | R-410A | 2.7 | Residential & Commercial | Ducted CEE Tier 1
213779699 | Central HP <5.4 tons | ARCOAIRE | HRCU-A-CB (Split System: Heat Pump with Remote Outdoor Unit-Air-Source) | HVH837GKA** |  |  | EA*4X61L21A*+WALLCON | *97CMN0801714B* | 33000 | 17 | 8.1 | 32200 | 25000 | 77.64% | 1.96 | 0 | 11 |  |  |  | No | R-410A | 2.75 | Residential & Commercial | Ducted CEE Tier 1
215931898 | Central HP <5.4 tons | ARCOAIRE | HRCU-A-CB (Split System: Heat Pump with Remote Outdoor Unit-Air-Source) | H5H3V60*K*AAA* |  |  | ESH5X60M12A*+WALLCON | *97CMN1202422B* | 56000 | 17.5 | 8.1 | 61000 | 46000 | 75.41% | 1.95 | 0 | 11 |  |  |  | No | R-454B | 4.6667 | Residential & Commercial | Ducted CEE Tier 1
215931678 | Central HP <5.4 tons | ARCOAIRE | HRCU-A-CB (Split System: Heat Pump with Remote Outdoor Unit-Air-Source) | H5H3V60*K*AAA* |  |  | EA*5X61M24A*+WALLCON | *80CSU1002120A* | 57000 | 19 | 8.5 | 60500 | 46500 | 76.86% | 2.02 | 0 | 11 |  |  |  | No | R-454B | 4.75 | Residential & Commercial | Ducted CEE Tier 1
215931698 | Central HP <5.4 tons | ARCOAIRE | HRCU-A-CB (Split System: Heat Pump with Remote Outdoor Unit-Air-Source) | H5H3V60*K*AAA* |  |  | EA*5X61M24A*+WALLCON | *80CTL0902120B* | 57000 | 19 | 8.5 | 60500 | 46500 | 76.86% | 2.04 | 0 | 11.5 |  |  |  | No | R-454B | 4.75 | Residential & Commercial | Ducted CEE Tier 1
215931848 | Central HP <5.4 tons | ARCOAIRE | HRCU-A-CB (Split System: Heat Pump with Remote Outdoor Unit-Air-Source) | H5H3V60*K*AAA* |  |  | ESH5X60M12A*+WALLCON | *95CSU0802120B* | 56000 | 17.5 | 8.1 | 61000 | 46000 | 75.41% | 1.95 | 0 | 11 |  |  |  | No | R-454B | 4.6667 | Residential & Commercial | Ducted CEE Tier 1
215931528 | Central HP <5.4 tons | ARCOAIRE | HRCU-A-CB (Split System: Heat Pump with Remote Outdoor Unit-Air-Source) | H5H3V60*K*AAA* |  |  | EA*5X60M24A*+WALLCON | *80CSU1002120A* | 55500 | 18.5 | 8.5 | 60500 | 46000 | 76.03% | 2.04 | 0 | 11 |  |  |  | No | R-454B | 4.625 | Residential & Commercial | Ducted CEE Tier 1
213782289 | Central HP <5.4 tons | ARCOAIRE | HRCU-A-CB (Split System: Heat Pump with Remote Outdoor Unit-Air-Source) | HVH837GKA2* |  |  | EHD4X60AAL+WALLCON | *97CMN0601714B* | 32800 | 16 | 8.1 | 32400 | 25200 | 77.78% | 1.96 | 0 | 11 |  |  |  | No | R-410A | 2.7333 | Residential & Commercial | Ducted CEE Tier 1
213782339 | Central HP <5.4 tons | ARCOAIRE | HRCU-A-CB (Split System: Heat Pump with Remote Outdoor Unit-Air-Source) | HVH837GKA2* |  |  | EHD4X60AAL+WALLCON | *96CTN0801714B* | 32800 | 16.5 | 8.1 | 32200 | 25000 | 77.64% | 1.98 | 0 | 11 |  |  |  | No | R-410A | 2.7333 | Residential & Commercial | Ducted CEE Tier 1
213778949 | Central HP <5.4 tons | ARCOAIRE | HRCU-A-CB (Split System: Heat Pump with Remote Outdoor Unit-Air-Source) | HVH837GKA** |  |  | EA*4X37L21A*+WALLCON | *80CTL0701716B* | 32800 | 17 | 8.5 | 33000 | 25200 | 76.36% | 1.96 | 0 | 11 |  |  |  | No | R-410A | 2.7333 | Residential & Commercial | Ducted CEE Tier 1
213778779 | Central HP <5.4 tons | ARCOAIRE | HRCU-A-CB (Split System: Heat Pump with Remote Outdoor Unit-Air-Source) | HVH837GKA** |  |  | EA*4X36L17A*+WALLCON | *97CMN0601714B* | 31200 | 16.5 | 8.1 | 33400 | 24600 | 73.65% | 1.82 | 0 | 10.5 |  |  |  | No | R-410A | 2.6 | Residential & Commercial | Ducted CEE Tier 1
213774569 | Central HP <5.4 tons | ARCOAIRE | HRCU-A-CB (Split System: Heat Pump with Remote Outdoor Unit-Air-Source) | HVH825GKA3* |  |  | EHD4X48AAL+WALLCON | *80CTL0701412B* | 24400 | 16.5 | 8.1 | 21200 | 16600 | 78.3% | 2 | 0 | 10.5 |  |  |  | No | R-410A | 2.0333 | Residential & Commercial | Ducted CEE Tier 1
213773849 | Central HP <5.4 tons | ARCOAIRE | HRCU-A-CB (Split System: Heat Pump with Remote Outdoor Unit-Air-Source) | HVH825GKA3* |  |  | EA*4X48L24A*+WALLCON | *97CMN1202422B* | 24000 | 16.5 | 8.1 | 21000 | 16500 | 78.57% | 2.02 | 0 | 11 |  |  |  | No | R-410A | 2 | Residential & Commercial | Ducted CEE Tier 1
213773349 | Central HP <5.4 tons | ARCOAIRE | HRCU-A-CB (Split System: Heat Pump with Remote Outdoor Unit-Air-Source) | HVH825GKA3* |  |  | EA*4X37L21A*+WALLCON | *96CTN0601714B* | 24400 | 16.5 | 8.1 | 21200 | 16700 | 78.77% | 2 | 0 | 10.5 |  |  |  | No | R-410A | 2.0333 | Residential & Commercial | Ducted CEE Tier 1
213772899 | Central HP <5.4 tons | ARCOAIRE | HRCU-A-CB (Split System: Heat Pump with Remote Outdoor Unit-Air-Source) | HVH825GKA3* |  |  | EA*4X30L17A*+WALLCON | *97CMN0801714B* | 23400 | 16 | 8.1 | 21600 | 16700 | 77.31% | 1.9 | 0 | 10.5 |  |  |  | No | R-410A | 1.95 | Residential & Commercial | Ducted CEE Tier 1
213772679 | Central HP <5.4 tons | ARCOAIRE | HRCU-A-CB (Split System: Heat Pump with Remote Outdoor Unit-Air-Source) | HVH825GKA3* |  |  | EA*4X24L17A*+WALLCON | *97CMN0801714B* | 23200 | 16 | 8.1 | 22000 | 16800 | 76.36% | 1.88 | 0 | 10.5 |  |  |  | No | R-410A | 1.9333 | Residential & Commercial | Ducted CEE Tier 1
213782039 | Central HP <5.4 tons | ARCOAIRE | HRCU-A-CB (Split System: Heat Pump with Remote Outdoor Unit-Air-Source) | HVH837GKA2* |  |  | EHD4X42AAL+WALLCON | *96CTN1202422B* | 32600 | 16.5 | 8.1 | 33000 | 24600 | 74.55% | 1.94 | 0 | 11 |  |  |  | No | R-410A | 2.7167 | Residential & Commercial | Ducted CEE Tier 1
213781469 | Central HP <5.4 tons | ARCOAIRE | HRCU-A-CB (Split System: Heat Pump with Remote Outdoor Unit-Air-Source) | HVH837GKA2* |  |  | EA*4X60L24A*+WALLCON | *80CTL0902120B* | 32800 | 17.5 | 8.1 | 31800 | 24600 | 77.36% | 1.98 | 0 | 11.5 |  |  |  | No | R-410A | 2.7333 | Residential & Commercial | Ducted CEE Tier 1
213781519 | Central HP <5.4 tons | ARCOAIRE | HRCU-A-CB (Split System: Heat Pump with Remote Outdoor Unit-Air-Source) | HVH837GKA2* |  |  | EA*4X60L24A*+WALLCON | *96CTN1002122B* | 32800 | 17.5 | 8.1 | 31800 | 24600 | 77.36% | 1.98 | 0 | 11.7 |  |  |  | No | R-410A | 2.7333 | Residential & Commercial | Ducted CEE Tier 1
213781589 | Central HP <5.4 tons | ARCOAIRE | HRCU-A-CB (Split System: Heat Pump with Remote Outdoor Unit-Air-Source) | HVH837GKA2* |  |  | EA*4X61L21A*+WALLCON | *95CSU0601716B* | 33000 | 17 | 8.1 | 32200 | 25000 | 77.64% | 1.96 | 0 | 11 |  |  |  | No | R-410A | 2.75 | Residential & Commercial | Ducted CEE Tier 1
213781619 | Central HP <5.4 tons | ARCOAIRE | HRCU-A-CB (Split System: Heat Pump with Remote Outdoor Unit-Air-Source) | HVH837GKA2* |  |  | EA*4X61L21A*+WALLCON | *97CMN1002122B* | 33200 | 17.5 | 8.5 | 32000 | 24800 | 77.5% | 1.98 | 0 | 11.7 |  |  |  | No | R-410A | 2.7667 | Residential & Commercial | Ducted CEE Tier 1
213781639 | Central HP <5.4 tons | ARCOAIRE | HRCU-A-CB (Split System: Heat Pump with Remote Outdoor Unit-Air-Source) | HVH837GKA2* |  |  | EA*4X61L21A*+WALLCON | *96CTN0801714B* | 33000 | 17 | 8.1 | 32000 | 25000 | 78.12% | 1.96 | 0 | 11 |  |  |  | No | R-410A | 2.75 | Residential & Commercial | Ducted CEE Tier 1
212973575 | Central HP <5.4 tons | ARCOAIRE | HRCU-A-CB (Split System: Heat Pump with Remote Outdoor Unit-Air-Source) | DLCURAH24ABK |  |  | EA*4X36L17A* | *96VSN0601412B* | 23600 | 17 | 8.5 | 26200 | 24000 | 91.6% | 2 | 0 | 10 |  |  |  | No | R-410A | 1.9667 | Residential & Commercial | Ducted CEE Tier 1
212973605 | Central HP <5.4 tons | ARCOAIRE | HRCU-A-CB (Split System: Heat Pump with Remote Outdoor Unit-Air-Source) | DLCURAH24ABK |  |  | EN(A,D)4X24L17** | *96VSN0601412B* | 23200 | 16.5 | 8.5 | 26800 | 25400 | 94.78% | 2.12 | 0 | 10 |  |  |  | No | R-410A | 1.9333 | Residential & Commercial | Ducted CEE Tier 1
212973825 | Central HP <5.4 tons | ARCOAIRE | HRCU-A-CB (Split System: Heat Pump with Remote Outdoor Unit-Air-Source) | DLCURAH24ABK |  |  | EA*4X24L17A* | *96VSN0801716B* | 23600 | 16.5 | 8.5 | 27000 | 25600 | 94.81% | 2.14 | 0 | 10 |  |  |  | No | R-410A | 1.9667 | Residential & Commercial | Ducted CEE Tier 1
212973555 | Central HP <5.4 tons | ARCOAIRE | HRCU-A-CB (Split System: Heat Pump with Remote Outdoor Unit-Air-Source) | DLCURAH24ABK |  |  | EA*4X30L14A* | *96VSN0601412B* | 23400 | 16.5 | 8.5 | 26200 | 25000 | 95.42% | 2.08 | 0 | 10 |  |  |  | No | R-410A | 1.95 | Residential & Commercial | Ducted CEE Tier 1
212971702 | Central HP <5.4 tons | ARCOAIRE | HRCU-A-CB (Split System: Heat Pump with Remote Outdoor Unit-Air-Source) | DLCURAH24ABK |  |  | EN(A,D)4X24L17** | *80VTL0701716B* | 23200 | 16.5 | 8.5 | 26800 | 25200 | 94.03% | 2.1 | 0 | 10 |  |  |  | No | R-410A | 1.9333 | Residential & Commercial | Ducted CEE Tier 1
212971735 | Central HP <5.4 tons | ARCOAIRE | HRCU-A-CB (Split System: Heat Pump with Remote Outdoor Unit-Air-Source) | DLCURAH24ABK |  |  | EN(A,D)4X36L21** | *80VTL0701716B* | 23600 | 17 | 8.5 | 26400 | 24200 | 91.67% | 2 | 0 | 10.5 |  |  |  | No | R-410A | 1.9667 | Residential & Commercial | Ducted CEE Tier 1
212975280 | Central HP <5.4 tons | ARCOAIRE | HRCU-A-CB (Split System: Heat Pump with Remote Outdoor Unit-Air-Source) | DLCURAH24ABK |  |  | EA*4X30L17A* | *96VTN0401712B* | 23200 | 16 | 8.5 | 26400 | 25200 | 95.45% | 2.08 | 0 | 10 |  |  |  | No | R-410A | 1.9333 | Residential & Commercial | Ducted CEE Tier 1
212975046 | Central HP <5.4 tons | ARCOAIRE | HRCU-A-CB (Split System: Heat Pump with Remote Outdoor Unit-Air-Source) | DLCURAH24ABK |  |  | EN(A,D)4X30L17** | *96VTN0401410B* | 23400 | 16 | 8.1 | 26400 | 24600 | 93.18% | 2.04 | 0 | 10 |  |  |  | No | R-410A | 1.95 | Residential & Commercial | Ducted CEE Tier 1
213772779 | Central HP <5.4 tons | ARCOAIRE | HRCU-A-CB (Split System: Heat Pump with Remote Outdoor Unit-Air-Source) | HVH825GKA3* |  |  | EA*4X25L17A*+WALLCON | *97CMN0801714B* | 24200 | 16.5 | 8.1 | 21400 | 16700 | 78.04% | 2 | 0 | 10.5 |  |  |  | No | R-410A | 2.0167 | Residential & Commercial | Ducted CEE Tier 1
212973655 | Central HP <5.4 tons | ARCOAIRE | HRCU-A-CB (Split System: Heat Pump with Remote Outdoor Unit-Air-Source) | DLCURAH18ABK |  |  | EA*4X19L17A* | *96VSN0801716B* | 17700 | 16.5 | 8.1 | 17700 | 17900 | 101.1% | 2.16 | 0 | 10.5 |  |  |  | No | R-410A | 1.475 | Residential & Commercial | Ducted CEE Tier 1
212975126 | Central HP <5.4 tons | ARCOAIRE | HRCU-A-CB (Split System: Heat Pump with Remote Outdoor Unit-Air-Source) | DLCURAH18ABK |  |  | EN(A,D)4X30L17** | *96VTN0401712B* | 17300 | 16 | 8.1 | 17900 | 18600 | 103.9% | 2.22 | 0 | 10.5 |  |  |  | No | R-410A | 1.4417 | Residential & Commercial | Ducted CEE Tier 1
212975445 | Central HP <5.4 tons | ARCOAIRE | HRCU-A-CB (Split System: Heat Pump with Remote Outdoor Unit-Air-Source) | DLCURAH18ABK |  |  | EN(A,D)4X18L14** | *96VTN0601412B* | 17300 | 16 | 8.5 | 18500 | 19800 | 107% | 2.38 | 0 | 10.5 |  |  |  | No | R-410A | 1.4417 | Residential & Commercial | Ducted CEE Tier 1
212975478 | Central HP <5.4 tons | ARCOAIRE | HRCU-A-CB (Split System: Heat Pump with Remote Outdoor Unit-Air-Source) | DLCURAH18ABK |  |  | EN(A,D)4X30L14** | *96VTN0601412B* | 17400 | 16 | 8.1 | 18000 | 18700 | 103.9% | 2.24 | 0 | 11 |  |  |  | No | R-410A | 1.45 | Residential & Commercial | Ducted CEE Tier 1
212978238 | Central HP <5.4 tons | ARCOAIRE | HRCU-A-CB (Split System: Heat Pump with Remote Outdoor Unit-Air-Source) | DLCURAH18ABK |  |  | EA*4X24L14A* | *80MS(N,L)0701412A* | 17600 | 16.5 | 8.5 | 18500 | 19400 | 104.9% | 2.34 | 0 | 10.5 |  |  |  | No | R-410A | 1.4667 | Residential & Commercial | Ducted CEE Tier 1
213779469 | Central HP <5.4 tons | ARCOAIRE | HRCU-A-CB (Split System: Heat Pump with Remote Outdoor Unit-Air-Source) | HVH837GKA** |  |  | EA*4X48L21A*+WALLCON | *96CTN0801714B* | 32200 | 17 | 8.1 | 32800 | 25000 | 76.22% | 1.96 | 0 | 11 |  |  |  | No | R-410A | 2.6833 | Residential & Commercial | Ducted CEE Tier 1
212973235 | Central HP <5.4 tons | ARCOAIRE | HRCU-A-CB (Split System: Heat Pump with Remote Outdoor Unit-Air-Source) | DLCURAH24ABK |  |  | EA*4X37L17A* | *96VSN0401712B* | 24000 | 16 | 8.1 | 25400 | 22000 | 86.61% | 1.82 | 0 | 10 |  |  |  | No | R-410A | 2 | Residential & Commercial | Ducted CEE Tier 1
212972935 | Central HP <5.4 tons | ARCOAIRE | HRCU-A-CB (Split System: Heat Pump with Remote Outdoor Unit-Air-Source) | DLCURAH24ABK |  |  | EA*4X30L17A* | *96VSN0401410B* | 23400 | 16 | 8.5 | 26400 | 24800 | 93.94% | 2.04 | 0 | 10 |  |  |  | No | R-410A | 1.95 | Residential & Commercial | Ducted CEE Tier 1
212973835 | Central HP <5.4 tons | ARCOAIRE | HRCU-A-CB (Split System: Heat Pump with Remote Outdoor Unit-Air-Source) | DLCURAH24ABK |  |  | EA*4X25L17A* | *96VSN0801716B* | 24400 | 17 | 8.5 | 25400 | 21600 | 85.04% | 1.8 | 0 | 10 |  |  |  | No | R-410A | 2.0333 | Residential & Commercial | Ducted CEE Tier 1
212974955 | Central HP <5.4 tons | ARCOAIRE | HRCU-A-CB (Split System: Heat Pump with Remote Outdoor Unit-Air-Source) | DLCURAH24ABK |  |  | EA*4X30L14A* | *96VTN0401410B* | 23200 | 16 | 8.5 | 26400 | 25000 | 94.7% | 2.08 | 0 | 10 |  |  |  | No | R-410A | 1.9333 | Residential & Commercial | Ducted CEE Tier 1
212985043 | Central HP <5.4 tons | ARCOAIRE | HRCU-A-CB (Split System: Heat Pump with Remote Outdoor Unit-Air-Source) | DLCURAH24ABK |  |  | EA*4X37L21A* | *92MSN0802120A* | 24800 | 17.5 | 8.5 | 25600 | 21400 | 83.59% | 1.8 | 0 | 10.5 |  |  |  | No | R-410A | 2.0667 | Residential & Commercial | Ducted CEE Tier 1
212984125 | Central HP <5.4 tons | ARCOAIRE | HRCU-A-CB (Split System: Heat Pump with Remote Outdoor Unit-Air-Source) | DLCURAH24ABK |  |  | EN(A,D)4X30L17** | *92MSN0601714A* | 23600 | 17 | 8.5 | 26400 | 24400 | 92.42% | 2.02 | 0 | 10.5 |  |  |  | No | R-410A | 1.9667 | Residential & Commercial | Ducted CEE Tier 1
212986227 | Central HP <5.4 tons | ARCOAIRE | HRCU-A-CB (Split System: Heat Pump with Remote Outdoor Unit-Air-Source) | DLCURAH24ABK |  |  | EN(A,D)4X24L17** | *96MSN0401410A* | 23200 | 16 | 8.5 | 27000 | 25200 | 93.33% | 2.1 | 0 | 10 |  |  |  | No | R-410A | 1.9333 | Residential & Commercial | Ducted CEE Tier 1
212987367 | Central HP <5.4 tons | ARCOAIRE | HRCU-A-CB (Split System: Heat Pump with Remote Outdoor Unit-Air-Source) | DLCURAH24ABK |  |  | EA*4X24L17A* | *96MSN0801716A* | 23400 | 16.5 | 8.5 | 27000 | 26000 | 96.3% | 2.16 | 0 | 10 |  |  |  | No | R-410A | 1.95 | Residential & Commercial | Ducted CEE Tier 1
215389820 | Central HP <5.4 tons | KEEPRITE | HRCU-A-CB (Split System: Heat Pump with Remote Outdoor Unit-Air-Source) | DLCURAH36ABK |  |  | END4X42L17** | *96VTN0601716B* | 35400 | 15.5 | 8.5 | 38500 | 35000 | 90.91% | 1.94 | 0 | 10 |  |  |  | No | R-410A | 2.95 | Residential & Commercial | Ducted CEE Tier 1
212985243 | Central HP <5.4 tons | ARCOAIRE | HRCU-A-CB (Split System: Heat Pump with Remote Outdoor Unit-Air-Source) | DLCURAH36ABK |  |  | EA*4X48L24A* | *92MSN1002120A* | 35800 | 16.5 | 8.5 | 37800 | 34600 | 91.53% | 2.02 | 0 | 10 |  |  |  | No | R-410A | 2.9833 | Residential & Commercial | Ducted CEE Tier 1
212984943 | Central HP <5.4 tons | ARCOAIRE | HRCU-A-CB (Split System: Heat Pump with Remote Outdoor Unit-Air-Source) | DLCURAH36ABK |  |  | EA*4X48L21A* | *92MSN0802120A* | 35600 | 16.5 | 8.5 | 37800 | 34600 | 91.53% | 2.02 | 0 | 10 |  |  |  | No | R-410A | 2.9667 | Residential & Commercial | Ducted CEE Tier 1
215935208 | Central HP <5.4 tons | ARCOAIRE | HRCU-A-CB (Split System: Heat Pump with Remote Outdoor Unit-Air-Source) | H5H3V36*K*AAA* |  |  | EVM5X60M21A*+WALLCON | *80CTL0901716B* | 35600 | 22 | 8.5 | 38000 | 28600 | 75.26% | 2.02 | 0 | 12 |  |  |  | No | R-454B | 2.9667 | Residential & Commercial | Ducted CEE Tier 1
215935238 | Central HP <5.4 tons | ARCOAIRE | HRCU-A-CB (Split System: Heat Pump with Remote Outdoor Unit-Air-Source) | H5H3V36*K*AAA* |  |  | EVM5X60M21A*+WALLCON | *95CSU0601716B* | 35400 | 21.5 | 8.5 | 38500 | 29000 | 75.32% | 2.02 | 0 | 12 |  |  |  | No | R-454B | 2.95 | Residential & Commercial | Ducted CEE Tier 1
215935258 | Central HP <5.4 tons | ARCOAIRE | HRCU-A-CB (Split System: Heat Pump with Remote Outdoor Unit-Air-Source) | H5H3V36*K*AAA* |  |  | EVM5X60M21A*+WALLCON | *95CSU1002122B* | 35600 | 22 | 8.5 | 38000 | 28400 | 74.74% | 2.02 | 0 | 12.5 |  |  |  | No | R-454B | 2.9667 | Residential & Commercial | Ducted CEE Tier 1
215931948 | Central HP <5.4 tons | ARCOAIRE | HRCU-A-CB (Split System: Heat Pump with Remote Outdoor Unit-Air-Source) | H5H3V36*K*AAA* |  |  | EA*5X24M17A*+WALLCON | *96CTN0401410B* | 30600 | 17 | 9 | 34800 | 26800 | 77.01% | 1.9 | 0 | 10 |  |  |  | No | R-454B | 2.55 | Residential & Commercial | Ducted CEE Tier 1
213779419 | Central HP <5.4 tons | ARCOAIRE | HRCU-A-CB (Split System: Heat Pump with Remote Outdoor Unit-Air-Source) | HVH837GKA** |  |  | EA*4X48L21A*+WALLCON | *95CSU0601716B* | 32200 | 17 | 8.1 | 32600 | 25000 | 76.69% | 1.94 | 0 | 11 |  |  |  | No | R-410A | 2.6833 | Residential & Commercial | Ducted CEE Tier 1
212970946 | Central HP <5.4 tons | ARCOAIRE | HRCU-A-CB (Split System: Heat Pump with Remote Outdoor Unit-Air-Source) | DLCURAH18ABK |  |  | EN(A,D)4X30L14** | *80VTL0451412B* | 17400 | 16.5 | 8.1 | 17900 | 18600 | 103.9% | 2.24 | 0 | 11 |  |  |  | No | R-410A | 1.45 | Residential & Commercial | Ducted CEE Tier 1
212973025 | Central HP <5.4 tons | ARCOAIRE | HRCU-A-CB (Split System: Heat Pump with Remote Outdoor Unit-Air-Source) | DLCURAH18ABK |  |  | EA*4X24L17A* | *96VSN0401712B* | 17200 | 16 | 8.5 | 18200 | 19400 | 106.6% | 2.34 | 0 | 10.5 |  |  |  | No | R-410A | 1.4333 | Residential & Commercial | Ducted CEE Tier 1
213773579 | Central HP <5.4 tons | ARCOAIRE | HRCU-A-CB (Split System: Heat Pump with Remote Outdoor Unit-Air-Source) | HVH825GKA3* |  |  | EA*4X43L21A*+WALLCON | *80CTL0701716B* | 24400 | 17 | 8.1 | 21200 | 16600 | 78.3% | 2.02 | 0 | 11 |  |  |  | No | R-410A | 2.0333 | Residential & Commercial | Ducted CEE Tier 1
213773429 | Central HP <5.4 tons | ARCOAIRE | HRCU-A-CB (Split System: Heat Pump with Remote Outdoor Unit-Air-Source) | HVH825GKA3* |  |  | EA*4X42L21A*+WALLCON | *95CSU0601716B* | 23600 | 16.5 | 8.1 | 21400 | 16700 | 78.04% | 1.94 | 0 | 10.5 |  |  |  | No | R-410A | 1.9667 | Residential & Commercial | Ducted CEE Tier 1
212975423 | Central HP <5.4 tons | ARCOAIRE | HRCU-A-CB (Split System: Heat Pump with Remote Outdoor Unit-Air-Source) | DLCURAH18ABK |  |  | EA*4X30L14A* | *96VTN0601412B* | 17400 | 16.5 | 8.5 | 18000 | 18900 | 105% | 2.28 | 0 | 10.5 |  |  |  | No | R-410A | 1.45 | Residential & Commercial | Ducted CEE Tier 1
212978767 | Central HP <5.4 tons | ARCOAIRE | HRCU-A-CB (Split System: Heat Pump with Remote Outdoor Unit-Air-Source) | DLCURAH18ABK |  |  | EA*4X25L17A* | *80MS(N,L)0701712A* | 18000 | 17 | 8.5 | 17800 | 17700 | 99.44% | 2.14 | 0 | 11 |  |  |  | No | R-410A | 1.5 | Residential & Commercial | Ducted CEE Tier 1
212972124 | Central HP <5.4 tons | ARCOAIRE | HRCU-A-CB (Split System: Heat Pump with Remote Outdoor Unit-Air-Source) | DLCURAH24ABK |  |  | EA*4X36L21A* | *80VTL0902120B* | 23600 | 17 | 8.5 | 26200 | 24000 | 91.6% | 1.98 | 0 | 10 |  |  |  | No | R-410A | 1.9667 | Residential & Commercial | Ducted CEE Tier 1
212972985 | Central HP <5.4 tons | ARCOAIRE | HRCU-A-CB (Split System: Heat Pump with Remote Outdoor Unit-Air-Source) | DLCURAH24ABK |  |  | EN(A,D)4X30L14** | *96VSN0401410B* | 23400 | 16 | 8.1 | 26400 | 24800 | 93.94% | 2.04 | 0 | 10 |  |  |  | No | R-410A | 1.95 | Residential & Commercial | Ducted CEE Tier 1
212975291 | Central HP <5.4 tons | ARCOAIRE | HRCU-A-CB (Split System: Heat Pump with Remote Outdoor Unit-Air-Source) | DLCURAH24ABK |  |  | EA*4X36L17A* | *96VTN0401712B* | 23400 | 16.5 | 8.5 | 26200 | 24400 | 93.13% | 2.02 | 0 | 10 |  |  |  | No | R-410A | 1.95 | Residential & Commercial | Ducted CEE Tier 1
215931788 | Central HP <5.4 tons | ARCOAIRE | HRCU-A-CB (Split System: Heat Pump with Remote Outdoor Unit-Air-Source) | H5H3V60*K*AAA* |  |  | EA*5X61M24A*+WALLCON | *96CTN1202422B* | 57000 | 18.5 | 8.5 | 60500 | 46500 | 76.86% | 2.02 | 0 | 11.5 |  |  |  | No | R-454B | 4.75 | Residential & Commercial | Ducted CEE Tier 1
212971658 | Central HP <5.4 tons | ARCOAIRE | HRCU-A-CB (Split System: Heat Pump with Remote Outdoor Unit-Air-Source) | DLCURAH24ABK |  |  | EA*4X36L17A* | *80VTL0701716B* | 23800 | 17 | 8.5 | 26200 | 23800 | 90.84% | 1.98 | 0 | 10 |  |  |  | No | R-410A | 1.9833 | Residential & Commercial | Ducted CEE Tier 1
212971126 | Central HP <5.4 tons | ARCOAIRE | HRCU-A-CB (Split System: Heat Pump with Remote Outdoor Unit-Air-Source) | DLCURAH24ABK |  |  | EA*4X24L17A* | *80VTL0451412B* | 23200 | 17 | 8.5 | 38500 | 27000 | 70.13% | 2.3 | 0 | 10 |  |  |  | No | R-410A | 1.9333 | Residential & Commercial | Ducted CEE Tier 1
212972146 | Central HP <5.4 tons | ARCOAIRE | HRCU-A-CB (Split System: Heat Pump with Remote Outdoor Unit-Air-Source) | DLCURAH24ABK |  |  | EN(A,D)4X36L21** | *80VTL0902120B* | 23400 | 17 | 8.5 | 26200 | 24600 | 93.89% | 2.06 | 0 | 10 |  |  |  | No | R-410A | 1.95 | Residential & Commercial | Ducted CEE Tier 1
212975753 | Central HP <5.4 tons | ARCOAIRE | HRCU-A-CB (Split System: Heat Pump with Remote Outdoor Unit-Air-Source) | DLCURAH24ABK |  |  | EN(A,D,W)4X36L17** | *96VTN0601412B* | 23400 | 16.5 | 8.1 | 26200 | 24600 | 93.89% | 2.04 | 0 | 10 |  |  |  | No | R-410A | 1.95 | Residential & Commercial | Ducted CEE Tier 1
212974315 | Central HP <5.4 tons | ARCOAIRE | HRCU-A-CB (Split System: Heat Pump with Remote Outdoor Unit-Air-Source) | DLCURAH24ABK |  |  | EA*4X36L21A* | *96VSN1002120B* | 23600 | 17 | 8.5 | 26200 | 24000 | 91.6% | 2 | 0 | 10 |  |  |  | No | R-410A | 1.9667 | Residential & Commercial | Ducted CEE Tier 1
212978712 | Central HP <5.4 tons | ARCOAIRE | HRCU-A-CB (Split System: Heat Pump with Remote Outdoor Unit-Air-Source) | DLCURAH24ABK |  |  | EN(A,D)4X30L17** | *80MS(N,L)0701712A* | 23400 | 17 | 8.1 | 25800 | 24200 | 93.8% | 2.04 | 0 | 10.5 |  |  |  | No | R-410A | 1.95 | Residential & Commercial | Ducted CEE Tier 1
212973525 | Central HP <5.4 tons | ARCOAIRE | HRCU-A-CB (Split System: Heat Pump with Remote Outdoor Unit-Air-Source) | DLCURAH24ABK |  |  | EA*4X24L14A* | *96VSN0601412B* | 23200 | 16.5 | 8.5 | 26800 | 27000 | 100.7% | 2.3 | 0 | 10 |  |  |  | No | R-410A | 1.9333 | Residential & Commercial | Ducted CEE Tier 1
212974994 | Central HP <5.4 tons | ARCOAIRE | HRCU-A-CB (Split System: Heat Pump with Remote Outdoor Unit-Air-Source) | DLCURAH24ABK |  |  | EA*4X37L17A* | *96VTN0401410B* | 23800 | 16 | 8.1 | 25200 | 22400 | 88.89% | 1.84 | 0 | 10 |  |  |  | No | R-410A | 1.9833 | Residential & Commercial | Ducted CEE Tier 1
212975059 | Central HP <5.4 tons | ARCOAIRE | HRCU-A-CB (Split System: Heat Pump with Remote Outdoor Unit-Air-Source) | DLCURAH24ABK |  |  | EN(A,D,W)4X36L17** | *96VTN0401410B* | 23400 | 16 | 8.1 | 26400 | 24600 | 93.18% | 2.04 | 0 | 10 |  |  |  | No | R-410A | 1.95 | Residential & Commercial | Ducted CEE Tier 1
212975313 | Central HP <5.4 tons | ARCOAIRE | HRCU-A-CB (Split System: Heat Pump with Remote Outdoor Unit-Air-Source) | DLCURAH24ABK |  |  | EA*4X37L17A* | *96VTN0401712B* | 24000 | 16 | 8.1 | 25400 | 22000 | 86.61% | 1.82 | 0 | 10 |  |  |  | No | R-410A | 2 | Residential & Commercial | Ducted CEE Tier 1
212973015 | Central HP <5.4 tons | ARCOAIRE | HRCU-A-CB (Split System: Heat Pump with Remote Outdoor Unit-Air-Source) | DLCURAH18ABK |  |  | EA*4X19L17A* | *96VSN0401712B* | 17700 | 16 | 8.1 | 17800 | 17900 | 100.6% | 2.16 | 0 | 10.5 |  |  |  | No | R-410A | 1.475 | Residential & Commercial | Ducted CEE Tier 1
212973065 | Central HP <5.4 tons | ARCOAIRE | HRCU-A-CB (Split System: Heat Pump with Remote Outdoor Unit-Air-Source) | DLCURAH18ABK |  |  | EN(A,D)4X30L17** | *96VSN0401712B* | 17300 | 16 | 8.1 | 17900 | 18600 | 103.9% | 2.22 | 0 | 10.5 |  |  |  | No | R-410A | 1.4417 | Residential & Commercial | Ducted CEE Tier 1
212973315 | Central HP <5.4 tons | ARCOAIRE | HRCU-A-CB (Split System: Heat Pump with Remote Outdoor Unit-Air-Source) | DLCURAH18ABK |  |  | EA*4X24L17A* | *96VSN0601412B* | 17300 | 16 | 8.5 | 18200 | 19400 | 106.6% | 2.34 | 0 | 10.5 |  |  |  | No | R-410A | 1.4417 | Residential & Commercial | Ducted CEE Tier 1
212975104 | Central HP <5.4 tons | ARCOAIRE | HRCU-A-CB (Split System: Heat Pump with Remote Outdoor Unit-Air-Source) | DLCURAH18ABK |  |  | EA*4X30L17A* | *96VTN0401712B* | 17400 | 16 | 8.5 | 18000 | 18800 | 104.4% | 2.24 | 0 | 10.5 |  |  |  | No | R-410A | 1.45 | Residential & Commercial | Ducted CEE Tier 1
212975802 | Central HP <5.4 tons | ARCOAIRE | HRCU-A-CB (Split System: Heat Pump with Remote Outdoor Unit-Air-Source) | DLCURAH18ABK |  |  | EA*4X25L17A* | *96VTN0801716B* | 17800 | 16.5 | 8.1 | 17600 | 17800 | 101.1% | 2.14 | 0 | 10.5 |  |  |  | No | R-410A | 1.4833 | Residential & Commercial | Ducted CEE Tier 1
210473176 | Central HP <5.4 tons | ARCOAIRE | HRCU-A-CB (Split System: Heat Pump with Remote Outdoor Unit-Air-Source) | HVH825GKA3* |  |  | EA*4X43L21A*+WALLCON | *96CTN0601714A* | 24400 | 16.5 | 8.1 | 21200 | 16700 | 78.77% | 2.02 | 0 | 11 |  |  |  | No | R-410A | 2.0333 | Residential & Commercial | Ducted CEE Tier 1
210473308 | Central HP <5.4 tons | ARCOAIRE | HRCU-A-CB (Split System: Heat Pump with Remote Outdoor Unit-Air-Source) | HVH825GKA3* |  |  | EA*4X48L21A*+WALLCON | *80CSU0601716A* | 24000 | 17 | 8.1 | 21000 | 16600 | 79.05% | 2.02 | 0 | 11 |  |  |  | No | R-410A | 2 | Residential & Commercial | Ducted CEE Tier 1
210473033 | Central HP <5.4 tons | ARCOAIRE | HRCU-A-CB (Split System: Heat Pump with Remote Outdoor Unit-Air-Source) | HVH825GKA3* |  |  | EA*4X42L24A*+WALLCON | *96CTN1202422A* | 23800 | 17 | 8.1 | 21400 | 16600 | 77.57% | 1.96 | 0 | 11 |  |  |  | No | R-410A | 1.9833 | Residential & Commercial | Ducted CEE Tier 1
212977806 | Central HP <5.4 tons | ARCOAIRE | HRCU-A-CB (Split System: Heat Pump with Remote Outdoor Unit-Air-Source) | DLCURAH18ABK |  |  | EN(A,D)4X24L17** | *80MS(N,L)0451412A* | 17500 | 16.5 | 8.5 | 18400 | 19200 | 104.3% | 2.3 | 0 | 11 |  |  |  | No | R-410A | 1.4583 | Residential & Commercial | Ducted CEE Tier 1
212977722 | Central HP <5.4 tons | ARCOAIRE | HRCU-A-CB (Split System: Heat Pump with Remote Outdoor Unit-Air-Source) | DLCURAH18ABK |  |  | EA*4X24L14A* | *80MS(N,L)0451412A* | 17500 | 16.5 | 8.5 | 18400 | 19500 | 106% | 2.34 | 0 | 10.5 |  |  |  | No | R-410A | 1.4583 | Residential & Commercial | Ducted CEE Tier 1
210473319 | Central HP <5.4 tons | ARCOAIRE | HRCU-A-CB (Split System: Heat Pump with Remote Outdoor Unit-Air-Source) | HVH825GKA3* |  |  | EA*4X48L21A*+WALLCON | *80CSU1002120A* | 24000 | 16.5 | 8.1 | 21000 | 16600 | 79.05% | 2 | 0 | 10.5 |  |  |  | No | R-410A | 2 | Residential & Commercial | Ducted CEE Tier 1
210473374 | Central HP <5.4 tons | ARCOAIRE | HRCU-A-CB (Split System: Heat Pump with Remote Outdoor Unit-Air-Source) | HVH825GKA3* |  |  | EA*4X48L21A*+WALLCON | *97CMN0601714A* | 24000 | 16.5 | 8.1 | 21000 | 16700 | 79.52% | 2 | 0 | 11 |  |  |  | No | R-410A | 2 | Residential & Commercial | Ducted CEE Tier 1
212974656 | Central HP <5.4 tons | ARCOAIRE | HRCU-A-CB (Split System: Heat Pump with Remote Outdoor Unit-Air-Source) | DLCURAH18ABK |  |  | EA*4X25L17A* | *96VTN0401410B* | 17700 | 16 | 8.1 | 17700 | 17900 | 101.1% | 2.14 | 0 | 10.5 |  |  |  | No | R-410A | 1.475 | Residential & Commercial | Ducted CEE Tier 1
212975115 | Central HP <5.4 tons | ARCOAIRE | HRCU-A-CB (Split System: Heat Pump with Remote Outdoor Unit-Air-Source) | DLCURAH18ABK |  |  | EN(A,D)4X24L17** | *96VTN0401712B* | 17500 | 15.5 | 8.5 | 18600 | 19200 | 103.2% | 2.3 | 0 | 10.5 |  |  |  | No | R-410A | 1.4583 | Residential & Commercial | Ducted CEE Tier 1
215932128 | Central HP <5.4 tons | ARCOAIRE | HRCU-A-CB (Split System: Heat Pump with Remote Outdoor Unit-Air-Source) | H5H3V36*K*AAA* |  |  | EA*5X36M17A*+WALLCON | *96CTN0801714B* | 32200 | 19 | 9.5 | 35400 | 27200 | 76.84% | 1.98 | 0 | 10.5 |  |  |  | No | R-454B | 2.6833 | Residential & Commercial | Ducted CEE Tier 1
215932438 | Central HP <5.4 tons | ARCOAIRE | HRCU-A-CB (Split System: Heat Pump with Remote Outdoor Unit-Air-Source) | H5H3V36*K*AAA* |  |  | EA*5X48M21A*+WALLCON | *80CTL0902120B* | 33400 | 20 | 9.5 | 34600 | 26400 | 76.3% | 2.04 | 0 | 11.7 |  |  |  | No | R-454B | 2.7833 | Residential & Commercial | Ducted CEE Tier 1
212975390 | Central HP <5.4 tons | ARCOAIRE | HRCU-A-CB (Split System: Heat Pump with Remote Outdoor Unit-Air-Source) | DLCURAH18ABK |  |  | EA*4X24L14A* | *96VTN0601412B* | 17200 | 16 | 8.5 | 18100 | 19400 | 107.2% | 2.34 | 0 | 10.5 |  |  |  | No | R-410A | 1.4333 | Residential & Commercial | Ducted CEE Tier 1
210472923 | Central HP <5.4 tons | ARCOAIRE | HRCU-A-CB (Split System: Heat Pump with Remote Outdoor Unit-Air-Source) | HVH825GKA3* |  |  | EA*4X42L21A*+WALLCON | *97CMN0601714A* | 23600 | 16 | 8.1 | 21600 | 16800 | 77.78% | 1.94 | 0 | 10.5 |  |  |  | No | R-410A | 1.9667 | Residential & Commercial | Ducted CEE Tier 1
212975082 | Central HP <5.4 tons | ARCOAIRE | HRCU-A-CB (Split System: Heat Pump with Remote Outdoor Unit-Air-Source) | DLCURAH18ABK |  |  | EA*4X24L17A* | *96VTN0401712B* | 17200 | 16 | 8.5 | 18200 | 19400 | 106.6% | 2.34 | 0 | 10.5 |  |  |  | No | R-410A | 1.4333 | Residential & Commercial | Ducted CEE Tier 1
210473242 | Central HP <5.4 tons | ARCOAIRE | HRCU-A-CB (Split System: Heat Pump with Remote Outdoor Unit-Air-Source) | HVH825GKA3* |  |  | EA*4X43L21A*+WALLCON | *80CTL0901716A* | 24600 | 17.5 | 8.5 | 21000 | 16500 | 78.57% | 2.04 | 0 | 11.7 |  |  |  | No | R-410A | 2.05 | Residential & Commercial | Ducted CEE Tier 1
210472901 | Central HP <5.4 tons | ARCOAIRE | HRCU-A-CB (Split System: Heat Pump with Remote Outdoor Unit-Air-Source) | HVH825GKA3* |  |  | EA*4X42L21A*+WALLCON | *96CTN0601714A* | 23600 | 16.5 | 8.1 | 21400 | 16700 | 78.04% | 1.94 | 0 | 11 |  |  |  | No | R-410A | 1.9667 | Residential & Commercial | Ducted CEE Tier 1
210472956 | Central HP <5.4 tons | ARCOAIRE | HRCU-A-CB (Split System: Heat Pump with Remote Outdoor Unit-Air-Source) | HVH825GKA3* |  |  | EA*4X42L21A*+WALLCON | *96CTN1002122A* | 23800 | 16.5 | 8.1 | 21400 | 16600 | 77.57% | 1.96 | 0 | 11 |  |  |  | No | R-410A | 1.9833 | Residential & Commercial | Ducted CEE Tier 1
210473110 | Central HP <5.4 tons | ARCOAIRE | HRCU-A-CB (Split System: Heat Pump with Remote Outdoor Unit-Air-Source) | HVH825GKA3* |  |  | EA*4X43L21A*+WALLCON | *95CSU1002122A* | 24400 | 17 | 8.5 | 21200 | 16600 | 78.3% | 2.04 | 0 | 11 |  |  |  | No | R-410A | 2.0333 | Residential & Commercial | Ducted CEE Tier 1
210472824 | Central HP <5.4 tons | ARCOAIRE | HRCU-A-CB (Split System: Heat Pump with Remote Outdoor Unit-Air-Source) | HVH825GKA3* |  |  | EA*4X42L21A*+WALLCON | *95CSU0802120A* | 23800 | 16.5 | 8.1 | 21400 | 16600 | 77.57% | 1.96 | 0 | 11 |  |  |  | No | R-410A | 1.9833 | Residential & Commercial | Ducted CEE Tier 1
210472890 | Central HP <5.4 tons | ARCOAIRE | HRCU-A-CB (Split System: Heat Pump with Remote Outdoor Unit-Air-Source) | HVH825GKA3* |  |  | EA*4X42L21A*+WALLCON | *80CTL0701716A* | 23800 | 16.5 | 8.1 | 21400 | 16600 | 77.57% | 1.96 | 0 | 11 |  |  |  | No | R-410A | 1.9833 | Residential & Commercial | Ducted CEE Tier 1
210473385 | Central HP <5.4 tons | ARCOAIRE | HRCU-A-CB (Split System: Heat Pump with Remote Outdoor Unit-Air-Source) | HVH825GKA3* |  |  | EA*4X48L21A*+WALLCON | *97CMN0801714A* | 24000 | 16.5 | 8.1 | 21000 | 16600 | 79.05% | 2 | 0 | 11 |  |  |  | No | R-410A | 2 | Residential & Commercial | Ducted CEE Tier 1
210473143 | Central HP <5.4 tons | ARCOAIRE | HRCU-A-CB (Split System: Heat Pump with Remote Outdoor Unit-Air-Source) | HVH825GKA3* |  |  | EA*4X43L21A*+WALLCON | *80CSU1002120A* | 24400 | 16.5 | 8.1 | 21200 | 16600 | 78.3% | 2.02 | 0 | 10.5 |  |  |  | No | R-410A | 2.0333 | Residential & Commercial | Ducted CEE Tier 1
210473209 | Central HP <5.4 tons | ARCOAIRE | HRCU-A-CB (Split System: Heat Pump with Remote Outdoor Unit-Air-Source) | HVH825GKA3* |  |  | EA*4X43L21A*+WALLCON | *97CMN0801714A* | 24400 | 16.5 | 8.1 | 21200 | 16700 | 78.77% | 2.02 | 0 | 11 |  |  |  | No | R-410A | 2.0333 | Residential & Commercial | Ducted CEE Tier 1
210472857 | Central HP <5.4 tons | ARCOAIRE | HRCU-A-CB (Split System: Heat Pump with Remote Outdoor Unit-Air-Source) | HVH825GKA3* |  |  | EA*4X42L21A*+WALLCON | *80CSU0601716A* | 23800 | 16.5 | 8.1 | 21400 | 16600 | 77.57% | 1.96 | 0 | 10.5 |  |  |  | No | R-410A | 1.9833 | Residential & Commercial | Ducted CEE Tier 1
210473920 | Central HP <5.4 tons | ARCOAIRE | HRCU-A-CB (Split System: Heat Pump with Remote Outdoor Unit-Air-Source) | HVH825GKA3* |  |  | EN(A,D,W)4X48L21**+WALLCON | *80CSU0401712A* | 24200 | 17 | 8.1 | 21200 | 16500 | 77.83% | 2 | 0 | 11 |  |  |  | No | R-410A | 2.0167 | Residential & Commercial | Ducted CEE Tier 1
212976075 | Central HP <5.4 tons | ARCOAIRE | HRCU-A-CB (Split System: Heat Pump with Remote Outdoor Unit-Air-Source) | DLCURAH24ABK |  |  | EA*4X37L21A* | *96VTN0801716B* | 24600 | 17 | 8.5 | 25200 | 21200 | 84.13% | 1.78 | 0 | 10.5 |  |  |  | No | R-410A | 2.05 | Residential & Commercial | Ducted CEE Tier 1
212976036 | Central HP <5.4 tons | ARCOAIRE | HRCU-A-CB (Split System: Heat Pump with Remote Outdoor Unit-Air-Source) | DLCURAH24ABK |  |  | EA*4X36L17A* | *96VTN0801716B* | 23600 | 17 | 8.5 | 26000 | 24200 | 93.08% | 2.02 | 0 | 10 |  |  |  | No | R-410A | 1.9667 | Residential & Commercial | Ducted CEE Tier 1
210470566 | Central HP <5.4 tons | ARCOAIRE | HRCU-A-CB (Split System: Heat Pump with Remote Outdoor Unit-Air-Source) | HVH837GKA2* |  |  | EA*4X61L24A*+WALLCON | *80CTL1352422A* | 33200 | 18 | 8.5 | 32000 | 24800 | 77.5% | 2.02 | 0 | 12 |  |  |  | No | R-410A | 2.7667 | Residential & Commercial | Ducted CEE Tier 1
213782269 | Central HP <5.4 tons | ARCOAIRE | HRCU-A-CB (Split System: Heat Pump with Remote Outdoor Unit-Air-Source) | HVH837GKA2* |  |  | EHD4X60AAL+WALLCON | *80CTL1352422B* | 33000 | 16.5 | 8.1 | 32200 | 24800 | 77.02% | 2 | 0 | 11.5 |  |  |  | No | R-410A | 2.75 | Residential & Commercial | Ducted CEE Tier 1
214238987 | Central HP <5.4 tons | ARCOAIRE | HRCU-A-CB (Split System: Heat Pump with Remote Outdoor Unit-Air-Source) | HVH837GKA2* |  |  | END4X42L17**+WALLCON | *80CTL0901716B* | 32000 | 17 | 8.1 | 33000 | 24600 | 74.55% | 1.9 | 0 | 11.5 |  |  |  | No | R-410A | 2.6667 | Residential & Commercial | Ducted CEE Tier 1
215931518 | Central HP <5.4 tons | ARCOAIRE | HRCU-A-CB (Split System: Heat Pump with Remote Outdoor Unit-Air-Source) | H5H3V60*K*AAA* |  |  | EA*5X60M24A*+WALLCON | *80CSU0802120A* | 56000 | 19 | 8.5 | 60500 | 45500 | 75.21% | 2.06 | 0 | 11.5 |  |  |  | No | R-454B | 4.6667 | Residential & Commercial | Ducted CEE Tier 1
213773109 | Central HP <5.4 tons | ARCOAIRE | HRCU-A-CB (Split System: Heat Pump with Remote Outdoor Unit-Air-Source) | HVH825GKA3* |  |  | EA*4X36L21A*+WALLCON | *97CMN0801714B* | 23600 | 16.5 | 8.1 | 21600 | 16700 | 77.31% | 1.92 | 0 | 10.5 |  |  |  | No | R-410A | 1.9667 | Residential & Commercial | Ducted CEE Tier 1
213779159 | Central HP <5.4 tons | ARCOAIRE | HRCU-A-CB (Split System: Heat Pump with Remote Outdoor Unit-Air-Source) | HVH837GKA** |  |  | EA*4X42L21A*+WALLCON | *96CTN0801714B* | 31600 | 17 | 8.1 | 33000 | 24600 | 74.55% | 1.86 | 0 | 10.5 |  |  |  | No | R-410A | 2.6333 | Residential & Commercial | Ducted CEE Tier 1
213779009 | Central HP <5.4 tons | ARCOAIRE | HRCU-A-CB (Split System: Heat Pump with Remote Outdoor Unit-Air-Source) | HVH837GKA** |  |  | EA*4X37L21A*+WALLCON | *97CMN0801714B* | 32800 | 17 | 8.1 | 33000 | 25200 | 76.36% | 1.96 | 0 | 11 |  |  |  | No | R-410A | 2.7333 | Residential & Commercial | Ducted CEE Tier 1
213779059 | Central HP <5.4 tons | ARCOAIRE | HRCU-A-CB (Split System: Heat Pump with Remote Outdoor Unit-Air-Source) | HVH837GKA** |  |  | EA*4X42L21A*+WALLCON | *80CTL0451712B* | 31600 | 16.5 | 8.1 | 33400 | 24800 | 74.25% | 1.84 | 0 | 10.5 |  |  |  | No | R-410A | 2.6333 | Residential & Commercial | Ducted CEE Tier 1
210474096 | Central HP <5.4 tons | ARCOAIRE | HRCU-A-CB (Split System: Heat Pump with Remote Outdoor Unit-Air-Source) | HVH825GKA3* |  |  | EN(A,D)4X48L24**+WALLCON | *80CTL1352422A* | 24200 | 17 | 8.1 | 21400 | 16600 | 77.57% | 2.02 | 0 | 11.5 |  |  |  | No | R-410A | 2.0167 | Residential & Commercial | Ducted CEE Tier 1
210474464 | Central HP <5.4 tons | ARCOAIRE | HRCU-A-CB (Split System: Heat Pump with Remote Outdoor Unit-Air-Source) | HVH825GKA3* |  |  | EHD4X48AAL+WALLCON | *95CSU1002122A* | 24200 | 16.5 | 8.1 | 21200 | 16600 | 78.3% | 2.02 | 0 | 11 |  |  |  | No | R-410A | 2.0167 | Residential & Commercial | Ducted CEE Tier 1
210474519 | Central HP <5.4 tons | ARCOAIRE | HRCU-A-CB (Split System: Heat Pump with Remote Outdoor Unit-Air-Source) | HVH825GKA3* |  |  | EHD4X48AAL+WALLCON | *80CTL0701716A* | 24200 | 16.5 | 8.1 | 21200 | 16600 | 78.3% | 2.02 | 0 | 10.5 |  |  |  | No | R-410A | 2.0167 | Residential & Commercial | Ducted CEE Tier 1
212970429 | Central HP <5.4 tons | ARCOAIRE | HRCU-A-CB (Split System: Heat Pump with Remote Outdoor Unit-Air-Source) | DLCURAH36ABK |  |  | EA*4X48L21A* | *80VSL0701716B* | 36000 | 16 | 8.5 | 38500 | 34800 | 90.39% | 2.02 | 0 | 10 |  |  |  | No | R-410A | 3 | Residential & Commercial | Ducted CEE Tier 1
213079683 | Central HP <5.4 tons | ARCOAIRE | HRCU-A-CB (Split System: Heat Pump with Remote Outdoor Unit-Air-Source) | DLCURAH36ABK |  |  | EA*4X43L21A* | *92MSN0802120A* | 36800 | 16.5 | 8.5 | 38500 | 34800 | 90.39% | 2.08 | 0 | 10 |  |  |  | No | R-410A | 3.0667 | Residential & Commercial | Ducted CEE Tier 1
213079401 | Central HP <5.4 tons | ARCOAIRE | HRCU-A-CB (Split System: Heat Pump with Remote Outdoor Unit-Air-Source) | DLCURAH36ABK |  |  | EA*4X37L17A* | *92MSN0601714A* | 36000 | 15.5 | 8.5 | 38500 | 35000 | 90.91% | 2 | 0 | 10 |  |  |  | No | R-410A | 3 | Residential & Commercial | Ducted CEE Tier 1
213079535 | Central HP <5.4 tons | ARCOAIRE | HRCU-A-CB (Split System: Heat Pump with Remote Outdoor Unit-Air-Source) | DLCURAH36ABK |  |  | EA*4X37L17A* | *92MSN0801716A* | 36400 | 15.5 | 8.5 | 38500 | 35000 | 90.91% | 2.02 | 0 | 10 |  |  |  | No | R-410A | 3.0333 | Residential & Commercial | Ducted CEE Tier 1
213079133 | Central HP <5.4 tons | ARCOAIRE | HRCU-A-CB (Split System: Heat Pump with Remote Outdoor Unit-Air-Source) | DLCURAH36ABK |  |  | EA*4X43L21A* | *80MSU0601716A* | 36600 | 16.5 | 8.5 | 38000 | 34800 | 91.58% | 2.08 | 0 | 10 |  |  |  | No | R-410A | 3.05 | Residential & Commercial | Ducted CEE Tier 1
210470859 | Central HP <5.4 tons | ARCOAIRE | HRCU-A-CB (Split System: Heat Pump with Remote Outdoor Unit-Air-Source) | HVH837GKA2* |  |  | EN(A,D)4X48L24**+WALLCON | *80CSU1002120A* | 32400 | 17 | 8.1 | 33000 | 24800 | 75.15% | 1.94 | 0 | 11.5 |  |  |  | No | R-410A | 2.7 | Residential & Commercial | Ducted CEE Tier 1
212986647 | Central HP <5.4 tons | ARCOAIRE | HRCU-A-CB (Split System: Heat Pump with Remote Outdoor Unit-Air-Source) | DLCURAH24ABK |  |  | EN(A,D)4X36L21** | *96MSN0401712A* | 23200 | 15.5 | 8.1 | 26000 | 24400 | 93.85% | 2.02 | 0 | 10 |  |  |  | No | R-410A | 1.9333 | Residential & Commercial | Ducted CEE Tier 1
212989253 | Central HP <5.4 tons | ARCOAIRE | HRCU-A-CB (Split System: Heat Pump with Remote Outdoor Unit-Air-Source) | DLCURAH24ABK |  |  | EN(A,D)4X36L21** | *95MSU0601716A* | 23600 | 17 | 8.5 | 26400 | 24400 | 92.42% | 2.02 | 0 | 10.5 |  |  |  | No | R-410A | 1.9667 | Residential & Commercial | Ducted CEE Tier 1
212989169 | Central HP <5.4 tons | ARCOAIRE | HRCU-A-CB (Split System: Heat Pump with Remote Outdoor Unit-Air-Source) | DLCURAH24ABK |  |  | EA*4X36L17A* | *95MSU0601716A* | 23600 | 17 | 8.5 | 26200 | 24000 | 91.6% | 1.98 | 0 | 10 |  |  |  | No | R-410A | 1.9667 | Residential & Commercial | Ducted CEE Tier 1
212971162 | Central HP <5.4 tons | ARCOAIRE | HRCU-A-CB (Split System: Heat Pump with Remote Outdoor Unit-Air-Source) | DLCURAH24ABK |  |  | EA*4X30L17A* | *80VTL0451412B* | 23400 | 17 | 8.5 | 26200 | 24800 | 94.66% | 2.08 | 0 | 10 |  |  |  | No | R-410A | 1.95 | Residential & Commercial | Ducted CEE Tier 1
210470577 | Central HP <5.4 tons | ARCOAIRE | HRCU-A-CB (Split System: Heat Pump with Remote Outdoor Unit-Air-Source) | HVH837GKA2* |  |  | EA*4X61L24A*+WALLCON | *96CTN1202422A* | 33200 | 18 | 8.5 | 32000 | 24800 | 77.5% | 2 | 0 | 12 |  |  |  | No | R-410A | 2.7667 | Residential & Commercial | Ducted CEE Tier 1
210470968 | Central HP <5.4 tons | ARCOAIRE | HRCU-A-CB (Split System: Heat Pump with Remote Outdoor Unit-Air-Source) | HVH837GKA2* |  |  | EN(A,D,W)4X60L24**+WALLCON | *97CMN1202422A* | 32800 | 17.5 | 8.1 | 32200 | 24800 | 77.02% | 1.96 | 0 | 11.7 |  |  |  | No | R-410A | 2.7333 | Residential & Commercial | Ducted CEE Tier 1
213079867 | Central HP <5.4 tons | ARCOAIRE | HRCU-A-CB (Split System: Heat Pump with Remote Outdoor Unit-Air-Source) | DLCURAH36ABK |  |  | EA*4X42L24A* | *92MSN1002122A* | 35400 | 16.5 | 8.1 | 38500 | 35000 | 90.91% | 1.9 | 0 | 10 |  |  |  | No | R-410A | 2.95 | Residential & Commercial | Ducted CEE Tier 1
212970669 | Central HP <5.4 tons | ARCOAIRE | HRCU-A-CB (Split System: Heat Pump with Remote Outdoor Unit-Air-Source) | DLCURAH36ABK |  |  | EA*4X42L24A* | *80VSL0902120B* | 35200 | 16 | 8.1 | 38500 | 35000 | 90.91% | 1.88 | 0 | 10 |  |  |  | No | R-410A | 2.9333 | Residential & Commercial | Ducted CEE Tier 1
214574045 | Central HP <5.4 tons | KEEPRITE | HRCU-A-CB (Split System: Heat Pump with Remote Outdoor Unit-Air-Source) | CVH837GKA2* |  |  | EA*4X60L24A*+WALLCON | *95CSU0802120B* | 32800 | 17.5 | 8.5 | 31600 | 24800 | 78.48% | 1.98 | 0 | 11.5 |  |  |  | No | R-410A | 2.7333 | Residential & Commercial | Ducted CEE Tier 1
212974415 | Central HP <5.4 tons | ARCOAIRE | HRCU-A-CB (Split System: Heat Pump with Remote Outdoor Unit-Air-Source) | DLCURAH36ABK |  |  | EA*4X48L21A* | *96VSN1002120B* | 35800 | 16 | 8.5 | 37800 | 34800 | 92.06% | 2.02 | 0 | 10 |  |  |  | No | R-410A | 2.9833 | Residential & Commercial | Ducted CEE Tier 1
210474530 | Central HP <5.4 tons | ARCOAIRE | HRCU-A-CB (Split System: Heat Pump with Remote Outdoor Unit-Air-Source) | HVH825GKA3* |  |  | EHD4X48AAL+WALLCON | *80CTL1352422A* | 24200 | 16 | 8.1 | 21200 | 16600 | 78.3% | 2.02 | 0 | 11 |  |  |  | No | R-410A | 2.0167 | Residential & Commercial | Ducted CEE Tier 1
213772999 | Central HP <5.4 tons | ARCOAIRE | HRCU-A-CB (Split System: Heat Pump with Remote Outdoor Unit-Air-Source) | HVH825GKA3* |  |  | EA*4X36L17A*+WALLCON | *97CMN0801714B* | 23400 | 16.5 | 8.1 | 21600 | 16700 | 77.31% | 1.92 | 0 | 10.5 |  |  |  | No | R-410A | 1.95 | Residential & Commercial | Ducted CEE Tier 1
213773079 | Central HP <5.4 tons | ARCOAIRE | HRCU-A-CB (Split System: Heat Pump with Remote Outdoor Unit-Air-Source) | HVH825GKA3* |  |  | EA*4X36L21A*+WALLCON | *80CTL1102120B* | 23600 | 16.5 | 8.1 | 21400 | 16600 | 77.57% | 1.94 | 0 | 10.5 |  |  |  | No | R-410A | 1.9667 | Residential & Commercial | Ducted CEE Tier 1
212973705 | Central HP <5.4 tons | ARCOAIRE | HRCU-A-CB (Split System: Heat Pump with Remote Outdoor Unit-Air-Source) | DLCURAH18ABK |  |  | EN(A,D)4X30L17** | *96VSN0801716B* | 17500 | 16 | 8.1 | 18000 | 18700 | 103.9% | 2.24 | 0 | 11 |  |  |  | No | R-410A | 1.4583 | Residential & Commercial | Ducted CEE Tier 1
210473187 | Central HP <5.4 tons | ARCOAIRE | HRCU-A-CB (Split System: Heat Pump with Remote Outdoor Unit-Air-Source) | HVH825GKA3* |  |  | EA*4X43L21A*+WALLCON | *96CTN0801714A* | 24400 | 16.5 | 8.1 | 21200 | 16700 | 78.77% | 2.02 | 0 | 11 |  |  |  | No | R-410A | 2.0333 | Residential & Commercial | Ducted CEE Tier 1
212972745 | Central HP <5.4 tons | ARCOAIRE | HRCU-A-CB (Split System: Heat Pump with Remote Outdoor Unit-Air-Source) | DLCURAH18ABK |  |  | EN(A,D)4X24L17** | *96VSN0401410B* | 17400 | 15.5 | 8.5 | 18500 | 19200 | 103.8% | 2.3 | 0 | 10.5 |  |  |  | No | R-410A | 1.45 | Residential & Commercial | Ducted CEE Tier 1
212974617 | Central HP <5.4 tons | ARCOAIRE | HRCU-A-CB (Split System: Heat Pump with Remote Outdoor Unit-Air-Source) | DLCURAH18ABK |  |  | EA*4X19L17A* | *96VTN0401410B* | 17600 | 16 | 8.1 | 17700 | 17900 | 101.1% | 2.16 | 0 | 10.5 |  |  |  | No | R-410A | 1.4667 | Residential & Commercial | Ducted CEE Tier 1
212978312 | Central HP <5.4 tons | ARCOAIRE | HRCU-A-CB (Split System: Heat Pump with Remote Outdoor Unit-Air-Source) | DLCURAH18ABK |  |  | EN(A,D)4X24L14** | *80MS(N,L)0701412A* | 17600 | 16.5 | 8.5 | 18500 | 19100 | 103.2% | 2.3 | 0 | 11 |  |  |  | No | R-410A | 1.4667 | Residential & Commercial | Ducted CEE Tier 1
210474618 | Central HP <5.4 tons | ARCOAIRE | HRCU-A-CB (Split System: Heat Pump with Remote Outdoor Unit-Air-Source) | HVH825GKA3* |  |  | EHD4X48AAL+WALLCON | *96CTN1002122A* | 24200 | 16 | 8.1 | 21200 | 16700 | 78.77% | 2.04 | 0 | 11 |  |  |  | No | R-410A | 2.0167 | Residential & Commercial | Ducted CEE Tier 1
210473077 | Central HP <5.4 tons | ARCOAIRE | HRCU-A-CB (Split System: Heat Pump with Remote Outdoor Unit-Air-Source) | HVH825GKA3* |  |  | EA*4X42L24A*+WALLCON | *97CMN0602120A* | 23600 | 16.5 | 8.1 | 21400 | 16700 | 78.04% | 1.96 | 0 | 11 |  |  |  | No | R-410A | 1.9667 | Residential & Commercial | Ducted CEE Tier 1
210473231 | Central HP <5.4 tons | ARCOAIRE | HRCU-A-CB (Split System: Heat Pump with Remote Outdoor Unit-Air-Source) | HVH825GKA3* |  |  | EA*4X43L21A*+WALLCON | *96CTN1002122A* | 24400 | 16.5 | 8.5 | 21200 | 16600 | 78.3% | 2.04 | 0 | 11 |  |  |  | No | R-410A | 2.0333 | Residential & Commercial | Ducted CEE Tier 1
210473429 | Central HP <5.4 tons | ARCOAIRE | HRCU-A-CB (Split System: Heat Pump with Remote Outdoor Unit-Air-Source) | HVH825GKA3* |  |  | EA*4X48L21A*+WALLCON | *97CMN0602120A* | 24000 | 16.5 | 8.1 | 21000 | 16600 | 79.05% | 2 | 0 | 11 |  |  |  | No | R-410A | 2 | Residential & Commercial | Ducted CEE Tier 1
210473964 | Central HP <5.4 tons | ARCOAIRE | HRCU-A-CB (Split System: Heat Pump with Remote Outdoor Unit-Air-Source) | HVH825GKA3* |  |  | EN(A,D,W)4X48L21**+WALLCON | *80CTL0701716A* | 24200 | 17 | 8.1 | 21400 | 16600 | 77.57% | 2.02 | 0 | 11 |  |  |  | No | R-410A | 2.0167 | Residential & Commercial | Ducted CEE Tier 1
210473931 | Central HP <5.4 tons | ARCOAIRE | HRCU-A-CB (Split System: Heat Pump with Remote Outdoor Unit-Air-Source) | HVH825GKA3* |  |  | EN(A,D,W)4X48L21**+WALLCON | *80CSU0601716A* | 24200 | 17 | 8.1 | 21400 | 16600 | 77.57% | 2 | 0 | 11 |  |  |  | No | R-410A | 2.0167 | Residential & Commercial | Ducted CEE Tier 1
210473898 | Central HP <5.4 tons | ARCOAIRE | HRCU-A-CB (Split System: Heat Pump with Remote Outdoor Unit-Air-Source) | HVH825GKA3* |  |  | EN(A,D,W)4X48L21**+WALLCON | *95CSU0802120A* | 24200 | 17 | 8.1 | 21200 | 16600 | 78.3% | 2.02 | 0 | 11.5 |  |  |  | No | R-410A | 2.0167 | Residential & Commercial | Ducted CEE Tier 1
210473330 | Central HP <5.4 tons | ARCOAIRE | HRCU-A-CB (Split System: Heat Pump with Remote Outdoor Unit-Air-Source) | HVH825GKA3* |  |  | EA*4X48L21A*+WALLCON | *80CTL0451712A* | 24000 | 16.5 | 8.1 | 21000 | 16700 | 79.52% | 2 | 0 | 11 |  |  |  | No | R-410A | 2 | Residential & Commercial | Ducted CEE Tier 1
210473396 | Central HP <5.4 tons | ARCOAIRE | HRCU-A-CB (Split System: Heat Pump with Remote Outdoor Unit-Air-Source) | HVH825GKA3* |  |  | EA*4X48L21A*+WALLCON | *97CMN1002122A* | 24000 | 16.5 | 8.1 | 21000 | 16500 | 78.57% | 2.02 | 0 | 11 |  |  |  | No | R-410A | 2 | Residential & Commercial | Ducted CEE Tier 1
213772599 | Central HP <5.4 tons | ARCOAIRE | HRCU-A-CB (Split System: Heat Pump with Remote Outdoor Unit-Air-Source) | HVH825GKA3* |  |  | EA*4X24L14A*+WALLCON | *80CTL0701412B* | 23400 | 16.5 | 8.1 | 22000 | 16800 | 76.36% | 1.88 | 0 | 10.5 |  |  |  | No | R-410A | 1.95 | Residential & Commercial | Ducted CEE Tier 1
213774589 | Central HP <5.4 tons | ARCOAIRE | HRCU-A-CB (Split System: Heat Pump with Remote Outdoor Unit-Air-Source) | HVH825GKA3* |  |  | EHD4X48AAL+WALLCON | *80CTL0901716B* | 24400 | 16.5 | 8.1 | 21200 | 16600 | 78.3% | 2 | 0 | 10.5 |  |  |  | No | R-410A | 2.0333 | Residential & Commercial | Ducted CEE Tier 1
212972675 | Central HP <5.4 tons | ARCOAIRE | HRCU-A-CB (Split System: Heat Pump with Remote Outdoor Unit-Air-Source) | DLCURAH18ABK |  |  | EA*4X24L14A* | *96VSN0401410B* | 17200 | 16 | 8.5 | 18200 | 19400 | 106.6% | 2.34 | 0 | 10 |  |  |  | No | R-410A | 1.4333 | Residential & Commercial | Ducted CEE Tier 1
212971471 | Central HP <5.4 tons | ARCOAIRE | HRCU-A-CB (Split System: Heat Pump with Remote Outdoor Unit-Air-Source) | DLCURAH18ABK |  |  | EA*4X30L17A* | *80VTL0701716B* | 17700 | 16.5 | 8.5 | 18200 | 18700 | 102.7% | 2.24 | 0 | 10.5 |  |  |  | No | R-410A | 1.475 | Residential & Commercial | Ducted CEE Tier 1
212978274 | Central HP <5.4 tons | ARCOAIRE | HRCU-A-CB (Split System: Heat Pump with Remote Outdoor Unit-Air-Source) | DLCURAH18ABK |  |  | EA*4X30L14A* | *80MS(N,L)0701412A* | 17700 | 16.5 | 8.5 | 18200 | 18700 | 102.7% | 2.24 | 0 | 10.5 |  |  |  | No | R-410A | 1.475 | Residential & Commercial | Ducted CEE Tier 1
210473165 | Central HP <5.4 tons | ARCOAIRE | HRCU-A-CB (Split System: Heat Pump with Remote Outdoor Unit-Air-Source) | HVH825GKA3* |  |  | EA*4X43L21A*+WALLCON | *80CTL0701716A* | 24400 | 17 | 8.5 | 21200 | 16600 | 78.3% | 2.02 | 0 | 11 |  |  |  | No | R-410A | 2.0333 | Residential & Commercial | Ducted CEE Tier 1
210473099 | Central HP <5.4 tons | ARCOAIRE | HRCU-A-CB (Split System: Heat Pump with Remote Outdoor Unit-Air-Source) | HVH825GKA3* |  |  | EA*4X43L21A*+WALLCON | *95CSU0802120A* | 24400 | 17 | 8.5 | 21200 | 16600 | 78.3% | 2.04 | 0 | 11 |  |  |  | No | R-410A | 2.0333 | Residential & Commercial | Ducted CEE Tier 1
210474453 | Central HP <5.4 tons | ARCOAIRE | HRCU-A-CB (Split System: Heat Pump with Remote Outdoor Unit-Air-Source) | HVH825GKA3* |  |  | EHD4X48AAL+WALLCON | *95CSU0802120A* | 24200 | 16.5 | 8.1 | 21200 | 16600 | 78.3% | 2.02 | 0 | 11 |  |  |  | No | R-410A | 2.0167 | Residential & Commercial | Ducted CEE Tier 1
210471193 | Central HP <5.4 tons | ARCOAIRE | HRCU-A-CB (Split System: Heat Pump with Remote Outdoor Unit-Air-Source) | HVH837GKA2* |  |  | EHD4X60AAL+WALLCON | *80CTL1352422A* | 33000 | 17 | 8.1 | 32200 | 24800 | 77.02% | 2.02 | 0 | 11.5 |  |  |  | No | R-410A | 2.75 | Residential & Commercial | Ducted CEE Tier 1
210471204 | Central HP <5.4 tons | ARCOAIRE | HRCU-A-CB (Split System: Heat Pump with Remote Outdoor Unit-Air-Source) | HVH837GKA2* |  |  | EHD4X60AAL+WALLCON | *96CTN0801714A* | 32800 | 16.5 | 8.1 | 32600 | 25200 | 77.3% | 1.98 | 0 | 11 |  |  |  | No | R-410A | 2.7333 | Residential & Commercial | Ducted CEE Tier 1
212971246 | Central HP <5.4 tons | ARCOAIRE | HRCU-A-CB (Split System: Heat Pump with Remote Outdoor Unit-Air-Source) | DLCURAH24ABK |  |  | EN(A,D,W)4X36L17** | *80VTL0451412B* | 23600 | 17 | 8.5 | 26200 | 24600 | 93.89% | 2.04 | 0 | 10.5 |  |  |  | No | R-410A | 1.9667 | Residential & Commercial | Ducted CEE Tier 1
212969749 | Central HP <5.4 tons | ARCOAIRE | HRCU-A-CB (Split System: Heat Pump with Remote Outdoor Unit-Air-Source) | DLCURAH24ABK |  |  | EA*4X25L17A* | *80VSL0451412B* | 24000 | 17.5 | 8.5 | 25000 | 21800 | 87.2% | 1.82 | 0 | 10 |  |  |  | No | R-410A | 2 | Residential & Commercial | Ducted CEE Tier 1
214229369 | Central HP <5.4 tons | ARCOAIRE | HRCU-A-CB (Split System: Heat Pump with Remote Outdoor Unit-Air-Source) | DLCURAH24ABK |  |  | EA*4X36L21A* | *80MSU0802120A* | 23600 | 17.5 | 8.5 | 25600 | 23400 | 91.41% | 1.94 | 0 | 10 |  |  |  | No | R-410A | 1.9667 | Residential & Commercial | Ducted CEE Tier 1
212973545 | Central HP <5.4 tons | ARCOAIRE | HRCU-A-CB (Split System: Heat Pump with Remote Outdoor Unit-Air-Source) | DLCURAH24ABK |  |  | EA*4X25L17A* | *96VSN0601412B* | 24000 | 17 | 8.5 | 25000 | 21800 | 87.2% | 1.82 | 0 | 10 |  |  |  | No | R-410A | 2 | Residential & Commercial | Ducted CEE Tier 1
211261499 | Central HP <5.4 tons | ARCOAIRE | HRCU-A-CB (Split System: Heat Pump with Remote Outdoor Unit-Air-Source) | DLCURAH18ABK |  |  | EA*4X30L14A* | *80ES(N,L)0701412A* | 17700 | 16.5 | 8.5 | 18200 | 18500 | 101.6% | 2.22 | 0 | 10.5 |  |  |  | No | R-410A | 1.475 | Residential & Commercial | Ducted CEE Tier 1
210473517 | Central HP <5.4 tons | ARCOAIRE | HRCU-A-CB (Split System: Heat Pump with Remote Outdoor Unit-Air-Source) | HVH825GKA3* |  |  | EA*4X48L24A*+WALLCON | *96CTN1002122A* | 24200 | 16.5 | 8.1 | 21000 | 16500 | 78.57% | 2.02 | 0 | 11 |  |  |  | No | R-410A | 2.0167 | Residential & Commercial | Ducted CEE Tier 1
210473887 | Central HP <5.4 tons | ARCOAIRE | HRCU-A-CB (Split System: Heat Pump with Remote Outdoor Unit-Air-Source) | HVH825GKA3* |  |  | EN(A,D,W)4X48L21**+WALLCON | *95CSU0601716A* | 24000 | 16.5 | 8.1 | 21400 | 16700 | 78.04% | 2 | 0 | 11 |  |  |  | No | R-410A | 2 | Residential & Commercial | Ducted CEE Tier 1
210473942 | Central HP <5.4 tons | ARCOAIRE | HRCU-A-CB (Split System: Heat Pump with Remote Outdoor Unit-Air-Source) | HVH825GKA3* |  |  | EN(A,D,W)4X48L21**+WALLCON | *80CSU1002120A* | 24000 | 16.5 | 8.1 | 21400 | 16600 | 77.57% | 2 | 0 | 11 |  |  |  | No | R-410A | 2 | Residential & Commercial | Ducted CEE Tier 1
210474019 | Central HP <5.4 tons | ARCOAIRE | HRCU-A-CB (Split System: Heat Pump with Remote Outdoor Unit-Air-Source) | HVH825GKA3* |  |  | EN(A,D,W)4X48L21**+WALLCON | *97CMN1002122A* | 24200 | 17 | 8.1 | 21400 | 16600 | 77.57% | 2.02 | 0 | 11.5 |  |  |  | No | R-410A | 2.0167 | Residential & Commercial | Ducted CEE Tier 1
210472934 | Central HP <5.4 tons | ARCOAIRE | HRCU-A-CB (Split System: Heat Pump with Remote Outdoor Unit-Air-Source) | HVH825GKA3* |  |  | EA*4X42L21A*+WALLCON | *97CMN0801714A* | 23600 | 16.5 | 8.1 | 21400 | 16700 | 78.04% | 1.96 | 0 | 11 |  |  |  | No | R-410A | 1.9667 | Residential & Commercial | Ducted CEE Tier 1
210473066 | Central HP <5.4 tons | ARCOAIRE | HRCU-A-CB (Split System: Heat Pump with Remote Outdoor Unit-Air-Source) | HVH825GKA3* |  |  | EA*4X42L24A*+WALLCON | *96CTN1002122A* | 23800 | 16.5 | 8.1 | 21400 | 16600 | 77.57% | 1.96 | 0 | 11 |  |  |  | No | R-410A | 1.9833 | Residential & Commercial | Ducted CEE Tier 1
212970479 | Central HP <5.4 tons | ARCOAIRE | HRCU-A-CB (Split System: Heat Pump with Remote Outdoor Unit-Air-Source) | DLCURAH36ABK |  |  | EN(A,D,W)4X48L21** | *80VSL0701716B* | 36200 | 16 | 8.1 | 38500 | 35000 | 90.91% | 2 | 0 | 10 |  |  |  | No | R-410A | 3.0167 | Residential & Commercial | Ducted CEE Tier 1
212969959 | Central HP <5.4 tons | ARCOAIRE | HRCU-A-CB (Split System: Heat Pump with Remote Outdoor Unit-Air-Source) | DLCURAH36ABK |  |  | END4X42L17** | *80VSL0451412B* | 35400 | 16 | 8.1 | 38500 | 35000 | 90.91% | 1.94 | 0 | 10 |  |  |  | No | R-410A | 2.95 | Residential & Commercial | Ducted CEE Tier 1
214229471 | Central HP <5.4 tons | ARCOAIRE | HRCU-A-CB (Split System: Heat Pump with Remote Outdoor Unit-Air-Source) | DLCURAH36ABK |  |  | EN(A,D)4X48L24** | *80MSU1002120A* | 35800 | 16.5 | 8.5 | 38500 | 34800 | 90.39% | 2 | 0 | 10 |  |  |  | No | R-410A | 2.9833 | Residential & Commercial | Ducted CEE Tier 1
212974195 | Central HP <5.4 tons | ARCOAIRE | HRCU-A-CB (Split System: Heat Pump with Remote Outdoor Unit-Air-Source) | DLCURAH36ABK |  |  | EA*4X48L24A* | *96VSN0802120B* | 35400 | 16.5 | 8.1 | 37800 | 34600 | 91.53% | 2 | 0 | 10 |  |  |  | No | R-410A | 2.95 | Residential & Commercial | Ducted CEE Tier 1
212973245 | Central HP <5.4 tons | ARCOAIRE | HRCU-A-CB (Split System: Heat Pump with Remote Outdoor Unit-Air-Source) | DLCURAH24ABK |  |  | EA*4X37L21A* | *96VSN0401712B* | 24200 | 16.5 | 8.5 | 25400 | 21600 | 85.04% | 1.8 | 0 | 10 |  |  |  | No | R-410A | 2.0167 | Residential & Commercial | Ducted CEE Tier 1
212978082 | Central HP <5.4 tons | ARCOAIRE | HRCU-A-CB (Split System: Heat Pump with Remote Outdoor Unit-Air-Source) | DLCURAH24ABK |  |  | EA*4X24L14A* | *80MS(N,L)0701412A* | 23200 | 17 | 9 | 26800 | 26800 | 100% | 2.28 | 0 | 10 |  |  |  | No | R-410A | 1.9333 | Residential & Commercial | Ducted CEE Tier 1
212977698 | Central HP <5.4 tons | ARCOAIRE | HRCU-A-CB (Split System: Heat Pump with Remote Outdoor Unit-Air-Source) | DLCURAH24ABK |  |  | EN(A,D,W)4X36L17** | *80MS(N,L)0451412A* | 23600 | 17 | 8.5 | 26400 | 24200 | 91.67% | 2 | 0 | 10.5 |  |  |  | No | R-410A | 1.9667 | Residential & Commercial | Ducted CEE Tier 1
215931490 | Central HP <5.4 tons | ARCOAIRE | HRCU-A-CB (Split System: Heat Pump with Remote Outdoor Unit-Air-Source) | H5H3V60*K*AAA* |  |  | FCMA5B60L0D*+WALLCON |  | 58000 | 20 | 8.5 | 60000 | 44500 | 74.17% | 2.06 | 0 | 12.5 |  |  |  | No | R-454B | 4.8333 | Residential & Commercial | Ducted CEE Tier 1
210470324 | Central HP <5.4 tons | ARCOAIRE | HRCU-A-CB (Split System: Heat Pump with Remote Outdoor Unit-Air-Source) | HVH837GKA2* |  |  | EA*4X60L24A*+WALLCON | *97CMN1202422A* | 32800 | 17.5 | 8.5 | 32000 | 24800 | 77.5% | 1.98 | 0 | 11.7 |  |  |  | No | R-410A | 2.7333 | Residential & Commercial | Ducted CEE Tier 1
210471160 | Central HP <5.4 tons | ARCOAIRE | HRCU-A-CB (Split System: Heat Pump with Remote Outdoor Unit-Air-Source) | HVH837GKA2* |  |  | EHD4X60AAL+WALLCON | *80CSU1002120A* | 32800 | 16.5 | 8.1 | 32200 | 24800 | 77.02% | 1.98 | 0 | 11 |  |  |  | No | R-410A | 2.7333 | Residential & Commercial | Ducted CEE Tier 1
210473132 | Central HP <5.4 tons | ARCOAIRE | HRCU-A-CB (Split System: Heat Pump with Remote Outdoor Unit-Air-Source) | HVH825GKA3* |  |  | EA*4X43L21A*+WALLCON | *80CSU0601716A* | 24400 | 17 | 8.1 | 21200 | 16600 | 78.3% | 2.02 | 0 | 11 |  |  |  | No | R-410A | 2.0333 | Residential & Commercial | Ducted CEE Tier 1
210474118 | Central HP <5.4 tons | ARCOAIRE | HRCU-A-CB (Split System: Heat Pump with Remote Outdoor Unit-Air-Source) | HVH825GKA3* |  |  | EN(A,D)4X48L24**+WALLCON | *97CMN1002122A* | 24200 | 17 | 8.1 | 21400 | 16600 | 77.57% | 2.02 | 0 | 11.5 |  |  |  | No | R-410A | 2.0167 | Residential & Commercial | Ducted CEE Tier 1
210474343 | Central HP <5.4 tons | ARCOAIRE | HRCU-A-CB (Split System: Heat Pump with Remote Outdoor Unit-Air-Source) | HVH825GKA3* |  |  | EHD4X42AAL+WALLCON | *96CTN1202422A* | 24200 | 16 | 8.1 | 21400 | 16600 | 77.57% | 2 | 0 | 10.5 |  |  |  | No | R-410A | 2.0167 | Residential & Commercial | Ducted CEE Tier 1
210474552 | Central HP <5.4 tons | ARCOAIRE | HRCU-A-CB (Split System: Heat Pump with Remote Outdoor Unit-Air-Source) | HVH825GKA3* |  |  | EHD4X48AAL+WALLCON | *96CTN0801714A* | 24200 | 16 | 8.1 | 21400 | 16700 | 78.04% | 2 | 0 | 10.5 |  |  |  | No | R-410A | 2.0167 | Residential & Commercial | Ducted CEE Tier 1
210474563 | Central HP <5.4 tons | ARCOAIRE | HRCU-A-CB (Split System: Heat Pump with Remote Outdoor Unit-Air-Source) | HVH825GKA3* |  |  | EHD4X48AAL+WALLCON | *96CTN1202422A* | 24200 | 16.5 | 8.1 | 21200 | 16600 | 78.3% | 2.02 | 0 | 11 |  |  |  | No | R-410A | 2.0167 | Residential & Commercial | Ducted CEE Tier 1
210473484 | Central HP <5.4 tons | ARCOAIRE | HRCU-A-CB (Split System: Heat Pump with Remote Outdoor Unit-Air-Source) | HVH825GKA3* |  |  | EA*4X48L24A*+WALLCON | *96CTN1202422A* | 24200 | 17 | 8.1 | 21000 | 16500 | 78.57% | 2.02 | 0 | 11 |  |  |  | No | R-410A | 2.0167 | Residential & Commercial | Ducted CEE Tier 1
210472967 | Central HP <5.4 tons | ARCOAIRE | HRCU-A-CB (Split System: Heat Pump with Remote Outdoor Unit-Air-Source) | HVH825GKA3* |  |  | EA*4X42L21A*+WALLCON | *80CTL0901716A* | 23800 | 17.5 | 8.1 | 21400 | 16500 | 77.1% | 1.98 | 0 | 11 |  |  |  | No | R-410A | 1.9833 | Residential & Commercial | Ducted CEE Tier 1
210474596 | Central HP <5.4 tons | ARCOAIRE | HRCU-A-CB (Split System: Heat Pump with Remote Outdoor Unit-Air-Source) | HVH825GKA3* |  |  | EHD4X48AAL+WALLCON | *97CMN1002122A* | 24200 | 16 | 8.1 | 21200 | 16700 | 78.77% | 2.04 | 0 | 11 |  |  |  | No | R-410A | 2.0167 | Residential & Commercial | Ducted CEE Tier 1
210474151 | Central HP <5.4 tons | ARCOAIRE | HRCU-A-CB (Split System: Heat Pump with Remote Outdoor Unit-Air-Source) | HVH825GKA3* |  |  | EN(A,D)4X48L24**+WALLCON | *97CMN0602120A* | 24000 | 16.5 | 8.1 | 21400 | 16700 | 78.04% | 2 | 0 | 11 |  |  |  | No | R-410A | 2 | Residential & Commercial | Ducted CEE Tier 1
210474085 | Central HP <5.4 tons | ARCOAIRE | HRCU-A-CB (Split System: Heat Pump with Remote Outdoor Unit-Air-Source) | HVH825GKA3* |  |  | EN(A,D)4X48L24**+WALLCON | *80CSU1002120A* | 24000 | 16.5 | 8.1 | 21400 | 16600 | 77.57% | 2 | 0 | 11 |  |  |  | No | R-410A | 2 | Residential & Commercial | Ducted CEE Tier 1
212975776 | Central HP <5.4 tons | ARCOAIRE | HRCU-A-CB (Split System: Heat Pump with Remote Outdoor Unit-Air-Source) | DLCURAH18ABK |  |  | EA*4X19L17A* | *96VTN0801716B* | 17700 | 16.5 | 8.1 | 17700 | 17900 | 101.1% | 2.16 | 0 | 10.5 |  |  |  | No | R-410A | 1.475 | Residential & Commercial | Ducted CEE Tier 1
212975467 | Central HP <5.4 tons | ARCOAIRE | HRCU-A-CB (Split System: Heat Pump with Remote Outdoor Unit-Air-Source) | DLCURAH18ABK |  |  | EN(A,D)4X24L17** | *96VTN0601412B* | 17500 | 16 | 8.5 | 18500 | 19200 | 103.8% | 2.3 | 0 | 10.5 |  |  |  | No | R-410A | 1.4583 | Residential & Commercial | Ducted CEE Tier 1
212970862 | Central HP <5.4 tons | ARCOAIRE | HRCU-A-CB (Split System: Heat Pump with Remote Outdoor Unit-Air-Source) | DLCURAH18ABK |  |  | EA*4X24L14A* | *80VTL0451412B* | 17700 | 16.5 | 8.5 | 18600 | 19400 | 104.3% | 2.32 | 0 | 10.5 |  |  |  | No | R-410A | 1.475 | Residential & Commercial | Ducted CEE Tier 1
215936498 | Central HP <5.4 tons | ARCOAIRE | HRCU-A-CB (Split System: Heat Pump with Remote Outdoor Unit-Air-Source) | H5H3V36*K*AAA* |  |  | EVD5X49M24A*+WALLCON | *97CMN0602120B* | 35200 | 21 | 8.5 | 38500 | 28800 | 74.81% | 2.02 | 0 | 12 |  |  |  | No | R-454B | 2.9333 | Residential & Commercial | Ducted CEE Tier 1
215932388 | Central HP <5.4 tons | ARCOAIRE | HRCU-A-CB (Split System: Heat Pump with Remote Outdoor Unit-Air-Source) | H5H3V36*K*AAA* |  |  | EA*5X48M21A*+WALLCON | *80CSU0401712A* | 33400 | 20.5 | 9.5 | 34600 | 26400 | 76.3% | 2.04 | 0 | 11.5 |  |  |  | No | R-454B | 2.7833 | Residential & Commercial | Ducted CEE Tier 1
215935728 | Central HP <5.4 tons | ARCOAIRE | HRCU-A-CB (Split System: Heat Pump with Remote Outdoor Unit-Air-Source) | H5H3V36*K*AAA* |  |  | EVD5X36M21A*+WALLCON | *97CMN0801714B* | 34200 | 20.5 | 8.5 | 39000 | 28600 | 73.33% | 2.02 | 0 | 11.5 |  |  |  | No | R-454B | 2.85 | Residential & Commercial | Ducted CEE Tier 1
215936448 | Central HP <5.4 tons | ARCOAIRE | HRCU-A-CB (Split System: Heat Pump with Remote Outdoor Unit-Air-Source) | H5H3V36*K*AAA* |  |  | EVD5X49M24A*+WALLCON | *80CTL0902120B* | 35600 | 22 | 8.5 | 38000 | 28400 | 74.74% | 2.04 | 0 | 12.5 |  |  |  | No | R-454B | 2.9667 | Residential & Commercial | Ducted CEE Tier 1
215936128 | Central HP <5.4 tons | ARCOAIRE | HRCU-A-CB (Split System: Heat Pump with Remote Outdoor Unit-Air-Source) | H5H3V36*K*AAA* |  |  | EVD5X42M21A*+WALLCON | *96CTN0801714B* | 34200 | 20.5 | 8.5 | 39000 | 28400 | 72.82% | 2.02 | 0 | 11.5 |  |  |  | No | R-454B | 2.85 | Residential & Commercial | Ducted CEE Tier 1
215936148 | Central HP <5.4 tons | ARCOAIRE | HRCU-A-CB (Split System: Heat Pump with Remote Outdoor Unit-Air-Source) | H5H3V36*K*AAA* |  |  | EVD5X42M24A*+WALLCON | *80CSU1002120A* | 35400 | 21.5 | 8.5 | 38000 | 28600 | 75.26% | 2.04 | 0 | 12 |  |  |  | No | R-454B | 2.95 | Residential & Commercial | Ducted CEE Tier 1
215936178 | Central HP <5.4 tons | ARCOAIRE | HRCU-A-CB (Split System: Heat Pump with Remote Outdoor Unit-Air-Source) | H5H3V36*K*AAA* |  |  | EVD5X42M24A*+WALLCON | *80CTL1102120B* | 35600 | 22 | 8.5 | 38500 | 28400 | 73.77% | 2.04 | 0 | 12.5 |  |  |  | No | R-454B | 2.9667 | Residential & Commercial | Ducted CEE Tier 1
215936248 | Central HP <5.4 tons | ARCOAIRE | HRCU-A-CB (Split System: Heat Pump with Remote Outdoor Unit-Air-Source) | H5H3V36*K*AAA* |  |  | EVD5X42M24A*+WALLCON | *97CMN1202422B* | 35400 | 22 | 8.5 | 38000 | 28400 | 74.74% | 2.04 | 0 | 12.5 |  |  |  | No | R-454B | 2.95 | Residential & Commercial | Ducted CEE Tier 1
215935628 | Central HP <5.4 tons | ARCOAIRE | HRCU-A-CB (Split System: Heat Pump with Remote Outdoor Unit-Air-Source) | H5H3V36*K*AAA* |  |  | EVD5X36M21A*+WALLCON | *80CTL0701716B* | 34200 | 20.5 | 8.5 | 39000 | 28400 | 72.82% | 2.02 | 0 | 11.5 |  |  |  | No | R-454B | 2.85 | Residential & Commercial | Ducted CEE Tier 1
215935778 | Central HP <5.4 tons | ARCOAIRE | HRCU-A-CB (Split System: Heat Pump with Remote Outdoor Unit-Air-Source) | H5H3V36*K*AAA* |  |  | EVD5X36M21A*+WALLCON | *96CTN1002122B* | 34400 | 21 | 8.5 | 38500 | 28000 | 72.73% | 2.06 | 0 | 12 |  |  |  | No | R-454B | 2.8667 | Residential & Commercial | Ducted CEE Tier 1
215936938 | Central HP <5.4 tons | ARCOAIRE | HRCU-A-CB (Split System: Heat Pump with Remote Outdoor Unit-Air-Source) | H5H3V36*K*AAA* |  |  | EVD5X61M24A*+WALLCON | *80CTL1102120B* | 36000 | 22.5 | 8.5 | 37600 | 28200 | 75% | 2.06 | 0 | 12.5 |  |  |  | No | R-454B | 3 | Residential & Commercial | Ducted CEE Tier 1
210474255 | Central HP <5.4 tons | ARCOAIRE | HRCU-A-CB (Split System: Heat Pump with Remote Outdoor Unit-Air-Source) | HVH825GKA3* |  |  | EHD4X42AAL+WALLCON | *80CSU0401712A* | 24200 | 16.5 | 8.1 | 21400 | 16600 | 77.57% | 2 | 0 | 10.5 |  |  |  | No | R-410A | 2.0167 | Residential & Commercial | Ducted CEE Tier 1
210473953 | Central HP <5.4 tons | ARCOAIRE | HRCU-A-CB (Split System: Heat Pump with Remote Outdoor Unit-Air-Source) | HVH825GKA3* |  |  | EN(A,D,W)4X48L21**+WALLCON | *80CTL0451712A* | 24000 | 16.5 | 8.1 | 21400 | 16700 | 78.04% | 2 | 0 | 11 |  |  |  | No | R-410A | 2 | Residential & Commercial | Ducted CEE Tier 1
210473451 | Central HP <5.4 tons | ARCOAIRE | HRCU-A-CB (Split System: Heat Pump with Remote Outdoor Unit-Air-Source) | HVH825GKA3* |  |  | EA*4X48L24A*+WALLCON | *95CSU1002122A* | 24200 | 17 | 8.1 | 21000 | 16500 | 78.57% | 2.02 | 0 | 11 |  |  |  | No | R-410A | 2.0167 | Residential & Commercial | Ducted CEE Tier 1
212969509 | Central HP <5.4 tons | ARCOAIRE | HRCU-A-CB (Split System: Heat Pump with Remote Outdoor Unit-Air-Source) | DLCURAH18ABK |  |  | EA*4X19L17A* | *80VSL0451412B* | 18200 | 16.5 | 8.5 | 18100 | 17700 | 97.79% | 2.14 | 0 | 11 |  |  |  | No | R-410A | 1.5167 | Residential & Commercial | Ducted CEE Tier 1
210474387 | Central HP <5.4 tons | ARCOAIRE | HRCU-A-CB (Split System: Heat Pump with Remote Outdoor Unit-Air-Source) | HVH825GKA3* |  |  | EHD4X42AAL+WALLCON | *97CMN1202422A* | 24200 | 16 | 8.1 | 21400 | 16700 | 78.04% | 2 | 0 | 10.5 |  |  |  | No | R-410A | 2.0167 | Residential & Commercial | Ducted CEE Tier 1
215936298 | Central HP <5.4 tons | ARCOAIRE | HRCU-A-CB (Split System: Heat Pump with Remote Outdoor Unit-Air-Source) | H5H3V36*K*AAA* |  |  | EVD5X48M24A*+WALLCON | *80CSU1002120A* | 35000 | 21.5 | 8.5 | 38500 | 28400 | 73.77% | 2.04 | 0 | 12 |  |  |  | No | R-454B | 2.9167 | Residential & Commercial | Ducted CEE Tier 1
215935678 | Central HP <5.4 tons | ARCOAIRE | HRCU-A-CB (Split System: Heat Pump with Remote Outdoor Unit-Air-Source) | H5H3V36*K*AAA* |  |  | EVD5X36M21A*+WALLCON | *95CSU0601716B* | 34200 | 20.5 | 8.5 | 39000 | 28600 | 73.33% | 2.04 | 0 | 11.5 |  |  |  | No | R-454B | 2.85 | Residential & Commercial | Ducted CEE Tier 1
215935578 | Central HP <5.4 tons | ARCOAIRE | HRCU-A-CB (Split System: Heat Pump with Remote Outdoor Unit-Air-Source) | H5H3V36*K*AAA* |  |  | EVD5X36M17A*+WALLCON | *96CTN0601714B* | 34000 | 20 | 8.1 | 38000 | 27200 | 71.58% | 2 | 0 | 11 |  |  |  | No | R-454B | 2.8333 | Residential & Commercial | Ducted CEE Tier 1
215936078 | Central HP <5.4 tons | ARCOAIRE | HRCU-A-CB (Split System: Heat Pump with Remote Outdoor Unit-Air-Source) | H5H3V36*K*AAA* |  |  | EVD5X42M21A*+WALLCON | *97CMN0602120B* | 34200 | 20.5 | 8.5 | 39000 | 28600 | 73.33% | 2.04 | 0 | 11.5 |  |  |  | No | R-454B | 2.85 | Residential & Commercial | Ducted CEE Tier 1
215936098 | Central HP <5.4 tons | ARCOAIRE | HRCU-A-CB (Split System: Heat Pump with Remote Outdoor Unit-Air-Source) | H5H3V36*K*AAA* |  |  | EVD5X42M21A*+WALLCON | *97CMN0802120B* | 34400 | 20.5 | 8.5 | 38500 | 28200 | 73.25% | 2.04 | 0 | 11.7 |  |  |  | No | R-454B | 2.8667 | Residential & Commercial | Ducted CEE Tier 1
215935878 | Central HP <5.4 tons | ARCOAIRE | HRCU-A-CB (Split System: Heat Pump with Remote Outdoor Unit-Air-Source) | H5H3V36*K*AAA* |  |  | EVD5X38M17A*+WALLCON | *97CMN0601714B* | 35200 | 21 | 8.5 | 38000 | 28000 | 73.68% | 2.06 | 0 | 11.5 |  |  |  | No | R-454B | 2.9333 | Residential & Commercial | Ducted CEE Tier 1
215935998 | Central HP <5.4 tons | ARCOAIRE | HRCU-A-CB (Split System: Heat Pump with Remote Outdoor Unit-Air-Source) | H5H3V36*K*AAA* |  |  | EVD5X42M21A*+WALLCON | *80CTL0702120B* | 34400 | 21 | 8.5 | 38500 | 28200 | 73.25% | 2.04 | 0 | 11.7 |  |  |  | No | R-454B | 2.8667 | Residential & Commercial | Ducted CEE Tier 1
215936028 | Central HP <5.4 tons | ARCOAIRE | HRCU-A-CB (Split System: Heat Pump with Remote Outdoor Unit-Air-Source) | H5H3V36*K*AAA* |  |  | EVD5X42M21A*+WALLCON | *80CTL1102120B* | 34400 | 21 | 8.5 | 38500 | 28000 | 72.73% | 2.04 | 0 | 12 |  |  |  | No | R-454B | 2.8667 | Residential & Commercial | Ducted CEE Tier 1
215936088 | Central HP <5.4 tons | ARCOAIRE | HRCU-A-CB (Split System: Heat Pump with Remote Outdoor Unit-Air-Source) | H5H3V36*K*AAA* |  |  | EVD5X42M21A*+WALLCON | *97CMN0801714B* | 34200 | 20.5 | 8.5 | 39000 | 28600 | 73.33% | 2.02 | 0 | 11.5 |  |  |  | No | R-454B | 2.85 | Residential & Commercial | Ducted CEE Tier 1
215936608 | Central HP <5.4 tons | ARCOAIRE | HRCU-A-CB (Split System: Heat Pump with Remote Outdoor Unit-Air-Source) | H5H3V36*K*AAA* |  |  | EVD5X60M21A*+WALLCON | *80CTL0702120B* | 35600 | 21.5 | 8.5 | 38000 | 28600 | 75.26% | 2.04 | 0 | 12 |  |  |  | No | R-454B | 2.9667 | Residential & Commercial | Ducted CEE Tier 1
210473407 | Central HP <5.4 tons | ARCOAIRE | HRCU-A-CB (Split System: Heat Pump with Remote Outdoor Unit-Air-Source) | HVH825GKA3* |  |  | EA*4X48L21A*+WALLCON | *96CTN1002122A* | 24000 | 16.5 | 8.1 | 21000 | 16500 | 78.57% | 2.02 | 0 | 11 |  |  |  | No | R-410A | 2 | Residential & Commercial | Ducted CEE Tier 1
210473440 | Central HP <5.4 tons | ARCOAIRE | HRCU-A-CB (Split System: Heat Pump with Remote Outdoor Unit-Air-Source) | HVH825GKA3* |  |  | EA*4X48L24A*+WALLCON | *95CSU0802120A* | 24200 | 17 | 8.1 | 21000 | 16500 | 78.57% | 2.02 | 0 | 11 |  |  |  | No | R-410A | 2.0167 | Residential & Commercial | Ducted CEE Tier 1
210474409 | Central HP <5.4 tons | ARCOAIRE | HRCU-A-CB (Split System: Heat Pump with Remote Outdoor Unit-Air-Source) | HVH825GKA3* |  |  | EHD4X42AAL+WALLCON | *80CTL0701412A* | 24200 | 16.5 | 8.1 | 21200 | 16600 | 78.3% | 2.02 | 0 | 11 |  |  |  | No | R-410A | 2.0167 | Residential & Commercial | Ducted CEE Tier 1
214279752 | Central HP <5.4 tons | ARCOAIRE | HRCU-A-CB (Split System: Heat Pump with Remote Outdoor Unit-Air-Source) | DLCURAH18ABK |  |  | EA*4X25L17A* | *96MSN0601716A* | 17700 | 16 | 8.5 | 17600 | 17800 | 101.1% | 2.14 | 0 | 10.5 |  |  |  | No | R-410A | 1.475 | Residential & Commercial | Ducted CEE Tier 1
212974747 | Central HP <5.4 tons | ARCOAIRE | HRCU-A-CB (Split System: Heat Pump with Remote Outdoor Unit-Air-Source) | DLCURAH18ABK |  |  | EN(A,D)4X30L17** | *96VTN0401410B* | 17400 | 16 | 8.1 | 18000 | 18700 | 103.9% | 2.24 | 0 | 10.5 |  |  |  | No | R-410A | 1.45 | Residential & Commercial | Ducted CEE Tier 1
212973295 | Central HP <5.4 tons | ARCOAIRE | HRCU-A-CB (Split System: Heat Pump with Remote Outdoor Unit-Air-Source) | DLCURAH18ABK |  |  | EA*4X19L17A* | *96VSN0601412B* | 17700 | 16.5 | 8.1 | 17700 | 17900 | 101.1% | 2.16 | 0 | 10.5 |  |  |  | No | R-410A | 1.475 | Residential & Commercial | Ducted CEE Tier 1
215936788 | Central HP <5.4 tons | ARCOAIRE | HRCU-A-CB (Split System: Heat Pump with Remote Outdoor Unit-Air-Source) | H5H3V36*K*AAA* |  |  | EVD5X60M24A*+WALLCON | *95CSU0802120B* | 35400 | 21.5 | 8.5 | 38000 | 28600 | 75.26% | 2.04 | 0 | 12 |  |  |  | No | R-454B | 2.95 | Residential & Commercial | Ducted CEE Tier 1
215936238 | Central HP <5.4 tons | ARCOAIRE | HRCU-A-CB (Split System: Heat Pump with Remote Outdoor Unit-Air-Source) | H5H3V36*K*AAA* |  |  | EVD5X42M24A*+WALLCON | *97CMN1002122B* | 35600 | 22 | 8.5 | 38000 | 28400 | 74.74% | 2.04 | 0 | 12.5 |  |  |  | No | R-454B | 2.9667 | Residential & Commercial | Ducted CEE Tier 1
215936288 | Central HP <5.4 tons | ARCOAIRE | HRCU-A-CB (Split System: Heat Pump with Remote Outdoor Unit-Air-Source) | H5H3V36*K*AAA* |  |  | EVD5X48M21A*+WALLCON | *96CTN0601714B* | 34600 | 20.5 | 8.5 | 38000 | 27600 | 72.63% | 2 | 0 | 11.5 |  |  |  | No | R-454B | 2.8833 | Residential & Commercial | Ducted CEE Tier 1
215936338 | Central HP <5.4 tons | ARCOAIRE | HRCU-A-CB (Split System: Heat Pump with Remote Outdoor Unit-Air-Source) | H5H3V36*K*AAA* |  |  | EVD5X48M24A*+WALLCON | *80CTL1352422B* | 35200 | 21.5 | 8.5 | 38000 | 28200 | 74.21% | 2.04 | 0 | 12 |  |  |  | No | R-454B | 2.9333 | Residential & Commercial | Ducted CEE Tier 1
215936588 | Central HP <5.4 tons | ARCOAIRE | HRCU-A-CB (Split System: Heat Pump with Remote Outdoor Unit-Air-Source) | H5H3V36*K*AAA* |  |  | EVD5X60M21A*+WALLCON | *80CTL0451712B* | 35200 | 21 | 8.5 | 39000 | 29400 | 75.38% | 2 | 0 | 11.7 |  |  |  | No | R-454B | 2.9333 | Residential & Commercial | Ducted CEE Tier 1
215936698 | Central HP <5.4 tons | ARCOAIRE | HRCU-A-CB (Split System: Heat Pump with Remote Outdoor Unit-Air-Source) | H5H3V36*K*AAA* |  |  | EVD5X60M21A*+WALLCON | *97CMN0802120B* | 35600 | 21.5 | 8.5 | 38000 | 28600 | 75.26% | 2.02 | 0 | 12.5 |  |  |  | No | R-454B | 2.9667 | Residential & Commercial | Ducted CEE Tier 1
215936798 | Central HP <5.4 tons | ARCOAIRE | HRCU-A-CB (Split System: Heat Pump with Remote Outdoor Unit-Air-Source) | H5H3V36*K*AAA* |  |  | EVD5X60M24A*+WALLCON | *95CSU1002122B* | 35600 | 22 | 8.5 | 38000 | 28400 | 74.74% | 2.06 | 0 | 12.5 |  |  |  | No | R-454B | 2.9667 | Residential & Commercial | Ducted CEE Tier 1
212977746 | Central HP <5.4 tons | ARCOAIRE | HRCU-A-CB (Split System: Heat Pump with Remote Outdoor Unit-Air-Source) | DLCURAH18ABK |  |  | EA*4X25L17A* | *80MS(N,L)0451412A* | 18000 | 16.5 | 8.5 | 17900 | 17700 | 98.88% | 2.14 | 0 | 11 |  |  |  | No | R-410A | 1.5 | Residential & Commercial | Ducted CEE Tier 1
211260967 | Central HP <5.4 tons | ARCOAIRE | HRCU-A-CB (Split System: Heat Pump with Remote Outdoor Unit-Air-Source) | DLCURAH18ABK |  |  | EA*4X25L17A* | *96VTN0601714A* | 18200 | 16 | 8.5 | 18100 | 17500 | 96.69% | 2.12 | 0 | 10.5 |  |  |  | No | R-410A | 1.5167 | Residential & Commercial | Ducted CEE Tier 1
211260365 | Central HP <5.4 tons | ARCOAIRE | HRCU-A-CB (Split System: Heat Pump with Remote Outdoor Unit-Air-Source) | DLCURAH18ABK |  |  | EA*4X24L17A* | *80VSL0701716A* | 17400 | 16 | 8.5 | 18300 | 19200 | 104.9% | 2.32 | 0 | 10.5 |  |  |  | No | R-410A | 1.45 | Residential & Commercial | Ducted CEE Tier 1
211259983 | Central HP <5.4 tons | ARCOAIRE | HRCU-A-CB (Split System: Heat Pump with Remote Outdoor Unit-Air-Source) | DLCURAH18ABK |  |  | EA*4X19L17A* | *92ESN0401712A* | 18300 | 15.5 | 8.5 | 18400 | 17600 | 95.65% | 2.12 | 0 | 10.5 |  |  |  | No | R-410A | 1.525 | Residential & Commercial | Ducted CEE Tier 1
211260015 | Central HP <5.4 tons | ARCOAIRE | HRCU-A-CB (Split System: Heat Pump with Remote Outdoor Unit-Air-Source) | DLCURAH18ABK |  |  | EA*4X19L17A* | *80ESU0601716A | 19100 | 16.5 | 9 | 19000 | 17400 | 91.58% | 2.14 | 0 | 11 |  |  |  | No | R-410A | 1.5917 | Residential & Commercial | Ducted CEE Tier 1
211260031 | Central HP <5.4 tons | ARCOAIRE | HRCU-A-CB (Split System: Heat Pump with Remote Outdoor Unit-Air-Source) | DLCURAH18ABK |  |  | EA*4X19L17A* | OMV098J12* | 18800 | 16 | 8.5 | 18800 | 17500 | 93.09% | 2.12 | 0 | 11 |  |  |  | No | R-410A | 1.5667 | Residential & Commercial | Ducted CEE Tier 1
210473528 | Central HP <5.4 tons | ARCOAIRE | HRCU-A-CB (Split System: Heat Pump with Remote Outdoor Unit-Air-Source) | HVH825GKA3* |  |  | EA*4X48L24A*+WALLCON | *97CMN0602120A* | 24000 | 16.5 | 8.1 | 21000 | 16600 | 79.05% | 2 | 0 | 11 |  |  |  | No | R-410A | 2 | Residential & Commercial | Ducted CEE Tier 1
215935828 | Central HP <5.4 tons | ARCOAIRE | HRCU-A-CB (Split System: Heat Pump with Remote Outdoor Unit-Air-Source) | H5H3V36*K*AAA* |  |  | EVD5X38M17A*+WALLCON | *80CTL0451712B* | 35000 | 21 | 8.5 | 39000 | 29600 | 75.9% | 2 | 0 | 11.5 |  |  |  | No | R-454B | 2.9167 | Residential & Commercial | Ducted CEE Tier 1
215936548 | Central HP <5.4 tons | ARCOAIRE | HRCU-A-CB (Split System: Heat Pump with Remote Outdoor Unit-Air-Source) | H5H3V36*K*AAA* |  |  | EVD5X49M24A*+WALLCON | *96CTN1202422B* | 35600 | 22 | 8.5 | 38500 | 28400 | 73.77% | 2.04 | 0 | 12.5 |  |  |  | No | R-454B | 2.9667 | Residential & Commercial | Ducted CEE Tier 1
210474244 | Central HP <5.4 tons | ARCOAIRE | HRCU-A-CB (Split System: Heat Pump with Remote Outdoor Unit-Air-Source) | HVH825GKA3* |  |  | EHD4X42AAL+WALLCON | *95CSU1002122A* | 24200 | 16 | 8.1 | 21400 | 16600 | 77.57% | 2 | 0 | 11 |  |  |  | No | R-410A | 2.0167 | Residential & Commercial | Ducted CEE Tier 1
211260099 | Central HP <5.4 tons | ARCOAIRE | HRCU-A-CB (Split System: Heat Pump with Remote Outdoor Unit-Air-Source) | DLCURAH18ABK |  |  | EA*4X24L14A* | *96VSN0601412A* | 17800 | 16 | 8.5 | 18800 | 19000 | 101.1% | 2.28 | 0 | 10.5 |  |  |  | No | R-410A | 1.4833 | Residential & Commercial | Ducted CEE Tier 1
211261410 | Central HP <5.4 tons | ARCOAIRE | HRCU-A-CB (Split System: Heat Pump with Remote Outdoor Unit-Air-Source) | DLCURAH18ABK |  |  | EA*4X30L14A* | *95ESN0261410A* | 18100 | 15.5 | 8.5 | 18800 | 18500 | 98.4% | 2.22 | 0 | 10.5 |  |  |  | No | R-410A | 1.5083 | Residential & Commercial | Ducted CEE Tier 1
211261521 | Central HP <5.4 tons | ARCOAIRE | HRCU-A-CB (Split System: Heat Pump with Remote Outdoor Unit-Air-Source) | DLCURAH18ABK |  |  | EA*4X30L17A* | *80VSL0451412A* | 17900 | 16 | 8.5 | 18400 | 18500 | 100.5% | 2.22 | 0 | 10.5 |  |  |  | No | R-410A | 1.4917 | Residential & Commercial | Ducted CEE Tier 1
211261721 | Central HP <5.4 tons | ARCOAIRE | HRCU-A-CB (Split System: Heat Pump with Remote Outdoor Unit-Air-Source) | DLCURAH18ABK |  |  | EA*4X30L17A* | *80VSL0701716A* | 17600 | 16 | 8.5 | 18100 | 18600 | 102.8% | 2.24 | 0 | 10.5 |  |  |  | No | R-410A | 1.4667 | Residential & Commercial | Ducted CEE Tier 1
212975641 | Central HP <5.4 tons | PAYNE HEATING AND COOLING | HRCU-A-CB (Split System: Heat Pump with Remote Outdoor Unit-Air-Source) | 38MURAQ24AB3* |  |  | CAP**2417AL* | PG96VTAB36060A** | 23200 | 16.5 | 8.5 | 26800 | 26800 | 100% | 2.28 | 0 | 10 |  |  |  | No | R-410A | 1.9333 | Residential & Commercial | Ducted CEE Tier 1
212976419 | Central HP <5.4 tons | ARCOAIRE | HRCU-A-CB (Split System: Heat Pump with Remote Outdoor Unit-Air-Source) | DLCURAH24ABK |  |  | EN(A,D)4X36L21** | *96VTN0802120B* | 23800 | 17 | 8.5 | 26400 | 24000 | 90.91% | 1.98 | 0 | 10.5 |  |  |  | No | R-410A | 1.9833 | Residential & Commercial | Ducted CEE Tier 1
211241608 | Central HP <5.4 tons | ARCOAIRE | HRCU-A-CB (Split System: Heat Pump with Remote Outdoor Unit-Air-Source) | DLCURAH24ABK |  |  | EA*4X30L17A* | *96VTN0601412A* | 23400 | 16.5 | 8.5 | 26000 | 24000 | 92.31% | 1.98 | 0 | 10 |  |  |  | No | R-410A | 1.95 | Residential & Commercial | Ducted CEE Tier 1
211241431 | Central HP <5.4 tons | ARCOAIRE | HRCU-A-CB (Split System: Heat Pump with Remote Outdoor Unit-Air-Source) | DLCURAH24ABK |  |  | EA*4X30L17A* | *96VSN0801716A* | 24200 | 16.5 | 8.5 | 26400 | 23000 | 87.12% | 1.9 | 0 | 10 |  |  |  | No | R-410A | 2.0167 | Residential & Commercial | Ducted CEE Tier 1
211240511 | Central HP <5.4 tons | ARCOAIRE | HRCU-A-CB (Split System: Heat Pump with Remote Outdoor Unit-Air-Source) | DLCURAH24ABK |  |  | EA*4X24L17A* | *80VTL0451412A* | 24000 | 16.5 | 8.5 | 26800 | 24000 | 89.55% | 1.98 | 0 | 10 |  |  |  | No | R-410A | 2 | Residential & Commercial | Ducted CEE Tier 1
211241013 | Central HP <5.4 tons | ARCOAIRE | HRCU-A-CB (Split System: Heat Pump with Remote Outdoor Unit-Air-Source) | DLCURAH24ABK |  |  | EA*4X25L17A* | *95ESN0601412A* | 25000 | 16 | 8.5 | 26000 | 21000 | 80.77% | 1.76 | 0 | 10 |  |  |  | No | R-410A | 2.0833 | Residential & Commercial | Ducted CEE Tier 1
211240906 | Central HP <5.4 tons | ARCOAIRE | HRCU-A-CB (Split System: Heat Pump with Remote Outdoor Unit-Air-Source) | DLCURAH24ABK |  |  | EA*4X25L17A* | *80VSL0451716A* | 24800 | 16.5 | 8.5 | 25600 | 21200 | 82.81% | 1.78 | 0 | 10 |  |  |  | No | R-410A | 2.0667 | Residential & Commercial | Ducted CEE Tier 1
211240936 | Central HP <5.4 tons | ARCOAIRE | HRCU-A-CB (Split System: Heat Pump with Remote Outdoor Unit-Air-Source) | DLCURAH24ABK |  |  | EA*4X25L17A* | *80ESU0401712A* | 24600 | 17.5 | 8.5 | 25400 | 21200 | 83.46% | 1.8 | 0 | 10.5 |  |  |  | No | R-410A | 2.05 | Residential & Commercial | Ducted CEE Tier 1
211240961 | Central HP <5.4 tons | ARCOAIRE | HRCU-A-CB (Split System: Heat Pump with Remote Outdoor Unit-Air-Source) | DLCURAH24ABK |  |  | EA*4X25L17A* | *96VTN0401712A* | 23800 | 16 | 8.1 | 25200 | 21800 | 86.51% | 1.82 | 0 | 10 |  |  |  | No | R-410A | 1.9833 | Residential & Commercial | Ducted CEE Tier 1
212976034 | Central HP <5.4 tons | PAYNE HEATING AND COOLING | HRCU-A-CB (Split System: Heat Pump with Remote Outdoor Unit-Air-Source) | 38MURAQ24AB3* |  |  | CAP**3617AL* | PG96VTAB48080B** | 23600 | 17 | 8.5 | 26000 | 24200 | 93.08% | 2.02 | 0 | 10 |  |  |  | No | R-410A | 1.9667 | Residential & Commercial | Ducted CEE Tier 1
212976125 | Central HP <5.4 tons | PAYNE HEATING AND COOLING | HRCU-A-CB (Split System: Heat Pump with Remote Outdoor Unit-Air-Source) | 38MURAQ24AB3* |  |  | CNPV*3621AL* | PG96VTAB48080B** | 23400 | 16.5 | 8.1 | 25800 | 24200 | 93.8% | 2 | 0 | 10 |  |  |  | No | R-410A | 1.95 | Residential & Commercial | Ducted CEE Tier 1
212976402 | Central HP <5.4 tons | PAYNE HEATING AND COOLING | HRCU-A-CB (Split System: Heat Pump with Remote Outdoor Unit-Air-Source) | 38MURAQ24AB3* |  |  | CAP**3721AL* | PG96VTAB60080C** | 24400 | 17 | 8.5 | 25200 | 21400 | 84.92% | 1.8 | 0 | 10.5 |  |  |  | No | R-410A | 2.0333 | Residential & Commercial | Ducted CEE Tier 1
211261844 | Central HP <5.4 tons | ARCOAIRE | HRCU-A-CB (Split System: Heat Pump with Remote Outdoor Unit-Air-Source) | DLCURAH18ABK |  |  | EA*4X30L17A* | *95ESN0401410A* | 17900 | 15.5 | 8.5 | 18500 | 18500 | 100% | 2.22 | 0 | 10.5 |  |  |  | No | R-410A | 1.4917 | Residential & Commercial | Ducted CEE Tier 1
211227143 | Central HP <5.4 tons | PAYNE HEATING AND COOLING | HRCU-A-CB (Split System: Heat Pump with Remote Outdoor Unit-Air-Source) | 38MURAQ36AB3* |  |  | CAP**3721AL* | PG95ESUA60100C** | 36600 | 16 | 8.5 | 38500 | 34800 | 90.39% | 2.1 | 0 | 10 |  |  |  | No | R-410A | 3.05 | Residential & Commercial | Ducted CEE Tier 1
212976810 | Central HP <5.4 tons | ARCOAIRE | HRCU-A-CB (Split System: Heat Pump with Remote Outdoor Unit-Air-Source) | DLCURAH36ABK |  |  | EA*4X48L24A* | *96VTN1002120B* | 36000 | 16.5 | 8.5 | 37800 | 34800 | 92.06% | 2.04 | 0 | 10 |  |  |  | No | R-410A | 3 | Residential & Commercial | Ducted CEE Tier 1
212976528 | Central HP <5.4 tons | ARCOAIRE | HRCU-A-CB (Split System: Heat Pump with Remote Outdoor Unit-Air-Source) | DLCURAH36ABK |  |  | EA*4X48L24A* | *96VTN0802120B* | 35400 | 16.5 | 8.1 | 37800 | 34600 | 91.53% | 2 | 0 | 10 |  |  |  | No | R-410A | 2.95 | Residential & Commercial | Ducted CEE Tier 1
213075914 | Central HP <5.4 tons | ARCOAIRE | HRCU-A-CB (Split System: Heat Pump with Remote Outdoor Unit-Air-Source) | DLCURAH36ABK |  |  | EA*4X42L24A* | *95MSU1002120A* | 35600 | 16 | 8.1 | 38500 | 35200 | 91.43% | 1.9 | 0 | 10 |  |  |  | No | R-410A | 2.9667 | Residential & Commercial | Ducted CEE Tier 1
212972245 | Central HP <5.4 tons | ARCOAIRE | HRCU-A-CB (Split System: Heat Pump with Remote Outdoor Unit-Air-Source) | DLCURAH36ABK |  |  | EA*4X48L24A* | *80VTL0902120B* | 35800 | 16.5 | 8.5 | 37800 | 34600 | 91.53% | 2.02 | 0 | 10 |  |  |  | No | R-410A | 2.9833 | Residential & Commercial | Ducted CEE Tier 1
211227459 | Central HP <5.4 tons | PAYNE HEATING AND COOLING | HRCU-A-CB (Split System: Heat Pump with Remote Outdoor Unit-Air-Source) | 38MURAQ36AB3* |  |  | CAP**4221AL* | PG80VTLA48070B** | 35400 | 16 | 8.1 | 38500 | 35000 | 90.91% | 1.88 | 0 | 10 |  |  |  | No | R-410A | 2.95 | Residential & Commercial | Ducted CEE Tier 1
211228120 | Central HP <5.4 tons | PAYNE HEATING AND COOLING | HRCU-A-CB (Split System: Heat Pump with Remote Outdoor Unit-Air-Source) | 38MURAQ36AB3* |  |  | CAP**4224AL* | PG96VTAA60100C** | 35800 | 15.5 | 8.1 | 39500 | 35200 | 89.11% | 1.9 | 0 | 10 |  |  |  | No | R-410A | 2.9833 | Residential & Commercial | Ducted CEE Tier 1
211228236 | Central HP <5.4 tons | PAYNE HEATING AND COOLING | HRCU-A-CB (Split System: Heat Pump with Remote Outdoor Unit-Air-Source) | 38MURAQ36AB3* |  |  | CAP**4321AL* | PG80ES(A,L)A48070C** | 37200 | 15.5 | 8.5 | 38500 | 35000 | 90.91% | 2.12 | 0 | 10 |  |  |  | No | R-410A | 3.1 | Residential & Commercial | Ducted CEE Tier 1
213779022 | Central HP <5.4 tons | KEEPRITE | HRCU-A-CB (Split System: Heat Pump with Remote Outdoor Unit-Air-Source) | CVH837GKA** |  |  | EA*4X37L21A*+WALLCON | *97CMN1002122B* | 33000 | 17 | 8.5 | 32600 | 25000 | 76.69% | 1.98 | 0 | 11.5 |  |  |  | No | R-410A | 2.75 | Residential & Commercial | Ducted CEE Tier 1
211245647 | Central HP <5.4 tons | ARCOAIRE | HRCU-A-CB (Split System: Heat Pump with Remote Outdoor Unit-Air-Source) | DLCURAH24ABK |  |  | EN(A,D)4X36L21** | *80ES(N,L)1102120A* | 24800 | 16 | 8.5 | 26800 | 22200 | 82.84% | 1.82 | 0 | 10.5 |  |  |  | No | R-410A | 2.0667 | Residential & Commercial | Ducted CEE Tier 1
211245379 | Central HP <5.4 tons | ARCOAIRE | HRCU-A-CB (Split System: Heat Pump with Remote Outdoor Unit-Air-Source) | DLCURAH24ABK |  |  | EN(A,D)4X36L21** | *96VTN1002122A* | 23600 | 17 | 8.1 | 25800 | 23800 | 92.25% | 1.98 | 0 | 10.5 |  |  |  | No | R-410A | 1.9667 | Residential & Commercial | Ducted CEE Tier 1
210470390 | Central HP <5.4 tons | ARCOAIRE | HRCU-A-CB (Split System: Heat Pump with Remote Outdoor Unit-Air-Source) | HVH837GKA2* |  |  | EA*4X61L21A*+WALLCON | *95CSU1002122A* | 33200 | 18 | 8.5 | 32000 | 24800 | 77.5% | 2 | 0 | 11.5 |  |  |  | No | R-410A | 2.7667 | Residential & Commercial | Ducted CEE Tier 1
212975302 | Central HP <5.4 tons | ARCOAIRE | HRCU-A-CB (Split System: Heat Pump with Remote Outdoor Unit-Air-Source) | DLCURAH24ABK |  |  | EA*4X36L21A* | *96VTN0401712B* | 23400 | 16.5 | 8.5 | 26200 | 24200 | 92.37% | 2 | 0 | 10 |  |  |  | No | R-410A | 1.95 | Residential & Commercial | Ducted CEE Tier 1
212975269 | Central HP <5.4 tons | ARCOAIRE | HRCU-A-CB (Split System: Heat Pump with Remote Outdoor Unit-Air-Source) | DLCURAH24ABK |  |  | EA*4X25L17A* | *96VTN0401712B* | 24200 | 16 | 8.5 | 25400 | 21800 | 85.83% | 1.8 | 0 | 10 |  |  |  | No | R-410A | 2.0167 | Residential & Commercial | Ducted CEE Tier 1
212969839 | Central HP <5.4 tons | ARCOAIRE | HRCU-A-CB (Split System: Heat Pump with Remote Outdoor Unit-Air-Source) | DLCURAH24ABK |  |  | EN(A,D,W)4X36L17** | *80VSL0451412B* | 23600 | 17 | 8.5 | 26200 | 24600 | 93.89% | 2.04 | 0 | 10.5 |  |  |  | No | R-410A | 1.9667 | Residential & Commercial | Ducted CEE Tier 1
214229003 | Central HP <5.4 tons | PAYNE HEATING AND COOLING | HRCU-A-CB (Split System: Heat Pump with Remote Outdoor Unit-Air-Source) | 38MURAQ18AB3* |  |  | CAP**3017AL* | PG80MSUA48060B** | 17800 | 16.5 | 8.5 | 18400 | 18500 | 100.5% | 2.24 | 0 | 10.5 |  |  |  | No | R-410A | 1.4833 | Residential & Commercial | Ducted CEE Tier 1
212975443 | Central HP <5.4 tons | PAYNE HEATING AND COOLING | HRCU-A-CB (Split System: Heat Pump with Remote Outdoor Unit-Air-Source) | 38MURAQ18AB3* |  |  | CNPV*1814AL* | PG96VTAB36060A** | 17300 | 16 | 8.5 | 18500 | 19800 | 107% | 2.38 | 0 | 10.5 |  |  |  | No | R-410A | 1.4417 | Residential & Commercial | Ducted CEE Tier 1
212977708 | Central HP <5.4 tons | PAYNE HEATING AND COOLING | HRCU-A-CB (Split System: Heat Pump with Remote Outdoor Unit-Air-Source) | 38MURAQ18AB3* |  |  | CAP**1917AL* | PG80MS(A,L)A36045A** | 18000 | 16.5 | 8.5 | 17900 | 17800 | 99.44% | 2.16 | 0 | 11 |  |  |  | No | R-410A | 1.5 | Residential & Commercial | Ducted CEE Tier 1
215935738 | Central HP <5.4 tons | ARCOAIRE | HRCU-A-CB (Split System: Heat Pump with Remote Outdoor Unit-Air-Source) | H5H3V36*K*AAA* |  |  | EVD5X36M21A*+WALLCON | *97CMN0802120B* | 34400 | 20.5 | 8.5 | 38500 | 28200 | 73.25% | 2.04 | 0 | 11.7 |  |  |  | No | R-454B | 2.8667 | Residential & Commercial | Ducted CEE Tier 1
215936188 | Central HP <5.4 tons | ARCOAIRE | HRCU-A-CB (Split System: Heat Pump with Remote Outdoor Unit-Air-Source) | H5H3V36*K*AAA* |  |  | EVD5X42M24A*+WALLCON | *80CTL1352422B* | 35600 | 22 | 8.5 | 38000 | 28400 | 74.74% | 2.04 | 0 | 12.5 |  |  |  | No | R-454B | 2.9667 | Residential & Commercial | Ducted CEE Tier 1
215936138 | Central HP <5.4 tons | ARCOAIRE | HRCU-A-CB (Split System: Heat Pump with Remote Outdoor Unit-Air-Source) | H5H3V36*K*AAA* |  |  | EVD5X42M21A*+WALLCON | *96CTN1002122B* | 34400 | 21 | 8.5 | 38500 | 28000 | 72.73% | 2.06 | 0 | 12 |  |  |  | No | R-454B | 2.8667 | Residential & Commercial | Ducted CEE Tier 1
215936038 | Central HP <5.4 tons | ARCOAIRE | HRCU-A-CB (Split System: Heat Pump with Remote Outdoor Unit-Air-Source) | H5H3V36*K*AAA* |  |  | EVD5X42M21A*+WALLCON | *95CSU0601716B* | 34200 | 20.5 | 8.5 | 39000 | 28600 | 73.33% | 2.04 | 0 | 11.5 |  |  |  | No | R-454B | 2.85 | Residential & Commercial | Ducted CEE Tier 1
214573979 | Central HP <5.4 tons | BRYANT HEATING AND COOLING SYSTEMS | HRCU-A-CB (Split System: Heat Pump with Remote Outdoor Unit-Air-Source) | 288BNV037*0**B* |  |  | CAP**4824AL*+UI | 935CB60080C21*** | 32200 | 17.5 | 8.5 | 32400 | 25000 | 77.16% | 1.98 | 0 | 11 |  |  |  | No | R-410A | 2.6833 | Residential & Commercial | Ducted CEE Tier 1
214574029 | Central HP <5.4 tons | BRYANT HEATING AND COOLING SYSTEMS | HRCU-A-CB (Split System: Heat Pump with Remote Outdoor Unit-Air-Source) | 288BNV037*0**B* |  |  | CAP**6024AL*+UI | 88*TB60070C21*** | 32800 | 17.5 | 8.5 | 31600 | 24800 | 78.48% | 1.98 | 0 | 11.5 |  |  |  | No | R-410A | 2.7333 | Residential & Commercial | Ducted CEE Tier 1
211228343 | Central HP <5.4 tons | PAYNE HEATING AND COOLING | HRCU-A-CB (Split System: Heat Pump with Remote Outdoor Unit-Air-Source) | 38MURAQ36AB3* |  |  | CAP**4321AL* | PG80ESUA48060B** | 37200 | 16 | 8.5 | 38500 | 34800 | 90.39% | 2.12 | 0 | 10 |  |  |  | No | R-410A | 3.1 | Residential & Commercial | Ducted CEE Tier 1
211228388 | Central HP <5.4 tons | PAYNE HEATING AND COOLING | HRCU-A-CB (Split System: Heat Pump with Remote Outdoor Unit-Air-Source) | 38MURAQ36AB3* |  |  | CAP**4321AL* | PG80VTLA60090C** | 36200 | 16 | 8.5 | 38500 | 34800 | 90.39% | 2.06 | 0 | 10 |  |  |  | No | R-410A | 3.0167 | Residential & Commercial | Ducted CEE Tier 1
211228972 | Central HP <5.4 tons | PAYNE HEATING AND COOLING | HRCU-A-CB (Split System: Heat Pump with Remote Outdoor Unit-Air-Source) | 38MURAQ36AB3* |  |  | CAP**4821AL* | PG92ESAA48080B** | 36000 | 16 | 8.5 | 38500 | 34600 | 89.87% | 2.06 | 0 | 10 |  |  |  | No | R-410A | 3 | Residential & Commercial | Ducted CEE Tier 1
211229047 | Central HP <5.4 tons | PAYNE HEATING AND COOLING | HRCU-A-CB (Split System: Heat Pump with Remote Outdoor Unit-Air-Source) | 38MURAQ36AB3* |  |  | CAP**4821AL* | PG95ESAA60100C** | 36400 | 15.5 | 8.5 | 38500 | 34800 | 90.39% | 2.08 | 0 | 10 |  |  |  | No | R-410A | 3.0333 | Residential & Commercial | Ducted CEE Tier 1
211229897 | Central HP <5.4 tons | PAYNE HEATING AND COOLING | HRCU-A-CB (Split System: Heat Pump with Remote Outdoor Unit-Air-Source) | 38MURAQ36AB3* |  |  | CNPV*4821AL* | PG80ES(A,L)A36045B** | 35800 | 15.5 | 8.1 | 38500 | 35000 | 90.91% | 2 | 0 | 10 |  |  |  | No | R-410A | 2.9833 | Residential & Commercial | Ducted CEE Tier 1
211229933 | Central HP <5.4 tons | PAYNE HEATING AND COOLING | HRCU-A-CB (Split System: Heat Pump with Remote Outdoor Unit-Air-Source) | 38MURAQ36AB3* |  |  | CNPV*4821AL* | PG80ES(A,L)A42090B** | 36600 | 16 | 8.1 | 39500 | 35000 | 88.61% | 2.04 | 0 | 10.5 |  |  |  | No | R-410A | 3.05 | Residential & Commercial | Ducted CEE Tier 1
211261208 | Central HP <5.4 tons | ARCOAIRE | HRCU-A-CB (Split System: Heat Pump with Remote Outdoor Unit-Air-Source) | DLCURAH18ABK |  |  | EA*4X25L17A* | OLV098A12* | 18600 | 16 | 8.5 | 18600 | 17400 | 93.55% | 2.12 | 0 | 11 |  |  |  | No | R-410A | 1.55 | Residential & Commercial | Ducted CEE Tier 1
211260760 | Central HP <5.4 tons | ARCOAIRE | HRCU-A-CB (Split System: Heat Pump with Remote Outdoor Unit-Air-Source) | DLCURAH18ABK |  |  | EA*4X25L17A* | *95ESU0401712A* | 18200 | 16.5 | 8.5 | 18000 | 17600 | 97.78% | 2.12 | 0 | 11 |  |  |  | No | R-410A | 1.5167 | Residential & Commercial | Ducted CEE Tier 1
211245816 | Central HP <5.4 tons | PAYNE HEATING AND COOLING | HRCU-A-CB (Split System: Heat Pump with Remote Outdoor Unit-Air-Source) | 38MURAQ24AB3* |  |  | FB4CNP030L |  | 24000 | 17 | 8.5 | 26200 | 23400 | 89.31% | 1.94 | 0 | 10 |  |  |  | No | R-410A | 2 | Residential & Commercial | Ducted CEE Tier 1
212978092 | Central HP <5.4 tons | PAYNE HEATING AND COOLING | HRCU-A-CB (Split System: Heat Pump with Remote Outdoor Unit-Air-Source) | 38MURAQ24AB3* |  |  | CAP**2417AL* | PG80MS(A,L)A36070A** | 23400 | 17 | 9 | 26800 | 26400 | 98.51% | 2.24 | 0 | 10 |  |  |  | No | R-410A | 1.95 | Residential & Commercial | Ducted CEE Tier 1
212978212 | Central HP <5.4 tons | PAYNE HEATING AND COOLING | HRCU-A-CB (Split System: Heat Pump with Remote Outdoor Unit-Air-Source) | 38MURAQ24AB3* |  |  | CNPV*3617AL* | PG80MS(A,L)A36070A** | 23600 | 17 | 8.1 | 26000 | 24000 | 92.31% | 2 | 0 | 10.5 |  |  |  | No | R-410A | 1.9667 | Residential & Commercial | Ducted CEE Tier 1
212984627 | Central HP <5.4 tons | PAYNE HEATING AND COOLING | HRCU-A-CB (Split System: Heat Pump with Remote Outdoor Unit-Air-Source) | 38MURAQ24AB3* |  |  | CAP**3717AL* | PG92MSAA48080B** | 24400 | 17.5 | 8.5 | 25400 | 21800 | 85.83% | 1.82 | 0 | 10.5 |  |  |  | No | R-410A | 2.0333 | Residential & Commercial | Ducted CEE Tier 1
212978798 | Central HP <5.4 tons | PAYNE HEATING AND COOLING | HRCU-A-CB (Split System: Heat Pump with Remote Outdoor Unit-Air-Source) | 38MURAQ18AB3* |  |  | CNPV*3017AL* | PG80MS(A,L)A36070B** | 17700 | 16.5 | 8.1 | 18200 | 18600 | 102.2% | 2.24 | 0 | 11 |  |  |  | No | R-410A | 1.475 | Residential & Commercial | Ducted CEE Tier 1
211261973 | Central HP <5.4 tons | PAYNE HEATING AND COOLING | HRCU-A-CB (Split System: Heat Pump with Remote Outdoor Unit-Air-Source) | 38MURAQ18AB3* |  |  | CAP**3017AL* | PG96VTAA42060B** | 17800 | 16 | 8.5 | 18400 | 18500 | 100.5% | 2.22 | 0 | 10.5 |  |  |  | No | R-410A | 1.4833 | Residential & Commercial | Ducted CEE Tier 1
211262092 | Central HP <5.4 tons | PAYNE HEATING AND COOLING | HRCU-A-CB (Split System: Heat Pump with Remote Outdoor Unit-Air-Source) | 38MURAQ18AB3* |  |  | CAP**3017AL* | PG92ESAA42060B** | 17900 | 16.5 | 8.5 | 18300 | 18500 | 101.1% | 2.22 | 0 | 10.5 |  |  |  | No | R-410A | 1.4917 | Residential & Commercial | Ducted CEE Tier 1
214229171 | Central HP <5.4 tons | ARCOAIRE | HRCU-A-CB (Split System: Heat Pump with Remote Outdoor Unit-Air-Source) | DLCURAH24ABK |  |  | EA*4X37L17A* | *80MSU0601716A* | 24000 | 17.5 | 8.5 | 25600 | 21600 | 84.38% | 1.82 | 0 | 10 |  |  |  | No | R-410A | 2 | Residential & Commercial | Ducted CEE Tier 1
212971625 | Central HP <5.4 tons | ARCOAIRE | HRCU-A-CB (Split System: Heat Pump with Remote Outdoor Unit-Air-Source) | DLCURAH24ABK |  |  | EA*4X24L17A* | *80VTL0701716B* | 23400 | 17 | 8.5 | 27000 | 26200 | 97.04% | 2.22 | 0 | 10 |  |  |  | No | R-410A | 1.95 | Residential & Commercial | Ducted CEE Tier 1
212971174 | Central HP <5.4 tons | ARCOAIRE | HRCU-A-CB (Split System: Heat Pump with Remote Outdoor Unit-Air-Source) | DLCURAH24ABK |  |  | EA*4X36L17A* | *80VTL0451412B* | 23600 | 17 | 8.5 | 26000 | 24200 | 93.08% | 2 | 0 | 10 |  |  |  | No | R-410A | 1.9667 | Residential & Commercial | Ducted CEE Tier 1
210470555 | Central HP <5.4 tons | ARCOAIRE | HRCU-A-CB (Split System: Heat Pump with Remote Outdoor Unit-Air-Source) | HVH837GKA2* |  |  | EA*4X61L24A*+WALLCON | *80CTL0902120A* | 33200 | 18 | 8.5 | 32000 | 24800 | 77.5% | 2 | 0 | 12 |  |  |  | No | R-410A | 2.7667 | Residential & Commercial | Ducted CEE Tier 1
212975007 | Central HP <5.4 tons | ARCOAIRE | HRCU-A-CB (Split System: Heat Pump with Remote Outdoor Unit-Air-Source) | DLCURAH24ABK |  |  | EN(A,D)4X24L14** | *96VTN0401410B* | 23200 | 15.5 | 8.5 | 27000 | 25000 | 92.59% | 2.06 | 0 | 10 |  |  |  | No | R-410A | 1.9333 | Residential & Commercial | Ducted CEE Tier 1
212976127 | Central HP <5.4 tons | ARCOAIRE | HRCU-A-CB (Split System: Heat Pump with Remote Outdoor Unit-Air-Source) | DLCURAH24ABK |  |  | EN(A,D)4X36L21** | *96VTN0801716B* | 23400 | 16.5 | 8.1 | 25800 | 24200 | 93.8% | 2 | 0 | 10 |  |  |  | No | R-410A | 1.95 | Residential & Commercial | Ducted CEE Tier 1
212976693 | Central HP <5.4 tons | ARCOAIRE | HRCU-A-CB (Split System: Heat Pump with Remote Outdoor Unit-Air-Source) | DLCURAH24ABK |  |  | EN(A,D)4X36L21** | *96VTN1002120B* | 23600 | 17 | 8.5 | 26200 | 24600 | 93.89% | 2.04 | 0 | 10.5 |  |  |  | No | R-410A | 1.9667 | Residential & Commercial | Ducted CEE Tier 1
212984411 | Central HP <5.4 tons | PAYNE HEATING AND COOLING | HRCU-A-CB (Split System: Heat Pump with Remote Outdoor Unit-Air-Source) | 38MURAQ36AB3* |  |  | CAP**4821AL* | PG92MSAA48080B** | 35800 | 16.5 | 8.5 | 37800 | 34600 | 91.53% | 2.02 | 0 | 10 |  |  |  | No | R-410A | 2.9833 | Residential & Commercial | Ducted CEE Tier 1
211230838 | Central HP <5.4 tons | PAYNE HEATING AND COOLING | HRCU-A-CB (Split System: Heat Pump with Remote Outdoor Unit-Air-Source) | 38MURAQ36AB3* |  |  | FB4CNP042L |  | 37000 | 16 | 8.1 | 38500 | 34800 | 90.39% | 2 | 0 | 10 |  |  |  | No | R-410A | 3.0833 | Residential & Commercial | Ducted CEE Tier 1
211259918 | Central HP <5.4 tons | PAYNE HEATING AND COOLING | HRCU-A-CB (Split System: Heat Pump with Remote Outdoor Unit-Air-Source) | 38MURAQ18AB3* |  |  | CAP**1917AL* | PG80ES(A,L)A36070B** | 18600 | 16.5 | 8.5 | 18400 | 17500 | 95.11% | 2.14 | 0 | 11 |  |  |  | No | R-410A | 1.55 | Residential & Commercial | Ducted CEE Tier 1
211260137 | Central HP <5.4 tons | PAYNE HEATING AND COOLING | HRCU-A-CB (Split System: Heat Pump with Remote Outdoor Unit-Air-Source) | 38MURAQ18AB3* |  |  | CAP**2414AL* | PG95ESAA36060A** | 17800 | 16 | 8.5 | 18700 | 19000 | 101.6% | 2.28 | 0 | 10.5 |  |  |  | No | R-410A | 1.4833 | Residential & Commercial | Ducted CEE Tier 1
211261006 | Central HP <5.4 tons | PAYNE HEATING AND COOLING | HRCU-A-CB (Split System: Heat Pump with Remote Outdoor Unit-Air-Source) | 38MURAQ18AB3* |  |  | CAP**2517AL* | PG80ES(A,L)A36070B** | 18600 | 16.5 | 8.5 | 18400 | 17400 | 94.57% | 2.12 | 0 | 11 |  |  |  | No | R-410A | 1.55 | Residential & Commercial | Ducted CEE Tier 1
211261020 | Central HP <5.4 tons | PAYNE HEATING AND COOLING | HRCU-A-CB (Split System: Heat Pump with Remote Outdoor Unit-Air-Source) | 38MURAQ18AB3* |  |  | CAP**2517AL* | PG92ESAA36060A** | 18700 | 16.5 | 8.5 | 18500 | 17400 | 94.05% | 2.12 | 0 | 11 |  |  |  | No | R-410A | 1.5583 | Residential & Commercial | Ducted CEE Tier 1
211261322 | Central HP <5.4 tons | PAYNE HEATING AND COOLING | HRCU-A-CB (Split System: Heat Pump with Remote Outdoor Unit-Air-Source) | 38MURAQ18AB3* |  |  | CAP**3014AL* | PG95ESAA30040A** | 17900 | 15.5 | 8.5 | 18500 | 18500 | 100% | 2.22 | 0 | 10.5 |  |  |  | No | R-410A | 1.4917 | Residential & Commercial | Ducted CEE Tier 1
210474030 | Central HP <5.4 tons | ARCOAIRE | HRCU-A-CB (Split System: Heat Pump with Remote Outdoor Unit-Air-Source) | HVH825GKA3* |  |  | EN(A,D,W)4X48L21**+WALLCON | *96CTN1002122A* | 24200 | 17 | 8.1 | 21400 | 16600 | 77.57% | 2.02 | 0 | 11.5 |  |  |  | No | R-410A | 2.0167 | Residential & Commercial | Ducted CEE Tier 1
212970874 | Central HP <5.4 tons | ARCOAIRE | HRCU-A-CB (Split System: Heat Pump with Remote Outdoor Unit-Air-Source) | DLCURAH18ABK |  |  | EA*4X24L17A* | *80VTL0451412B* | 17700 | 16.5 | 8.5 | 18600 | 19300 | 103.8% | 2.32 | 0 | 10.5 |  |  |  | No | R-410A | 1.475 | Residential & Commercial | Ducted CEE Tier 1
210473198 | Central HP <5.4 tons | ARCOAIRE | HRCU-A-CB (Split System: Heat Pump with Remote Outdoor Unit-Air-Source) | HVH825GKA3* |  |  | EA*4X43L21A*+WALLCON | *97CMN0601714A* | 24200 | 16.5 | 8.1 | 21200 | 16800 | 79.25% | 2 | 0 | 11 |  |  |  | No | R-410A | 2.0167 | Residential & Commercial | Ducted CEE Tier 1
210474585 | Central HP <5.4 tons | ARCOAIRE | HRCU-A-CB (Split System: Heat Pump with Remote Outdoor Unit-Air-Source) | HVH825GKA3* |  |  | EHD4X48AAL+WALLCON | *97CMN0801714A* | 24200 | 16 | 8.1 | 21400 | 16700 | 78.04% | 2 | 0 | 10.5 |  |  |  | No | R-410A | 2.0167 | Residential & Commercial | Ducted CEE Tier 1
210474398 | Central HP <5.4 tons | ARCOAIRE | HRCU-A-CB (Split System: Heat Pump with Remote Outdoor Unit-Air-Source) | HVH825GKA3* |  |  | EHD4X42AAL+WALLCON | *96CTN1002122A* | 24200 | 16 | 8.1 | 21400 | 16600 | 77.57% | 2 | 0 | 10.5 |  |  |  | No | R-410A | 2.0167 | Residential & Commercial | Ducted CEE Tier 1
210473297 | Central HP <5.4 tons | ARCOAIRE | HRCU-A-CB (Split System: Heat Pump with Remote Outdoor Unit-Air-Source) | HVH825GKA3* |  |  | EA*4X48L21A*+WALLCON | *80CSU0401712A* | 24200 | 17 | 8.1 | 21000 | 16500 | 78.57% | 2.02 | 0 | 11 |  |  |  | No | R-410A | 2.0167 | Residential & Commercial | Ducted CEE Tier 1
212970689 | Central HP <5.4 tons | ARCOAIRE | HRCU-A-CB (Split System: Heat Pump with Remote Outdoor Unit-Air-Source) | DLCURAH36ABK |  |  | EA*4X48L21A* | *80VSL0902120B* | 35600 | 16.5 | 8.5 | 38500 | 34600 | 89.87% | 2.02 | 0 | 10 |  |  |  | No | R-410A | 2.9667 | Residential & Commercial | Ducted CEE Tier 1
212974055 | Central HP <5.4 tons | ARCOAIRE | HRCU-A-CB (Split System: Heat Pump with Remote Outdoor Unit-Air-Source) | DLCURAH36ABK |  |  | EA*4X48L21A* | *96VSN0801716B* | 35400 | 16 | 8.1 | 37800 | 34800 | 92.06% | 2 | 0 | 10 |  |  |  | No | R-410A | 2.95 | Residential & Commercial | Ducted CEE Tier 1
213076643 | Central HP <5.4 tons | ARCOAIRE | HRCU-A-CB (Split System: Heat Pump with Remote Outdoor Unit-Air-Source) | DLCURAH36ABK |  |  | EA*4X37L21A* | *80VTL0902120B* | 36600 | 16 | 8.5 | 38500 | 35000 | 90.91% | 2.08 | 0 | 10 |  |  |  | No | R-410A | 3.05 | Residential & Commercial | Ducted CEE Tier 1
213079661 | Central HP <5.4 tons | PAYNE HEATING AND COOLING | HRCU-A-CB (Split System: Heat Pump with Remote Outdoor Unit-Air-Source) | 38MURAQ36AB3* |  |  | CAP**4221AL* | PG92MSAA60080C** | 35200 | 16.5 | 8.1 | 38500 | 35000 | 90.91% | 1.88 | 0 | 10 |  |  |  | No | R-410A | 2.9333 | Residential & Commercial | Ducted CEE Tier 1
213080245 | Central HP <5.4 tons | PAYNE HEATING AND COOLING | HRCU-A-CB (Split System: Heat Pump with Remote Outdoor Unit-Air-Source) | 38MURAQ36AB3* |  |  | CNPV*4821AL* | PG96MSAA60080C** | 36200 | 16 | 8.1 | 38500 | 35000 | 90.91% | 2.02 | 0 | 10 |  |  |  | No | R-410A | 3.0167 | Residential & Commercial | Ducted CEE Tier 1
213080470 | Central HP <5.4 tons | PAYNE HEATING AND COOLING | HRCU-A-CB (Split System: Heat Pump with Remote Outdoor Unit-Air-Source) | 38MURAQ36AB3* |  |  | CNPV*4824AL* | PG96MSAA66120D** | 35800 | 16.5 | 8.1 | 38500 | 35000 | 90.91% | 2 | 0 | 10 |  |  |  | No | R-410A | 2.9833 | Residential & Commercial | Ducted CEE Tier 1
210471138 | Central HP <5.4 tons | ARCOAIRE | HRCU-A-CB (Split System: Heat Pump with Remote Outdoor Unit-Air-Source) | HVH837GKA2* |  |  | EHD4X60AAL+WALLCON | *80CSU0401712A* | 33000 | 17 | 8.1 | 32200 | 24800 | 77.02% | 1.98 | 0 | 11 |  |  |  | No | R-410A | 2.75 | Residential & Commercial | Ducted CEE Tier 1
214229204 | Central HP <5.4 tons | ARCOAIRE | HRCU-A-CB (Split System: Heat Pump with Remote Outdoor Unit-Air-Source) | DLCURAH24ABK |  |  | EN(A,D,W)4X36L17** | *80MSU0601716A* | 23600 | 17 | 8.5 | 25600 | 24000 | 93.75% | 2 | 0 | 10.5 |  |  |  | No | R-410A | 1.9667 | Residential & Commercial | Ducted CEE Tier 1
210471259 | Central HP <5.4 tons | ARCOAIRE | HRCU-A-CB (Split System: Heat Pump with Remote Outdoor Unit-Air-Source) | HVH837GKA2* |  |  | EHD4X60AAL+WALLCON | *97CMN1202422A* | 33000 | 17 | 8.1 | 32200 | 25000 | 77.64% | 2 | 0 | 11 |  |  |  | No | R-410A | 2.75 | Residential & Commercial | Ducted CEE Tier 1
210471292 | Central HP <5.4 tons | ARCOAIRE | HRCU-A-CB (Split System: Heat Pump with Remote Outdoor Unit-Air-Source) | HVH837GKA2* |  |  | EHD4X60AAL+WALLCON | *80CTL0701412A* | 32800 | 17 | 8.1 | 32400 | 25000 | 77.16% | 2 | 0 | 11 |  |  |  | No | R-410A | 2.7333 | Residential & Commercial | Ducted CEE Tier 1
210470957 | Central HP <5.4 tons | ARCOAIRE | HRCU-A-CB (Split System: Heat Pump with Remote Outdoor Unit-Air-Source) | HVH837GKA2* |  |  | EN(A,D,W)4X60L24**+WALLCON | *97CMN1002122A* | 32800 | 18 | 8.1 | 32200 | 24600 | 76.4% | 1.98 | 0 | 12 |  |  |  | No | R-410A | 2.7333 | Residential & Commercial | Ducted CEE Tier 1
213307888 | Central HP <5.4 tons | LG | HRCU-A-CB (Split System: Heat Pump with Remote Outdoor Unit-Air-Source) | LUU420HV |  |  | C74B(A,H)MX48C-C | FG7TC080D-V35C | 42000 | 17.2 | 9.3 | 45000 | 38000 | 84.44% | 1.82 | 0 | 11.7 |  |  |  | No | R-410A | 3.5 | Residential & Commercial | Ducted CEE Tier 1
210473044 | Central HP <5.4 tons | ARCOAIRE | HRCU-A-CB (Split System: Heat Pump with Remote Outdoor Unit-Air-Source) | HVH825GKA3* |  |  | EA*4X42L24A*+WALLCON | *97CMN1002122A* | 23800 | 16.5 | 8.1 | 21400 | 16600 | 77.57% | 1.96 | 0 | 11 |  |  |  | No | R-410A | 1.9833 | Residential & Commercial | Ducted CEE Tier 1
210473700 | Central HP <5.4 tons | ARCOAIRE | HRCU-A-CB (Split System: Heat Pump with Remote Outdoor Unit-Air-Source) | HVH825GKA3* |  |  | END4X42L17**+WALLCON | *80CTL0901716A* | 24000 | 17 | 8.1 | 21400 | 16600 | 77.57% | 2 | 0 | 11.5 |  |  |  | No | R-410A | 2 | Residential & Commercial | Ducted CEE Tier 1
212975322 | Central HP <5.4 tons | PAYNE HEATING AND COOLING | HRCU-A-CB (Split System: Heat Pump with Remote Outdoor Unit-Air-Source) | 38MURAQ24AB3* |  |  | CAP**3721AL* | PG96VTAB36040B** | 24200 | 16.5 | 8.5 | 25400 | 21600 | 85.04% | 1.8 | 0 | 10 |  |  |  | No | R-410A | 2.0167 | Residential & Commercial | Ducted CEE Tier 1
212975333 | Central HP <5.4 tons | PAYNE HEATING AND COOLING | HRCU-A-CB (Split System: Heat Pump with Remote Outdoor Unit-Air-Source) | 38MURAQ24AB3* |  |  | CNPV*2417AL* | PG96VTAB36040B** | 23200 | 15.5 | 8.5 | 27000 | 25000 | 92.59% | 2.06 | 0 | 10 |  |  |  | No | R-410A | 1.9333 | Residential & Commercial | Ducted CEE Tier 1
212976060 | Central HP <5.4 tons | PAYNE HEATING AND COOLING | HRCU-A-CB (Split System: Heat Pump with Remote Outdoor Unit-Air-Source) | 38MURAQ24AB3* |  |  | CAP**3717AL* | PG96VTAB48080B** | 24200 | 17 | 8.5 | 25800 | 22200 | 86.05% | 1.84 | 0 | 10 |  |  |  | No | R-410A | 2.0167 | Residential & Commercial | Ducted CEE Tier 1
210473495 | Central HP <5.4 tons | ARCOAIRE | HRCU-A-CB (Split System: Heat Pump with Remote Outdoor Unit-Air-Source) | HVH825GKA3* |  |  | EA*4X48L24A*+WALLCON | *97CMN1002122A* | 24200 | 16.5 | 8.1 | 21000 | 16500 | 78.57% | 2.02 | 0 | 11 |  |  |  | No | R-410A | 2.0167 | Residential & Commercial | Ducted CEE Tier 1
210473011 | Central HP <5.4 tons | ARCOAIRE | HRCU-A-CB (Split System: Heat Pump with Remote Outdoor Unit-Air-Source) | HVH825GKA3* |  |  | EA*4X42L24A*+WALLCON | *80CSU1002120A* | 23800 | 16.5 | 8.1 | 21400 | 16600 | 77.57% | 1.94 | 0 | 10.5 |  |  |  | No | R-410A | 1.9833 | Residential & Commercial | Ducted CEE Tier 1
210470489 | Central HP <5.4 tons | ARCOAIRE | HRCU-A-CB (Split System: Heat Pump with Remote Outdoor Unit-Air-Source) | HVH837GKA2* |  |  | EA*4X61L21A*+WALLCON | *96CTN1002122A* | 33200 | 17.5 | 8.5 | 32000 | 24800 | 77.5% | 2 | 0 | 12 |  |  |  | No | R-410A | 2.7667 | Residential & Commercial | Ducted CEE Tier 1
210470522 | Central HP <5.4 tons | ARCOAIRE | HRCU-A-CB (Split System: Heat Pump with Remote Outdoor Unit-Air-Source) | HVH837GKA2* |  |  | EA*4X61L24A*+WALLCON | *95CSU0802120A* | 33200 | 18 | 8.5 | 32000 | 24800 | 77.5% | 2 | 0 | 11.5 |  |  |  | No | R-410A | 2.7667 | Residential & Commercial | Ducted CEE Tier 1
210470902 | Central HP <5.4 tons | ARCOAIRE | HRCU-A-CB (Split System: Heat Pump with Remote Outdoor Unit-Air-Source) | HVH837GKA2* |  |  | EN(A,D,W)4X60L24**+WALLCON | *80CSU1002120A* | 32800 | 17.5 | 8.1 | 32200 | 24600 | 76.4% | 1.96 | 0 | 11.7 |  |  |  | No | R-410A | 2.7333 | Residential & Commercial | Ducted CEE Tier 1
210471127 | Central HP <5.4 tons | ARCOAIRE | HRCU-A-CB (Split System: Heat Pump with Remote Outdoor Unit-Air-Source) | HVH837GKA2* |  |  | EHD4X60AAL+WALLCON | *95CSU1002122A* | 33000 | 17 | 8.1 | 32200 | 24800 | 77.02% | 2.02 | 0 | 11.5 |  |  |  | No | R-410A | 2.75 | Residential & Commercial | Ducted CEE Tier 1
210470059 | Central HP <5.4 tons | ARCOAIRE | HRCU-A-CB (Split System: Heat Pump with Remote Outdoor Unit-Air-Source) | HVH837GKA2* |  |  | EA*4X36L21A*+WALLCON | *95CSU0802120A* | 31600 | 17 | 8.1 | 33200 | 24200 | 72.89% | 1.86 | 0 | 11 |  |  |  | No | R-410A | 2.6333 | Residential & Commercial | Ducted CEE Tier 1
211244581 | Central HP <5.4 tons | ARCOAIRE | HRCU-A-CB (Split System: Heat Pump with Remote Outdoor Unit-Air-Source) | DLCURAH24ABK |  |  | EN(A,D)4X30L17** | *96VTN0801716A* | 24200 | 16.5 | 8.1 | 26200 | 23000 | 87.79% | 1.9 | 0 | 10.5 |  |  |  | No | R-410A | 2.0167 | Residential & Commercial | Ducted CEE Tier 1
213781489 | Central HP <5.4 tons | ARCOAIRE | HRCU-A-CB (Split System: Heat Pump with Remote Outdoor Unit-Air-Source) | HVH837GKA2* |  |  | EA*4X60L24A*+WALLCON | *80CTL1352422B* | 32800 | 17.5 | 8.1 | 31800 | 24600 | 77.36% | 1.98 | 0 | 11.5 |  |  |  | No | R-410A | 2.7333 | Residential & Commercial | Ducted CEE Tier 1
210472813 | Central HP <5.4 tons | ARCOAIRE | HRCU-A-CB (Split System: Heat Pump with Remote Outdoor Unit-Air-Source) | HVH825GKA3* |  |  | EA*4X42L21A*+WALLCON | *95CSU0601716A* | 23600 | 16.5 | 8.1 | 21400 | 16700 | 78.04% | 1.94 | 0 | 10.5 |  |  |  | No | R-410A | 1.9667 | Residential & Commercial | Ducted CEE Tier 1
210472879 | Central HP <5.4 tons | ARCOAIRE | HRCU-A-CB (Split System: Heat Pump with Remote Outdoor Unit-Air-Source) | HVH825GKA3* |  |  | EA*4X42L21A*+WALLCON | *80CTL0451712A* | 23600 | 16.5 | 8.1 | 21600 | 16800 | 77.78% | 1.94 | 0 | 10.5 |  |  |  | No | R-410A | 1.9667 | Residential & Commercial | Ducted CEE Tier 1
212971623 | Central HP <5.4 tons | PAYNE HEATING AND COOLING | HRCU-A-CB (Split System: Heat Pump with Remote Outdoor Unit-Air-Source) | 38MURAQ24AB3* |  |  | CAP**2417AL* | PG80VTLB48070B** | 23400 | 17 | 8.5 | 27000 | 26200 | 97.04% | 2.22 | 0 | 10 |  |  |  | No | R-410A | 1.95 | Residential & Commercial | Ducted CEE Tier 1
212971689 | Central HP <5.4 tons | PAYNE HEATING AND COOLING | HRCU-A-CB (Split System: Heat Pump with Remote Outdoor Unit-Air-Source) | 38MURAQ24AB3* |  |  | CAP**3721AL* | PG80VTLB48070B** | 24200 | 17.5 | 8.5 | 25200 | 21600 | 85.71% | 1.82 | 0 | 10 |  |  |  | No | R-410A | 2.0167 | Residential & Commercial | Ducted CEE Tier 1
212972005 | Central HP <5.4 tons | PAYNE HEATING AND COOLING | HRCU-A-CB (Split System: Heat Pump with Remote Outdoor Unit-Air-Source) | 38MURAQ24AB3* |  |  | CNPV*2417AL* | PG80VTLB48090B** | 23400 | 16.5 | 8.5 | 27000 | 25000 | 92.59% | 2.06 | 0 | 10 |  |  |  | No | R-410A | 1.95 | Residential & Commercial | Ducted CEE Tier 1
212972400 | Central HP <5.4 tons | PAYNE HEATING AND COOLING | HRCU-A-CB (Split System: Heat Pump with Remote Outdoor Unit-Air-Source) | 38MURAQ24AB3* |  |  | CAP**3621AL* | PG80VTLB66110C** | 24000 | 17.5 | 8.5 | 26400 | 23200 | 87.88% | 1.94 | 0 | 10 |  |  |  | No | R-410A | 2 | Residential & Commercial | Ducted CEE Tier 1
211261281 | Central HP <5.4 tons | ARCOAIRE | HRCU-A-CB (Split System: Heat Pump with Remote Outdoor Unit-Air-Source) | DLCURAH18ABK |  |  | EA*4X30L14A* | *96VSN0601412A* | 18000 | 16 | 8.5 | 18500 | 18500 | 100% | 2.22 | 0 | 10.5 |  |  |  | No | R-410A | 1.5 | Residential & Commercial | Ducted CEE Tier 1
213780669 | Central HP <5.4 tons | ARCOAIRE | HRCU-A-CB (Split System: Heat Pump with Remote Outdoor Unit-Air-Source) | HVH837GKA2* |  |  | EA*4X36L17A*+WALLCON | *80CTL0901716B* | 31200 | 16.5 | 8.1 | 33200 | 24200 | 72.89% | 1.84 | 0 | 10.5 |  |  |  | No | R-410A | 2.6 | Residential & Commercial | Ducted CEE Tier 1
211243884 | Central HP <5.4 tons | ARCOAIRE | HRCU-A-CB (Split System: Heat Pump with Remote Outdoor Unit-Air-Source) | DLCURAH24ABK |  |  | EN(A,D)4X24L17** | *96VSN0601412A* | 23200 | 16 | 8.5 | 26400 | 24600 | 93.18% | 2.04 | 0 | 10 |  |  |  | No | R-410A | 1.9333 | Residential & Commercial | Ducted CEE Tier 1
211243633 | Central HP <5.4 tons | ARCOAIRE | HRCU-A-CB (Split System: Heat Pump with Remote Outdoor Unit-Air-Source) | DLCURAH24ABK |  |  | EA*4X37L21A* | *92ESN0401712A* | 24400 | 16 | 8.1 | 25400 | 21200 | 83.46% | 1.78 | 0 | 10 |  |  |  | No | R-410A | 2.0333 | Residential & Commercial | Ducted CEE Tier 1
211244654 | Central HP <5.4 tons | ARCOAIRE | HRCU-A-CB (Split System: Heat Pump with Remote Outdoor Unit-Air-Source) | DLCURAH24ABK |  |  | EN(A,D)4X30L17** | *95ESN0261410A* | 23400 | 16 | 8.1 | 25800 | 24200 | 93.8% | 2 | 0 | 10 |  |  |  | No | R-410A | 1.95 | Residential & Commercial | Ducted CEE Tier 1
211244665 | Central HP <5.4 tons | ARCOAIRE | HRCU-A-CB (Split System: Heat Pump with Remote Outdoor Unit-Air-Source) | DLCURAH24ABK |  |  | EN(A,D)4X30L17** | *96VTN0601714A* | 24000 | 16.5 | 8.1 | 26200 | 23200 | 88.55% | 1.92 | 0 | 10 |  |  |  | No | R-410A | 2 | Residential & Commercial | Ducted CEE Tier 1
211244699 | Central HP <5.4 tons | ARCOAIRE | HRCU-A-CB (Split System: Heat Pump with Remote Outdoor Unit-Air-Source) | DLCURAH24ABK |  |  | EN(A,D)4X30L17** | *80ES(N,L)0701712A* | 24400 | 16.5 | 8.1 | 26400 | 22600 | 85.61% | 1.88 | 0 | 10.5 |  |  |  | No | R-410A | 2.0333 | Residential & Commercial | Ducted CEE Tier 1
211245101 | Central HP <5.4 tons | ARCOAIRE | HRCU-A-CB (Split System: Heat Pump with Remote Outdoor Unit-Air-Source) | DLCURAH24ABK |  |  | EN(A,D,W)4X36L17** | *96VTN0601714A* | 24000 | 16.5 | 8.1 | 26200 | 23200 | 88.55% | 1.92 | 0 | 10 |  |  |  | No | R-410A | 2 | Residential & Commercial | Ducted CEE Tier 1
213078715 | Central HP <5.4 tons | ARCOAIRE | HRCU-A-CB (Split System: Heat Pump with Remote Outdoor Unit-Air-Source) | DLCURAH36ABK |  |  | EN(A,D,W)4X48L21** | *80MS(N,L)1102120A* | 36400 | 16.5 | 8.1 | 38500 | 35000 | 90.91% | 2.02 | 0 | 10.5 |  |  |  | No | R-410A | 3.0333 | Residential & Commercial | Ducted CEE Tier 1
213078097 | Central HP <5.4 tons | ARCOAIRE | HRCU-A-CB (Split System: Heat Pump with Remote Outdoor Unit-Air-Source) | DLCURAH36ABK |  |  | EA*4X43L21A* | *80MS(N,L)0701716A* | 36600 | 16 | 8.5 | 38500 | 35000 | 90.91% | 2.06 | 0 | 10 |  |  |  | No | R-410A | 3.05 | Residential & Commercial | Ducted CEE Tier 1
213078249 | Central HP <5.4 tons | ARCOAIRE | HRCU-A-CB (Split System: Heat Pump with Remote Outdoor Unit-Air-Source) | DLCURAH36ABK |  |  | EN(A,D)4X48L24** | *80MS(N,L)0702116A* | 35800 | 16.5 | 8.1 | 38500 | 34800 | 90.39% | 1.98 | 0 | 10 |  |  |  | No | R-410A | 2.9833 | Residential & Commercial | Ducted CEE Tier 1
214279895 | Central HP <5.4 tons | ARCOAIRE | HRCU-A-CB (Split System: Heat Pump with Remote Outdoor Unit-Air-Source) | DLCURAH24ABK |  |  | EA*4X30L17A* | *96MSN0601716A* | 23400 | 16.5 | 9 | 25800 | 24400 | 94.57% | 2.02 | 0 | 10 |  |  |  | No | R-410A | 1.95 | Residential & Commercial | Ducted CEE Tier 1
214279947 | Central HP <5.4 tons | ARCOAIRE | HRCU-A-CB (Split System: Heat Pump with Remote Outdoor Unit-Air-Source) | DLCURAH24ABK |  |  | EA*4X37L21A* | *96MSN0601716A* | 24600 | 17 | 9 | 25400 | 21200 | 83.46% | 1.78 | 0 | 10 |  |  |  | No | R-410A | 2.05 | Residential & Commercial | Ducted CEE Tier 1
211244125 | Central HP <5.4 tons | ARCOAIRE | HRCU-A-CB (Split System: Heat Pump with Remote Outdoor Unit-Air-Source) | DLCURAH24ABK |  |  | EN(A,D)4X24L17** | *80ES(N,L)0701712A* | 23800 | 16 | 8.5 | 27000 | 23200 | 85.93% | 1.9 | 0 | 10 |  |  |  | No | R-410A | 1.9833 | Residential & Commercial | Ducted CEE Tier 1
211240334 | Central HP <5.4 tons | ARCOAIRE | HRCU-A-CB (Split System: Heat Pump with Remote Outdoor Unit-Air-Source) | DLCURAH24ABK |  |  | EA*4X24L14A* | *92ESN0601412A* | 24200 | 16 | 8.5 | 27200 | 23400 | 86.03% | 1.9 | 0 | 10 |  |  |  | No | R-410A | 2.0167 | Residential & Commercial | Ducted CEE Tier 1
211245159 | Central HP <5.4 tons | ARCOAIRE | HRCU-A-CB (Split System: Heat Pump with Remote Outdoor Unit-Air-Source) | DLCURAH24ABK |  |  | EN(A,D,W)4X36L17** | *92ESN0601412A* | 23400 | 17 | 8.1 | 25800 | 24000 | 93.02% | 2 | 0 | 10 |  |  |  | No | R-410A | 1.95 | Residential & Commercial | Ducted CEE Tier 1
211245225 | Central HP <5.4 tons | ARCOAIRE | HRCU-A-CB (Split System: Heat Pump with Remote Outdoor Unit-Air-Source) | DLCURAH24ABK |  |  | EN(A,D,W)4X36L17** | *92ESN0401712A* | 23600 | 15.5 | 8.1 | 26200 | 23400 | 89.31% | 1.92 | 0 | 10 |  |  |  | No | R-410A | 1.9667 | Residential & Commercial | Ducted CEE Tier 1
213076789 | Central HP <5.4 tons | PAYNE HEATING AND COOLING | HRCU-A-CB (Split System: Heat Pump with Remote Outdoor Unit-Air-Source) | 38MURAQ36AB3* |  |  | CAP**4821AL* | PG80VTLB66110C** | 36200 | 16 | 8.5 | 38000 | 34800 | 91.58% | 2.04 | 0 | 10 |  |  |  | No | R-410A | 3.0167 | Residential & Commercial | Ducted CEE Tier 1
213078059 | Central HP <5.4 tons | PAYNE HEATING AND COOLING | HRCU-A-CB (Split System: Heat Pump with Remote Outdoor Unit-Air-Source) | 38MURAQ36AB3* |  |  | CAP**3717AL* | PG80MS(A,L)A48070B** | 36000 | 15.5 | 8.5 | 38500 | 35000 | 90.91% | 2 | 0 | 10 |  |  |  | No | R-410A | 3 | Residential & Commercial | Ducted CEE Tier 1
213078177 | Central HP <5.4 tons | PAYNE HEATING AND COOLING | HRCU-A-CB (Split System: Heat Pump with Remote Outdoor Unit-Air-Source) | 38MURAQ36AB3* |  |  | CAP**3721AL* | PG80MS(A,L)A48070C** | 36400 | 16 | 8.5 | 38000 | 34800 | 91.58% | 2.06 | 0 | 10 |  |  |  | No | R-410A | 3.0333 | Residential & Commercial | Ducted CEE Tier 1
211244800 | Central HP <5.4 tons | ARCOAIRE | HRCU-A-CB (Split System: Heat Pump with Remote Outdoor Unit-Air-Source) | DLCURAH24ABK |  |  | EN(A,D)4X30L17** | *80ES(N,L)0701412A* | 24200 | 16.5 | 8.1 | 26400 | 22800 | 86.36% | 1.88 | 0 | 10.5 |  |  |  | No | R-410A | 2.0167 | Residential & Commercial | Ducted CEE Tier 1
211244007 | Central HP <5.4 tons | ARCOAIRE | HRCU-A-CB (Split System: Heat Pump with Remote Outdoor Unit-Air-Source) | DLCURAH24ABK |  |  | EN(A,D)4X24L17** | *96VTN0801716A* | 23800 | 16 | 8.5 | 26800 | 23400 | 87.31% | 1.92 | 0 | 10 |  |  |  | No | R-410A | 1.9833 | Residential & Commercial | Ducted CEE Tier 1
211244060 | Central HP <5.4 tons | ARCOAIRE | HRCU-A-CB (Split System: Heat Pump with Remote Outdoor Unit-Air-Source) | DLCURAH24ABK |  |  | EN(A,D)4X24L17** | *96VTN0401410A* | 23400 | 15.5 | 8.5 | 26600 | 24000 | 90.23% | 1.96 | 0 | 10 |  |  |  | No | R-410A | 1.95 | Residential & Commercial | Ducted CEE Tier 1
211243806 | Central HP <5.4 tons | ARCOAIRE | HRCU-A-CB (Split System: Heat Pump with Remote Outdoor Unit-Air-Source) | DLCURAH24ABK |  |  | EN(A,D)4X24L14** | *92ESN0601412A* | 24200 | 15.5 | 8.5 | 27200 | 22600 | 83.09% | 1.86 | 0 | 10 |  |  |  | No | R-410A | 2.0167 | Residential & Commercial | Ducted CEE Tier 1
211243857 | Central HP <5.4 tons | ARCOAIRE | HRCU-A-CB (Split System: Heat Pump with Remote Outdoor Unit-Air-Source) | DLCURAH24ABK |  |  | EN(A,D)4X24L17** | *96VSN0601714A* | 23600 | 16 | 8.5 | 26800 | 23400 | 87.31% | 1.92 | 0 | 10 |  |  |  | No | R-410A | 1.9667 | Residential & Commercial | Ducted CEE Tier 1
210470500 | Central HP <5.4 tons | ARCOAIRE | HRCU-A-CB (Split System: Heat Pump with Remote Outdoor Unit-Air-Source) | HVH837GKA2* |  |  | EA*4X61L21A*+WALLCON | *80CTL0901716A* | 33200 | 18 | 8.5 | 32000 | 24800 | 77.5% | 2 | 0 | 12 |  |  |  | No | R-410A | 2.7667 | Residential & Commercial | Ducted CEE Tier 1
213075950 | Central HP <5.4 tons | ARCOAIRE | HRCU-A-CB (Split System: Heat Pump with Remote Outdoor Unit-Air-Source) | DLCURAH36ABK |  |  | EA*4X48L24A* | *95MSU1002120A* | 36000 | 16.5 | 8.5 | 38000 | 34800 | 91.58% | 2.04 | 0 | 10 |  |  |  | No | R-410A | 3 | Residential & Commercial | Ducted CEE Tier 1
213077938 | Central HP <5.4 tons | ARCOAIRE | HRCU-A-CB (Split System: Heat Pump with Remote Outdoor Unit-Air-Source) | DLCURAH36ABK |  |  | EA*4X37L17A* | *80MS(N,L)0701712A* | 36200 | 15.5 | 8.5 | 38500 | 35000 | 90.91% | 2.02 | 0 | 10 |  |  |  | No | R-410A | 3.0167 | Residential & Commercial | Ducted CEE Tier 1
213077218 | Central HP <5.4 tons | ARCOAIRE | HRCU-A-CB (Split System: Heat Pump with Remote Outdoor Unit-Air-Source) | DLCURAH36ABK |  |  | EN(A,D,W)4X48L21** | *96VSN1002120B* | 36000 | 16.5 | 8.1 | 38500 | 35000 | 90.91% | 2 | 0 | 10 |  |  |  | No | R-410A | 3 | Residential & Commercial | Ducted CEE Tier 1
213077522 | Central HP <5.4 tons | ARCOAIRE | HRCU-A-CB (Split System: Heat Pump with Remote Outdoor Unit-Air-Source) | DLCURAH36ABK |  |  | EA*4X43L21A* | *96VTN0802120B* | 36600 | 16 | 8.5 | 38500 | 35000 | 90.91% | 2.06 | 0 | 10 |  |  |  | No | R-410A | 3.05 | Residential & Commercial | Ducted CEE Tier 1
210470291 | Central HP <5.4 tons | ARCOAIRE | HRCU-A-CB (Split System: Heat Pump with Remote Outdoor Unit-Air-Source) | HVH837GKA2* |  |  | EA*4X60L24A*+WALLCON | *96CTN1202422A* | 32800 | 18 | 8.5 | 31800 | 24800 | 77.99% | 2 | 0 | 11.7 |  |  |  | No | R-410A | 2.7333 | Residential & Commercial | Ducted CEE Tier 1
211244831 | Central HP <5.4 tons | ARCOAIRE | HRCU-A-CB (Split System: Heat Pump with Remote Outdoor Unit-Air-Source) | DLCURAH24ABK |  |  | EN(A,D)4X30L17** | OLV098A12* | 23400 | 16.5 | 8.1 | 25800 | 24200 | 93.8% | 2 | 0 | 10 |  |  |  | No | R-410A | 1.95 | Residential & Commercial | Ducted CEE Tier 1
215931828 | Central HP <5.4 tons | ARCOAIRE | HRCU-A-CB (Split System: Heat Pump with Remote Outdoor Unit-Air-Source) | H5H3V60*K*AAA* |  |  | ESH5X60M12A*+WALLCON | *80CTL0902120B* | 56500 | 18 | 8.1 | 61000 | 45500 | 74.59% | 2 | 0 | 11.5 |  |  |  | No | R-454B | 4.7083 | Residential & Commercial | Ducted CEE Tier 1
215931858 | Central HP <5.4 tons | ARCOAIRE | HRCU-A-CB (Split System: Heat Pump with Remote Outdoor Unit-Air-Source) | H5H3V60*K*AAA* |  |  | ESH5X60M12A*+WALLCON | *95CSU1002122B* | 56500 | 18 | 8.1 | 61000 | 45500 | 74.59% | 2 | 0 | 11.5 |  |  |  | No | R-454B | 4.7083 | Residential & Commercial | Ducted CEE Tier 1
211244257 | Central HP <5.4 tons | ARCOAIRE | HRCU-A-CB (Split System: Heat Pump with Remote Outdoor Unit-Air-Source) | DLCURAH24ABK |  |  | EN(A,D)4X24L17** | OLV098A12* | 23000 | 16 | 8.5 | 26400 | 24600 | 93.18% | 2.04 | 0 | 10 |  |  |  | No | R-410A | 1.9167 | Residential & Commercial | Ducted CEE Tier 1
212971647 | Central HP <5.4 tons | ARCOAIRE | HRCU-A-CB (Split System: Heat Pump with Remote Outdoor Unit-Air-Source) | DLCURAH24ABK |  |  | EA*4X30L17A* | *80VTL0701716B* | 23600 | 17 | 8.5 | 26000 | 24000 | 92.31% | 2 | 0 | 10 |  |  |  | No | R-410A | 1.9667 | Residential & Commercial | Ducted CEE Tier 1
210470368 | Central HP <5.4 tons | ARCOAIRE | HRCU-A-CB (Split System: Heat Pump with Remote Outdoor Unit-Air-Source) | HVH837GKA2* |  |  | EA*4X60L24A*+WALLCON | *97CMN0602120A* | 32600 | 17 | 8.1 | 32200 | 25000 | 77.64% | 1.96 | 0 | 11.5 |  |  |  | No | R-410A | 2.7167 | Residential & Commercial | Ducted CEE Tier 1
210470434 | Central HP <5.4 tons | ARCOAIRE | HRCU-A-CB (Split System: Heat Pump with Remote Outdoor Unit-Air-Source) | HVH837GKA2* |  |  | EA*4X61L21A*+WALLCON | *80CTL0701716A* | 33200 | 17.5 | 8.5 | 32200 | 25000 | 77.64% | 1.98 | 0 | 11.7 |  |  |  | No | R-410A | 2.7667 | Residential & Commercial | Ducted CEE Tier 1
211244840 | Central HP <5.4 tons | ARCOAIRE | HRCU-A-CB (Split System: Heat Pump with Remote Outdoor Unit-Air-Source) | DLCURAH24ABK |  |  | EN(A,D)4X30L17** | OMV112K14A | 24000 | 16 | 8.1 | 26400 | 23000 | 87.12% | 1.88 | 0 | 10 |  |  |  | No | R-410A | 2 | Residential & Commercial | Ducted CEE Tier 1
212977662 | Central HP <5.4 tons | ARCOAIRE | HRCU-A-CB (Split System: Heat Pump with Remote Outdoor Unit-Air-Source) | DLCURAH24ABK |  |  | EN(A,D)4X24L17** | *80MS(N,L)0451412A* | 23200 | 16.5 | 8.5 | 26800 | 25000 | 93.28% | 2.08 | 0 | 10 |  |  |  | No | R-410A | 1.9333 | Residential & Commercial | Ducted CEE Tier 1
213076118 | Central HP <5.4 tons | ARCOAIRE | HRCU-A-CB (Split System: Heat Pump with Remote Outdoor Unit-Air-Source) | DLCURAH24ABK |  |  | EN(A,D)4X36L21** | *95MSU1002120A* | 23800 | 17 | 8.5 | 26400 | 24000 | 90.91% | 2 | 0 | 10.5 |  |  |  | No | R-410A | 1.9833 | Residential & Commercial | Ducted CEE Tier 1
211244546 | Central HP <5.4 tons | ARCOAIRE | HRCU-A-CB (Split System: Heat Pump with Remote Outdoor Unit-Air-Source) | DLCURAH24ABK |  |  | EN(A,D)4X30L17** | *80ESU0401712A* | 24000 | 17 | 8.1 | 26000 | 23200 | 89.23% | 1.94 | 0 | 10.5 |  |  |  | No | R-410A | 2 | Residential & Commercial | Ducted CEE Tier 1
210470150 | Central HP <5.4 tons | ARCOAIRE | HRCU-A-CB (Split System: Heat Pump with Remote Outdoor Unit-Air-Source) | HVH837GKA2* |  |  | EA*4X42L21A*+WALLCON | *80CSU0401712A* | 31800 | 17 | 8.1 | 33200 | 24400 | 73.49% | 1.88 | 0 | 11 |  |  |  | No | R-410A | 2.65 | Residential & Commercial | Ducted CEE Tier 1
211242925 | Central HP <5.4 tons | ARCOAIRE | HRCU-A-CB (Split System: Heat Pump with Remote Outdoor Unit-Air-Source) | DLCURAH24ABK |  |  | EA*4X37L17A* | *96VTN0801716A* | 24600 | 16.5 | 8.5 | 25600 | 21400 | 83.59% | 1.8 | 0 | 10 |  |  |  | No | R-410A | 2.05 | Residential & Commercial | Ducted CEE Tier 1
211242775 | Central HP <5.4 tons | ARCOAIRE | HRCU-A-CB (Split System: Heat Pump with Remote Outdoor Unit-Air-Source) | DLCURAH24ABK |  |  | EA*4X37L17A* | *96VSN0601714A* | 24600 | 16.5 | 8.5 | 25600 | 21600 | 84.38% | 1.8 | 0 | 10 |  |  |  | No | R-410A | 2.05 | Residential & Commercial | Ducted CEE Tier 1
211244516 | Central HP <5.4 tons | ARCOAIRE | HRCU-A-CB (Split System: Heat Pump with Remote Outdoor Unit-Air-Source) | DLCURAH24ABK |  |  | EN(A,D)4X30L17** | *80VSL0451716A* | 24200 | 16 | 8.1 | 26400 | 22800 | 86.36% | 1.88 | 0 | 10.5 |  |  |  | No | R-410A | 2.0167 | Residential & Commercial | Ducted CEE Tier 1
211244380 | Central HP <5.4 tons | ARCOAIRE | HRCU-A-CB (Split System: Heat Pump with Remote Outdoor Unit-Air-Source) | DLCURAH24ABK |  |  | EN(A,D)4X30L14** | *92ESN0601412A* | 23400 | 16.5 | 8.1 | 25800 | 24200 | 93.8% | 2.02 | 0 | 10 |  |  |  | No | R-410A | 1.95 | Residential & Commercial | Ducted CEE Tier 1
211244248 | Central HP <5.4 tons | ARCOAIRE | HRCU-A-CB (Split System: Heat Pump with Remote Outdoor Unit-Air-Source) | DLCURAH24ABK |  |  | EN(A,D)4X24L17** | OMV098J12* | 23400 | 16 | 8.5 | 26600 | 24000 | 90.23% | 1.98 | 0 | 10 |  |  |  | No | R-410A | 1.95 | Residential & Commercial | Ducted CEE Tier 1
211244171 | Central HP <5.4 tons | ARCOAIRE | HRCU-A-CB (Split System: Heat Pump with Remote Outdoor Unit-Air-Source) | DLCURAH24ABK |  |  | EN(A,D)4X24L17** | *92ESN0801716A* | 23800 | 16.5 | 8.5 | 26800 | 23200 | 86.57% | 1.92 | 0 | 10 |  |  |  | No | R-410A | 1.9833 | Residential & Commercial | Ducted CEE Tier 1
211244160 | Central HP <5.4 tons | ARCOAIRE | HRCU-A-CB (Split System: Heat Pump with Remote Outdoor Unit-Air-Source) | DLCURAH24ABK |  |  | EN(A,D)4X24L17** | *92ESN0601714A* | 23800 | 16.5 | 8.5 | 26800 | 23200 | 86.57% | 1.92 | 0 | 10 |  |  |  | No | R-410A | 1.9833 | Residential & Commercial | Ducted CEE Tier 1
211244193 | Central HP <5.4 tons | ARCOAIRE | HRCU-A-CB (Split System: Heat Pump with Remote Outdoor Unit-Air-Source) | DLCURAH24ABK |  |  | EN(A,D)4X24L17** | *95ESN0801716A* | 24200 | 15.2 | 8.5 | 27400 | 22600 | 82.48% | 1.84 | 0 | 10 |  |  |  | No | R-410A | 2.0167 | Residential & Commercial | Ducted CEE Tier 1
211243475 | Central HP <5.4 tons | ARCOAIRE | HRCU-A-CB (Split System: Heat Pump with Remote Outdoor Unit-Air-Source) | DLCURAH24ABK |  |  | EA*4X37L21A* | *96VTN1002120A* | 24400 | 17 | 8.5 | 25200 | 21200 | 84.13% | 1.78 | 0 | 10.5 |  |  |  | No | R-410A | 2.0333 | Residential & Commercial | Ducted CEE Tier 1
211243674 | Central HP <5.4 tons | ARCOAIRE | HRCU-A-CB (Split System: Heat Pump with Remote Outdoor Unit-Air-Source) | DLCURAH24ABK |  |  | EA*4X37L21A* | OLV098A12* | 24000 | 16.5 | 8.1 | 25000 | 21600 | 86.4% | 1.8 | 0 | 10 |  |  |  | No | R-410A | 2 | Residential & Commercial | Ducted CEE Tier 1
211244822 | Central HP <5.4 tons | ARCOAIRE | HRCU-A-CB (Split System: Heat Pump with Remote Outdoor Unit-Air-Source) | DLCURAH24ABK |  |  | EN(A,D)4X30L17** | OMV098J12* | 23600 | 16.5 | 8.1 | 26000 | 23600 | 90.77% | 1.96 | 0 | 10 |  |  |  | No | R-410A | 1.9667 | Residential & Commercial | Ducted CEE Tier 1
211244440 | Central HP <5.4 tons | ARCOAIRE | HRCU-A-CB (Split System: Heat Pump with Remote Outdoor Unit-Air-Source) | DLCURAH24ABK |  |  | EN(A,D)4X30L17** | *96VSN0401410A* | 23400 | 16 | 8.1 | 25800 | 24000 | 93.02% | 2 | 0 | 10 |  |  |  | No | R-410A | 1.95 | Residential & Commercial | Ducted CEE Tier 1
211244488 | Central HP <5.4 tons | ARCOAIRE | HRCU-A-CB (Split System: Heat Pump with Remote Outdoor Unit-Air-Source) | DLCURAH24ABK |  |  | EN(A,D)4X30L17** | *80ES(N,L)0701716A* | 24800 | 16 | 8.1 | 26800 | 22200 | 82.84% | 1.82 | 0 | 10.5 |  |  |  | No | R-410A | 2.0667 | Residential & Commercial | Ducted CEE Tier 1
211244215 | Central HP <5.4 tons | ARCOAIRE | HRCU-A-CB (Split System: Heat Pump with Remote Outdoor Unit-Air-Source) | DLCURAH24ABK |  |  | EN(A,D)4X24L17** | *92ESN0401712A* | 23200 | 15.5 | 8.5 | 26600 | 24200 | 90.98% | 1.98 | 0 | 10 |  |  |  | No | R-410A | 1.9333 | Residential & Commercial | Ducted CEE Tier 1
211243752 | Central HP <5.4 tons | ARCOAIRE | HRCU-A-CB (Split System: Heat Pump with Remote Outdoor Unit-Air-Source) | DLCURAH24ABK |  |  | EN(A,D)4X24L14** | *95ESN0601412A* | 24000 | 15.2 | 8.5 | 27200 | 23000 | 84.56% | 1.88 | 0 | 10 |  |  |  | No | R-410A | 2 | Residential & Commercial | Ducted CEE Tier 1
211243393 | Central HP <5.4 tons | ARCOAIRE | HRCU-A-CB (Split System: Heat Pump with Remote Outdoor Unit-Air-Source) | DLCURAH24ABK |  |  | EA*4X37L21A* | *80VTL0902120A* | 24600 | 17 | 8.5 | 25400 | 21200 | 83.46% | 1.78 | 0 | 10.5 |  |  |  | No | R-410A | 2.05 | Residential & Commercial | Ducted CEE Tier 1
211243220 | Central HP <5.4 tons | ARCOAIRE | HRCU-A-CB (Split System: Heat Pump with Remote Outdoor Unit-Air-Source) | DLCURAH24ABK |  |  | EA*4X37L21A* | *96VSN0601714A* | 24800 | 16.5 | 8.5 | 25600 | 21000 | 82.03% | 1.76 | 0 | 10 |  |  |  | No | R-410A | 2.0667 | Residential & Commercial | Ducted CEE Tier 1
211242784 | Central HP <5.4 tons | ARCOAIRE | HRCU-A-CB (Split System: Heat Pump with Remote Outdoor Unit-Air-Source) | DLCURAH24ABK |  |  | EA*4X37L17A* | *96VSN0401410A* | 24200 | 16 | 8.5 | 25600 | 21800 | 85.16% | 1.8 | 0 | 10 |  |  |  | No | R-410A | 2.0167 | Residential & Commercial | Ducted CEE Tier 1
211242793 | Central HP <5.4 tons | ARCOAIRE | HRCU-A-CB (Split System: Heat Pump with Remote Outdoor Unit-Air-Source) | DLCURAH24ABK |  |  | EA*4X37L17A* | *96VSN0401712A* | 24600 | 15.5 | 8.5 | 25800 | 21600 | 83.72% | 1.78 | 0 | 10 |  |  |  | No | R-410A | 2.05 | Residential & Commercial | Ducted CEE Tier 1
211242802 | Central HP <5.4 tons | ARCOAIRE | HRCU-A-CB (Split System: Heat Pump with Remote Outdoor Unit-Air-Source) | DLCURAH24ABK |  |  | EA*4X37L17A* | *96VSN0601412A* | 24000 | 16.5 | 8.5 | 25200 | 22000 | 87.3% | 1.84 | 0 | 10 |  |  |  | No | R-410A | 2 | Residential & Commercial | Ducted CEE Tier 1
211241957 | Central HP <5.4 tons | ARCOAIRE | HRCU-A-CB (Split System: Heat Pump with Remote Outdoor Unit-Air-Source) | DLCURAH24ABK |  |  | EA*4X36L17A* | *80VTL0451412A* | 24200 | 16.5 | 8.5 | 26200 | 22400 | 85.5% | 1.86 | 0 | 10 |  |  |  | No | R-410A | 2.0167 | Residential & Commercial | Ducted CEE Tier 1
211243644 | Central HP <5.4 tons | ARCOAIRE | HRCU-A-CB (Split System: Heat Pump with Remote Outdoor Unit-Air-Source) | DLCURAH24ABK |  |  | EA*4X37L21A* | *80ESU0802120A | 25000 | 17.5 | 8.5 | 25600 | 20800 | 81.25% | 1.76 | 0 | 10.5 |  |  |  | No | R-410A | 2.0833 | Residential & Commercial | Ducted CEE Tier 1
211243794 | Central HP <5.4 tons | ARCOAIRE | HRCU-A-CB (Split System: Heat Pump with Remote Outdoor Unit-Air-Source) | DLCURAH24ABK |  |  | EN(A,D)4X24L14** | *80ES(N,L)0451412A* | 24200 | 15.5 | 8.5 | 27200 | 22600 | 83.09% | 1.86 | 0 | 10 |  |  |  | No | R-410A | 2.0167 | Residential & Commercial | Ducted CEE Tier 1
211243519 | Central HP <5.4 tons | ARCOAIRE | HRCU-A-CB (Split System: Heat Pump with Remote Outdoor Unit-Air-Source) | DLCURAH24ABK |  |  | EA*4X37L21A* | *80ES(N,L)0702116A* | 25000 | 17 | 8.5 | 25600 | 20800 | 81.25% | 1.76 | 0 | 10.5 |  |  |  | No | R-410A | 2.0833 | Residential & Commercial | Ducted CEE Tier 1
211243578 | Central HP <5.4 tons | ARCOAIRE | HRCU-A-CB (Split System: Heat Pump with Remote Outdoor Unit-Air-Source) | DLCURAH24ABK |  |  | EA*4X37L21A* | *92ESN0801716A* | 25000 | 17.5 | 8.5 | 25600 | 20800 | 81.25% | 1.76 | 0 | 10.5 |  |  |  | No | R-410A | 2.0833 | Residential & Commercial | Ducted CEE Tier 1
211244137 | Central HP <5.4 tons | ARCOAIRE | HRCU-A-CB (Split System: Heat Pump with Remote Outdoor Unit-Air-Source) | DLCURAH24ABK |  |  | EN(A,D)4X24L17** | *80ES(N,L)0901714A* | 24000 | 16 | 8.5 | 27000 | 23000 | 85.19% | 1.9 | 0 | 10 |  |  |  | No | R-410A | 2 | Residential & Commercial | Ducted CEE Tier 1
211243828 | Central HP <5.4 tons | ARCOAIRE | HRCU-A-CB (Split System: Heat Pump with Remote Outdoor Unit-Air-Source) | DLCURAH24ABK |  |  | EN(A,D)4X24L14** | *80ES(N,L)0701412A* | 23800 | 16 | 8.5 | 26800 | 23200 | 86.57% | 1.92 | 0 | 10 |  |  |  | No | R-410A | 1.9833 | Residential & Commercial | Ducted CEE Tier 1
211243839 | Central HP <5.4 tons | ARCOAIRE | HRCU-A-CB (Split System: Heat Pump with Remote Outdoor Unit-Air-Source) | DLCURAH24ABK |  |  | EN(A,D)4X24L17** | *80VSL0451412A* | 23800 | 16 | 8.5 | 26800 | 23200 | 86.57% | 1.9 | 0 | 10 |  |  |  | No | R-410A | 1.9833 | Residential & Commercial | Ducted CEE Tier 1
211243903 | Central HP <5.4 tons | ARCOAIRE | HRCU-A-CB (Split System: Heat Pump with Remote Outdoor Unit-Air-Source) | DLCURAH24ABK |  |  | EN(A,D)4X24L17** | *95ESU0401712A* | 23200 | 16.5 | 8.5 | 26400 | 24400 | 92.42% | 2.04 | 0 | 10 |  |  |  | No | R-410A | 1.9333 | Residential & Commercial | Ducted CEE Tier 1
210470379 | Central HP <5.4 tons | ARCOAIRE | HRCU-A-CB (Split System: Heat Pump with Remote Outdoor Unit-Air-Source) | HVH837GKA2* |  |  | EA*4X61L21A*+WALLCON | *95CSU0802120A* | 33200 | 18 | 8.5 | 32000 | 24800 | 77.5% | 2 | 0 | 11.5 |  |  |  | No | R-410A | 2.7667 | Residential & Commercial | Ducted CEE Tier 1
210470880 | Central HP <5.4 tons | ARCOAIRE | HRCU-A-CB (Split System: Heat Pump with Remote Outdoor Unit-Air-Source) | HVH837GKA2* |  |  | EN(A,D,W)4X60L24**+WALLCON | *95CSU0802120A* | 32800 | 18 | 8.1 | 32200 | 24600 | 76.4% | 1.98 | 0 | 12 |  |  |  | No | R-410A | 2.7333 | Residential & Commercial | Ducted CEE Tier 1
214279869 | Central HP <5.4 tons | ARCOAIRE | HRCU-A-CB (Split System: Heat Pump with Remote Outdoor Unit-Air-Source) | DLCURAH24ABK |  |  | EA*4X24L17A* | *96MSN0601716A* | 23600 | 16.5 | 9.5 | 26600 | 24800 | 93.23% | 2.04 | 0 | 10 |  |  |  | No | R-410A | 1.9667 | Residential & Commercial | Ducted CEE Tier 1
211244467 | Central HP <5.4 tons | ARCOAIRE | HRCU-A-CB (Split System: Heat Pump with Remote Outdoor Unit-Air-Source) | DLCURAH24ABK |  |  | EN(A,D)4X30L17** | *96VSN0801716A* | 24200 | 16.5 | 8.1 | 26200 | 23000 | 87.79% | 1.9 | 0 | 10.5 |  |  |  | No | R-410A | 2.0167 | Residential & Commercial | Ducted CEE Tier 1
211244413 | Central HP <5.4 tons | ARCOAIRE | HRCU-A-CB (Split System: Heat Pump with Remote Outdoor Unit-Air-Source) | DLCURAH24ABK |  |  | EN(A,D)4X30L17** | *80VSL0451412A* | 23400 | 16.5 | 8.1 | 25800 | 24200 | 93.8% | 2 | 0 | 10 |  |  |  | No | R-410A | 1.95 | Residential & Commercial | Ducted CEE Tier 1
211243184 | Central HP <5.4 tons | ARCOAIRE | HRCU-A-CB (Split System: Heat Pump with Remote Outdoor Unit-Air-Source) | DLCURAH24ABK |  |  | EA*4X37L17A* | OMV112K14A | 24800 | 16 | 8.5 | 25800 | 21400 | 82.95% | 1.78 | 0 | 10 |  |  |  | No | R-410A | 2.0667 | Residential & Commercial | Ducted CEE Tier 1
211243089 | Central HP <5.4 tons | ARCOAIRE | HRCU-A-CB (Split System: Heat Pump with Remote Outdoor Unit-Air-Source) | DLCURAH24ABK |  |  | EA*4X37L17A* | *92ESN0801716A* | 24800 | 17 | 8.5 | 25600 | 21400 | 83.59% | 1.8 | 0 | 10.5 |  |  |  | No | R-410A | 2.0667 | Residential & Commercial | Ducted CEE Tier 1
211243122 | Central HP <5.4 tons | ARCOAIRE | HRCU-A-CB (Split System: Heat Pump with Remote Outdoor Unit-Air-Source) | DLCURAH24ABK |  |  | EA*4X37L17A* | *92ESN0401410A* | 24600 | 15.2 | 8.5 | 26000 | 21600 | 83.08% | 1.78 | 0 | 10 |  |  |  | No | R-410A | 2.05 | Residential & Commercial | Ducted CEE Tier 1
211242757 | Central HP <5.4 tons | ARCOAIRE | HRCU-A-CB (Split System: Heat Pump with Remote Outdoor Unit-Air-Source) | DLCURAH24ABK |  |  | EA*4X37L17A* | *80VSL0451412A* | 24800 | 16.5 | 8.5 | 25800 | 21400 | 82.95% | 1.78 | 0 | 10 |  |  |  | No | R-410A | 2.0667 | Residential & Commercial | Ducted CEE Tier 1
211242436 | Central HP <5.4 tons | ARCOAIRE | HRCU-A-CB (Split System: Heat Pump with Remote Outdoor Unit-Air-Source) | DLCURAH24ABK |  |  | EA*4X36L21A* | *80ESU0401712A* | 24200 | 17.5 | 8.5 | 26000 | 22800 | 87.69% | 1.9 | 0 | 10 |  |  |  | No | R-410A | 2.0167 | Residential & Commercial | Ducted CEE Tier 1
211243369 | Central HP <5.4 tons | ARCOAIRE | HRCU-A-CB (Split System: Heat Pump with Remote Outdoor Unit-Air-Source) | DLCURAH24ABK |  |  | EA*4X37L21A* | *95ESU0601716A* | 25000 | 17 | 8.5 | 25600 | 20800 | 81.25% | 1.76 | 0 | 10.5 |  |  |  | No | R-410A | 2.0833 | Residential & Commercial | Ducted CEE Tier 1
211242869 | Central HP <5.4 tons | ARCOAIRE | HRCU-A-CB (Split System: Heat Pump with Remote Outdoor Unit-Air-Source) | DLCURAH24ABK |  |  | EA*4X37L17A* | *80VSL0701716A* | 24200 | 16.5 | 8.5 | 25400 | 21800 | 85.83% | 1.82 | 0 | 10 |  |  |  | No | R-410A | 2.0167 | Residential & Commercial | Ducted CEE Tier 1
211243067 | Central HP <5.4 tons | ARCOAIRE | HRCU-A-CB (Split System: Heat Pump with Remote Outdoor Unit-Air-Source) | DLCURAH24ABK |  |  | EA*4X37L17A* | *92ESN0601412A* | 25200 | 16.5 | 8.5 | 26200 | 21000 | 80.15% | 1.76 | 0 | 10 |  |  |  | No | R-410A | 2.1 | Residential & Commercial | Ducted CEE Tier 1
211242276 | Central HP <5.4 tons | ARCOAIRE | HRCU-A-CB (Split System: Heat Pump with Remote Outdoor Unit-Air-Source) | DLCURAH24ABK |  |  | EA*4X36L21A* | *96VSN0601714A* | 23600 | 16.5 | 8.5 | 25600 | 23600 | 92.19% | 1.96 | 0 | 10 |  |  |  | No | R-410A | 1.9667 | Residential & Commercial | Ducted CEE Tier 1
211243229 | Central HP <5.4 tons | ARCOAIRE | HRCU-A-CB (Split System: Heat Pump with Remote Outdoor Unit-Air-Source) | DLCURAH24ABK |  |  | EA*4X37L21A* | *96VSN0802120A* | 24600 | 17 | 8.5 | 25200 | 21000 | 83.33% | 1.78 | 0 | 10.5 |  |  |  | No | R-410A | 2.05 | Residential & Commercial | Ducted CEE Tier 1
211241991 | Central HP <5.4 tons | ARCOAIRE | HRCU-A-CB (Split System: Heat Pump with Remote Outdoor Unit-Air-Source) | DLCURAH24ABK |  |  | EA*4X36L17A* | *80VTL0701716A* | 24200 | 17 | 8.5 | 26000 | 22600 | 86.92% | 1.88 | 0 | 10 |  |  |  | No | R-410A | 2.0167 | Residential & Commercial | Ducted CEE Tier 1
211242023 | Central HP <5.4 tons | ARCOAIRE | HRCU-A-CB (Split System: Heat Pump with Remote Outdoor Unit-Air-Source) | DLCURAH24ABK |  |  | EA*4X36L17A* | *95ESN0601412A* | 24400 | 15.5 | 8.5 | 26600 | 22400 | 84.21% | 1.84 | 0 | 10 |  |  |  | No | R-410A | 2.0333 | Residential & Commercial | Ducted CEE Tier 1
211242123 | Central HP <5.4 tons | ARCOAIRE | HRCU-A-CB (Split System: Heat Pump with Remote Outdoor Unit-Air-Source) | DLCURAH24ABK |  |  | EA*4X36L17A* | *92ESN0601412A* | 23600 | 17 | 8.5 | 25600 | 23600 | 92.19% | 1.96 | 0 | 10 |  |  |  | No | R-410A | 1.9667 | Residential & Commercial | Ducted CEE Tier 1
214242419 | Central HP <5.4 tons | ARCOAIRE | HRCU-A-CB (Split System: Heat Pump with Remote Outdoor Unit-Air-Source) | HVH825GKA2* |  |  | EN(A,D)4X24L17**+WALLCON | *80CTL0451712B* | 23200 | 15.5 | 8.1 | 22200 | 17000 | 76.58% | 1.92 | 0 | 10.5 |  |  |  | No | R-410A | 1.9333 | Residential & Commercial | Ducted CEE Tier 1
213771059 | Central HP <5.4 tons | ARCOAIRE | HRCU-A-CB (Split System: Heat Pump with Remote Outdoor Unit-Air-Source) | HVH825GKA2* |  |  | EA*4X37L17A*+WALLCON | *80CTL0901716B* | 24200 | 16.5 | 8.1 | 21400 | 16700 | 78.04% | 2 | 0 | 11 |  |  |  | No | R-410A | 2.0167 | Residential & Commercial | Ducted CEE Tier 1
213772099 | Central HP <5.4 tons | ARCOAIRE | HRCU-A-CB (Split System: Heat Pump with Remote Outdoor Unit-Air-Source) | HVH825GKA2* |  |  | EHD4X36AAL+WALLCON | *80CTL0701412B* | 24000 | 16.5 | 8.1 | 21400 | 16600 | 77.57% | 1.98 | 0 | 10.5 |  |  |  | No | R-410A | 2 | Residential & Commercial | Ducted CEE Tier 1
213772499 | Central HP <5.4 tons | ARCOAIRE | HRCU-A-CB (Split System: Heat Pump with Remote Outdoor Unit-Air-Source) | HVH825GKA2* |  |  | EHD4X48AAL+WALLCON | *95CSU0601716B* | 24200 | 16 | 8.1 | 21400 | 16600 | 77.57% | 2.02 | 0 | 10.5 |  |  |  | No | R-410A | 2.0167 | Residential & Commercial | Ducted CEE Tier 1
213772519 | Central HP <5.4 tons | ARCOAIRE | HRCU-A-CB (Split System: Heat Pump with Remote Outdoor Unit-Air-Source) | HVH825GKA2* |  |  | EHD4X48AAL+WALLCON | *97CMN0801714B* | 24200 | 16 | 8.1 | 21400 | 16600 | 77.57% | 2.02 | 0 | 10.5 |  |  |  | No | R-410A | 2.0167 | Residential & Commercial | Ducted CEE Tier 1
214242399 | Central HP <5.4 tons | ARCOAIRE | HRCU-A-CB (Split System: Heat Pump with Remote Outdoor Unit-Air-Source) | HVH825GKA2* |  |  | EN(A,D)4X24L14**+WALLCON | *80CTL0701412B* | 23200 | 16 | 8.1 | 22000 | 16800 | 76.36% | 1.94 | 0 | 10.5 |  |  |  | No | R-410A | 1.9333 | Residential & Commercial | Ducted CEE Tier 1
211243719 | Central HP <5.4 tons | ARCOAIRE | HRCU-A-CB (Split System: Heat Pump with Remote Outdoor Unit-Air-Source) | DLCURAH24ABK |  |  | EN(A,D)4X24L14** | *96VSN0601412A* | 23200 | 16 | 8.5 | 26400 | 24600 | 93.18% | 2.04 | 0 | 10 |  |  |  | No | R-410A | 1.9333 | Residential & Commercial | Ducted CEE Tier 1
211242415 | Central HP <5.4 tons | ARCOAIRE | HRCU-A-CB (Split System: Heat Pump with Remote Outdoor Unit-Air-Source) | DLCURAH24ABK |  |  | EA*4X36L21A* | *80VSL0902120A* | 24200 | 17 | 8.5 | 26000 | 22800 | 87.69% | 1.88 | 0 | 10 |  |  |  | No | R-410A | 2.0167 | Residential & Commercial | Ducted CEE Tier 1
211244070 | Central HP <5.4 tons | ARCOAIRE | HRCU-A-CB (Split System: Heat Pump with Remote Outdoor Unit-Air-Source) | DLCURAH24ABK |  |  | EN(A,D)4X24L17** | *96VTN0601412A* | 23200 | 16 | 8.5 | 26400 | 24600 | 93.18% | 2.04 | 0 | 10 |  |  |  | No | R-410A | 1.9333 | Residential & Commercial | Ducted CEE Tier 1
211244238 | Central HP <5.4 tons | ARCOAIRE | HRCU-A-CB (Split System: Heat Pump with Remote Outdoor Unit-Air-Source) | DLCURAH24ABK |  |  | EN(A,D)4X24L17** | *80ESU0601716A | 24400 | 16 | 8.5 | 27200 | 22600 | 83.09% | 1.86 | 0 | 10 |  |  |  | No | R-410A | 2.0333 | Residential & Commercial | Ducted CEE Tier 1
211243961 | Central HP <5.4 tons | ARCOAIRE | HRCU-A-CB (Split System: Heat Pump with Remote Outdoor Unit-Air-Source) | DLCURAH24ABK |  |  | EN(A,D)4X24L17** | *95ESU0601716A* | 23800 | 16.5 | 8.5 | 26800 | 23400 | 87.31% | 1.92 | 0 | 10 |  |  |  | No | R-410A | 1.9833 | Residential & Commercial | Ducted CEE Tier 1
211243972 | Central HP <5.4 tons | ARCOAIRE | HRCU-A-CB (Split System: Heat Pump with Remote Outdoor Unit-Air-Source) | DLCURAH24ABK |  |  | EN(A,D)4X24L17** | *80ESU0401712A* | 23600 | 17 | 8.5 | 26400 | 23800 | 90.15% | 1.98 | 0 | 10 |  |  |  | No | R-410A | 1.9667 | Residential & Commercial | Ducted CEE Tier 1
212975698 | Central HP <5.4 tons | ARCOAIRE | HRCU-A-CB (Split System: Heat Pump with Remote Outdoor Unit-Air-Source) | DLCURAH24ABK |  |  | EA*4X37L17A* | *96VTN0601412B* | 24000 | 17 | 8.1 | 25200 | 22400 | 88.89% | 1.86 | 0 | 10 |  |  |  | No | R-410A | 2 | Residential & Commercial | Ducted CEE Tier 1
212988747 | Central HP <5.4 tons | PAYNE HEATING AND COOLING | HRCU-A-CB (Split System: Heat Pump with Remote Outdoor Unit-Air-Source) | 38MURAQ24AB3* |  |  | CNPV*3617AL* | PG95MSUA36040B** | 23600 | 16.5 | 8.1 | 26400 | 24200 | 91.67% | 2.02 | 0 | 10 |  |  |  | No | R-410A | 1.9667 | Residential & Commercial | Ducted CEE Tier 1
212989131 | Central HP <5.4 tons | PAYNE HEATING AND COOLING | HRCU-A-CB (Split System: Heat Pump with Remote Outdoor Unit-Air-Source) | 38MURAQ24AB3* |  |  | CAP**2417AL* | PG95MSUA48060B** | 23400 | 17 | 9 | 26800 | 26400 | 98.51% | 2.24 | 0 | 10 |  |  |  | No | R-410A | 1.95 | Residential & Commercial | Ducted CEE Tier 1
212989251 | Central HP <5.4 tons | PAYNE HEATING AND COOLING | HRCU-A-CB (Split System: Heat Pump with Remote Outdoor Unit-Air-Source) | 38MURAQ24AB3* |  |  | CNPV*3621AL* | PG95MSUA48060B** | 23600 | 17 | 8.5 | 26400 | 24400 | 92.42% | 2.02 | 0 | 10.5 |  |  |  | No | R-410A | 1.9667 | Residential & Commercial | Ducted CEE Tier 1
213780149 | Central HP <5.4 tons | ARCOAIRE | HRCU-A-CB (Split System: Heat Pump with Remote Outdoor Unit-Air-Source) | HVH837GKA** |  |  | EHD4X48AAL+WALLCON | *80CTL0701412B* | 32600 | 16.5 | 8.1 | 33200 | 25000 | 75.3% | 1.94 | 0 | 11 |  |  |  | No | R-410A | 2.7167 | Residential & Commercial | Ducted CEE Tier 1
213780169 | Central HP <5.4 tons | ARCOAIRE | HRCU-A-CB (Split System: Heat Pump with Remote Outdoor Unit-Air-Source) | HVH837GKA** |  |  | EHD4X48AAL+WALLCON | *80CTL0901716B* | 32400 | 16.5 | 8.1 | 33000 | 24800 | 75.15% | 1.96 | 0 | 11 |  |  |  | No | R-410A | 2.7 | Residential & Commercial | Ducted CEE Tier 1
213779649 | Central HP <5.4 tons | ARCOAIRE | HRCU-A-CB (Split System: Heat Pump with Remote Outdoor Unit-Air-Source) | HVH837GKA** |  |  | EA*4X61L21A*+WALLCON | *80CTL0901716B* | 33200 | 17.5 | 8.1 | 32000 | 24800 | 77.5% | 1.98 | 0 | 11.5 |  |  |  | No | R-410A | 2.7667 | Residential & Commercial | Ducted CEE Tier 1
213780199 | Central HP <5.4 tons | ARCOAIRE | HRCU-A-CB (Split System: Heat Pump with Remote Outdoor Unit-Air-Source) | HVH837GKA** |  |  | EHD4X48AAL+WALLCON | *80CTL1352422B* | 32600 | 16.5 | 8.1 | 32600 | 24800 | 76.07% | 1.96 | 0 | 11 |  |  |  | No | R-410A | 2.7167 | Residential & Commercial | Ducted CEE Tier 1
211243359 | Central HP <5.4 tons | ARCOAIRE | HRCU-A-CB (Split System: Heat Pump with Remote Outdoor Unit-Air-Source) | DLCURAH24ABK |  |  | EA*4X37L21A* | *80VSL0902120A* | 24600 | 17 | 8.5 | 25400 | 21200 | 83.46% | 1.78 | 0 | 10.5 |  |  |  | No | R-410A | 2.05 | Residential & Commercial | Ducted CEE Tier 1
211243495 | Central HP <5.4 tons | ARCOAIRE | HRCU-A-CB (Split System: Heat Pump with Remote Outdoor Unit-Air-Source) | DLCURAH24ABK |  |  | EA*4X37L21A* | *80ES(N,L)0451712A* | 24800 | 17 | 8.5 | 25400 | 21000 | 82.68% | 1.76 | 0 | 10.5 |  |  |  | No | R-410A | 2.0667 | Residential & Commercial | Ducted CEE Tier 1
211243424 | Central HP <5.4 tons | ARCOAIRE | HRCU-A-CB (Split System: Heat Pump with Remote Outdoor Unit-Air-Source) | DLCURAH24ABK |  |  | EA*4X37L21A* | *96VTN0801716A* | 24800 | 17 | 8.5 | 25600 | 21000 | 82.03% | 1.76 | 0 | 10.5 |  |  |  | No | R-410A | 2.0667 | Residential & Commercial | Ducted CEE Tier 1
211242721 | Central HP <5.4 tons | ARCOAIRE | HRCU-A-CB (Split System: Heat Pump with Remote Outdoor Unit-Air-Source) | DLCURAH24ABK |  |  | EA*4X36L21A* | OMV098J12* | 23600 | 16.5 | 8.5 | 25800 | 23200 | 89.92% | 1.94 | 0 | 10 |  |  |  | No | R-410A | 1.9667 | Residential & Commercial | Ducted CEE Tier 1
211242739 | Central HP <5.4 tons | ARCOAIRE | HRCU-A-CB (Split System: Heat Pump with Remote Outdoor Unit-Air-Source) | DLCURAH24ABK |  |  | EA*4X36L21A* | OMV112K14A | 24200 | 16.5 | 8.5 | 26200 | 22600 | 86.26% | 1.86 | 0 | 10 |  |  |  | No | R-410A | 2.0167 | Residential & Commercial | Ducted CEE Tier 1
211241618 | Central HP <5.4 tons | ARCOAIRE | HRCU-A-CB (Split System: Heat Pump with Remote Outdoor Unit-Air-Source) | DLCURAH24ABK |  |  | EA*4X30L17A* | *95ESN0261410A* | 23200 | 16.5 | 8.5 | 25800 | 24400 | 94.57% | 2.02 | 0 | 10 |  |  |  | No | R-410A | 1.9333 | Residential & Commercial | Ducted CEE Tier 1
215931628 | Central HP <5.4 tons | ARCOAIRE | HRCU-A-CB (Split System: Heat Pump with Remote Outdoor Unit-Air-Source) | H5H3V60*K*AAA* |  |  | EA*5X60M24A*+WALLCON | *97CMN1202422B* | 55500 | 18.5 | 8.5 | 60500 | 46000 | 76.03% | 2.06 | 0 | 11 |  |  |  | No | R-454B | 4.625 | Residential & Commercial | Ducted CEE Tier 1
213779499 | Central HP <5.4 tons | ARCOAIRE | HRCU-A-CB (Split System: Heat Pump with Remote Outdoor Unit-Air-Source) | HVH837GKA** |  |  | EA*4X48L24A*+WALLCON | *80CTL1102120B* | 32400 | 17.5 | 8.5 | 32200 | 24800 | 77.02% | 1.98 | 0 | 11.5 |  |  |  | No | R-410A | 2.7 | Residential & Commercial | Ducted CEE Tier 1
213779179 | Central HP <5.4 tons | ARCOAIRE | HRCU-A-CB (Split System: Heat Pump with Remote Outdoor Unit-Air-Source) | HVH837GKA** |  |  | EA*4X42L24A*+WALLCON | *80CTL0902120B* | 31800 | 17 | 8.1 | 32800 | 24200 | 73.78% | 1.88 | 0 | 11 |  |  |  | No | R-410A | 2.65 | Residential & Commercial | Ducted CEE Tier 1
213779299 | Central HP <5.4 tons | ARCOAIRE | HRCU-A-CB (Split System: Heat Pump with Remote Outdoor Unit-Air-Source) | HVH837GKA** |  |  | EA*4X43L21A*+WALLCON | *95CSU0601716B* | 32800 | 17 | 8.5 | 33000 | 25200 | 76.36% | 1.96 | 0 | 11 |  |  |  | No | R-410A | 2.7333 | Residential & Commercial | Ducted CEE Tier 1
213779079 | Central HP <5.4 tons | ARCOAIRE | HRCU-A-CB (Split System: Heat Pump with Remote Outdoor Unit-Air-Source) | HVH837GKA** |  |  | EA*4X42L21A*+WALLCON | *80CTL0901716B* | 31800 | 17 | 8.1 | 33000 | 24400 | 73.94% | 1.88 | 0 | 11 |  |  |  | No | R-410A | 2.65 | Residential & Commercial | Ducted CEE Tier 1
213779049 | Central HP <5.4 tons | ARCOAIRE | HRCU-A-CB (Split System: Heat Pump with Remote Outdoor Unit-Air-Source) | HVH837GKA** |  |  | EA*4X37L21A*+WALLCON | *96CTN1002122B* | 33000 | 17 | 8.5 | 32600 | 25000 | 76.69% | 1.98 | 0 | 11.5 |  |  |  | No | R-410A | 2.75 | Residential & Commercial | Ducted CEE Tier 1
213778729 | Central HP <5.4 tons | ARCOAIRE | HRCU-A-CB (Split System: Heat Pump with Remote Outdoor Unit-Air-Source) | HVH837GKA** |  |  | EA*4X36L17A*+WALLCON | *80CTL0451712B* | 31200 | 16.5 | 8.1 | 33400 | 24600 | 73.65% | 1.8 | 0 | 10.5 |  |  |  | No | R-410A | 2.6 | Residential & Commercial | Ducted CEE Tier 1
213778829 | Central HP <5.4 tons | ARCOAIRE | HRCU-A-CB (Split System: Heat Pump with Remote Outdoor Unit-Air-Source) | HVH837GKA** |  |  | EA*4X36L21A*+WALLCON | *80CTL0701716B* | 31400 | 16.5 | 8.1 | 33000 | 24400 | 73.94% | 1.84 | 0 | 10.5 |  |  |  | No | R-410A | 2.6167 | Residential & Commercial | Ducted CEE Tier 1
213770509 | Central HP <5.4 tons | ARCOAIRE | HRCU-A-CB (Split System: Heat Pump with Remote Outdoor Unit-Air-Source) | HVH825GKA2* |  |  | EA*4X24L17A*+WALLCON | *80CTL0701716B* | 23200 | 16.5 | 8.1 | 22000 | 16800 | 76.36% | 1.9 | 0 | 10.5 |  |  |  | No | R-410A | 1.9333 | Residential & Commercial | Ducted CEE Tier 1
213770589 | Central HP <5.4 tons | ARCOAIRE | HRCU-A-CB (Split System: Heat Pump with Remote Outdoor Unit-Air-Source) | HVH825GKA2* |  |  | EA*4X25L17A*+WALLCON | *80CTL0451712B* | 24200 | 16.5 | 8.1 | 21400 | 16800 | 78.5% | 2 | 0 | 11 |  |  |  | No | R-410A | 2.0167 | Residential & Commercial | Ducted CEE Tier 1
213771159 | Central HP <5.4 tons | ARCOAIRE | HRCU-A-CB (Split System: Heat Pump with Remote Outdoor Unit-Air-Source) | HVH825GKA2* |  |  | EA*4X37L21A*+WALLCON | *80CTL0902120B* | 24400 | 16.5 | 8.5 | 21200 | 16600 | 78.3% | 2.04 | 0 | 11 |  |  |  | No | R-410A | 2.0333 | Residential & Commercial | Ducted CEE Tier 1
213771309 | Central HP <5.4 tons | ARCOAIRE | HRCU-A-CB (Split System: Heat Pump with Remote Outdoor Unit-Air-Source) | HVH825GKA2* |  |  | EA*4X42L21A*+WALLCON | *97CMN0601714B* | 23600 | 16 | 8.1 | 21600 | 16700 | 77.31% | 1.94 | 0 | 10.5 |  |  |  | No | R-410A | 1.9667 | Residential & Commercial | Ducted CEE Tier 1
213771359 | Central HP <5.4 tons | ARCOAIRE | HRCU-A-CB (Split System: Heat Pump with Remote Outdoor Unit-Air-Source) | HVH825GKA2* |  |  | EA*4X42L21A*+WALLCON | *96CTN1002122B* | 23800 | 16.5 | 8.1 | 21400 | 16600 | 77.57% | 1.96 | 0 | 11 |  |  |  | No | R-410A | 1.9833 | Residential & Commercial | Ducted CEE Tier 1
213771409 | Central HP <5.4 tons | ARCOAIRE | HRCU-A-CB (Split System: Heat Pump with Remote Outdoor Unit-Air-Source) | HVH825GKA2* |  |  | EA*4X42L24A*+WALLCON | *97CMN1202422B* | 23800 | 16.5 | 8.1 | 21400 | 16600 | 77.57% | 1.96 | 0 | 11 |  |  |  | No | R-410A | 1.9833 | Residential & Commercial | Ducted CEE Tier 1
213772579 | Central HP <5.4 tons | ARCOAIRE | HRCU-A-CB (Split System: Heat Pump with Remote Outdoor Unit-Air-Source) | HVH825GKA2* |  |  | EHD4X48AAL+WALLCON | *96CTN1002122B* | 24200 | 16 | 8.1 | 21200 | 16600 | 78.3% | 2.02 | 0 | 11 |  |  |  | No | R-410A | 2.0167 | Residential & Commercial | Ducted CEE Tier 1
213780819 | Central HP <5.4 tons | ARCOAIRE | HRCU-A-CB (Split System: Heat Pump with Remote Outdoor Unit-Air-Source) | HVH837GKA2* |  |  | EA*4X36L21A*+WALLCON | *96CTN0601714B* | 31400 | 16.5 | 8.1 | 33200 | 24400 | 73.49% | 1.82 | 0 | 10.5 |  |  |  | No | R-410A | 2.6167 | Residential & Commercial | Ducted CEE Tier 1
213781069 | Central HP <5.4 tons | ARCOAIRE | HRCU-A-CB (Split System: Heat Pump with Remote Outdoor Unit-Air-Source) | HVH837GKA2* |  |  | EA*4X42L21A*+WALLCON | *96CTN0801714B* | 31600 | 17 | 8.1 | 33000 | 24600 | 74.55% | 1.86 | 0 | 10.5 |  |  |  | No | R-410A | 2.6333 | Residential & Commercial | Ducted CEE Tier 1
213781119 | Central HP <5.4 tons | ARCOAIRE | HRCU-A-CB (Split System: Heat Pump with Remote Outdoor Unit-Air-Source) | HVH837GKA2* |  |  | EA*4X42L24A*+WALLCON | *97CMN1002122B* | 31800 | 17 | 8.1 | 33000 | 24200 | 73.33% | 1.88 | 0 | 11 |  |  |  | No | R-410A | 2.65 | Residential & Commercial | Ducted CEE Tier 1
214239157 | Central HP <5.4 tons | ARCOAIRE | HRCU-A-CB (Split System: Heat Pump with Remote Outdoor Unit-Air-Source) | HVH837GKA2* |  |  | EN(A,D,W)4X42L21**+WALLCON | *96CTN1002122B* | 31800 | 16.5 | 8.1 | 33000 | 24400 | 73.94% | 1.88 | 0 | 11 |  |  |  | No | R-410A | 2.65 | Residential & Commercial | Ducted CEE Tier 1
214229380 | Central HP <5.4 tons | ARCOAIRE | HRCU-A-CB (Split System: Heat Pump with Remote Outdoor Unit-Air-Source) | DLCURAH24ABK |  |  | EA*4X37L21A* | *80MSU0802120A* | 24200 | 17.5 | 8.5 | 25000 | 21400 | 85.6% | 1.8 | 0 | 10 |  |  |  | No | R-410A | 2.0167 | Residential & Commercial | Ducted CEE Tier 1
214229149 | Central HP <5.4 tons | ARCOAIRE | HRCU-A-CB (Split System: Heat Pump with Remote Outdoor Unit-Air-Source) | DLCURAH24ABK |  |  | EA*4X30L17A* | *80MSU0601716A* | 23600 | 17 | 8.5 | 25800 | 24200 | 93.8% | 2.02 | 0 | 10 |  |  |  | No | R-410A | 1.9667 | Residential & Commercial | Ducted CEE Tier 1
210470346 | Central HP <5.4 tons | ARCOAIRE | HRCU-A-CB (Split System: Heat Pump with Remote Outdoor Unit-Air-Source) | HVH837GKA2* |  |  | EA*4X60L24A*+WALLCON | *96CTN1002122A* | 32800 | 17.5 | 8.5 | 31800 | 24800 | 77.99% | 2 | 0 | 11.7 |  |  |  | No | R-410A | 2.7333 | Residential & Commercial | Ducted CEE Tier 1
213778899 | Central HP <5.4 tons | ARCOAIRE | HRCU-A-CB (Split System: Heat Pump with Remote Outdoor Unit-Air-Source) | HVH837GKA** |  |  | EA*4X36L21A*+WALLCON | *97CMN1002122B* | 31600 | 17 | 8.1 | 32800 | 24200 | 73.78% | 1.86 | 0 | 11 |  |  |  | No | R-410A | 2.6333 | Residential & Commercial | Ducted CEE Tier 1
213773549 | Central HP <5.4 tons | ARCOAIRE | HRCU-A-CB (Split System: Heat Pump with Remote Outdoor Unit-Air-Source) | HVH825GKA3* |  |  | EA*4X42L24A*+WALLCON | *96CTN1002122B* | 23800 | 16.5 | 8.1 | 21400 | 16600 | 77.57% | 1.96 | 0 | 11 |  |  |  | No | R-410A | 1.9833 | Residential & Commercial | Ducted CEE Tier 1
213773499 | Central HP <5.4 tons | ARCOAIRE | HRCU-A-CB (Split System: Heat Pump with Remote Outdoor Unit-Air-Source) | HVH825GKA3* |  |  | EA*4X42L24A*+WALLCON | *80CTL0902120B* | 23800 | 16.5 | 8.1 | 21400 | 16600 | 77.57% | 1.96 | 0 | 10.5 |  |  |  | No | R-410A | 1.9833 | Residential & Commercial | Ducted CEE Tier 1
213773299 | Central HP <5.4 tons | ARCOAIRE | HRCU-A-CB (Split System: Heat Pump with Remote Outdoor Unit-Air-Source) | HVH825GKA3* |  |  | EA*4X37L21A*+WALLCON | *80CTL1102120B* | 24400 | 17 | 8.1 | 21200 | 16600 | 78.3% | 2.02 | 0 | 11 |  |  |  | No | R-410A | 2.0333 | Residential & Commercial | Ducted CEE Tier 1
213773399 | Central HP <5.4 tons | ARCOAIRE | HRCU-A-CB (Split System: Heat Pump with Remote Outdoor Unit-Air-Source) | HVH825GKA3* |  |  | EA*4X42L21A*+WALLCON | *80CTL0901716B* | 23800 | 16.5 | 8.1 | 21400 | 16600 | 77.57% | 1.96 | 0 | 10.5 |  |  |  | No | R-410A | 1.9833 | Residential & Commercial | Ducted CEE Tier 1
213773449 | Central HP <5.4 tons | ARCOAIRE | HRCU-A-CB (Split System: Heat Pump with Remote Outdoor Unit-Air-Source) | HVH825GKA3* |  |  | EA*4X42L21A*+WALLCON | *97CMN0801714B* | 23600 | 16.5 | 8.1 | 21400 | 16700 | 78.04% | 1.94 | 0 | 10.5 |  |  |  | No | R-410A | 1.9667 | Residential & Commercial | Ducted CEE Tier 1
213773049 | Central HP <5.4 tons | ARCOAIRE | HRCU-A-CB (Split System: Heat Pump with Remote Outdoor Unit-Air-Source) | HVH825GKA3* |  |  | EA*4X36L21A*+WALLCON | *80CTL0701716B* | 23600 | 16.5 | 8.1 | 21400 | 16700 | 78.04% | 1.92 | 0 | 10.5 |  |  |  | No | R-410A | 1.9667 | Residential & Commercial | Ducted CEE Tier 1
211242449 | Central HP <5.4 tons | ARCOAIRE | HRCU-A-CB (Split System: Heat Pump with Remote Outdoor Unit-Air-Source) | DLCURAH24ABK |  |  | EA*4X36L21A* | *80VTL0902120A* | 24200 | 17 | 8.5 | 26000 | 22800 | 87.69% | 1.88 | 0 | 10 |  |  |  | No | R-410A | 2.0167 | Residential & Commercial | Ducted CEE Tier 1
211242667 | Central HP <5.4 tons | ARCOAIRE | HRCU-A-CB (Split System: Heat Pump with Remote Outdoor Unit-Air-Source) | DLCURAH24ABK |  |  | EA*4X36L21A* | *95ESN0601714A* | 24800 | 16 | 8.5 | 26600 | 22000 | 82.71% | 1.82 | 0 | 10 |  |  |  | No | R-410A | 2.0667 | Residential & Commercial | Ducted CEE Tier 1
212979243 | Central HP <5.4 tons | ARCOAIRE | HRCU-A-CB (Split System: Heat Pump with Remote Outdoor Unit-Air-Source) | DLCURAH24ABK |  |  | EN(A,D)4X36L21** | *80MS(N,L)0701716A* | 23600 | 17 | 8.5 | 26400 | 24200 | 91.67% | 2.02 | 0 | 10.5 |  |  |  | No | R-410A | 1.9667 | Residential & Commercial | Ducted CEE Tier 1
211243078 | Central HP <5.4 tons | ARCOAIRE | HRCU-A-CB (Split System: Heat Pump with Remote Outdoor Unit-Air-Source) | DLCURAH24ABK |  |  | EA*4X37L17A* | *92ESN0601714A* | 24800 | 17 | 8.5 | 25600 | 21400 | 83.59% | 1.8 | 0 | 10.5 |  |  |  | No | R-410A | 2.0667 | Residential & Commercial | Ducted CEE Tier 1
213781389 | Central HP <5.4 tons | ARCOAIRE | HRCU-A-CB (Split System: Heat Pump with Remote Outdoor Unit-Air-Source) | HVH837GKA2* |  |  | EA*4X48L21A*+WALLCON | *96CTN1002122B* | 32400 | 17 | 8.1 | 32600 | 24800 | 76.07% | 1.98 | 0 | 11 |  |  |  | No | R-410A | 2.7 | Residential & Commercial | Ducted CEE Tier 1
213781439 | Central HP <5.4 tons | ARCOAIRE | HRCU-A-CB (Split System: Heat Pump with Remote Outdoor Unit-Air-Source) | HVH837GKA2* |  |  | EA*4X48L24A*+WALLCON | *97CMN1202422B* | 32200 | 17 | 8.1 | 32600 | 24800 | 76.07% | 1.98 | 0 | 11 |  |  |  | No | R-410A | 2.6833 | Residential & Commercial | Ducted CEE Tier 1
213781319 | Central HP <5.4 tons | ARCOAIRE | HRCU-A-CB (Split System: Heat Pump with Remote Outdoor Unit-Air-Source) | HVH837GKA2* |  |  | EA*4X48L21A*+WALLCON | *80CTL1102120B* | 32400 | 17 | 8.1 | 32400 | 24800 | 76.54% | 1.98 | 0 | 11 |  |  |  | No | R-410A | 2.7 | Residential & Commercial | Ducted CEE Tier 1
215936048 | Central HP <5.4 tons | ARCOAIRE | HRCU-A-CB (Split System: Heat Pump with Remote Outdoor Unit-Air-Source) | H5H3V36*K*AAA* |  |  | EVD5X42M21A*+WALLCON | *95CSU0802120B* | 34400 | 20.5 | 8.5 | 38500 | 28200 | 73.25% | 2.04 | 0 | 11.7 |  |  |  | No | R-454B | 2.8667 | Residential & Commercial | Ducted CEE Tier 1
213781339 | Central HP <5.4 tons | ARCOAIRE | HRCU-A-CB (Split System: Heat Pump with Remote Outdoor Unit-Air-Source) | HVH837GKA2* |  |  | EA*4X48L21A*+WALLCON | *97CMN0601714B* | 32000 | 16.5 | 8.1 | 32800 | 25200 | 76.83% | 1.94 | 0 | 10.5 |  |  |  | No | R-410A | 2.6667 | Residential & Commercial | Ducted CEE Tier 1
211241687 | Central HP <5.4 tons | ARCOAIRE | HRCU-A-CB (Split System: Heat Pump with Remote Outdoor Unit-Air-Source) | DLCURAH24ABK |  |  | EA*4X30L17A* | *92ESN0601412A* | 23400 | 17 | 8.5 | 25800 | 24200 | 93.8% | 2.02 | 0 | 10 |  |  |  | No | R-410A | 1.95 | Residential & Commercial | Ducted CEE Tier 1
211241804 | Central HP <5.4 tons | ARCOAIRE | HRCU-A-CB (Split System: Heat Pump with Remote Outdoor Unit-Air-Source) | DLCURAH24ABK |  |  | EA*4X30L17A* | OMV112K14A | 24000 | 16 | 8.5 | 26400 | 23000 | 87.12% | 1.9 | 0 | 10 |  |  |  | No | R-410A | 2 | Residential & Commercial | Ducted CEE Tier 1
211241888 | Central HP <5.4 tons | ARCOAIRE | HRCU-A-CB (Split System: Heat Pump with Remote Outdoor Unit-Air-Source) | DLCURAH24ABK |  |  | EA*4X36L17A* | *80ES(N,L)0701716A* | 25000 | 16 | 8.5 | 26800 | 21800 | 81.34% | 1.8 | 0 | 10 |  |  |  | No | R-410A | 2.0833 | Residential & Commercial | Ducted CEE Tier 1
211241971 | Central HP <5.4 tons | ARCOAIRE | HRCU-A-CB (Split System: Heat Pump with Remote Outdoor Unit-Air-Source) | DLCURAH24ABK |  |  | EA*4X36L17A* | *96VTN0401712A* | 23400 | 16 | 8.5 | 25800 | 23600 | 91.47% | 1.96 | 0 | 10 |  |  |  | No | R-410A | 1.95 | Residential & Commercial | Ducted CEE Tier 1
213781369 | Central HP <5.4 tons | ARCOAIRE | HRCU-A-CB (Split System: Heat Pump with Remote Outdoor Unit-Air-Source) | HVH837GKA2* |  |  | EA*4X48L21A*+WALLCON | *96CTN0601714B* | 32200 | 17 | 8.1 | 32600 | 25200 | 77.3% | 1.94 | 0 | 11 |  |  |  | No | R-410A | 2.6833 | Residential & Commercial | Ducted CEE Tier 1
213782139 | Central HP <5.4 tons | ARCOAIRE | HRCU-A-CB (Split System: Heat Pump with Remote Outdoor Unit-Air-Source) | HVH837GKA2* |  |  | EHD4X48AAL+WALLCON | *97CMN0801714B* | 32400 | 16.5 | 8.1 | 33000 | 25000 | 75.76% | 1.94 | 0 | 11 |  |  |  | No | R-410A | 2.7 | Residential & Commercial | Ducted CEE Tier 1
213781939 | Central HP <5.4 tons | ARCOAIRE | HRCU-A-CB (Split System: Heat Pump with Remote Outdoor Unit-Air-Source) | HVH837GKA2* |  |  | EHD4X42AAL+WALLCON | *80CTL1102120B* | 32600 | 16.5 | 8.1 | 32800 | 24600 | 75% | 1.94 | 0 | 11 |  |  |  | No | R-410A | 2.7167 | Residential & Commercial | Ducted CEE Tier 1
213781989 | Central HP <5.4 tons | ARCOAIRE | HRCU-A-CB (Split System: Heat Pump with Remote Outdoor Unit-Air-Source) | HVH837GKA2* |  |  | EHD4X42AAL+WALLCON | *97CMN1002122B* | 32600 | 16.5 | 8.1 | 33000 | 24600 | 74.55% | 1.94 | 0 | 11 |  |  |  | No | R-410A | 2.7167 | Residential & Commercial | Ducted CEE Tier 1
211242811 | Central HP <5.4 tons | ARCOAIRE | HRCU-A-CB (Split System: Heat Pump with Remote Outdoor Unit-Air-Source) | DLCURAH24ABK |  |  | EA*4X37L17A* | *96VSN0801716A* | 24600 | 16.5 | 8.5 | 25600 | 21400 | 83.59% | 1.8 | 0 | 10 |  |  |  | No | R-410A | 2.05 | Residential & Commercial | Ducted CEE Tier 1
212978190 | Central HP <5.4 tons | ARCOAIRE | HRCU-A-CB (Split System: Heat Pump with Remote Outdoor Unit-Air-Source) | DLCURAH24ABK |  |  | EN(A,D)4X30L14** | *80MS(N,L)0701412A* | 23600 | 17 | 8.5 | 26200 | 24600 | 93.89% | 2.04 | 0 | 10.5 |  |  |  | No | R-410A | 1.9667 | Residential & Commercial | Ducted CEE Tier 1
212978690 | Central HP <5.4 tons | ARCOAIRE | HRCU-A-CB (Split System: Heat Pump with Remote Outdoor Unit-Air-Source) | DLCURAH24ABK |  |  | EA*4X37L21A* | *80MS(N,L)0701712A* | 24400 | 17.5 | 8.5 | 25200 | 21200 | 84.13% | 1.8 | 0 | 10.5 |  |  |  | No | R-410A | 2.0333 | Residential & Commercial | Ducted CEE Tier 1
211241916 | Central HP <5.4 tons | ARCOAIRE | HRCU-A-CB (Split System: Heat Pump with Remote Outdoor Unit-Air-Source) | DLCURAH24ABK |  |  | EA*4X36L17A* | *80VSL0451716A* | 24200 | 16.5 | 8.5 | 26200 | 22600 | 86.26% | 1.86 | 0 | 10 |  |  |  | No | R-410A | 2.0167 | Residential & Commercial | Ducted CEE Tier 1
211241764 | Central HP <5.4 tons | ARCOAIRE | HRCU-A-CB (Split System: Heat Pump with Remote Outdoor Unit-Air-Source) | DLCURAH24ABK |  |  | EA*4X30L17A* | *80ES(N,L)0701412A* | 24200 | 16.5 | 8.5 | 26400 | 22800 | 86.36% | 1.88 | 0 | 10 |  |  |  | No | R-410A | 2.0167 | Residential & Commercial | Ducted CEE Tier 1
212978624 | Central HP <5.4 tons | ARCOAIRE | HRCU-A-CB (Split System: Heat Pump with Remote Outdoor Unit-Air-Source) | DLCURAH24ABK |  |  | EA*4X24L17A* | *80MS(N,L)0701712A* | 23600 | 17 | 9 | 27000 | 25800 | 95.56% | 2.16 | 0 | 10 |  |  |  | No | R-410A | 1.9667 | Residential & Commercial | Ducted CEE Tier 1
211242700 | Central HP <5.4 tons | ARCOAIRE | HRCU-A-CB (Split System: Heat Pump with Remote Outdoor Unit-Air-Source) | DLCURAH24ABK |  |  | EA*4X36L21A* | *80ESU0802120A | 24600 | 17.5 | 8.5 | 26200 | 22200 | 84.73% | 1.86 | 0 | 10.5 |  |  |  | No | R-410A | 2.05 | Residential & Commercial | Ducted CEE Tier 1
211242575 | Central HP <5.4 tons | ARCOAIRE | HRCU-A-CB (Split System: Heat Pump with Remote Outdoor Unit-Air-Source) | DLCURAH24ABK |  |  | EA*4X36L21A* | *80ES(N,L)0702116A* | 24400 | 17 | 8.5 | 26200 | 22400 | 85.5% | 1.86 | 0 | 10 |  |  |  | No | R-410A | 2.0333 | Residential & Commercial | Ducted CEE Tier 1
211242189 | Central HP <5.4 tons | ARCOAIRE | HRCU-A-CB (Split System: Heat Pump with Remote Outdoor Unit-Air-Source) | DLCURAH24ABK |  |  | EA*4X36L17A* | *92ESN0401712A* | 23800 | 16 | 8.5 | 26000 | 23200 | 89.23% | 1.9 | 0 | 10 |  |  |  | No | R-410A | 1.9833 | Residential & Commercial | Ducted CEE Tier 1
211242134 | Central HP <5.4 tons | ARCOAIRE | HRCU-A-CB (Split System: Heat Pump with Remote Outdoor Unit-Air-Source) | DLCURAH24ABK |  |  | EA*4X36L17A* | *92ESN0601714A* | 24400 | 17 | 8.5 | 26200 | 22400 | 85.5% | 1.86 | 0 | 10 |  |  |  | No | R-410A | 2.0333 | Residential & Commercial | Ducted CEE Tier 1
211242231 | Central HP <5.4 tons | ARCOAIRE | HRCU-A-CB (Split System: Heat Pump with Remote Outdoor Unit-Air-Source) | DLCURAH24ABK |  |  | EA*4X36L17A* | OLV098A12* | 23400 | 16.5 | 8.5 | 25600 | 23800 | 92.97% | 1.98 | 0 | 10 |  |  |  | No | R-410A | 1.95 | Residential & Commercial | Ducted CEE Tier 1
213772929 | Central HP <5.4 tons | ARCOAIRE | HRCU-A-CB (Split System: Heat Pump with Remote Outdoor Unit-Air-Source) | HVH825GKA3* |  |  | EA*4X30L17A*+WALLCON | *96CTN0801714B* | 23400 | 16.5 | 8.1 | 21600 | 16700 | 77.31% | 1.9 | 0 | 10.5 |  |  |  | No | R-410A | 1.95 | Residential & Commercial | Ducted CEE Tier 1
213772949 | Central HP <5.4 tons | ARCOAIRE | HRCU-A-CB (Split System: Heat Pump with Remote Outdoor Unit-Air-Source) | HVH825GKA3* |  |  | EA*4X36L17A*+WALLCON | *80CTL0701412B* | 23600 | 16.5 | 8.1 | 21400 | 16700 | 78.04% | 1.92 | 0 | 10.5 |  |  |  | No | R-410A | 1.9667 | Residential & Commercial | Ducted CEE Tier 1
213772979 | Central HP <5.4 tons | ARCOAIRE | HRCU-A-CB (Split System: Heat Pump with Remote Outdoor Unit-Air-Source) | HVH825GKA3* |  |  | EA*4X36L17A*+WALLCON | *95CSU0601716B* | 23400 | 16.5 | 8.1 | 21600 | 16700 | 77.31% | 1.92 | 0 | 10.5 |  |  |  | No | R-410A | 1.95 | Residential & Commercial | Ducted CEE Tier 1
213772629 | Central HP <5.4 tons | ARCOAIRE | HRCU-A-CB (Split System: Heat Pump with Remote Outdoor Unit-Air-Source) | HVH825GKA3* |  |  | EA*4X24L17A*+WALLCON | *80CTL0701412B* | 23400 | 16.5 | 8.1 | 22000 | 16800 | 76.36% | 1.88 | 0 | 10.5 |  |  |  | No | R-410A | 1.95 | Residential & Commercial | Ducted CEE Tier 1
210472835 | Central HP <5.4 tons | ARCOAIRE | HRCU-A-CB (Split System: Heat Pump with Remote Outdoor Unit-Air-Source) | HVH825GKA3* |  |  | EA*4X42L21A*+WALLCON | *95CSU1002122A* | 23800 | 16.5 | 8.1 | 21400 | 16600 | 77.57% | 1.96 | 0 | 11 |  |  |  | No | R-410A | 1.9833 | Residential & Commercial | Ducted CEE Tier 1
210474107 | Central HP <5.4 tons | ARCOAIRE | HRCU-A-CB (Split System: Heat Pump with Remote Outdoor Unit-Air-Source) | HVH825GKA3* |  |  | EN(A,D)4X48L24**+WALLCON | *96CTN1202422A* | 24200 | 17 | 8.1 | 21200 | 16600 | 78.3% | 2.02 | 0 | 11.5 |  |  |  | No | R-410A | 2.0167 | Residential & Commercial | Ducted CEE Tier 1
210473689 | Central HP <5.4 tons | ARCOAIRE | HRCU-A-CB (Split System: Heat Pump with Remote Outdoor Unit-Air-Source) | HVH825GKA3* |  |  | END4X42L17**+WALLCON | *80CTL0701412A* | 24000 | 17 | 8.1 | 21400 | 16600 | 77.57% | 2 | 0 | 11 |  |  |  | No | R-410A | 2 | Residential & Commercial | Ducted CEE Tier 1
215936558 | Central HP <5.4 tons | ARCOAIRE | HRCU-A-CB (Split System: Heat Pump with Remote Outdoor Unit-Air-Source) | H5H3V36*K*AAA* |  |  | EVD5X60M21A*+WALLCON | *80CSU0401712A* | 35600 | 22 | 8.5 | 38000 | 28800 | 75.79% | 2.02 | 0 | 12 |  |  |  | No | R-454B | 2.9667 | Residential & Commercial | Ducted CEE Tier 1
215936058 | Central HP <5.4 tons | ARCOAIRE | HRCU-A-CB (Split System: Heat Pump with Remote Outdoor Unit-Air-Source) | H5H3V36*K*AAA* |  |  | EVD5X42M21A*+WALLCON | *95CSU1002122B* | 34600 | 21 | 8.5 | 38500 | 28000 | 72.73% | 2.04 | 0 | 12 |  |  |  | No | R-454B | 2.8833 | Residential & Commercial | Ducted CEE Tier 1
215935458 | Central HP <5.4 tons | ARCOAIRE | HRCU-A-CB (Split System: Heat Pump with Remote Outdoor Unit-Air-Source) | H5H3V36*K*AAA* |  |  | EVM5X61M24A*+WALLCON | *80CTL0902120B* | 36000 | 22.5 | 8.5 | 37600 | 28200 | 75% | 2.06 | 0 | 12.5 |  |  |  | No | R-454B | 3 | Residential & Commercial | Ducted CEE Tier 1
215933241 | Central HP <5.4 tons | KEEPRITE | HRCU-A-CB (Split System: Heat Pump with Remote Outdoor Unit-Air-Source) | C5H3V36*K*AAA* |  |  | ESH5X36M12A*+WALLCON | *96CTN0601714B* | 33000 | 18.5 | 9 | 34400 | 26200 | 76.16% | 1.92 | 0 | 10.5 |  |  |  | No | R-454B | 2.75 | Residential & Commercial | Ducted CEE Tier 1
215933361 | Central HP <5.4 tons | KEEPRITE | HRCU-A-CB (Split System: Heat Pump with Remote Outdoor Unit-Air-Source) | C5H3V36*K*AAA* |  |  | ESH5X42M12A*+WALLCON | *80CTL1352422B* | 33600 | 19.5 | 9 | 34600 | 26400 | 76.3% | 1.92 | 0 | 11.7 |  |  |  | No | R-454B | 2.8 | Residential & Commercial | Ducted CEE Tier 1
216051151 | Central HP <5.4 tons | RHEEM | HRCU-A-CB (Split System: Heat Pump with Remote Outdoor Unit-Air-Source) | RP19AY60AJVC |  |  | RCFY6021SEAAM | R802V0755A21UH | 53500 | 17 | 10 | 53500 | 48500 | 90.65% | 2 | 0 | 10 |  |  |  | No | R-454B | 4.4583 | Residential & Commercial | Ducted CEE Tier 1
211242240 | Central HP <5.4 tons | ARCOAIRE | HRCU-A-CB (Split System: Heat Pump with Remote Outdoor Unit-Air-Source) | DLCURAH24ABK |  |  | EA*4X36L17A* | OMV112K14A | 24200 | 16 | 8.5 | 26200 | 22600 | 86.26% | 1.86 | 0 | 10 |  |  |  | No | R-410A | 2.0167 | Residential & Commercial | Ducted CEE Tier 1
211241981 | Central HP <5.4 tons | ARCOAIRE | HRCU-A-CB (Split System: Heat Pump with Remote Outdoor Unit-Air-Source) | DLCURAH24ABK |  |  | EA*4X36L17A* | *96VTN0801716A* | 24200 | 16.5 | 8.5 | 26200 | 22600 | 86.26% | 1.86 | 0 | 10 |  |  |  | No | R-410A | 2.0167 | Residential & Commercial | Ducted CEE Tier 1
211242065 | Central HP <5.4 tons | ARCOAIRE | HRCU-A-CB (Split System: Heat Pump with Remote Outdoor Unit-Air-Source) | DLCURAH24ABK |  |  | EA*4X36L17A* | *96VTN0601714A* | 24000 | 16.5 | 8.5 | 26000 | 22800 | 87.69% | 1.88 | 0 | 10 |  |  |  | No | R-410A | 2 | Residential & Commercial | Ducted CEE Tier 1
212978657 | Central HP <5.4 tons | ARCOAIRE | HRCU-A-CB (Split System: Heat Pump with Remote Outdoor Unit-Air-Source) | DLCURAH24ABK |  |  | EA*4X36L17A* | *80MS(N,L)0701712A* | 23600 | 17.5 | 8.5 | 26000 | 24200 | 93.08% | 2.02 | 0 | 10 |  |  |  | No | R-410A | 1.9667 | Residential & Commercial | Ducted CEE Tier 1
212978668 | Central HP <5.4 tons | ARCOAIRE | HRCU-A-CB (Split System: Heat Pump with Remote Outdoor Unit-Air-Source) | DLCURAH24ABK |  |  | EA*4X36L21A* | *80MS(N,L)0701712A* | 23600 | 17.5 | 8.5 | 26000 | 24000 | 92.31% | 2 | 0 | 10 |  |  |  | No | R-410A | 1.9667 | Residential & Commercial | Ducted CEE Tier 1
212978723 | Central HP <5.4 tons | ARCOAIRE | HRCU-A-CB (Split System: Heat Pump with Remote Outdoor Unit-Air-Source) | DLCURAH24ABK |  |  | EN(A,D,W)4X36L17** | *80MS(N,L)0701712A* | 23400 | 17 | 8.1 | 25800 | 24200 | 93.8% | 2.04 | 0 | 10.5 |  |  |  | No | R-410A | 1.95 | Residential & Commercial | Ducted CEE Tier 1
212978734 | Central HP <5.4 tons | ARCOAIRE | HRCU-A-CB (Split System: Heat Pump with Remote Outdoor Unit-Air-Source) | DLCURAH24ABK |  |  | EN(A,D)4X36L21** | *80MS(N,L)0701712A* | 23400 | 17.5 | 8.5 | 26200 | 24600 | 93.89% | 2.06 | 0 | 10.5 |  |  |  | No | R-410A | 1.95 | Residential & Commercial | Ducted CEE Tier 1
210473220 | Central HP <5.4 tons | ARCOAIRE | HRCU-A-CB (Split System: Heat Pump with Remote Outdoor Unit-Air-Source) | HVH825GKA3* |  |  | EA*4X43L21A*+WALLCON | *97CMN1002122A* | 24400 | 16.5 | 8.5 | 21200 | 16600 | 78.3% | 2.04 | 0 | 11 |  |  |  | No | R-410A | 2.0333 | Residential & Commercial | Ducted CEE Tier 1
210473253 | Central HP <5.4 tons | ARCOAIRE | HRCU-A-CB (Split System: Heat Pump with Remote Outdoor Unit-Air-Source) | HVH825GKA3* |  |  | EA*4X43L21A*+WALLCON | *97CMN0602120A* | 24400 | 16.5 | 8.1 | 21200 | 16700 | 78.77% | 2.02 | 0 | 11 |  |  |  | No | R-410A | 2.0333 | Residential & Commercial | Ducted CEE Tier 1
210472989 | Central HP <5.4 tons | ARCOAIRE | HRCU-A-CB (Split System: Heat Pump with Remote Outdoor Unit-Air-Source) | HVH825GKA3* |  |  | EA*4X42L24A*+WALLCON | *95CSU0802120A* | 23800 | 17 | 8.1 | 21400 | 16600 | 77.57% | 1.96 | 0 | 11 |  |  |  | No | R-410A | 1.9833 | Residential & Commercial | Ducted CEE Tier 1
212978348 | Central HP <5.4 tons | ARCOAIRE | HRCU-A-CB (Split System: Heat Pump with Remote Outdoor Unit-Air-Source) | DLCURAH18ABK |  |  | EN(A,D)4X30L17** | *80MS(N,L)0701412A* | 17400 | 16.5 | 8.1 | 18000 | 18700 | 103.9% | 2.26 | 0 | 11 |  |  |  | No | R-410A | 1.45 | Residential & Commercial | Ducted CEE Tier 1
211261406 | Central HP <5.4 tons | PAYNE HEATING AND COOLING | HRCU-A-CB (Split System: Heat Pump with Remote Outdoor Unit-Air-Source) | 38MURAQ18AB3* |  |  | CAP**3014AL* | PG95ESAA30026A** | 18100 | 15.5 | 8.5 | 18800 | 18500 | 98.4% | 2.22 | 0 | 10.5 |  |  |  | No | R-410A | 1.5083 | Residential & Commercial | Ducted CEE Tier 1
212974654 | Central HP <5.4 tons | PAYNE HEATING AND COOLING | HRCU-A-CB (Split System: Heat Pump with Remote Outdoor Unit-Air-Source) | 38MURAQ18AB3* |  |  | CAP**2517AL* | PG96VTAB30040A** | 17700 | 16 | 8.1 | 17700 | 17900 | 101.1% | 2.14 | 0 | 10.5 |  |  |  | No | R-410A | 1.475 | Residential & Commercial | Ducted CEE Tier 1
212975124 | Central HP <5.4 tons | PAYNE HEATING AND COOLING | HRCU-A-CB (Split System: Heat Pump with Remote Outdoor Unit-Air-Source) | 38MURAQ18AB3* |  |  | CNPV*3017AL* | PG96VTAB36040B** | 17300 | 16 | 8.1 | 17900 | 18600 | 103.9% | 2.22 | 0 | 10.5 |  |  |  | No | R-410A | 1.4417 | Residential & Commercial | Ducted CEE Tier 1
212975399 | Central HP <5.4 tons | PAYNE HEATING AND COOLING | HRCU-A-CB (Split System: Heat Pump with Remote Outdoor Unit-Air-Source) | 38MURAQ18AB3* |  |  | CAP**2417AL* | PG96VTAB36060A** | 17300 | 16 | 8.5 | 18200 | 19400 | 106.6% | 2.34 | 0 | 10.5 |  |  |  | No | R-410A | 1.4417 | Residential & Commercial | Ducted CEE Tier 1
212973925 | Central HP <5.4 tons | ARCOAIRE | HRCU-A-CB (Split System: Heat Pump with Remote Outdoor Unit-Air-Source) | DLCURAH24ABK |  |  | EN(A,D)4X36L21** | *96VSN0801716B* | 23400 | 16.5 | 8.1 | 25800 | 24200 | 93.8% | 2 | 0 | 10 |  |  |  | No | R-410A | 1.95 | Residential & Commercial | Ducted CEE Tier 1
212976062 | Central HP <5.4 tons | ARCOAIRE | HRCU-A-CB (Split System: Heat Pump with Remote Outdoor Unit-Air-Source) | DLCURAH24ABK |  |  | EA*4X37L17A* | *96VTN0801716B* | 24200 | 17 | 8.5 | 25800 | 22200 | 86.05% | 1.84 | 0 | 10 |  |  |  | No | R-410A | 2.0167 | Residential & Commercial | Ducted CEE Tier 1
212977650 | Central HP <5.4 tons | ARCOAIRE | HRCU-A-CB (Split System: Heat Pump with Remote Outdoor Unit-Air-Source) | DLCURAH24ABK |  |  | EN(A,D)4X24L14** | *80MS(N,L)0451412A* | 23200 | 16.5 | 8.5 | 26800 | 25000 | 93.28% | 2.08 | 0 | 10 |  |  |  | No | R-410A | 1.9333 | Residential & Commercial | Ducted CEE Tier 1
212976680 | Central HP <5.4 tons | ARCOAIRE | HRCU-A-CB (Split System: Heat Pump with Remote Outdoor Unit-Air-Source) | DLCURAH24ABK |  |  | EA*4X37L21A* | *96VTN1002120B* | 24000 | 17.5 | 8.5 | 25200 | 21800 | 86.51% | 1.82 | 0 | 10 |  |  |  | No | R-410A | 2 | Residential & Commercial | Ducted CEE Tier 1
211244623 | Central HP <5.4 tons | ARCOAIRE | HRCU-A-CB (Split System: Heat Pump with Remote Outdoor Unit-Air-Source) | DLCURAH24ABK |  |  | EN(A,D)4X30L17** | *95ESN0601412A* | 24400 | 15.5 | 8.1 | 26600 | 22600 | 84.96% | 1.86 | 0 | 10 |  |  |  | No | R-410A | 2.0333 | Residential & Commercial | Ducted CEE Tier 1
211243403 | Central HP <5.4 tons | ARCOAIRE | HRCU-A-CB (Split System: Heat Pump with Remote Outdoor Unit-Air-Source) | DLCURAH24ABK |  |  | EA*4X37L21A* | *96VTN0401712A* | 24000 | 16 | 8.1 | 25000 | 21600 | 86.4% | 1.8 | 0 | 10 |  |  |  | No | R-410A | 2 | Residential & Commercial | Ducted CEE Tier 1
211242333 | Central HP <5.4 tons | ARCOAIRE | HRCU-A-CB (Split System: Heat Pump with Remote Outdoor Unit-Air-Source) | DLCURAH24ABK |  |  | EA*4X36L21A* | *80ES(N,L)0701716A* | 25000 | 16.5 | 8.5 | 26800 | 21800 | 81.34% | 1.8 | 0 | 10 |  |  |  | No | R-410A | 2.0833 | Residential & Commercial | Ducted CEE Tier 1
213075998 | Central HP <5.4 tons | ARCOAIRE | HRCU-A-CB (Split System: Heat Pump with Remote Outdoor Unit-Air-Source) | DLCURAH36ABK |  |  | EN(A,D)4X48L24** | *95MSU1002120A* | 36200 | 16.5 | 8.1 | 38500 | 35000 | 90.91% | 2.02 | 0 | 10.5 |  |  |  | No | R-410A | 3.0167 | Residential & Commercial | Ducted CEE Tier 1
211226421 | Central HP <5.4 tons | ARCOAIRE | HRCU-A-CB (Split System: Heat Pump with Remote Outdoor Unit-Air-Source) | DLCURAH36ABK |  |  | EA*4X36L21A* | *96VTN1002122A* | 35200 | 16.5 | 8.1 | 38500 | 35200 | 91.43% | 1.82 | 0 | 10 |  |  |  | No | R-410A | 2.9333 | Residential & Commercial | Ducted CEE Tier 1
212980691 | Central HP <5.4 tons | ARCOAIRE | HRCU-A-CB (Split System: Heat Pump with Remote Outdoor Unit-Air-Source) | DLCURAH36ABK |  |  | EA*4X48L24A* | *80MS(N,L)0902420A* | 36000 | 16.5 | 8.5 | 37800 | 34600 | 91.53% | 2.04 | 0 | 10 |  |  |  | No | R-410A | 3 | Residential & Commercial | Ducted CEE Tier 1
212979657 | Central HP <5.4 tons | ARCOAIRE | HRCU-A-CB (Split System: Heat Pump with Remote Outdoor Unit-Air-Source) | DLCURAH36ABK |  |  | EA*4X48L21A* | *80MS(N,L)0901714A* | 35800 | 16.5 | 8.5 | 37800 | 34600 | 91.53% | 2.02 | 0 | 10 |  |  |  | No | R-410A | 2.9833 | Residential & Commercial | Ducted CEE Tier 1
212971232 | Central HP <5.4 tons | PAYNE HEATING AND COOLING | HRCU-A-CB (Split System: Heat Pump with Remote Outdoor Unit-Air-Source) | 38MURAQ24AB3* |  |  | CNPV*3017AL* | PG80VTLB36045A** | 23600 | 17 | 8.5 | 26200 | 24600 | 93.89% | 2.04 | 0 | 10.5 |  |  |  | No | R-410A | 1.9667 | Residential & Commercial | Ducted CEE Tier 1
212975344 | Central HP <5.4 tons | PAYNE HEATING AND COOLING | HRCU-A-CB (Split System: Heat Pump with Remote Outdoor Unit-Air-Source) | 38MURAQ24AB3* |  |  | CNPV*3017AL* | PG96VTAB36040B** | 23200 | 16 | 8.1 | 26200 | 24800 | 94.66% | 2.06 | 0 | 10 |  |  |  | No | R-410A | 1.9333 | Residential & Commercial | Ducted CEE Tier 1
212975630 | Central HP <5.4 tons | PAYNE HEATING AND COOLING | HRCU-A-CB (Split System: Heat Pump with Remote Outdoor Unit-Air-Source) | 38MURAQ24AB3* |  |  | CAP**2414AL* | PG96VTAB36060A** | 23200 | 16.5 | 8.5 | 26800 | 27000 | 100.7% | 2.3 | 0 | 10 |  |  |  | No | R-410A | 1.9333 | Residential & Commercial | Ducted CEE Tier 1
212975663 | Central HP <5.4 tons | PAYNE HEATING AND COOLING | HRCU-A-CB (Split System: Heat Pump with Remote Outdoor Unit-Air-Source) | 38MURAQ24AB3* |  |  | CAP**3014AL* | PG96VTAB36060A** | 23400 | 16.5 | 8.5 | 26200 | 25000 | 95.42% | 2.08 | 0 | 10 |  |  |  | No | R-410A | 1.95 | Residential & Commercial | Ducted CEE Tier 1
212976047 | Central HP <5.4 tons | PAYNE HEATING AND COOLING | HRCU-A-CB (Split System: Heat Pump with Remote Outdoor Unit-Air-Source) | 38MURAQ24AB3* |  |  | CAP**3621AL* | PG96VTAB48080B** | 23600 | 17 | 8.5 | 26200 | 24000 | 91.6% | 2 | 0 | 10 |  |  |  | No | R-410A | 1.9667 | Residential & Commercial | Ducted CEE Tier 1
212976416 | Central HP <5.4 tons | PAYNE HEATING AND COOLING | HRCU-A-CB (Split System: Heat Pump with Remote Outdoor Unit-Air-Source) | 38MURAQ24AB3* |  |  | CNPV*3621AL* | PG96VTAB60080C** | 23800 | 17 | 8.5 | 26400 | 24000 | 90.91% | 1.98 | 0 | 10.5 |  |  |  | No | R-410A | 1.9833 | Residential & Commercial | Ducted CEE Tier 1
211240575 | Central HP <5.4 tons | PAYNE HEATING AND COOLING | HRCU-A-CB (Split System: Heat Pump with Remote Outdoor Unit-Air-Source) | 38MURAQ24AB3* |  |  | CAP**2417AL* | PG95ESAA36060A** | 24000 | 15.5 | 8.5 | 27200 | 23600 | 86.76% | 1.92 | 0 | 10 |  |  |  | No | R-410A | 2 | Residential & Commercial | Ducted CEE Tier 1
215937968 | Central HP <5.4 tons | ARCOAIRE | HRCU-A-CB (Split System: Heat Pump with Remote Outdoor Unit-Air-Source) | H5H3V48*K*AAA* |  |  | EVD5X48M24A*+WALLCON | *97CMN1202422B* | 44500 | 20 | 8.1 | 52000 | 38000 | 73.08% | 1.9 | 0 | 11 |  |  |  | No | R-454B | 3.7083 | Residential & Commercial | Ducted CEE Tier 1
215938118 | Central HP <5.4 tons | ARCOAIRE | HRCU-A-CB (Split System: Heat Pump with Remote Outdoor Unit-Air-Source) | H5H3V48*K*AAA* |  |  | EVD5X49M24A*+WALLCON | *96CTN1202422B* | 45500 | 20.5 | 8.1 | 52500 | 38000 | 72.38% | 1.95 | 0 | 11.5 |  |  |  | No | R-454B | 3.7917 | Residential & Commercial | Ducted CEE Tier 1
215936778 | Central HP <5.4 tons | ARCOAIRE | HRCU-A-CB (Split System: Heat Pump with Remote Outdoor Unit-Air-Source) | H5H3V36*K*AAA* |  |  | EVD5X60M24A*+WALLCON | *80CTL1352422B* | 35600 | 22 | 8.5 | 38000 | 28400 | 74.74% | 2.04 | 0 | 12.5 |  |  |  | No | R-454B | 2.9667 | Residential & Commercial | Ducted CEE Tier 1
215937168 | Central HP <5.4 tons | ARCOAIRE | HRCU-A-CB (Split System: Heat Pump with Remote Outdoor Unit-Air-Source) | H5H3V48*K*AAA* |  |  | EVM5X49M21A*+WALLCON | *80CTL0901716B* | 44500 | 20.5 | 8.1 | 53500 | 37600 | 70.28% | 1.95 | 0 | 11.5 |  |  |  | No | R-454B | 3.7083 | Residential & Commercial | Ducted CEE Tier 1
215937888 | Central HP <5.4 tons | ARCOAIRE | HRCU-A-CB (Split System: Heat Pump with Remote Outdoor Unit-Air-Source) | H5H3V48*K*AAA* |  |  | EVD5X48M24A*+WALLCON | *80CTL0902120B* | 45000 | 20.5 | 8.1 | 52000 | 38000 | 73.08% | 1.95 | 0 | 11.5 |  |  |  | No | R-454B | 3.75 | Residential & Commercial | Ducted CEE Tier 1
215938088 | Central HP <5.4 tons | ARCOAIRE | HRCU-A-CB (Split System: Heat Pump with Remote Outdoor Unit-Air-Source) | H5H3V48*K*AAA* |  |  | EVD5X49M24A*+WALLCON | *97CMN1002122B* | 45500 | 20.5 | 8.1 | 52500 | 38000 | 72.38% | 1.9 | 0 | 11.5 |  |  |  | No | R-454B | 3.7917 | Residential & Commercial | Ducted CEE Tier 1
215937978 | Central HP <5.4 tons | ARCOAIRE | HRCU-A-CB (Split System: Heat Pump with Remote Outdoor Unit-Air-Source) | H5H3V48*K*AAA* |  |  | EVD5X48M24A*+WALLCON | *96CTN1002122B* | 44500 | 20 | 8.1 | 52000 | 38000 | 73.08% | 1.9 | 0 | 11 |  |  |  | No | R-454B | 3.7083 | Residential & Commercial | Ducted CEE Tier 1
211242899 | Central HP <5.4 tons | PAYNE HEATING AND COOLING | HRCU-A-CB (Split System: Heat Pump with Remote Outdoor Unit-Air-Source) | 38MURAQ24AB3* |  |  | CAP**3717AL* | PG80VTLA36045A** | 24800 | 16.5 | 8.5 | 25600 | 21400 | 83.59% | 1.8 | 0 | 10 |  |  |  | No | R-410A | 2.0667 | Residential & Commercial | Ducted CEE Tier 1
212978336 | Central HP <5.4 tons | ARCOAIRE | HRCU-A-CB (Split System: Heat Pump with Remote Outdoor Unit-Air-Source) | DLCURAH18ABK |  |  | EN(A,D)4X30L14** | *80MS(N,L)0701412A* | 17400 | 16.5 | 8.1 | 18000 | 18700 | 103.9% | 2.26 | 0 | 11 |  |  |  | No | R-410A | 1.45 | Residential & Commercial | Ducted CEE Tier 1
210473121 | Central HP <5.4 tons | ARCOAIRE | HRCU-A-CB (Split System: Heat Pump with Remote Outdoor Unit-Air-Source) | HVH825GKA3* |  |  | EA*4X43L21A*+WALLCON | *80CSU0401712A* | 24400 | 17 | 8.5 | 21200 | 16600 | 78.3% | 2.02 | 0 | 11 |  |  |  | No | R-410A | 2.0333 | Residential & Commercial | Ducted CEE Tier 1
210474442 | Central HP <5.4 tons | ARCOAIRE | HRCU-A-CB (Split System: Heat Pump with Remote Outdoor Unit-Air-Source) | HVH825GKA3* |  |  | EHD4X48AAL+WALLCON | *95CSU0601716A* | 24200 | 16 | 8.1 | 21400 | 16700 | 78.04% | 2 | 0 | 10.5 |  |  |  | No | R-410A | 2.0167 | Residential & Commercial | Ducted CEE Tier 1
210474074 | Central HP <5.4 tons | ARCOAIRE | HRCU-A-CB (Split System: Heat Pump with Remote Outdoor Unit-Air-Source) | HVH825GKA3* |  |  | EN(A,D)4X48L24**+WALLCON | *95CSU1002122A* | 24200 | 17 | 8.1 | 21200 | 16600 | 78.3% | 2.02 | 0 | 11.5 |  |  |  | No | R-410A | 2.0167 | Residential & Commercial | Ducted CEE Tier 1
210473473 | Central HP <5.4 tons | ARCOAIRE | HRCU-A-CB (Split System: Heat Pump with Remote Outdoor Unit-Air-Source) | HVH825GKA3* |  |  | EA*4X48L24A*+WALLCON | *80CTL1352422A* | 24200 | 17 | 8.1 | 21000 | 16500 | 78.57% | 2.02 | 0 | 11 |  |  |  | No | R-410A | 2.0167 | Residential & Commercial | Ducted CEE Tier 1
210473975 | Central HP <5.4 tons | ARCOAIRE | HRCU-A-CB (Split System: Heat Pump with Remote Outdoor Unit-Air-Source) | HVH825GKA3* |  |  | EN(A,D,W)4X48L21**+WALLCON | *96CTN0601714A* | 24000 | 16.5 | 8.1 | 21400 | 16700 | 78.04% | 2 | 0 | 11 |  |  |  | No | R-410A | 2 | Residential & Commercial | Ducted CEE Tier 1
211242099 | Central HP <5.4 tons | ARCOAIRE | HRCU-A-CB (Split System: Heat Pump with Remote Outdoor Unit-Air-Source) | DLCURAH24ABK |  |  | EA*4X36L17A* | *80ES(N,L)0701712A* | 24400 | 16.5 | 8.5 | 26400 | 22400 | 84.85% | 1.84 | 0 | 10 |  |  |  | No | R-410A | 2.0333 | Residential & Commercial | Ducted CEE Tier 1
212979123 | Central HP <5.4 tons | ARCOAIRE | HRCU-A-CB (Split System: Heat Pump with Remote Outdoor Unit-Air-Source) | DLCURAH24ABK |  |  | EA*4X24L17A* | *80MS(N,L)0701716A* | 23400 | 17 | 9 | 26800 | 26400 | 98.51% | 2.24 | 0 | 10 |  |  |  | No | R-410A | 1.95 | Residential & Commercial | Ducted CEE Tier 1
213076106 | Central HP <5.4 tons | ARCOAIRE | HRCU-A-CB (Split System: Heat Pump with Remote Outdoor Unit-Air-Source) | DLCURAH24ABK |  |  | EA*4X37L21A* | *95MSU1002120A* | 24400 | 17 | 8.5 | 25200 | 21200 | 84.13% | 1.8 | 0 | 10.5 |  |  |  | No | R-410A | 2.0333 | Residential & Commercial | Ducted CEE Tier 1
212989181 | Central HP <5.4 tons | ARCOAIRE | HRCU-A-CB (Split System: Heat Pump with Remote Outdoor Unit-Air-Source) | DLCURAH24ABK |  |  | EA*4X36L21A* | *95MSU0601716A* | 23800 | 17.5 | 8.5 | 26200 | 23800 | 90.84% | 1.98 | 0 | 10 |  |  |  | No | R-410A | 1.9833 | Residential & Commercial | Ducted CEE Tier 1
212989217 | Central HP <5.4 tons | ARCOAIRE | HRCU-A-CB (Split System: Heat Pump with Remote Outdoor Unit-Air-Source) | DLCURAH24ABK |  |  | EN(A,D)4X24L17** | *95MSU0601716A* | 23200 | 16.5 | 8.5 | 26800 | 25400 | 94.78% | 2.14 | 0 | 10 |  |  |  | No | R-410A | 1.9333 | Residential & Commercial | Ducted CEE Tier 1
210470913 | Central HP <5.4 tons | ARCOAIRE | HRCU-A-CB (Split System: Heat Pump with Remote Outdoor Unit-Air-Source) | HVH837GKA2* |  |  | EN(A,D,W)4X60L24**+WALLCON | *80CTL0902120A* | 32800 | 18 | 8.1 | 32200 | 24800 | 77.02% | 1.98 | 0 | 12 |  |  |  | No | R-410A | 2.7333 | Residential & Commercial | Ducted CEE Tier 1
215934268 | Central HP <5.4 tons | ARCOAIRE | HRCU-A-CB (Split System: Heat Pump with Remote Outdoor Unit-Air-Source) | H5H3V48*K*AAA* |  |  | EA*5X61M21A*+WALLCON | *97CMN1002122B* | 45500 | 21 | 9.5 | 48500 | 36800 | 75.88% | 2 | 0 | 11 |  |  |  | No | R-454B | 3.7917 | Residential & Commercial | Ducted CEE Tier 1
215934518 | Central HP <5.4 tons | ARCOAIRE | HRCU-A-CB (Split System: Heat Pump with Remote Outdoor Unit-Air-Source) | H5H3V48*K*AAA* |  |  | ESH5X48M12A*+WALLCON | *96CTN0801714B* | 43000 | 19.5 | 8.5 | 49000 | 35400 | 72.24% | 1.8 | 0 | 11 |  |  |  | No | R-454B | 3.5833 | Residential & Commercial | Ducted CEE Tier 1
215937858 | Central HP <5.4 tons | ARCOAIRE | HRCU-A-CB (Split System: Heat Pump with Remote Outdoor Unit-Air-Source) | H5H3V48*K*AAA* |  |  | EVD5X48M21A*+WALLCON | *96CTN1002122B* | 44500 | 20 | 8.1 | 52000 | 38500 | 74.04% | 2 | 0 | 11 |  |  |  | No | R-454B | 3.7083 | Residential & Commercial | Ducted CEE Tier 1
210470313 | Central HP <5.4 tons | ARCOAIRE | HRCU-A-CB (Split System: Heat Pump with Remote Outdoor Unit-Air-Source) | HVH837GKA2* |  |  | EA*4X60L24A*+WALLCON | *97CMN1002122A* | 32800 | 17.5 | 8.5 | 31800 | 24800 | 77.99% | 2 | 0 | 11.7 |  |  |  | No | R-410A | 2.7333 | Residential & Commercial | Ducted CEE Tier 1
210470162 | Central HP <5.4 tons | ARCOAIRE | HRCU-A-CB (Split System: Heat Pump with Remote Outdoor Unit-Air-Source) | HVH837GKA2* |  |  | EA*4X42L21A*+WALLCON | *80CSU1002120A* | 31800 | 17 | 8.1 | 33200 | 24400 | 73.49% | 1.88 | 0 | 11 |  |  |  | No | R-410A | 2.65 | Residential & Commercial | Ducted CEE Tier 1
211244971 | Central HP <5.4 tons | ARCOAIRE | HRCU-A-CB (Split System: Heat Pump with Remote Outdoor Unit-Air-Source) | DLCURAH24ABK |  |  | EN(A,D,W)4X36L17** | *95ESU0601716A* | 24200 | 16.5 | 8.1 | 26200 | 22800 | 87.02% | 1.9 | 0 | 10.5 |  |  |  | No | R-410A | 2.0167 | Residential & Commercial | Ducted CEE Tier 1
211244767 | Central HP <5.4 tons | ARCOAIRE | HRCU-A-CB (Split System: Heat Pump with Remote Outdoor Unit-Air-Source) | DLCURAH24ABK |  |  | EN(A,D)4X30L17** | *95ESN0801716A* | 24600 | 15.5 | 8.1 | 26800 | 22200 | 82.84% | 1.82 | 0 | 10 |  |  |  | No | R-410A | 2.05 | Residential & Commercial | Ducted CEE Tier 1
211244101 | Central HP <5.4 tons | ARCOAIRE | HRCU-A-CB (Split System: Heat Pump with Remote Outdoor Unit-Air-Source) | DLCURAH24ABK |  |  | EN(A,D)4X24L17** | *80ES(N,L)0451412A* | 24200 | 15.5 | 8.5 | 27200 | 22600 | 83.09% | 1.86 | 0 | 10 |  |  |  | No | R-410A | 2.0167 | Residential & Commercial | Ducted CEE Tier 1
211244284 | Central HP <5.4 tons | ARCOAIRE | HRCU-A-CB (Split System: Heat Pump with Remote Outdoor Unit-Air-Source) | DLCURAH24ABK |  |  | EN(A,D)4X30L14** | *96VSN0401410A* | 23600 | 15.5 | 8.1 | 26200 | 23600 | 90.08% | 1.92 | 0 | 10 |  |  |  | No | R-410A | 1.9667 | Residential & Commercial | Ducted CEE Tier 1
211243683 | Central HP <5.4 tons | ARCOAIRE | HRCU-A-CB (Split System: Heat Pump with Remote Outdoor Unit-Air-Source) | DLCURAH24ABK |  |  | EA*4X37L21A* | OMV112K14A | 25000 | 16 | 8.5 | 25600 | 21000 | 82.03% | 1.76 | 0 | 10 |  |  |  | No | R-410A | 2.0833 | Residential & Commercial | Ducted CEE Tier 1
211243665 | Central HP <5.4 tons | ARCOAIRE | HRCU-A-CB (Split System: Heat Pump with Remote Outdoor Unit-Air-Source) | DLCURAH24ABK |  |  | EA*4X37L21A* | OMV098J12* | 24400 | 17 | 8.5 | 25200 | 21200 | 84.13% | 1.78 | 0 | 10 |  |  |  | No | R-410A | 2.0333 | Residential & Commercial | Ducted CEE Tier 1
211243380 | Central HP <5.4 tons | ARCOAIRE | HRCU-A-CB (Split System: Heat Pump with Remote Outdoor Unit-Air-Source) | DLCURAH24ABK |  |  | EA*4X37L21A* | *80ESU0401712A* | 24600 | 17.5 | 8.5 | 25200 | 21000 | 83.33% | 1.78 | 0 | 10.5 |  |  |  | No | R-410A | 2.05 | Residential & Commercial | Ducted CEE Tier 1
211242832 | Central HP <5.4 tons | ARCOAIRE | HRCU-A-CB (Split System: Heat Pump with Remote Outdoor Unit-Air-Source) | DLCURAH24ABK |  |  | EA*4X37L17A* | *80ES(N,L)0701716A* | 25400 | 16 | 8.5 | 26400 | 21000 | 79.55% | 1.76 | 0 | 10 |  |  |  | No | R-410A | 2.1167 | Residential & Commercial | Ducted CEE Tier 1
211242312 | Central HP <5.4 tons | ARCOAIRE | HRCU-A-CB (Split System: Heat Pump with Remote Outdoor Unit-Air-Source) | DLCURAH24ABK |  |  | EA*4X36L21A* | *96VSN0801716A* | 24400 | 16.5 | 8.5 | 26200 | 22400 | 85.5% | 1.86 | 0 | 10 |  |  |  | No | R-410A | 2.0333 | Residential & Commercial | Ducted CEE Tier 1
211242678 | Central HP <5.4 tons | ARCOAIRE | HRCU-A-CB (Split System: Heat Pump with Remote Outdoor Unit-Air-Source) | DLCURAH24ABK |  |  | EA*4X36L21A* | *95ESN0801716A* | 24800 | 15.5 | 8.5 | 26800 | 22000 | 82.09% | 1.8 | 0 | 10 |  |  |  | No | R-410A | 2.0667 | Residential & Commercial | Ducted CEE Tier 1
211243866 | Central HP <5.4 tons | ARCOAIRE | HRCU-A-CB (Split System: Heat Pump with Remote Outdoor Unit-Air-Source) | DLCURAH24ABK |  |  | EN(A,D)4X24L17** | *96VSN0401410A* | 23400 | 15.5 | 8.5 | 26600 | 24000 | 90.23% | 1.96 | 0 | 10 |  |  |  | No | R-410A | 1.95 | Residential & Commercial | Ducted CEE Tier 1
215936258 | Central HP <5.4 tons | ARCOAIRE | HRCU-A-CB (Split System: Heat Pump with Remote Outdoor Unit-Air-Source) | H5H3V36*K*AAA* |  |  | EVD5X42M24A*+WALLCON | *96CTN1002122B* | 35600 | 22 | 8.5 | 38000 | 28400 | 74.74% | 2.04 | 0 | 12.5 |  |  |  | No | R-454B | 2.9667 | Residential & Commercial | Ducted CEE Tier 1
215936728 | Central HP <5.4 tons | ARCOAIRE | HRCU-A-CB (Split System: Heat Pump with Remote Outdoor Unit-Air-Source) | H5H3V36*K*AAA* |  |  | EVD5X60M21A*+WALLCON | *96CTN1002122B* | 35600 | 22 | 8.5 | 38000 | 28600 | 75.26% | 2.02 | 0 | 12.5 |  |  |  | No | R-454B | 2.9667 | Residential & Commercial | Ducted CEE Tier 1
215935608 | Central HP <5.4 tons | ARCOAIRE | HRCU-A-CB (Split System: Heat Pump with Remote Outdoor Unit-Air-Source) | H5H3V36*K*AAA* |  |  | EVD5X36M21A*+WALLCON | *80CSU1002120A* | 34400 | 20.5 | 8.5 | 38500 | 28200 | 73.25% | 2.04 | 0 | 11.7 |  |  |  | No | R-454B | 2.8667 | Residential & Commercial | Ducted CEE Tier 1
215936108 | Central HP <5.4 tons | ARCOAIRE | HRCU-A-CB (Split System: Heat Pump with Remote Outdoor Unit-Air-Source) | H5H3V36*K*AAA* |  |  | EVD5X42M21A*+WALLCON | *97CMN1002122B* | 34400 | 21 | 8.5 | 38500 | 28000 | 72.73% | 2.06 | 0 | 12 |  |  |  | No | R-454B | 2.8667 | Residential & Commercial | Ducted CEE Tier 1
215936738 | Central HP <5.4 tons | ARCOAIRE | HRCU-A-CB (Split System: Heat Pump with Remote Outdoor Unit-Air-Source) | H5H3V36*K*AAA* |  |  | EVD5X60M24A*+WALLCON | *80CSU1002120A* | 35400 | 21.5 | 8.5 | 38000 | 28600 | 75.26% | 2.04 | 0 | 12 |  |  |  | No | R-454B | 2.95 | Residential & Commercial | Ducted CEE Tier 1
215936888 | Central HP <5.4 tons | ARCOAIRE | HRCU-A-CB (Split System: Heat Pump with Remote Outdoor Unit-Air-Source) | H5H3V36*K*AAA* |  |  | EVD5X61M21A*+WALLCON | *95CSU1002122B* | 36000 | 22 | 8.5 | 37600 | 28400 | 75.53% | 2.04 | 0 | 12.5 |  |  |  | No | R-454B | 3 | Residential & Commercial | Ducted CEE Tier 1
210474041 | Central HP <5.4 tons | ARCOAIRE | HRCU-A-CB (Split System: Heat Pump with Remote Outdoor Unit-Air-Source) | HVH825GKA3* |  |  | EN(A,D,W)4X48L21**+WALLCON | *80CTL0901716A* | 24200 | 17.5 | 8.1 | 21200 | 16500 | 77.83% | 2.02 | 0 | 11.7 |  |  |  | No | R-410A | 2.0167 | Residential & Commercial | Ducted CEE Tier 1
210473022 | Central HP <5.4 tons | ARCOAIRE | HRCU-A-CB (Split System: Heat Pump with Remote Outdoor Unit-Air-Source) | HVH825GKA3* |  |  | EA*4X42L24A*+WALLCON | *80CTL1352422A* | 23800 | 16.5 | 8.1 | 21400 | 16600 | 77.57% | 1.96 | 0 | 11 |  |  |  | No | R-410A | 1.9833 | Residential & Commercial | Ducted CEE Tier 1
212975828 | Central HP <5.4 tons | ARCOAIRE | HRCU-A-CB (Split System: Heat Pump with Remote Outdoor Unit-Air-Source) | DLCURAH18ABK |  |  | EN(A,D)4X24L17** | *96VTN0801716B* | 17700 | 16 | 8.5 | 18700 | 19100 | 102.1% | 2.3 | 0 | 11 |  |  |  | No | R-410A | 1.475 | Residential & Commercial | Ducted CEE Tier 1
212977734 | Central HP <5.4 tons | ARCOAIRE | HRCU-A-CB (Split System: Heat Pump with Remote Outdoor Unit-Air-Source) | DLCURAH18ABK |  |  | EA*4X24L17A* | *80MS(N,L)0451412A* | 17500 | 16.5 | 8.5 | 18400 | 19400 | 105.4% | 2.34 | 0 | 10.5 |  |  |  | No | R-410A | 1.4583 | Residential & Commercial | Ducted CEE Tier 1
212977770 | Central HP <5.4 tons | ARCOAIRE | HRCU-A-CB (Split System: Heat Pump with Remote Outdoor Unit-Air-Source) | DLCURAH18ABK |  |  | EA*4X30L17A* | *80MS(N,L)0451412A* | 17700 | 16.5 | 8.5 | 18200 | 18800 | 103.3% | 2.26 | 0 | 10.5 |  |  |  | No | R-410A | 1.475 | Residential & Commercial | Ducted CEE Tier 1
212979957 | Central HP <5.4 tons | ARCOAIRE | HRCU-A-CB (Split System: Heat Pump with Remote Outdoor Unit-Air-Source) | DLCURAH18ABK |  |  | EA*4X24L17A* | *80MS(N,L)0901714A* | 17500 | 16 | 8.5 | 18500 | 19400 | 104.9% | 2.34 | 0 | 10.5 |  |  |  | No | R-410A | 1.4583 | Residential & Commercial | Ducted CEE Tier 1
210474233 | Central HP <5.4 tons | ARCOAIRE | HRCU-A-CB (Split System: Heat Pump with Remote Outdoor Unit-Air-Source) | HVH825GKA3* |  |  | EHD4X42AAL+WALLCON | *95CSU0802120A* | 24200 | 16 | 8.1 | 21400 | 16600 | 77.57% | 2 | 0 | 11 |  |  |  | No | R-410A | 2.0167 | Residential & Commercial | Ducted CEE Tier 1
215936388 | Central HP <5.4 tons | ARCOAIRE | HRCU-A-CB (Split System: Heat Pump with Remote Outdoor Unit-Air-Source) | H5H3V36*K*AAA* |  |  | EVD5X48M24A*+WALLCON | *97CMN1002122B* | 35000 | 21.5 | 8.5 | 38000 | 28200 | 74.21% | 2.02 | 0 | 12 |  |  |  | No | R-454B | 2.9167 | Residential & Commercial | Ducted CEE Tier 1
215936438 | Central HP <5.4 tons | ARCOAIRE | HRCU-A-CB (Split System: Heat Pump with Remote Outdoor Unit-Air-Source) | H5H3V36*K*AAA* |  |  | EVD5X49M24A*+WALLCON | *80CTL0702120B* | 35400 | 21.5 | 8.5 | 38000 | 28600 | 75.26% | 2.04 | 0 | 12 |  |  |  | No | R-454B | 2.95 | Residential & Commercial | Ducted CEE Tier 1
212979405 | Central HP <5.4 tons | ARCOAIRE | HRCU-A-CB (Split System: Heat Pump with Remote Outdoor Unit-Air-Source) | DLCURAH36ABK |  |  | EA*4X48L21A* | *80MS(N,L)0702116A* | 35400 | 16.5 | 8.1 | 37800 | 34600 | 91.53% | 2 | 0 | 10 |  |  |  | No | R-410A | 2.95 | Residential & Commercial | Ducted CEE Tier 1
211227345 | Central HP <5.4 tons | ARCOAIRE | HRCU-A-CB (Split System: Heat Pump with Remote Outdoor Unit-Air-Source) | DLCURAH36ABK |  |  | EA*4X42L21A* | *80ES(N,L)0902116A* | 35800 | 16 | 8.1 | 38500 | 35000 | 90.91% | 1.9 | 0 | 10 |  |  |  | No | R-410A | 2.9833 | Residential & Commercial | Ducted CEE Tier 1
211227079 | Central HP <5.4 tons | ARCOAIRE | HRCU-A-CB (Split System: Heat Pump with Remote Outdoor Unit-Air-Source) | DLCURAH36ABK |  |  | EA*4X37L21A* | *95ESN1002122A* | 37400 | 15.5 | 8.5 | 39000 | 35000 | 89.74% | 2.16 | 0 | 10 |  |  |  | No | R-410A | 3.1167 | Residential & Commercial | Ducted CEE Tier 1
212383415 | Central HP <5.4 tons | ARCOAIRE | HRCU-A-CB (Split System: Heat Pump with Remote Outdoor Unit-Air-Source) | DLCURAH36ABK |  |  | EA*4X37L21A* | *95ESU0601716A* | 36800 | 15.5 | 8.5 | 39000 | 34800 | 89.23% | 2.1 | 0 | 10 |  |  |  | No | R-410A | 3.0667 | Residential & Commercial | Ducted CEE Tier 1
213077566 | Central HP <5.4 tons | ARCOAIRE | HRCU-A-CB (Split System: Heat Pump with Remote Outdoor Unit-Air-Source) | DLCURAH36ABK |  |  | EN(A,D,W)4X48L21** | *96VTN0802120B* | 35600 | 16.5 | 8.1 | 38500 | 34800 | 90.39% | 1.98 | 0 | 10 |  |  |  | No | R-410A | 2.9667 | Residential & Commercial | Ducted CEE Tier 1
211244303 | Central HP <5.4 tons | ARCOAIRE | HRCU-A-CB (Split System: Heat Pump with Remote Outdoor Unit-Air-Source) | DLCURAH24ABK |  |  | EN(A,D)4X30L14** | *80VTL0451412A* | 24000 | 16.5 | 8.1 | 26200 | 23000 | 87.79% | 1.9 | 0 | 10.5 |  |  |  | No | R-410A | 2 | Residential & Commercial | Ducted CEE Tier 1
211242730 | Central HP <5.4 tons | ARCOAIRE | HRCU-A-CB (Split System: Heat Pump with Remote Outdoor Unit-Air-Source) | DLCURAH24ABK |  |  | EA*4X36L21A* | OLV098A12* | 23400 | 16.5 | 8.5 | 25600 | 23800 | 92.97% | 1.98 | 0 | 10 |  |  |  | No | R-410A | 1.95 | Residential & Commercial | Ducted CEE Tier 1
211242531 | Central HP <5.4 tons | ARCOAIRE | HRCU-A-CB (Split System: Heat Pump with Remote Outdoor Unit-Air-Source) | DLCURAH24ABK |  |  | EA*4X36L21A* | *96VTN1002120A* | 24000 | 17 | 8.5 | 26000 | 22800 | 87.69% | 1.9 | 0 | 10 |  |  |  | No | R-410A | 2 | Residential & Commercial | Ducted CEE Tier 1
211244535 | Central HP <5.4 tons | ARCOAIRE | HRCU-A-CB (Split System: Heat Pump with Remote Outdoor Unit-Air-Source) | DLCURAH24ABK |  |  | EN(A,D)4X30L17** | *95ESU0601716A* | 24200 | 16.5 | 8.1 | 26200 | 22800 | 87.02% | 1.9 | 0 | 10.5 |  |  |  | No | R-410A | 2.0167 | Residential & Commercial | Ducted CEE Tier 1
211244402 | Central HP <5.4 tons | ARCOAIRE | HRCU-A-CB (Split System: Heat Pump with Remote Outdoor Unit-Air-Source) | DLCURAH24ABK |  |  | EN(A,D)4X30L14** | *80ES(N,L)0701412A* | 24200 | 16.5 | 8.1 | 26200 | 23000 | 87.79% | 1.9 | 0 | 10.5 |  |  |  | No | R-410A | 2.0167 | Residential & Commercial | Ducted CEE Tier 1
212976981 | Central HP <5.4 tons | ARCOAIRE | HRCU-A-CB (Split System: Heat Pump with Remote Outdoor Unit-Air-Source) | DLCURAH24ABK |  |  | EA*4X36L21A* | *96VTN1002122B* | 24200 | 17.5 | 8.5 | 26400 | 23200 | 87.88% | 1.92 | 0 | 10 |  |  |  | No | R-410A | 2.0167 | Residential & Commercial | Ducted CEE Tier 1
212975997 | Central HP <5.4 tons | ARCOAIRE | HRCU-A-CB (Split System: Heat Pump with Remote Outdoor Unit-Air-Source) | DLCURAH24ABK |  |  | EA*4X24L17A* | *96VTN0801716B* | 23600 | 16.5 | 8.5 | 27000 | 25600 | 94.81% | 2.14 | 0 | 10 |  |  |  | No | R-410A | 1.9667 | Residential & Commercial | Ducted CEE Tier 1
211242599 | Central HP <5.4 tons | ARCOAIRE | HRCU-A-CB (Split System: Heat Pump with Remote Outdoor Unit-Air-Source) | DLCURAH24ABK |  |  | EA*4X36L21A* | *80ES(N,L)0902120A* | 24800 | 17 | 8.5 | 26600 | 22000 | 82.71% | 1.82 | 0 | 10 |  |  |  | No | R-410A | 2.0667 | Residential & Commercial | Ducted CEE Tier 1
213076665 | Central HP <5.4 tons | ARCOAIRE | HRCU-A-CB (Split System: Heat Pump with Remote Outdoor Unit-Air-Source) | DLCURAH36ABK |  |  | EA*4X42L24A* | *80VTL0902120B* | 35200 | 16 | 8.1 | 38500 | 35000 | 90.91% | 1.88 | 0 | 10 |  |  |  | No | R-410A | 2.9333 | Residential & Commercial | Ducted CEE Tier 1
211230841 | Central HP <5.4 tons | ARCOAIRE | HRCU-A-CB (Split System: Heat Pump with Remote Outdoor Unit-Air-Source) | DLCURAH36ABK |  |  | FEM4X42**BL |  | 37000 | 16 | 8.1 | 38500 | 34800 | 90.39% | 2 | 0 | 10 |  |  |  | No | R-410A | 3.0833 | Residential & Commercial | Ducted CEE Tier 1
211230455 | Central HP <5.4 tons | ARCOAIRE | HRCU-A-CB (Split System: Heat Pump with Remote Outdoor Unit-Air-Source) | DLCURAH36ABK |  |  | EN(A,D)4X48L24** | *80ES(N,L)1102120A* | 36200 | 16.5 | 8.1 | 38500 | 34800 | 90.39% | 2.02 | 0 | 10.5 |  |  |  | No | R-410A | 3.0167 | Residential & Commercial | Ducted CEE Tier 1
211230122 | Central HP <5.4 tons | ARCOAIRE | HRCU-A-CB (Split System: Heat Pump with Remote Outdoor Unit-Air-Source) | DLCURAH36ABK |  |  | EN(A,D,W)4X48L21** | *92ESN0601714A* | 36200 | 16 | 8.1 | 38500 | 34800 | 90.39% | 2.02 | 0 | 10 |  |  |  | No | R-410A | 3.0167 | Residential & Commercial | Ducted CEE Tier 1
211230154 | Central HP <5.4 tons | ARCOAIRE | HRCU-A-CB (Split System: Heat Pump with Remote Outdoor Unit-Air-Source) | DLCURAH36ABK |  |  | EN(A,D,W)4X48L21** | *92ESN1002122A* | 37600 | 15.5 | 8.5 | 39500 | 35000 | 88.61% | 2.08 | 0 | 10.5 |  |  |  | No | R-410A | 3.1333 | Residential & Commercial | Ducted CEE Tier 1
211229604 | Central HP <5.4 tons | ARCOAIRE | HRCU-A-CB (Split System: Heat Pump with Remote Outdoor Unit-Air-Source) | DLCURAH36ABK |  |  | EA*4X48L24A* | *96VTN1002120A* | 36400 | 15.5 | 8.5 | 38500 | 34800 | 90.39% | 2.08 | 0 | 10 |  |  |  | No | R-410A | 3.0333 | Residential & Commercial | Ducted CEE Tier 1
211229369 | Central HP <5.4 tons | ARCOAIRE | HRCU-A-CB (Split System: Heat Pump with Remote Outdoor Unit-Air-Source) | DLCURAH36ABK |  |  | EA*4X48L24A* | *80VSL1102422A* | 35800 | 16.5 | 8.5 | 37800 | 34600 | 91.53% | 2.04 | 0 | 10 |  |  |  | No | R-410A | 2.9833 | Residential & Commercial | Ducted CEE Tier 1
211245214 | Central HP <5.4 tons | ARCOAIRE | HRCU-A-CB (Split System: Heat Pump with Remote Outdoor Unit-Air-Source) | DLCURAH24ABK |  |  | EN(A,D,W)4X36L17** | *92ESN0401410A* | 24000 | 15.2 | 8.1 | 26600 | 22800 | 85.71% | 1.86 | 0 | 10 |  |  |  | No | R-410A | 2 | Residential & Commercial | Ducted CEE Tier 1
211245059 | Central HP <5.4 tons | ARCOAIRE | HRCU-A-CB (Split System: Heat Pump with Remote Outdoor Unit-Air-Source) | DLCURAH24ABK |  |  | EN(A,D,W)4X36L17** | *95ESN0601412A* | 24400 | 15.5 | 8.1 | 26600 | 22600 | 84.96% | 1.86 | 0 | 10 |  |  |  | No | R-410A | 2.0333 | Residential & Commercial | Ducted CEE Tier 1
211244982 | Central HP <5.4 tons | ARCOAIRE | HRCU-A-CB (Split System: Heat Pump with Remote Outdoor Unit-Air-Source) | DLCURAH24ABK |  |  | EN(A,D,W)4X36L17** | *80ESU0401712A* | 24000 | 17 | 8.1 | 26000 | 23200 | 89.23% | 1.94 | 0 | 10.5 |  |  |  | No | R-410A | 2 | Residential & Commercial | Ducted CEE Tier 1
211244591 | Central HP <5.4 tons | ARCOAIRE | HRCU-A-CB (Split System: Heat Pump with Remote Outdoor Unit-Air-Source) | DLCURAH24ABK |  |  | EN(A,D)4X30L17** | *80VTL0701716A* | 24200 | 17 | 8.1 | 26200 | 23000 | 87.79% | 1.9 | 0 | 10.5 |  |  |  | No | R-410A | 2.0167 | Residential & Commercial | Ducted CEE Tier 1
211244337 | Central HP <5.4 tons | ARCOAIRE | HRCU-A-CB (Split System: Heat Pump with Remote Outdoor Unit-Air-Source) | DLCURAH24ABK |  |  | EN(A,D)4X30L14** | *96VTN0401410A* | 23600 | 15.5 | 8.1 | 26200 | 23600 | 90.08% | 1.92 | 0 | 10 |  |  |  | No | R-410A | 1.9667 | Residential & Commercial | Ducted CEE Tier 1
211243485 | Central HP <5.4 tons | ARCOAIRE | HRCU-A-CB (Split System: Heat Pump with Remote Outdoor Unit-Air-Source) | DLCURAH24ABK |  |  | EA*4X37L21A* | *80VTL1102122A* | 24400 | 17 | 8.5 | 25200 | 21200 | 84.13% | 1.8 | 0 | 10.5 |  |  |  | No | R-410A | 2.0333 | Residential & Commercial | Ducted CEE Tier 1
211243287 | Central HP <5.4 tons | ARCOAIRE | HRCU-A-CB (Split System: Heat Pump with Remote Outdoor Unit-Air-Source) | DLCURAH24ABK |  |  | EA*4X37L21A* | *96VTN1002122A* | 24200 | 17 | 8.1 | 25000 | 21400 | 85.6% | 1.8 | 0 | 10 |  |  |  | No | R-410A | 2.0167 | Residential & Commercial | Ducted CEE Tier 1
211229049 | Central HP <5.4 tons | ARCOAIRE | HRCU-A-CB (Split System: Heat Pump with Remote Outdoor Unit-Air-Source) | DLCURAH36ABK |  |  | EA*4X48L21A* | *95ESN1002120A* | 36400 | 15.5 | 8.5 | 38500 | 34800 | 90.39% | 2.08 | 0 | 10 |  |  |  | No | R-410A | 3.0333 | Residential & Commercial | Ducted CEE Tier 1
211228685 | Central HP <5.4 tons | ARCOAIRE | HRCU-A-CB (Split System: Heat Pump with Remote Outdoor Unit-Air-Source) | DLCURAH36ABK |  |  | EA*4X43L21A* | OMV098J12* | 36200 | 15.2 | 8.5 | 38500 | 35000 | 90.91% | 2.06 | 0 | 10 |  |  |  | No | R-410A | 3.0167 | Residential & Commercial | Ducted CEE Tier 1
211226532 | Central HP <5.4 tons | ARCOAIRE | HRCU-A-CB (Split System: Heat Pump with Remote Outdoor Unit-Air-Source) | DLCURAH36ABK |  |  | EA*4X37L17A* | *80ES(N,L)0901714A* | 36400 | 15.5 | 8.5 | 38500 | 35000 | 90.91% | 2.04 | 0 | 10 |  |  |  | No | R-410A | 3.0333 | Residential & Commercial | Ducted CEE Tier 1
211226864 | Central HP <5.4 tons | ARCOAIRE | HRCU-A-CB (Split System: Heat Pump with Remote Outdoor Unit-Air-Source) | DLCURAH36ABK |  |  | EA*4X37L21A* | *80VSL0451716A* | 36200 | 15.5 | 8.5 | 38500 | 34800 | 90.39% | 2.06 | 0 | 10 |  |  |  | No | R-410A | 3.0167 | Residential & Commercial | Ducted CEE Tier 1
211228800 | Central HP <5.4 tons | ARCOAIRE | HRCU-A-CB (Split System: Heat Pump with Remote Outdoor Unit-Air-Source) | DLCURAH36ABK |  |  | EA*4X48L21A* | *80ES(N,L)0902120A* | 36400 | 16 | 8.5 | 38500 | 34800 | 90.39% | 2.08 | 0 | 10 |  |  |  | No | R-410A | 3.0333 | Residential & Commercial | Ducted CEE Tier 1
211243144 | Central HP <5.4 tons | ARCOAIRE | HRCU-A-CB (Split System: Heat Pump with Remote Outdoor Unit-Air-Source) | DLCURAH24ABK |  |  | EA*4X37L17A* | *80ES(N,L)0701412A* | 24800 | 17 | 8.5 | 25800 | 21400 | 82.95% | 1.8 | 0 | 10.5 |  |  |  | No | R-410A | 2.0667 | Residential & Commercial | Ducted CEE Tier 1
211242967 | Central HP <5.4 tons | ARCOAIRE | HRCU-A-CB (Split System: Heat Pump with Remote Outdoor Unit-Air-Source) | DLCURAH24ABK |  |  | EA*4X37L17A* | *95ESN0601412A* | 25000 | 16 | 8.5 | 26000 | 21200 | 81.54% | 1.76 | 0 | 10 |  |  |  | No | R-410A | 2.0833 | Residential & Commercial | Ducted CEE Tier 1
211242978 | Central HP <5.4 tons | ARCOAIRE | HRCU-A-CB (Split System: Heat Pump with Remote Outdoor Unit-Air-Source) | DLCURAH24ABK |  |  | EA*4X37L17A* | *96VTN0401410A* | 24200 | 16 | 8.5 | 25600 | 21800 | 85.16% | 1.8 | 0 | 10 |  |  |  | No | R-410A | 2.0167 | Residential & Commercial | Ducted CEE Tier 1
211243019 | Central HP <5.4 tons | ARCOAIRE | HRCU-A-CB (Split System: Heat Pump with Remote Outdoor Unit-Air-Source) | DLCURAH24ABK |  |  | EA*4X37L17A* | *80ES(N,L)0451412A* | 25200 | 16 | 8.5 | 26200 | 21000 | 80.15% | 1.76 | 0 | 10 |  |  |  | No | R-410A | 2.1 | Residential & Commercial | Ducted CEE Tier 1
210470654 | Central HP <5.4 tons | ARCOAIRE | HRCU-A-CB (Split System: Heat Pump with Remote Outdoor Unit-Air-Source) | HVH837GKA2* |  |  | EA*4X61L24A*+WALLCON | *97CMN0602120A* | 33000 | 17.5 | 8.5 | 32400 | 25200 | 77.78% | 1.98 | 0 | 11.7 |  |  |  | No | R-410A | 2.75 | Residential & Commercial | Ducted CEE Tier 1
210470070 | Central HP <5.4 tons | ARCOAIRE | HRCU-A-CB (Split System: Heat Pump with Remote Outdoor Unit-Air-Source) | HVH837GKA2* |  |  | EA*4X36L21A*+WALLCON | *95CSU1002122A* | 31600 | 17.5 | 8.1 | 33000 | 24200 | 73.33% | 1.86 | 0 | 11 |  |  |  | No | R-410A | 2.6333 | Residential & Commercial | Ducted CEE Tier 1
212979849 | Central HP <5.4 tons | ARCOAIRE | HRCU-A-CB (Split System: Heat Pump with Remote Outdoor Unit-Air-Source) | DLCURAH24ABK |  |  | EA*4X36L17A* | *80MS(N,L)0901714A* | 23800 | 17 | 8.5 | 26200 | 23800 | 90.84% | 1.98 | 0 | 10 |  |  |  | No | R-410A | 1.9833 | Residential & Commercial | Ducted CEE Tier 1
211244326 | Central HP <5.4 tons | ARCOAIRE | HRCU-A-CB (Split System: Heat Pump with Remote Outdoor Unit-Air-Source) | DLCURAH24ABK |  |  | EN(A,D)4X30L14** | *95ESN0601412A* | 24200 | 15.5 | 8.1 | 26600 | 22800 | 85.71% | 1.86 | 0 | 10 |  |  |  | No | R-410A | 2.0167 | Residential & Commercial | Ducted CEE Tier 1
211244275 | Central HP <5.4 tons | ARCOAIRE | HRCU-A-CB (Split System: Heat Pump with Remote Outdoor Unit-Air-Source) | DLCURAH24ABK |  |  | EN(A,D)4X30L14** | *80VSL0451412A* | 24000 | 16 | 8.1 | 26400 | 23000 | 87.12% | 1.88 | 0 | 10 |  |  |  | No | R-410A | 2 | Residential & Commercial | Ducted CEE Tier 1
211243773 | Central HP <5.4 tons | ARCOAIRE | HRCU-A-CB (Split System: Heat Pump with Remote Outdoor Unit-Air-Source) | DLCURAH24ABK |  |  | EN(A,D)4X24L14** | *96VTN0601412A* | 23200 | 16 | 8.5 | 26400 | 24600 | 93.18% | 2.04 | 0 | 10 |  |  |  | No | R-410A | 1.9333 | Residential & Commercial | Ducted CEE Tier 1
211243455 | Central HP <5.4 tons | ARCOAIRE | HRCU-A-CB (Split System: Heat Pump with Remote Outdoor Unit-Air-Source) | DLCURAH24ABK |  |  | EA*4X37L21A* | *96VTN0601714A* | 24600 | 16.5 | 8.5 | 25400 | 21000 | 82.68% | 1.78 | 0 | 10 |  |  |  | No | R-410A | 2.05 | Residential & Commercial | Ducted CEE Tier 1
211242551 | Central HP <5.4 tons | ARCOAIRE | HRCU-A-CB (Split System: Heat Pump with Remote Outdoor Unit-Air-Source) | DLCURAH24ABK |  |  | EA*4X36L21A* | *80ES(N,L)0451712A* | 24200 | 17 | 8.5 | 26200 | 22600 | 86.26% | 1.86 | 0 | 10 |  |  |  | No | R-410A | 2.0167 | Residential & Commercial | Ducted CEE Tier 1
211242490 | Central HP <5.4 tons | ARCOAIRE | HRCU-A-CB (Split System: Heat Pump with Remote Outdoor Unit-Air-Source) | DLCURAH24ABK |  |  | EA*4X36L21A* | *80VTL0701716A* | 24400 | 17 | 8.5 | 26200 | 22400 | 85.5% | 1.88 | 0 | 10 |  |  |  | No | R-410A | 2.0333 | Residential & Commercial | Ducted CEE Tier 1
211242167 | Central HP <5.4 tons | ARCOAIRE | HRCU-A-CB (Split System: Heat Pump with Remote Outdoor Unit-Air-Source) | DLCURAH24ABK |  |  | EA*4X36L17A* | *95ESN0801716A* | 24800 | 15.5 | 8.5 | 26800 | 22000 | 82.09% | 1.8 | 0 | 10 |  |  |  | No | R-410A | 2.0667 | Residential & Commercial | Ducted CEE Tier 1
211241840 | Central HP <5.4 tons | ARCOAIRE | HRCU-A-CB (Split System: Heat Pump with Remote Outdoor Unit-Air-Source) | DLCURAH24ABK |  |  | EA*4X36L17A* | *96VSN0401410A* | 23400 | 16 | 8.5 | 25600 | 23800 | 92.97% | 1.96 | 0 | 10 |  |  |  | No | R-410A | 1.95 | Residential & Commercial | Ducted CEE Tier 1
211244644 | Central HP <5.4 tons | ARCOAIRE | HRCU-A-CB (Split System: Heat Pump with Remote Outdoor Unit-Air-Source) | DLCURAH24ABK |  |  | EN(A,D)4X30L17** | *96VTN0601412A* | 23600 | 16.5 | 8.1 | 25800 | 23800 | 92.25% | 1.98 | 0 | 10 |  |  |  | No | R-410A | 1.9667 | Residential & Commercial | Ducted CEE Tier 1
211244745 | Central HP <5.4 tons | ARCOAIRE | HRCU-A-CB (Split System: Heat Pump with Remote Outdoor Unit-Air-Source) | DLCURAH24ABK |  |  | EN(A,D)4X30L17** | *92ESN0801716A* | 24200 | 17 | 8.1 | 26200 | 22800 | 87.02% | 1.88 | 0 | 10.5 |  |  |  | No | R-410A | 2.0167 | Residential & Commercial | Ducted CEE Tier 1
211244913 | Central HP <5.4 tons | ARCOAIRE | HRCU-A-CB (Split System: Heat Pump with Remote Outdoor Unit-Air-Source) | DLCURAH24ABK |  |  | EN(A,D,W)4X36L17** | *95ESU0401712A* | 23600 | 16.5 | 8.1 | 25800 | 23600 | 91.47% | 1.96 | 0 | 10 |  |  |  | No | R-410A | 1.9667 | Residential & Commercial | Ducted CEE Tier 1
211244993 | Central HP <5.4 tons | ARCOAIRE | HRCU-A-CB (Split System: Heat Pump with Remote Outdoor Unit-Air-Source) | DLCURAH24ABK |  |  | EN(A,D,W)4X36L17** | *80VTL0451412A* | 24200 | 16.5 | 8.1 | 26200 | 22800 | 87.02% | 1.88 | 0 | 10.5 |  |  |  | No | R-410A | 2.0167 | Residential & Commercial | Ducted CEE Tier 1
211243256 | Central HP <5.4 tons | ARCOAIRE | HRCU-A-CB (Split System: Heat Pump with Remote Outdoor Unit-Air-Source) | DLCURAH24ABK |  |  | EA*4X37L21A* | *96VSN0801716A* | 24800 | 17 | 8.5 | 25600 | 21000 | 82.03% | 1.76 | 0 | 10.5 |  |  |  | No | R-410A | 2.0667 | Residential & Commercial | Ducted CEE Tier 1
211243341 | Central HP <5.4 tons | ARCOAIRE | HRCU-A-CB (Split System: Heat Pump with Remote Outdoor Unit-Air-Source) | DLCURAH24ABK |  |  | EA*4X37L21A* | *80VSL0701716A* | 24600 | 17 | 8.5 | 25400 | 21200 | 83.46% | 1.78 | 0 | 10.5 |  |  |  | No | R-410A | 2.05 | Residential & Commercial | Ducted CEE Tier 1
211241935 | Central HP <5.4 tons | ARCOAIRE | HRCU-A-CB (Split System: Heat Pump with Remote Outdoor Unit-Air-Source) | DLCURAH24ABK |  |  | EA*4X36L17A* | *95ESU0601716A* | 24400 | 17 | 8.5 | 26200 | 22400 | 85.5% | 1.86 | 0 | 10 |  |  |  | No | R-410A | 2.0333 | Residential & Commercial | Ducted CEE Tier 1
211242956 | Central HP <5.4 tons | ARCOAIRE | HRCU-A-CB (Split System: Heat Pump with Remote Outdoor Unit-Air-Source) | DLCURAH24ABK |  |  | EA*4X37L17A* | *95ESN0401712A* | 24400 | 15.2 | 8.5 | 26000 | 21600 | 83.08% | 1.78 | 0 | 10 |  |  |  | No | R-410A | 2.0333 | Residential & Commercial | Ducted CEE Tier 1
211242988 | Central HP <5.4 tons | ARCOAIRE | HRCU-A-CB (Split System: Heat Pump with Remote Outdoor Unit-Air-Source) | DLCURAH24ABK |  |  | EA*4X37L17A* | *96VTN0601412A* | 24000 | 16.5 | 8.5 | 25200 | 22000 | 87.3% | 1.84 | 0 | 10 |  |  |  | No | R-410A | 2 | Residential & Commercial | Ducted CEE Tier 1
211242587 | Central HP <5.4 tons | ARCOAIRE | HRCU-A-CB (Split System: Heat Pump with Remote Outdoor Unit-Air-Source) | DLCURAH24ABK |  |  | EA*4X36L21A* | *80ES(N,L)0901714A* | 24800 | 17 | 8.5 | 26400 | 22000 | 83.33% | 1.84 | 0 | 10 |  |  |  | No | R-410A | 2.0667 | Residential & Commercial | Ducted CEE Tier 1
211242623 | Central HP <5.4 tons | ARCOAIRE | HRCU-A-CB (Split System: Heat Pump with Remote Outdoor Unit-Air-Source) | DLCURAH24ABK |  |  | EA*4X36L21A* | *92ESN0601714A* | 24600 | 17 | 8.5 | 26200 | 22200 | 84.73% | 1.86 | 0 | 10 |  |  |  | No | R-410A | 2.05 | Residential & Commercial | Ducted CEE Tier 1
211242303 | Central HP <5.4 tons | ARCOAIRE | HRCU-A-CB (Split System: Heat Pump with Remote Outdoor Unit-Air-Source) | DLCURAH24ABK |  |  | EA*4X36L21A* | *96VSN0401712A* | 23400 | 16 | 8.5 | 25800 | 23600 | 91.47% | 1.94 | 0 | 10 |  |  |  | No | R-410A | 1.95 | Residential & Commercial | Ducted CEE Tier 1
211242322 | Central HP <5.4 tons | ARCOAIRE | HRCU-A-CB (Split System: Heat Pump with Remote Outdoor Unit-Air-Source) | DLCURAH24ABK |  |  | EA*4X36L21A* | *95ESU0401712A* | 23800 | 17 | 8.5 | 25800 | 23200 | 89.92% | 1.92 | 0 | 10 |  |  |  | No | R-410A | 1.9833 | Residential & Commercial | Ducted CEE Tier 1
211242001 | Central HP <5.4 tons | ARCOAIRE | HRCU-A-CB (Split System: Heat Pump with Remote Outdoor Unit-Air-Source) | DLCURAH24ABK |  |  | EA*4X36L17A* | *95ESN0401410A* | 24400 | 15.2 | 8.5 | 26600 | 22400 | 84.21% | 1.82 | 0 | 10 |  |  |  | No | R-410A | 2.0333 | Residential & Commercial | Ducted CEE Tier 1
211242054 | Central HP <5.4 tons | ARCOAIRE | HRCU-A-CB (Split System: Heat Pump with Remote Outdoor Unit-Air-Source) | DLCURAH24ABK |  |  | EA*4X36L17A* | *95ESN0261410A* | 23400 | 16.5 | 8.5 | 25600 | 23600 | 92.19% | 1.96 | 0 | 10 |  |  |  | No | R-410A | 1.95 | Residential & Commercial | Ducted CEE Tier 1
211241651 | Central HP <5.4 tons | ARCOAIRE | HRCU-A-CB (Split System: Heat Pump with Remote Outdoor Unit-Air-Source) | DLCURAH24ABK |  |  | EA*4X30L17A* | *80ES(N,L)0451712A* | 24000 | 16.5 | 8.5 | 26200 | 23200 | 88.55% | 1.9 | 0 | 10 |  |  |  | No | R-410A | 2 | Residential & Commercial | Ducted CEE Tier 1
210471149 | Central HP <5.4 tons | ARCOAIRE | HRCU-A-CB (Split System: Heat Pump with Remote Outdoor Unit-Air-Source) | HVH837GKA2* |  |  | EHD4X60AAL+WALLCON | *80CSU0601716A* | 33000 | 16.5 | 8.1 | 32400 | 24800 | 76.54% | 1.98 | 0 | 11 |  |  |  | No | R-410A | 2.75 | Residential & Commercial | Ducted CEE Tier 1
210471215 | Central HP <5.4 tons | ARCOAIRE | HRCU-A-CB (Split System: Heat Pump with Remote Outdoor Unit-Air-Source) | HVH837GKA2* |  |  | EHD4X60AAL+WALLCON | *96CTN1202422A* | 33000 | 17 | 8.1 | 32200 | 24800 | 77.02% | 2.02 | 0 | 11.5 |  |  |  | No | R-410A | 2.75 | Residential & Commercial | Ducted CEE Tier 1
210471281 | Central HP <5.4 tons | ARCOAIRE | HRCU-A-CB (Split System: Heat Pump with Remote Outdoor Unit-Air-Source) | HVH837GKA2* |  |  | EHD4X60AAL+WALLCON | *96CTN1002122A* | 33000 | 17 | 8.1 | 32200 | 24800 | 77.02% | 2.02 | 0 | 11.5 |  |  |  | No | R-410A | 2.75 | Residential & Commercial | Ducted CEE Tier 1
210471116 | Central HP <5.4 tons | ARCOAIRE | HRCU-A-CB (Split System: Heat Pump with Remote Outdoor Unit-Air-Source) | HVH837GKA2* |  |  | EHD4X60AAL+WALLCON | *95CSU0802120A* | 33000 | 17 | 8.1 | 32200 | 24800 | 77.02% | 2.02 | 0 | 11.5 |  |  |  | No | R-410A | 2.75 | Residential & Commercial | Ducted CEE Tier 1
211243914 | Central HP <5.4 tons | ARCOAIRE | HRCU-A-CB (Split System: Heat Pump with Remote Outdoor Unit-Air-Source) | DLCURAH24ABK |  |  | EN(A,D)4X24L17** | *80ES(N,L)0701716A* | 24400 | 15.5 | 8.5 | 27400 | 22400 | 81.75% | 1.84 | 0 | 10 |  |  |  | No | R-410A | 2.0333 | Residential & Commercial | Ducted CEE Tier 1
211228649 | Central HP <5.4 tons | ARCOAIRE | HRCU-A-CB (Split System: Heat Pump with Remote Outdoor Unit-Air-Source) | DLCURAH36ABK |  |  | EA*4X43L21A* | *96VTN1002120A* | 36800 | 15.5 | 8.5 | 38500 | 34800 | 90.39% | 2.1 | 0 | 10 |  |  |  | No | R-410A | 3.0667 | Residential & Commercial | Ducted CEE Tier 1
211228549 | Central HP <5.4 tons | ARCOAIRE | HRCU-A-CB (Split System: Heat Pump with Remote Outdoor Unit-Air-Source) | DLCURAH36ABK |  |  | EA*4X43L21A* | *96VSN0801716A* | 36800 | 15.5 | 8.5 | 38500 | 35000 | 90.91% | 2.1 | 0 | 10 |  |  |  | No | R-410A | 3.0667 | Residential & Commercial | Ducted CEE Tier 1
211228315 | Central HP <5.4 tons | ARCOAIRE | HRCU-A-CB (Split System: Heat Pump with Remote Outdoor Unit-Air-Source) | DLCURAH36ABK |  |  | EA*4X43L21A* | *80VSL0702120A* | 36200 | 16 | 8.5 | 38500 | 34800 | 90.39% | 2.06 | 0 | 10 |  |  |  | No | R-410A | 3.0167 | Residential & Commercial | Ducted CEE Tier 1
211227663 | Central HP <5.4 tons | ARCOAIRE | HRCU-A-CB (Split System: Heat Pump with Remote Outdoor Unit-Air-Source) | DLCURAH36ABK |  |  | EA*4X42L21A* | *95ESU1002122A* | 36600 | 15.2 | 8.1 | 40000 | 35200 | 88% | 1.94 | 0 | 10 |  |  |  | No | R-410A | 3.05 | Residential & Commercial | Ducted CEE Tier 1
211227897 | Central HP <5.4 tons | ARCOAIRE | HRCU-A-CB (Split System: Heat Pump with Remote Outdoor Unit-Air-Source) | DLCURAH36ABK |  |  | EA*4X42L24A* | *80ESU0802120A | 37000 | 15.5 | 8.5 | 40000 | 35200 | 88% | 1.96 | 0 | 10 |  |  |  | No | R-410A | 3.0833 | Residential & Commercial | Ducted CEE Tier 1
211227980 | Central HP <5.4 tons | ARCOAIRE | HRCU-A-CB (Split System: Heat Pump with Remote Outdoor Unit-Air-Source) | DLCURAH36ABK |  |  | EA*4X42L24A* | *92ESN1002122A* | 36800 | 15.2 | 8.5 | 40000 | 35200 | 88% | 1.94 | 0 | 10 |  |  |  | No | R-410A | 3.0667 | Residential & Commercial | Ducted CEE Tier 1
214229006 | Central HP <5.4 tons | ARCOAIRE | HRCU-A-CB (Split System: Heat Pump with Remote Outdoor Unit-Air-Source) | DLCURAH18ABK |  |  | EA*4X30L17A* | *80MSU0601716A* | 17800 | 16.5 | 8.5 | 18400 | 18500 | 100.5% | 2.24 | 0 | 10.5 |  |  |  | No | R-410A | 1.4833 | Residential & Commercial | Ducted CEE Tier 1
211262025 | Central HP <5.4 tons | ARCOAIRE | HRCU-A-CB (Split System: Heat Pump with Remote Outdoor Unit-Air-Source) | DLCURAH18ABK |  |  | EA*4X30L17A* | *80ES(N,L)0451712A* | 18000 | 16 | 8.5 | 18500 | 18500 | 100% | 2.22 | 0 | 10.5 |  |  |  | No | R-410A | 1.5 | Residential & Commercial | Ducted CEE Tier 1
211262074 | Central HP <5.4 tons | ARCOAIRE | HRCU-A-CB (Split System: Heat Pump with Remote Outdoor Unit-Air-Source) | DLCURAH18ABK |  |  | EA*4X30L17A* | *92ESN0601412A* | 18300 | 16.5 | 8.5 | 18800 | 18400 | 97.87% | 2.22 | 0 | 10.5 |  |  |  | No | R-410A | 1.525 | Residential & Commercial | Ducted CEE Tier 1
211240639 | Central HP <5.4 tons | PAYNE HEATING AND COOLING | HRCU-A-CB (Split System: Heat Pump with Remote Outdoor Unit-Air-Source) | 38MURAQ24AB3* |  |  | CAP**2417AL* | PG80ES(A,L)A36045B** | 23800 | 16.5 | 8.5 | 26800 | 24200 | 90.3% | 2 | 0 | 10 |  |  |  | No | R-410A | 1.9833 | Residential & Commercial | Ducted CEE Tier 1
210473286 | Central HP <5.4 tons | ARCOAIRE | HRCU-A-CB (Split System: Heat Pump with Remote Outdoor Unit-Air-Source) | HVH825GKA3* |  |  | EA*4X48L21A*+WALLCON | *95CSU1002122A* | 24200 | 17 | 8.1 | 21000 | 16500 | 78.57% | 2.02 | 0 | 11 |  |  |  | No | R-410A | 2.0167 | Residential & Commercial | Ducted CEE Tier 1
210473154 | Central HP <5.4 tons | ARCOAIRE | HRCU-A-CB (Split System: Heat Pump with Remote Outdoor Unit-Air-Source) | HVH825GKA3* |  |  | EA*4X43L21A*+WALLCON | *80CTL0451712A* | 24200 | 16.5 | 8.1 | 21600 | 16800 | 77.78% | 2 | 0 | 11 |  |  |  | No | R-410A | 2.0167 | Residential & Commercial | Ducted CEE Tier 1
210474376 | Central HP <5.4 tons | ARCOAIRE | HRCU-A-CB (Split System: Heat Pump with Remote Outdoor Unit-Air-Source) | HVH825GKA3* |  |  | EHD4X42AAL+WALLCON | *97CMN1002122A* | 24200 | 16 | 8.1 | 21400 | 16600 | 77.57% | 2 | 0 | 10.5 |  |  |  | No | R-410A | 2.0167 | Residential & Commercial | Ducted CEE Tier 1
211243710 | Central HP <5.4 tons | ARCOAIRE | HRCU-A-CB (Split System: Heat Pump with Remote Outdoor Unit-Air-Source) | DLCURAH24ABK |  |  | EN(A,D)4X24L14** | *96VSN0401410A* | 23400 | 15.5 | 8.5 | 26600 | 24000 | 90.23% | 1.96 | 0 | 10 |  |  |  | No | R-410A | 1.95 | Residential & Commercial | Ducted CEE Tier 1
211242860 | Central HP <5.4 tons | ARCOAIRE | HRCU-A-CB (Split System: Heat Pump with Remote Outdoor Unit-Air-Source) | DLCURAH24ABK |  |  | EA*4X37L17A* | *80VSL0451716A* | 24600 | 16.5 | 8.5 | 25600 | 21400 | 83.59% | 1.8 | 0 | 10 |  |  |  | No | R-410A | 2.05 | Residential & Commercial | Ducted CEE Tier 1
211241202 | Central HP <5.4 tons | ARCOAIRE | HRCU-A-CB (Split System: Heat Pump with Remote Outdoor Unit-Air-Source) | DLCURAH24ABK |  |  | EA*4X25L17A* | *80ESU0601716A | 25600 | 17 | 8.5 | 26000 | 20600 | 79.23% | 1.76 | 0 | 10.5 |  |  |  | No | R-410A | 2.1333 | Residential & Commercial | Ducted CEE Tier 1
211241301 | Central HP <5.4 tons | ARCOAIRE | HRCU-A-CB (Split System: Heat Pump with Remote Outdoor Unit-Air-Source) | DLCURAH24ABK |  |  | EA*4X30L14A* | *96VTN0401410A* | 23600 | 15.5 | 8.5 | 26200 | 23600 | 90.08% | 1.94 | 0 | 10 |  |  |  | No | R-410A | 1.9667 | Residential & Commercial | Ducted CEE Tier 1
211241366 | Central HP <5.4 tons | ARCOAIRE | HRCU-A-CB (Split System: Heat Pump with Remote Outdoor Unit-Air-Source) | DLCURAH24ABK |  |  | EA*4X30L14A* | *80ES(N,L)0701412A* | 24200 | 16.5 | 8.5 | 26400 | 23000 | 87.12% | 1.9 | 0 | 10 |  |  |  | No | R-410A | 2.0167 | Residential & Commercial | Ducted CEE Tier 1
211241034 | Central HP <5.4 tons | ARCOAIRE | HRCU-A-CB (Split System: Heat Pump with Remote Outdoor Unit-Air-Source) | DLCURAH24ABK |  |  | EA*4X25L17A* | *96VTN0601412A* | 24000 | 16.5 | 8.1 | 25200 | 21600 | 85.71% | 1.82 | 0 | 10 |  |  |  | No | R-410A | 2 | Residential & Commercial | Ducted CEE Tier 1
211242469 | Central HP <5.4 tons | ARCOAIRE | HRCU-A-CB (Split System: Heat Pump with Remote Outdoor Unit-Air-Source) | DLCURAH24ABK |  |  | EA*4X36L21A* | *95ESN0802120A* | 24800 | 16.5 | 8.5 | 26600 | 22000 | 82.71% | 1.82 | 0 | 10 |  |  |  | No | R-410A | 2.0667 | Residential & Commercial | Ducted CEE Tier 1
211242285 | Central HP <5.4 tons | ARCOAIRE | HRCU-A-CB (Split System: Heat Pump with Remote Outdoor Unit-Air-Source) | DLCURAH24ABK |  |  | EA*4X36L21A* | *96VSN0802120A* | 24200 | 17 | 8.5 | 26000 | 22600 | 86.92% | 1.88 | 0 | 10 |  |  |  | No | R-410A | 2.0167 | Residential & Commercial | Ducted CEE Tier 1
211242222 | Central HP <5.4 tons | ARCOAIRE | HRCU-A-CB (Split System: Heat Pump with Remote Outdoor Unit-Air-Source) | DLCURAH24ABK |  |  | EA*4X36L17A* | OMV098J12* | 23600 | 16.5 | 8.5 | 25800 | 23400 | 90.7% | 1.94 | 0 | 10 |  |  |  | No | R-410A | 1.9667 | Residential & Commercial | Ducted CEE Tier 1
211244778 | Central HP <5.4 tons | ARCOAIRE | HRCU-A-CB (Split System: Heat Pump with Remote Outdoor Unit-Air-Source) | DLCURAH24ABK |  |  | EN(A,D)4X30L17** | *92ESN0401410A* | 24000 | 15.2 | 8.1 | 26600 | 22800 | 85.71% | 1.86 | 0 | 10 |  |  |  | No | R-410A | 2 | Residential & Commercial | Ducted CEE Tier 1
211241867 | Central HP <5.4 tons | ARCOAIRE | HRCU-A-CB (Split System: Heat Pump with Remote Outdoor Unit-Air-Source) | DLCURAH24ABK |  |  | EA*4X36L17A* | *96VSN0801716A* | 24200 | 16.5 | 8.5 | 26200 | 22600 | 86.26% | 1.86 | 0 | 10 |  |  |  | No | R-410A | 2.0167 | Residential & Commercial | Ducted CEE Tier 1
211242901 | Central HP <5.4 tons | ARCOAIRE | HRCU-A-CB (Split System: Heat Pump with Remote Outdoor Unit-Air-Source) | DLCURAH24ABK |  |  | EA*4X37L17A* | *80VTL0451412A* | 24800 | 16.5 | 8.5 | 25600 | 21400 | 83.59% | 1.8 | 0 | 10 |  |  |  | No | R-410A | 2.0667 | Residential & Commercial | Ducted CEE Tier 1
211242200 | Central HP <5.4 tons | ARCOAIRE | HRCU-A-CB (Split System: Heat Pump with Remote Outdoor Unit-Air-Source) | DLCURAH24ABK |  |  | EA*4X36L17A* | *80ES(N,L)0701412A* | 24400 | 17 | 8.5 | 26200 | 22400 | 85.5% | 1.86 | 0 | 10 |  |  |  | No | R-410A | 2.0333 | Residential & Commercial | Ducted CEE Tier 1
211242343 | Central HP <5.4 tons | ARCOAIRE | HRCU-A-CB (Split System: Heat Pump with Remote Outdoor Unit-Air-Source) | DLCURAH24ABK |  |  | EA*4X36L21A* | *96VTN1002122A* | 23800 | 17 | 8.5 | 25800 | 23200 | 89.92% | 1.92 | 0 | 10 |  |  |  | No | R-410A | 1.9833 | Residential & Commercial | Ducted CEE Tier 1
211242425 | Central HP <5.4 tons | ARCOAIRE | HRCU-A-CB (Split System: Heat Pump with Remote Outdoor Unit-Air-Source) | DLCURAH24ABK |  |  | EA*4X36L21A* | *95ESU0601716A* | 24400 | 17 | 8.5 | 26200 | 22400 | 85.5% | 1.86 | 0 | 10 |  |  |  | No | R-410A | 2.0333 | Residential & Commercial | Ducted CEE Tier 1
211243043 | Central HP <5.4 tons | ARCOAIRE | HRCU-A-CB (Split System: Heat Pump with Remote Outdoor Unit-Air-Source) | DLCURAH24ABK |  |  | EA*4X37L17A* | *80ES(N,L)0701712A* | 24800 | 16.5 | 8.5 | 25800 | 21400 | 82.95% | 1.78 | 0 | 10 |  |  |  | No | R-410A | 2.0667 | Residential & Commercial | Ducted CEE Tier 1
211241404 | Central HP <5.4 tons | ARCOAIRE | HRCU-A-CB (Split System: Heat Pump with Remote Outdoor Unit-Air-Source) | DLCURAH24ABK |  |  | EA*4X30L17A* | *96VSN0401410A* | 23200 | 16 | 8.5 | 25800 | 24200 | 93.8% | 2.02 | 0 | 10 |  |  |  | No | R-410A | 1.9333 | Residential & Commercial | Ducted CEE Tier 1
211241190 | Central HP <5.4 tons | ARCOAIRE | HRCU-A-CB (Split System: Heat Pump with Remote Outdoor Unit-Air-Source) | DLCURAH24ABK |  |  | EA*4X25L17A* | *80ES(N,L)0701412A* | 25000 | 17 | 8.5 | 25600 | 21000 | 82.03% | 1.78 | 0 | 10.5 |  |  |  | No | R-410A | 2.0833 | Residential & Commercial | Ducted CEE Tier 1
212978166 | Central HP <5.4 tons | ARCOAIRE | HRCU-A-CB (Split System: Heat Pump with Remote Outdoor Unit-Air-Source) | DLCURAH24ABK |  |  | EN(A,D)4X24L14** | *80MS(N,L)0701412A* | 23200 | 17 | 8.5 | 26800 | 25400 | 94.78% | 2.14 | 0 | 10 |  |  |  | No | R-410A | 1.9333 | Residential & Commercial | Ducted CEE Tier 1
212979861 | Central HP <5.4 tons | ARCOAIRE | HRCU-A-CB (Split System: Heat Pump with Remote Outdoor Unit-Air-Source) | DLCURAH24ABK |  |  | EA*4X36L21A* | *80MS(N,L)0901714A* | 23800 | 17.5 | 8.5 | 26200 | 23600 | 90.08% | 1.98 | 0 | 10 |  |  |  | No | R-410A | 1.9833 | Residential & Commercial | Ducted CEE Tier 1
215936488 | Central HP <5.4 tons | ARCOAIRE | HRCU-A-CB (Split System: Heat Pump with Remote Outdoor Unit-Air-Source) | H5H3V36*K*AAA* |  |  | EVD5X49M24A*+WALLCON | *95CSU1002122B* | 35600 | 22 | 8.5 | 38000 | 28400 | 74.74% | 2.06 | 0 | 12.5 |  |  |  | No | R-454B | 2.9667 | Residential & Commercial | Ducted CEE Tier 1
215936638 | Central HP <5.4 tons | ARCOAIRE | HRCU-A-CB (Split System: Heat Pump with Remote Outdoor Unit-Air-Source) | H5H3V36*K*AAA* |  |  | EVD5X60M21A*+WALLCON | *80CTL1102120B* | 35600 | 22 | 8.5 | 38000 | 28400 | 74.74% | 2.02 | 0 | 12.5 |  |  |  | No | R-454B | 2.9667 | Residential & Commercial | Ducted CEE Tier 1
213080538 | Central HP <5.4 tons | PAYNE HEATING AND COOLING | HRCU-A-CB (Split System: Heat Pump with Remote Outdoor Unit-Air-Source) | 38MURAQ36AB3* |  |  | CAP**3721AL* | PG95MSUA36040B** | 36200 | 15.2 | 8.5 | 38000 | 35000 | 92.11% | 2.04 | 0 | 10 |  |  |  | No | R-410A | 3.0167 | Residential & Commercial | Ducted CEE Tier 1
210474475 | Central HP <5.4 tons | ARCOAIRE | HRCU-A-CB (Split System: Heat Pump with Remote Outdoor Unit-Air-Source) | HVH825GKA3* |  |  | EHD4X48AAL+WALLCON | *80CSU0401712A* | 24200 | 16.5 | 8.1 | 21200 | 16600 | 78.3% | 2.02 | 0 | 11 |  |  |  | No | R-410A | 2.0167 | Residential & Commercial | Ducted CEE Tier 1
210474508 | Central HP <5.4 tons | ARCOAIRE | HRCU-A-CB (Split System: Heat Pump with Remote Outdoor Unit-Air-Source) | HVH825GKA3* |  |  | EHD4X48AAL+WALLCON | *80CTL0451712A* | 24200 | 16 | 8.1 | 21400 | 16700 | 78.04% | 2 | 0 | 10.5 |  |  |  | No | R-410A | 2.0167 | Residential & Commercial | Ducted CEE Tier 1
210474607 | Central HP <5.4 tons | ARCOAIRE | HRCU-A-CB (Split System: Heat Pump with Remote Outdoor Unit-Air-Source) | HVH825GKA3* |  |  | EHD4X48AAL+WALLCON | *97CMN1202422A* | 24200 | 16 | 8.1 | 21200 | 16600 | 78.3% | 2.02 | 0 | 10.5 |  |  |  | No | R-410A | 2.0167 | Residential & Commercial | Ducted CEE Tier 1
210474640 | Central HP <5.4 tons | ARCOAIRE | HRCU-A-CB (Split System: Heat Pump with Remote Outdoor Unit-Air-Source) | HVH825GKA3* |  |  | EHD4X48AAL+WALLCON | *80CTL0901716A* | 24400 | 17 | 8.1 | 21200 | 16500 | 77.83% | 2.04 | 0 | 11 |  |  |  | No | R-410A | 2.0333 | Residential & Commercial | Ducted CEE Tier 1
210472912 | Central HP <5.4 tons | ARCOAIRE | HRCU-A-CB (Split System: Heat Pump with Remote Outdoor Unit-Air-Source) | HVH825GKA3* |  |  | EA*4X42L21A*+WALLCON | *96CTN0801714A* | 23600 | 16.5 | 8.1 | 21400 | 16700 | 78.04% | 1.96 | 0 | 11 |  |  |  | No | R-410A | 1.9667 | Residential & Commercial | Ducted CEE Tier 1
212979981 | Central HP <5.4 tons | ARCOAIRE | HRCU-A-CB (Split System: Heat Pump with Remote Outdoor Unit-Air-Source) | DLCURAH18ABK |  |  | EA*4X30L17A* | *80MS(N,L)0901714A* | 17700 | 16 | 8.5 | 18300 | 18700 | 102.2% | 2.24 | 0 | 10.5 |  |  |  | No | R-410A | 1.475 | Residential & Commercial | Ducted CEE Tier 1
214570692 | Central HP <5.4 tons | ARCOAIRE | HRCU-A-CB (Split System: Heat Pump with Remote Outdoor Unit-Air-Source) | HVH825GKA3* |  |  | EA*4X48L21A*+WALLCON | *95CSU1002122B* | 24000 | 17 | 8.5 | 21000 | 16500 | 78.57% | 2.02 | 0 | 11 |  |  |  | No | R-410A | 2 | Residential & Commercial | Ducted CEE Tier 1
211226594 | Central HP <5.4 tons | ARCOAIRE | HRCU-A-CB (Split System: Heat Pump with Remote Outdoor Unit-Air-Source) | DLCURAH36ABK |  |  | EA*4X37L17A* | *80VTL0701716A* | 36400 | 15.5 | 8.5 | 39500 | 35000 | 88.61% | 2.04 | 0 | 10 |  |  |  | No | R-410A | 3.0333 | Residential & Commercial | Ducted CEE Tier 1
211242935 | Central HP <5.4 tons | ARCOAIRE | HRCU-A-CB (Split System: Heat Pump with Remote Outdoor Unit-Air-Source) | DLCURAH24ABK |  |  | EA*4X37L17A* | *80VTL0701716A* | 24600 | 17 | 8.5 | 25600 | 21600 | 84.38% | 1.8 | 0 | 10.5 |  |  |  | No | R-410A | 2.05 | Residential & Commercial | Ducted CEE Tier 1
212978130 | Central HP <5.4 tons | ARCOAIRE | HRCU-A-CB (Split System: Heat Pump with Remote Outdoor Unit-Air-Source) | DLCURAH24ABK |  |  | EA*4X30L17A* | *80MS(N,L)0701412A* | 23600 | 17.5 | 8.5 | 26200 | 24600 | 93.89% | 2.06 | 0 | 10 |  |  |  | No | R-410A | 1.9667 | Residential & Commercial | Ducted CEE Tier 1
211241731 | Central HP <5.4 tons | ARCOAIRE | HRCU-A-CB (Split System: Heat Pump with Remote Outdoor Unit-Air-Source) | DLCURAH24ABK |  |  | EA*4X30L17A* | *95ESN0801716A* | 24600 | 15.5 | 8.5 | 27000 | 22400 | 82.96% | 1.82 | 0 | 10 |  |  |  | No | R-410A | 2.05 | Residential & Commercial | Ducted CEE Tier 1
211244723 | Central HP <5.4 tons | ARCOAIRE | HRCU-A-CB (Split System: Heat Pump with Remote Outdoor Unit-Air-Source) | DLCURAH24ABK |  |  | EN(A,D)4X30L17** | *92ESN0601412A* | 23400 | 17 | 8.1 | 25800 | 24000 | 93.02% | 2 | 0 | 10 |  |  |  | No | R-410A | 1.95 | Residential & Commercial | Ducted CEE Tier 1
211243175 | Central HP <5.4 tons | ARCOAIRE | HRCU-A-CB (Split System: Heat Pump with Remote Outdoor Unit-Air-Source) | DLCURAH24ABK |  |  | EA*4X37L17A* | OLV098A12* | 23800 | 16.5 | 8.1 | 25200 | 22200 | 88.1% | 1.84 | 0 | 10 |  |  |  | No | R-410A | 1.9833 | Residential & Commercial | Ducted CEE Tier 1
211243434 | Central HP <5.4 tons | ARCOAIRE | HRCU-A-CB (Split System: Heat Pump with Remote Outdoor Unit-Air-Source) | DLCURAH24ABK |  |  | EA*4X37L21A* | *80VTL0701716A* | 24800 | 17 | 8.5 | 25400 | 20800 | 81.89% | 1.76 | 0 | 10.5 |  |  |  | No | R-410A | 2.0667 | Residential & Commercial | Ducted CEE Tier 1
211243763 | Central HP <5.4 tons | ARCOAIRE | HRCU-A-CB (Split System: Heat Pump with Remote Outdoor Unit-Air-Source) | DLCURAH24ABK |  |  | EN(A,D)4X24L14** | *96VTN0401410A* | 23400 | 15.5 | 8.5 | 26600 | 24000 | 90.23% | 1.96 | 0 | 10 |  |  |  | No | R-410A | 1.95 | Residential & Commercial | Ducted CEE Tier 1
211244347 | Central HP <5.4 tons | ARCOAIRE | HRCU-A-CB (Split System: Heat Pump with Remote Outdoor Unit-Air-Source) | DLCURAH24ABK |  |  | EN(A,D)4X30L14** | *96VTN0601412A* | 23400 | 16.5 | 8.1 | 25800 | 24000 | 93.02% | 1.98 | 0 | 10 |  |  |  | No | R-410A | 1.95 | Residential & Commercial | Ducted CEE Tier 1
214243169 | Central HP <5.4 tons | ARCOAIRE | HRCU-A-CB (Split System: Heat Pump with Remote Outdoor Unit-Air-Source) | HVH825GKA2* |  |  | EN(A,D,W)4X48L21**+WALLCON | *96CTN0601714B* | 24000 | 16.5 | 8.1 | 21400 | 16700 | 78.04% | 2 | 0 | 11 |  |  |  | No | R-410A | 2 | Residential & Commercial | Ducted CEE Tier 1
213772529 | Central HP <5.4 tons | ARCOAIRE | HRCU-A-CB (Split System: Heat Pump with Remote Outdoor Unit-Air-Source) | HVH825GKA2* |  |  | EHD4X48AAL+WALLCON | *97CMN1002122B* | 24200 | 16 | 8.1 | 21200 | 16600 | 78.3% | 2.02 | 0 | 11 |  |  |  | No | R-410A | 2.0167 | Residential & Commercial | Ducted CEE Tier 1
213772429 | Central HP <5.4 tons | ARCOAIRE | HRCU-A-CB (Split System: Heat Pump with Remote Outdoor Unit-Air-Source) | HVH825GKA2* |  |  | EHD4X48AAL+WALLCON | *80CTL0451712B* | 24200 | 16 | 8.1 | 21400 | 16700 | 78.04% | 2 | 0 | 10.5 |  |  |  | No | R-410A | 2.0167 | Residential & Commercial | Ducted CEE Tier 1
212609350 | Central HP <5.4 tons | RHEEM | HRCU-A-CB (Split System: Heat Pump with Remote Outdoor Unit-Air-Source) | RP18AZ36AJVC |  |  | RCFZ6021SEAAM | R802V0755A21DZ | 34200 | 18 | 8.5 | 34200 | 43000 | 125.7% | 2.2 | 0 | 12.5 |  |  |  | No | R-410A | 2.85 | Residential & Commercial | Ducted CEE Tier 1
212609367 | Central HP <5.4 tons | RHEEM | HRCU-A-CB (Split System: Heat Pump with Remote Outdoor Unit-Air-Source) | RP18AZ36AJVC |  |  | RCFZ6021SEAAM | R802V0504A17UHS | 34200 | 19 | 8.5 | 34200 | 43500 | 127.2% | 2.2 | 0 | 12.5 |  |  |  | No | R-410A | 2.85 | Residential & Commercial | Ducted CEE Tier 1
214097547 | Central HP <5.4 tons | RUSSELL | HRCU-A-CB (Split System: Heat Pump with Remote Outdoor Unit-Air-Source) | RD17AZ48AJ3N |  |  | TCFZ6024SEANM | S97MV1005A21DHS | 45500 | 17 | 8.1 | 45500 | 40500 | 89.01% | 2.1 | 0 | 10 |  |  |  | No | R-410A | 3.7917 | Residential & Commercial | Ducted CEE Tier 1
214097562 | Central HP <5.4 tons | RUSSELL | HRCU-A-CB (Split System: Heat Pump with Remote Outdoor Unit-Air-Source) | RD17AZ48AJ3N |  |  | TCFZ6024SEANM | S951V1005A21M4S | 45500 | 16 | 8.1 | 45500 | 40500 | 89.01% | 2.1 | 0 | 10 |  |  |  | No | R-410A | 3.7917 | Residential & Commercial | Ducted CEE Tier 1
216051195 | Central HP <5.4 tons | RUSSELL | HRCU-A-CB (Split System: Heat Pump with Remote Outdoor Unit-Air-Source) | SP19AY24AJVC |  |  | TCFY2421HEAAM | S97MV0855A21DH | 22800 | 21 | 8.5 | 22800 | 18400 | 80.7% | 1.8 | 0 | 13 |  |  |  | No | R-454B | 1.9 | Residential & Commercial | Ducted CEE Tier 1
216051211 | Central HP <5.4 tons | RUSSELL | HRCU-A-CB (Split System: Heat Pump with Remote Outdoor Unit-Air-Source) | SP19AY24AJVC |  |  | TCFY2421HEAAM | S97MV1005A21DH | 22800 | 20 | 8.5 | 22800 | 18400 | 80.7% | 1.8 | 0 | 12 |  |  |  | No | R-454B | 1.9 | Residential & Commercial | Ducted CEE Tier 1
216051263 | Central HP <5.4 tons | RUSSELL | HRCU-A-CB (Split System: Heat Pump with Remote Outdoor Unit-Air-Source) | SP19AY48AJVC |  |  | TCFY4821SEAAM | S802V0755A21UH | 45500 | 19 | 10 | 45500 | 42000 | 92.31% | 2.1 | 0 | 12 |  |  |  | No | R-454B | 3.7917 | Residential & Commercial | Ducted CEE Tier 1
211228214 | Central HP <5.4 tons | ARCOAIRE | HRCU-A-CB (Split System: Heat Pump with Remote Outdoor Unit-Air-Source) | DLCURAH36ABK |  |  | EA*4X43L21A* | *80ES(N,L)0451712A* | 36000 | 15.5 | 8.5 | 38500 | 34800 | 90.39% | 2.06 | 0 | 10 |  |  |  | No | R-410A | 3 | Residential & Commercial | Ducted CEE Tier 1
211228400 | Central HP <5.4 tons | ARCOAIRE | HRCU-A-CB (Split System: Heat Pump with Remote Outdoor Unit-Air-Source) | DLCURAH36ABK |  |  | EA*4X43L21A* | *80VTL1102122A* | 37200 | 15.5 | 8.5 | 38500 | 34800 | 90.39% | 2.12 | 0 | 10 |  |  |  | No | R-410A | 3.1 | Residential & Commercial | Ducted CEE Tier 1
212384316 | Central HP <5.4 tons | ARCOAIRE | HRCU-A-CB (Split System: Heat Pump with Remote Outdoor Unit-Air-Source) | DLCURAH36ABK |  |  | END4X42L17** | *92ESN0601714A* | 35800 | 16 | 8.1 | 39000 | 35000 | 89.74% | 1.96 | 0 | 10 |  |  |  | No | R-410A | 2.9833 | Residential & Commercial | Ducted CEE Tier 1
212977255 | Central HP <5.4 tons | ARCOAIRE | HRCU-A-CB (Split System: Heat Pump with Remote Outdoor Unit-Air-Source) | DLCURAH36ABK |  |  | EA*4X48L24A* | *96VTN1202422B* | 35600 | 16.5 | 8.5 | 37800 | 34600 | 91.53% | 2.02 | 0 | 10 |  |  |  | No | R-410A | 2.9667 | Residential & Commercial | Ducted CEE Tier 1
214570742 | Central HP <5.4 tons | ARCOAIRE | HRCU-A-CB (Split System: Heat Pump with Remote Outdoor Unit-Air-Source) | HVH825GKA3* |  |  | EA*4X48L24A*+WALLCON | *95CSU0802120B* | 24000 | 16.5 | 8.5 | 21000 | 16600 | 79.05% | 2.02 | 0 | 11 |  |  |  | No | R-410A | 2 | Residential & Commercial | Ducted CEE Tier 1
210474052 | Central HP <5.4 tons | ARCOAIRE | HRCU-A-CB (Split System: Heat Pump with Remote Outdoor Unit-Air-Source) | HVH825GKA3* |  |  | EN(A,D,W)4X48L21**+WALLCON | *97CMN0602120A* | 24000 | 16.5 | 8.1 | 21400 | 16700 | 78.04% | 2 | 0 | 11 |  |  |  | No | R-410A | 2 | Residential & Commercial | Ducted CEE Tier 1
210474063 | Central HP <5.4 tons | ARCOAIRE | HRCU-A-CB (Split System: Heat Pump with Remote Outdoor Unit-Air-Source) | HVH825GKA3* |  |  | EN(A,D)4X48L24**+WALLCON | *95CSU0802120A* | 24200 | 17 | 8.1 | 21200 | 16600 | 78.3% | 2.02 | 0 | 11.5 |  |  |  | No | R-410A | 2.0167 | Residential & Commercial | Ducted CEE Tier 1
212977782 | Central HP <5.4 tons | ARCOAIRE | HRCU-A-CB (Split System: Heat Pump with Remote Outdoor Unit-Air-Source) | DLCURAH18ABK |  |  | EN(A,D)4X18L14** | *80MS(N,L)0451412A* | 17200 | 16 | 8.5 | 18400 | 19800 | 107.6% | 2.4 | 0 | 10.5 |  |  |  | No | R-410A | 1.4333 | Residential & Commercial | Ducted CEE Tier 1
214571112 | Central HP <5.4 tons | ARCOAIRE | HRCU-A-CB (Split System: Heat Pump with Remote Outdoor Unit-Air-Source) | HVH825GKA3* |  |  | EN(A,D)4X36L21**+WALLCON | *95CSU1002122B* | 23400 | 16.5 | 8.1 | 21600 | 16700 | 77.31% | 1.92 | 0 | 11 |  |  |  | No | R-410A | 1.95 | Residential & Commercial | Ducted CEE Tier 1
210474310 | Central HP <5.4 tons | ARCOAIRE | HRCU-A-CB (Split System: Heat Pump with Remote Outdoor Unit-Air-Source) | HVH825GKA3* |  |  | EHD4X42AAL+WALLCON | *80CTL1352422A* | 24200 | 16 | 8.1 | 21400 | 16600 | 77.57% | 2 | 0 | 10.5 |  |  |  | No | R-410A | 2.0167 | Residential & Commercial | Ducted CEE Tier 1
210470632 | Central HP <5.4 tons | ARCOAIRE | HRCU-A-CB (Split System: Heat Pump with Remote Outdoor Unit-Air-Source) | HVH837GKA2* |  |  | EA*4X61L24A*+WALLCON | *96CTN1002122A* | 33200 | 18 | 8.5 | 32000 | 24800 | 77.5% | 2 | 0 | 12 |  |  |  | No | R-410A | 2.7667 | Residential & Commercial | Ducted CEE Tier 1
210470848 | Central HP <5.4 tons | ARCOAIRE | HRCU-A-CB (Split System: Heat Pump with Remote Outdoor Unit-Air-Source) | HVH837GKA2* |  |  | EN(A,D)4X48L24**+WALLCON | *95CSU1002122A* | 32400 | 17.5 | 8.1 | 32800 | 24600 | 75% | 1.98 | 0 | 11.7 |  |  |  | No | R-410A | 2.7 | Residential & Commercial | Ducted CEE Tier 1
212973875 | Central HP <5.4 tons | ARCOAIRE | HRCU-A-CB (Split System: Heat Pump with Remote Outdoor Unit-Air-Source) | DLCURAH24ABK |  |  | EA*4X37L17A* | *96VSN0801716B* | 24200 | 17 | 8.5 | 25800 | 22200 | 86.05% | 1.84 | 0 | 10 |  |  |  | No | R-410A | 2.0167 | Residential & Commercial | Ducted CEE Tier 1
211243729 | Central HP <5.4 tons | ARCOAIRE | HRCU-A-CB (Split System: Heat Pump with Remote Outdoor Unit-Air-Source) | DLCURAH24ABK |  |  | EN(A,D)4X24L14** | *80VTL0451412A* | 23800 | 16 | 8.5 | 26800 | 23200 | 86.57% | 1.92 | 0 | 10 |  |  |  | No | R-410A | 1.9833 | Residential & Commercial | Ducted CEE Tier 1
212978635 | Central HP <5.4 tons | ARCOAIRE | HRCU-A-CB (Split System: Heat Pump with Remote Outdoor Unit-Air-Source) | DLCURAH24ABK |  |  | EA*4X25L17A* | *80MS(N,L)0701712A* | 24400 | 17.5 | 8.5 | 25200 | 21600 | 85.71% | 1.82 | 0 | 10.5 |  |  |  | No | R-410A | 2.0333 | Residential & Commercial | Ducted CEE Tier 1
211245017 | Central HP <5.4 tons | ARCOAIRE | HRCU-A-CB (Split System: Heat Pump with Remote Outdoor Unit-Air-Source) | DLCURAH24ABK |  |  | EN(A,D,W)4X36L17** | *96VTN0801716A* | 24200 | 16.5 | 8.1 | 26200 | 23000 | 87.79% | 1.9 | 0 | 10.5 |  |  |  | No | R-410A | 2.0167 | Residential & Commercial | Ducted CEE Tier 1
215936808 | Central HP <5.4 tons | ARCOAIRE | HRCU-A-CB (Split System: Heat Pump with Remote Outdoor Unit-Air-Source) | H5H3V36*K*AAA* |  |  | EVD5X60M24A*+WALLCON | *97CMN0602120B* | 35200 | 21 | 8.5 | 38500 | 28800 | 74.81% | 2.02 | 0 | 12 |  |  |  | No | R-454B | 2.9333 | Residential & Commercial | Ducted CEE Tier 1
212974745 | Central HP <5.4 tons | PAYNE HEATING AND COOLING | HRCU-A-CB (Split System: Heat Pump with Remote Outdoor Unit-Air-Source) | 38MURAQ18AB3* |  |  | CNPV*3017AL* | PG96VTAB30040A** | 17400 | 16 | 8.1 | 18000 | 18700 | 103.9% | 2.24 | 0 | 10.5 |  |  |  | No | R-410A | 1.45 | Residential & Commercial | Ducted CEE Tier 1
214075417 | Central HP <5.4 tons | RUSSELL | HRCU-A-CB (Split System: Heat Pump with Remote Outdoor Unit-Air-Source) | RD17AZ24AJ3N |  |  | TCFZ2417MTANM | S802V0503A14DZ | 22600 | 17 | 9.5 | 22600 | 16800 | 74.34% | 2 | 0 | 11.2 |  |  |  | No | R-410A | 1.8833 | Residential & Commercial | Ducted CEE Tier 1
214075486 | Central HP <5.4 tons | RUSSELL | HRCU-A-CB (Split System: Heat Pump with Remote Outdoor Unit-Air-Source) | RD17AZ24AJ3N |  |  | TCFZ2417MTANM | S951V0403A17UHU | 22400 | 17 | 9.5 | 22400 | 17100 | 76.34% | 2 | 0 | 10 |  |  |  | No | R-410A | 1.8667 | Residential & Commercial | Ducted CEE Tier 1
214075535 | Central HP <5.4 tons | RUSSELL | HRCU-A-CB (Split System: Heat Pump with Remote Outdoor Unit-Air-Source) | RD17AZ24AJ3N |  |  | TCFZ2417MTANM | S801V0504A17UHU | 22400 | 17 | 8.1 | 22400 | 17000 | 75.89% | 2 | 0 | 10 |  |  |  | No | R-410A | 1.8667 | Residential & Commercial | Ducted CEE Tier 1
215935088 | Central HP <5.4 tons | ARCOAIRE | HRCU-A-CB (Split System: Heat Pump with Remote Outdoor Unit-Air-Source) | H5H3V36*K*AAA* |  |  | EVM5X49M21A*+WALLCON | *97CMN0602120B* | 35400 | 21 | 8.5 | 38500 | 29000 | 75.32% | 2.02 | 0 | 12 |  |  |  | No | R-454B | 2.95 | Residential & Commercial | Ducted CEE Tier 1
215932348 | Central HP <5.4 tons | ARCOAIRE | HRCU-A-CB (Split System: Heat Pump with Remote Outdoor Unit-Air-Source) | H5H3V36*K*AAA* |  |  | EA*5X42M21A*+WALLCON | *96CTN0801714B* | 32600 | 19.5 | 9.5 | 35200 | 27000 | 76.7% | 2 | 0 | 11 |  |  |  | No | R-454B | 2.7167 | Residential & Commercial | Ducted CEE Tier 1
214573712 | Central HP <5.4 tons | ARCOAIRE | HRCU-A-CB (Split System: Heat Pump with Remote Outdoor Unit-Air-Source) | HVH837GKA2* |  |  | EA*4X37L21A*+WALLCON | *97CMN0802120B* | 32800 | 17.5 | 8.5 | 32800 | 25200 | 76.83% | 2 | 0 | 11.5 |  |  |  | No | R-410A | 2.7333 | Residential & Commercial | Ducted CEE Tier 1
212979159 | Central HP <5.4 tons | ARCOAIRE | HRCU-A-CB (Split System: Heat Pump with Remote Outdoor Unit-Air-Source) | DLCURAH24ABK |  |  | EA*4X36L17A* | *80MS(N,L)0701716A* | 23800 | 17 | 8.5 | 26200 | 23800 | 90.84% | 1.98 | 0 | 10 |  |  |  | No | R-410A | 1.9833 | Residential & Commercial | Ducted CEE Tier 1
212979495 | Central HP <5.4 tons | ARCOAIRE | HRCU-A-CB (Split System: Heat Pump with Remote Outdoor Unit-Air-Source) | DLCURAH24ABK |  |  | EA*4X36L21A* | *80MS(N,L)0702116A* | 24000 | 17.5 | 8.5 | 26400 | 23400 | 88.64% | 1.94 | 0 | 10 |  |  |  | No | R-410A | 2 | Residential & Commercial | Ducted CEE Tier 1
212983580 | Central HP <5.4 tons | ARCOAIRE | HRCU-A-CB (Split System: Heat Pump with Remote Outdoor Unit-Air-Source) | DLCURAH24ABK |  |  | EN(A,D)4X24L14** | *92MSN0601412A* | 23400 | 16.5 | 8.5 | 27000 | 24600 | 91.11% | 2.04 | 0 | 10 |  |  |  | No | R-410A | 1.95 | Residential & Commercial | Ducted CEE Tier 1
212982292 | Central HP <5.4 tons | ARCOAIRE | HRCU-A-CB (Split System: Heat Pump with Remote Outdoor Unit-Air-Source) | DLCURAH24ABK |  |  | EA*4X36L21A* | *80MSU0401712A* | 23600 | 17 | 8.5 | 25800 | 23200 | 89.92% | 1.94 | 0 | 10 |  |  |  | No | R-410A | 1.9667 | Residential & Commercial | Ducted CEE Tier 1
211244634 | Central HP <5.4 tons | ARCOAIRE | HRCU-A-CB (Split System: Heat Pump with Remote Outdoor Unit-Air-Source) | DLCURAH24ABK |  |  | EN(A,D)4X30L17** | *96VTN0401410A* | 23400 | 16 | 8.1 | 25800 | 24000 | 93.02% | 2 | 0 | 10 |  |  |  | No | R-410A | 1.95 | Residential & Commercial | Ducted CEE Tier 1
211244734 | Central HP <5.4 tons | ARCOAIRE | HRCU-A-CB (Split System: Heat Pump with Remote Outdoor Unit-Air-Source) | DLCURAH24ABK |  |  | EN(A,D)4X30L17** | *92ESN0601714A* | 24400 | 16.5 | 8.1 | 26400 | 22800 | 86.36% | 1.88 | 0 | 10.5 |  |  |  | No | R-410A | 2.0333 | Residential & Commercial | Ducted CEE Tier 1
212978324 | Central HP <5.4 tons | ARCOAIRE | HRCU-A-CB (Split System: Heat Pump with Remote Outdoor Unit-Air-Source) | DLCURAH18ABK |  |  | EN(A,D)4X24L17** | *80MS(N,L)0701412A* | 17600 | 16.5 | 8.5 | 18500 | 19100 | 103.2% | 2.3 | 0 | 11 |  |  |  | No | R-410A | 1.4667 | Residential & Commercial | Ducted CEE Tier 1
214570502 | Central HP <5.4 tons | ARCOAIRE | HRCU-A-CB (Split System: Heat Pump with Remote Outdoor Unit-Air-Source) | HVH825GKA3* |  |  | EA*4X42L21A*+WALLCON | *95CSU0802120B* | 23800 | 16.5 | 8.1 | 21400 | 16700 | 78.04% | 1.96 | 0 | 10.5 |  |  |  | No | R-410A | 1.9833 | Residential & Commercial | Ducted CEE Tier 1
214570402 | Central HP <5.4 tons | ARCOAIRE | HRCU-A-CB (Split System: Heat Pump with Remote Outdoor Unit-Air-Source) | HVH825GKA3* |  |  | EA*4X36L21A*+WALLCON | *97CMN0602120B* | 23600 | 16 | 8.1 | 21400 | 16700 | 78.04% | 1.92 | 0 | 10.5 |  |  |  | No | R-410A | 1.9667 | Residential & Commercial | Ducted CEE Tier 1
211244885 | Central HP <5.4 tons | ARCOAIRE | HRCU-A-CB (Split System: Heat Pump with Remote Outdoor Unit-Air-Source) | DLCURAH24ABK |  |  | EN(A,D,W)4X36L17** | *96VSN0401712A* | 23400 | 16 | 8.1 | 25800 | 24000 | 93.02% | 1.98 | 0 | 10 |  |  |  | No | R-410A | 1.95 | Residential & Commercial | Ducted CEE Tier 1
211245170 | Central HP <5.4 tons | ARCOAIRE | HRCU-A-CB (Split System: Heat Pump with Remote Outdoor Unit-Air-Source) | DLCURAH24ABK |  |  | EN(A,D,W)4X36L17** | *92ESN0601714A* | 24400 | 16.5 | 8.1 | 26400 | 22800 | 86.36% | 1.88 | 0 | 10.5 |  |  |  | No | R-410A | 2.0333 | Residential & Commercial | Ducted CEE Tier 1
212978701 | Central HP <5.4 tons | ARCOAIRE | HRCU-A-CB (Split System: Heat Pump with Remote Outdoor Unit-Air-Source) | DLCURAH24ABK |  |  | EN(A,D)4X24L17** | *80MS(N,L)0701712A* | 23400 | 17 | 8.5 | 27000 | 24800 | 91.85% | 2.08 | 0 | 10 |  |  |  | No | R-410A | 1.95 | Residential & Commercial | Ducted CEE Tier 1
212977638 | Central HP <5.4 tons | ARCOAIRE | HRCU-A-CB (Split System: Heat Pump with Remote Outdoor Unit-Air-Source) | DLCURAH24ABK |  |  | EA*4X37L17A* | *80MS(N,L)0451412A* | 24200 | 17 | 8.5 | 25200 | 22000 | 87.3% | 1.84 | 0 | 10 |  |  |  | No | R-410A | 2.0167 | Residential & Commercial | Ducted CEE Tier 1
214573912 | Central HP <5.4 tons | ARCOAIRE | HRCU-A-CB (Split System: Heat Pump with Remote Outdoor Unit-Air-Source) | HVH837GKA2* |  |  | EA*4X48L21A*+WALLCON | *80CTL0702120B* | 32200 | 17.5 | 8.5 | 32400 | 25000 | 77.16% | 1.98 | 0 | 11 |  |  |  | No | R-410A | 2.6833 | Residential & Commercial | Ducted CEE Tier 1
214573982 | Central HP <5.4 tons | ARCOAIRE | HRCU-A-CB (Split System: Heat Pump with Remote Outdoor Unit-Air-Source) | HVH837GKA2* |  |  | EA*4X48L24A*+WALLCON | *95CSU0802120B* | 32200 | 17.5 | 8.5 | 32400 | 25000 | 77.16% | 1.98 | 0 | 11 |  |  |  | No | R-410A | 2.6833 | Residential & Commercial | Ducted CEE Tier 1
211244557 | Central HP <5.4 tons | ARCOAIRE | HRCU-A-CB (Split System: Heat Pump with Remote Outdoor Unit-Air-Source) | DLCURAH24ABK |  |  | EN(A,D)4X30L17** | *80VTL0451412A* | 24200 | 16.5 | 8.1 | 26200 | 22800 | 87.02% | 1.88 | 0 | 10.5 |  |  |  | No | R-410A | 2.0167 | Residential & Commercial | Ducted CEE Tier 1
214570722 | Central HP <5.4 tons | ARCOAIRE | HRCU-A-CB (Split System: Heat Pump with Remote Outdoor Unit-Air-Source) | HVH825GKA3* |  |  | EA*4X48L21A*+WALLCON | *96CTN0802120B* | 24200 | 17 | 8.5 | 20800 | 16500 | 79.33% | 2.02 | 0 | 11 |  |  |  | No | R-410A | 2.0167 | Residential & Commercial | Ducted CEE Tier 1
214573052 | Central HP <5.4 tons | ARCOAIRE | HRCU-A-CB (Split System: Heat Pump with Remote Outdoor Unit-Air-Source) | HVH837GKA** |  |  | EA*4X61L24A*+WALLCON | *97CMN0802120B* | 33200 | 17.5 | 8.5 | 31800 | 24800 | 77.99% | 2 | 0 | 11.5 |  |  |  | No | R-410A | 2.7667 | Residential & Commercial | Ducted CEE Tier 1
214573152 | Central HP <5.4 tons | ARCOAIRE | HRCU-A-CB (Split System: Heat Pump with Remote Outdoor Unit-Air-Source) | HVH837GKA** |  |  | EHD4X42AAL+WALLCON | *95CSU1002122B* | 32600 | 17 | 8.5 | 32800 | 24800 | 75.61% | 1.96 | 0 | 11 |  |  |  | No | R-410A | 2.7167 | Residential & Commercial | Ducted CEE Tier 1
214573372 | Central HP <5.4 tons | ARCOAIRE | HRCU-A-CB (Split System: Heat Pump with Remote Outdoor Unit-Air-Source) | HVH837GKA** |  |  | EN(A,D,W)4X42L21**+WALLCON | *80CTL0702120B* | 31800 | 17 | 8.1 | 33000 | 24600 | 74.55% | 1.88 | 0 | 11 |  |  |  | No | R-410A | 2.65 | Residential & Commercial | Ducted CEE Tier 1
214573402 | Central HP <5.4 tons | ARCOAIRE | HRCU-A-CB (Split System: Heat Pump with Remote Outdoor Unit-Air-Source) | HVH837GKA** |  |  | EN(A,D,W)4X42L21**+WALLCON | *97CMN0602120B* | 31600 | 16.5 | 8.1 | 33200 | 24600 | 74.1% | 1.86 | 0 | 11 |  |  |  | No | R-410A | 2.6333 | Residential & Commercial | Ducted CEE Tier 1
214573462 | Central HP <5.4 tons | ARCOAIRE | HRCU-A-CB (Split System: Heat Pump with Remote Outdoor Unit-Air-Source) | HVH837GKA** |  |  | EN(A,D,W)4X48L21**+WALLCON | *97CMN0602120B* | 32200 | 17 | 8.1 | 33000 | 25000 | 75.76% | 1.94 | 0 | 11.5 |  |  |  | No | R-410A | 2.6833 | Residential & Commercial | Ducted CEE Tier 1
210589350 | Central HP <5.4 tons | RUSSELL | HRCU-A-CB (Split System: Heat Pump with Remote Outdoor Unit-Air-Source) | SP18AZ48AJVC |  |  | TCFZ6021SEAAM | S802VA100521Z | 45000 | 19 | 8.5 | 43000 | 45000 | 104.7% | 2 | 0 | 11.7 |  |  |  | No | R-410A | 3.75 | Residential & Commercial | Ducted CEE Tier 1
214573262 | Central HP <5.4 tons | ARCOAIRE | HRCU-A-CB (Split System: Heat Pump with Remote Outdoor Unit-Air-Source) | HVH837GKA** |  |  | EHD4X60AAL+WALLCON | *95CSU0802120B* | 33000 | 17 | 8.5 | 32200 | 25000 | 77.64% | 2 | 0 | 11 |  |  |  | No | R-410A | 2.75 | Residential & Commercial | Ducted CEE Tier 1
214573012 | Central HP <5.4 tons | ARCOAIRE | HRCU-A-CB (Split System: Heat Pump with Remote Outdoor Unit-Air-Source) | HVH837GKA** |  |  | EA*4X61L24A*+WALLCON | *80CTL0702120B* | 33200 | 18 | 8.5 | 32000 | 24800 | 77.5% | 2 | 0 | 11.5 |  |  |  | No | R-410A | 2.7667 | Residential & Commercial | Ducted CEE Tier 1
214573062 | Central HP <5.4 tons | ARCOAIRE | HRCU-A-CB (Split System: Heat Pump with Remote Outdoor Unit-Air-Source) | HVH837GKA** |  |  | EA*4X61L24A*+WALLCON | *96CTN0802120B* | 33200 | 18.5 | 8.5 | 31800 | 24800 | 77.99% | 2.02 | 0 | 11.5 |  |  |  | No | R-410A | 2.7667 | Residential & Commercial | Ducted CEE Tier 1
214573422 | Central HP <5.4 tons | ARCOAIRE | HRCU-A-CB (Split System: Heat Pump with Remote Outdoor Unit-Air-Source) | HVH837GKA** |  |  | EN(A,D,W)4X42L21**+WALLCON | *96CTN0802120B* | 31800 | 17 | 8.1 | 33000 | 24400 | 73.94% | 1.9 | 0 | 11.5 |  |  |  | No | R-410A | 2.65 | Residential & Commercial | Ducted CEE Tier 1
214573472 | Central HP <5.4 tons | ARCOAIRE | HRCU-A-CB (Split System: Heat Pump with Remote Outdoor Unit-Air-Source) | HVH837GKA** |  |  | EN(A,D,W)4X48L21**+WALLCON | *97CMN0802120B* | 32400 | 17.5 | 8.5 | 32800 | 24800 | 75.61% | 1.96 | 0 | 11.5 |  |  |  | No | R-410A | 2.7 | Residential & Commercial | Ducted CEE Tier 1
214570662 | Central HP <5.4 tons | ARCOAIRE | HRCU-A-CB (Split System: Heat Pump with Remote Outdoor Unit-Air-Source) | HVH825GKA3* |  |  | EA*4X43L21A*+WALLCON | *96CTN0802120B* | 24400 | 17 | 8.5 | 21200 | 16600 | 78.3% | 2.04 | 0 | 11 |  |  |  | No | R-410A | 2.0333 | Residential & Commercial | Ducted CEE Tier 1
214570712 | Central HP <5.4 tons | ARCOAIRE | HRCU-A-CB (Split System: Heat Pump with Remote Outdoor Unit-Air-Source) | HVH825GKA3* |  |  | EA*4X48L21A*+WALLCON | *97CMN0802120B* | 24000 | 16.5 | 8.5 | 21000 | 16500 | 78.57% | 2.02 | 0 | 11 |  |  |  | No | R-410A | 2 | Residential & Commercial | Ducted CEE Tier 1
214097560 | Central HP <5.4 tons | RUSSELL | HRCU-A-CB (Split System: Heat Pump with Remote Outdoor Unit-Air-Source) | RD17AZ48AJ3N |  |  | TCFZ6024SEANM | S951V1005A21UHU | 45500 | 16 | 8.1 | 45500 | 40500 | 89.01% | 2.1 | 0 | 10 |  |  |  | No | R-410A | 3.7917 | Residential & Commercial | Ducted CEE Tier 1
214097594 | Central HP <5.4 tons | RUSSELL | HRCU-A-CB (Split System: Heat Pump with Remote Outdoor Unit-Air-Source) | RD17AZ48AJ3N |  |  | TCFZ6024SEANM | S802V1255A24DZ | 45500 | 17 | 8.1 | 45500 | 40000 | 87.91% | 2.1 | 0 | 10 |  |  |  | No | R-410A | 3.7917 | Residential & Commercial | Ducted CEE Tier 1
213772269 | Central HP <5.4 tons | ARCOAIRE | HRCU-A-CB (Split System: Heat Pump with Remote Outdoor Unit-Air-Source) | HVH825GKA2* |  |  | EHD4X42AAL+WALLCON | *80CTL0701412B* | 24200 | 16.5 | 8.1 | 21200 | 16600 | 78.3% | 2 | 0 | 10.5 |  |  |  | No | R-410A | 2.0167 | Residential & Commercial | Ducted CEE Tier 1
213772489 | Central HP <5.4 tons | ARCOAIRE | HRCU-A-CB (Split System: Heat Pump with Remote Outdoor Unit-Air-Source) | HVH825GKA2* |  |  | EHD4X48AAL+WALLCON | *80CTL1352422B* | 24200 | 16 | 8.1 | 21200 | 16600 | 78.3% | 2.02 | 0 | 11 |  |  |  | No | R-410A | 2.0167 | Residential & Commercial | Ducted CEE Tier 1
213772589 | Central HP <5.4 tons | ARCOAIRE | HRCU-A-CB (Split System: Heat Pump with Remote Outdoor Unit-Air-Source) | HVH825GKA2* |  |  | EHD4X48AAL+WALLCON | *96CTN1202422B* | 24200 | 16.5 | 8.1 | 21200 | 16600 | 78.3% | 2.02 | 0 | 11 |  |  |  | No | R-410A | 2.0167 | Residential & Commercial | Ducted CEE Tier 1
211244571 | Central HP <5.4 tons | ARCOAIRE | HRCU-A-CB (Split System: Heat Pump with Remote Outdoor Unit-Air-Source) | DLCURAH24ABK |  |  | EN(A,D)4X30L17** | *96VTN0401712A* | 23400 | 16 | 8.1 | 25800 | 24000 | 93.02% | 1.98 | 0 | 10 |  |  |  | No | R-410A | 1.95 | Residential & Commercial | Ducted CEE Tier 1
211245007 | Central HP <5.4 tons | ARCOAIRE | HRCU-A-CB (Split System: Heat Pump with Remote Outdoor Unit-Air-Source) | DLCURAH24ABK |  |  | EN(A,D,W)4X36L17** | *96VTN0401712A* | 23400 | 16 | 8.1 | 25800 | 24000 | 93.02% | 1.98 | 0 | 10 |  |  |  | No | R-410A | 1.95 | Residential & Commercial | Ducted CEE Tier 1
214573622 | Central HP <5.4 tons | ARCOAIRE | HRCU-A-CB (Split System: Heat Pump with Remote Outdoor Unit-Air-Source) | HVH837GKA2* |  |  | EA*4X36L21A*+WALLCON | *95CSU0802120B* | 31400 | 17 | 8.1 | 33000 | 24200 | 73.33% | 1.86 | 0 | 11 |  |  |  | No | R-410A | 2.6167 | Residential & Commercial | Ducted CEE Tier 1
212979135 | Central HP <5.4 tons | ARCOAIRE | HRCU-A-CB (Split System: Heat Pump with Remote Outdoor Unit-Air-Source) | DLCURAH24ABK |  |  | EA*4X25L17A* | *80MS(N,L)0701716A* | 24200 | 17.5 | 8.5 | 25200 | 21800 | 86.51% | 1.82 | 0 | 10 |  |  |  | No | R-410A | 2.0167 | Residential & Commercial | Ducted CEE Tier 1
211244449 | Central HP <5.4 tons | ARCOAIRE | HRCU-A-CB (Split System: Heat Pump with Remote Outdoor Unit-Air-Source) | DLCURAH24ABK |  |  | EN(A,D)4X30L17** | *96VSN0401712A* | 23400 | 16 | 8.1 | 25800 | 24000 | 93.02% | 1.98 | 0 | 10 |  |  |  | No | R-410A | 1.95 | Residential & Commercial | Ducted CEE Tier 1
211244867 | Central HP <5.4 tons | ARCOAIRE | HRCU-A-CB (Split System: Heat Pump with Remote Outdoor Unit-Air-Source) | DLCURAH24ABK |  |  | EN(A,D,W)4X36L17** | *96VSN0601714A* | 23400 | 16.5 | 8.1 | 25800 | 24000 | 93.02% | 2 | 0 | 10 |  |  |  | No | R-410A | 1.95 | Residential & Commercial | Ducted CEE Tier 1
211245192 | Central HP <5.4 tons | ARCOAIRE | HRCU-A-CB (Split System: Heat Pump with Remote Outdoor Unit-Air-Source) | DLCURAH24ABK |  |  | EN(A,D,W)4X36L17** | *95ESN0601714A* | 24600 | 16 | 8.1 | 26600 | 22400 | 84.21% | 1.84 | 0 | 10 |  |  |  | No | R-410A | 2.05 | Residential & Commercial | Ducted CEE Tier 1
216051233 | Central HP <5.4 tons | RUSSELL | HRCU-A-CB (Split System: Heat Pump with Remote Outdoor Unit-Air-Source) | SP19AY36AJVC |  |  | TCFY3621MEAAM | S97MV1005A21DH | 34200 | 21 | 10 | 34200 | 29400 | 85.96% | 2 | 0 | 12 |  |  |  | No | R-454B | 2.85 | Residential & Commercial | Ducted CEE Tier 1
216051227 | Central HP <5.4 tons | RUSSELL | HRCU-A-CB (Split System: Heat Pump with Remote Outdoor Unit-Air-Source) | SP19AY36AJVC |  |  | TCFY3621MEAAM | S802V1005A21UH | 34200 | 20 | 10 | 34200 | 29200 | 85.38% | 2 | 0 | 12 |  |  |  | No | R-454B | 2.85 | Residential & Commercial | Ducted CEE Tier 1
216051236 | Central HP <5.4 tons | RUSSELL | HRCU-A-CB (Split System: Heat Pump with Remote Outdoor Unit-Air-Source) | SP19AY36AJVC |  |  | TCFY3621MEAAM | S962V0703A17M4 | 34200 | 20 | 10 | 34200 | 29600 | 86.55% | 2 | 0 | 12 |  |  |  | No | R-454B | 2.85 | Residential & Commercial | Ducted CEE Tier 1
212978250 | Central HP <5.4 tons | ARCOAIRE | HRCU-A-CB (Split System: Heat Pump with Remote Outdoor Unit-Air-Source) | DLCURAH18ABK |  |  | EA*4X24L17A* | *80MS(N,L)0701412A* | 17600 | 16.5 | 8.5 | 18500 | 19400 | 104.9% | 2.34 | 0 | 10.5 |  |  |  | No | R-410A | 1.4667 | Residential & Commercial | Ducted CEE Tier 1
212978300 | Central HP <5.4 tons | ARCOAIRE | HRCU-A-CB (Split System: Heat Pump with Remote Outdoor Unit-Air-Source) | DLCURAH18ABK |  |  | EN(A,D)4X18L14** | *80MS(N,L)0701412A* | 17400 | 16 | 8.5 | 18500 | 19700 | 106.5% | 2.38 | 0 | 10.5 |  |  |  | No | R-410A | 1.45 | Residential & Commercial | Ducted CEE Tier 1
212979945 | Central HP <5.4 tons | ARCOAIRE | HRCU-A-CB (Split System: Heat Pump with Remote Outdoor Unit-Air-Source) | DLCURAH18ABK |  |  | EA*4X19L17A* | *80MS(N,L)0901714A* | 18000 | 16.5 | 8.5 | 18000 | 17800 | 98.89% | 2.14 | 0 | 10.5 |  |  |  | No | R-410A | 1.5 | Residential & Commercial | Ducted CEE Tier 1
212979993 | Central HP <5.4 tons | ARCOAIRE | HRCU-A-CB (Split System: Heat Pump with Remote Outdoor Unit-Air-Source) | DLCURAH18ABK |  |  | EN(A,D)4X24L17** | *80MS(N,L)0901714A* | 17400 | 16 | 8.5 | 18500 | 19200 | 103.8% | 2.3 | 0 | 10.5 |  |  |  | No | R-410A | 1.45 | Residential & Commercial | Ducted CEE Tier 1
214572892 | Central HP <5.4 tons | ARCOAIRE | HRCU-A-CB (Split System: Heat Pump with Remote Outdoor Unit-Air-Source) | HVH837GKA** |  |  | EA*4X60L24A*+WALLCON | *80CTL0702120B* | 32800 | 17.5 | 8.5 | 31600 | 24800 | 78.48% | 1.98 | 0 | 11.5 |  |  |  | No | R-410A | 2.7333 | Residential & Commercial | Ducted CEE Tier 1
214570452 | Central HP <5.4 tons | ARCOAIRE | HRCU-A-CB (Split System: Heat Pump with Remote Outdoor Unit-Air-Source) | HVH825GKA3* |  |  | EA*4X37L21A*+WALLCON | *95CSU1002122B* | 24400 | 16.5 | 8.5 | 21200 | 16600 | 78.3% | 2.04 | 0 | 11 |  |  |  | No | R-410A | 2.0333 | Residential & Commercial | Ducted CEE Tier 1
214571172 | Central HP <5.4 tons | ARCOAIRE | HRCU-A-CB (Split System: Heat Pump with Remote Outdoor Unit-Air-Source) | HVH825GKA3* |  |  | EN(A,D,W)4X42L21**+WALLCON | *95CSU1002122B* | 23800 | 16.5 | 8.1 | 21400 | 16600 | 77.57% | 1.96 | 0 | 11 |  |  |  | No | R-410A | 1.9833 | Residential & Commercial | Ducted CEE Tier 1
212977578 | Central HP <5.4 tons | ARCOAIRE | HRCU-A-CB (Split System: Heat Pump with Remote Outdoor Unit-Air-Source) | DLCURAH24ABK |  |  | EA*4X24L17A* | *80MS(N,L)0451412A* | 23400 | 17 | 9 | 27000 | 26200 | 97.04% | 2.2 | 0 | 10 |  |  |  | No | R-410A | 1.95 | Residential & Commercial | Ducted CEE Tier 1
212978646 | Central HP <5.4 tons | ARCOAIRE | HRCU-A-CB (Split System: Heat Pump with Remote Outdoor Unit-Air-Source) | DLCURAH24ABK |  |  | EA*4X30L17A* | *80MS(N,L)0701712A* | 23400 | 17.5 | 8.5 | 26200 | 25000 | 95.42% | 2.1 | 0 | 10 |  |  |  | No | R-410A | 1.95 | Residential & Commercial | Ducted CEE Tier 1
212979147 | Central HP <5.4 tons | ARCOAIRE | HRCU-A-CB (Split System: Heat Pump with Remote Outdoor Unit-Air-Source) | DLCURAH24ABK |  |  | EA*4X30L17A* | *80MS(N,L)0701716A* | 23600 | 17 | 8.5 | 26400 | 24600 | 93.18% | 2.04 | 0 | 10 |  |  |  | No | R-410A | 1.9667 | Residential & Commercial | Ducted CEE Tier 1
211244961 | Central HP <5.4 tons | ARCOAIRE | HRCU-A-CB (Split System: Heat Pump with Remote Outdoor Unit-Air-Source) | DLCURAH24ABK |  |  | EN(A,D,W)4X36L17** | *80VSL0701716A* | 23800 | 16.5 | 8.1 | 26000 | 23200 | 89.23% | 1.92 | 0 | 10.5 |  |  |  | No | R-410A | 1.9833 | Residential & Commercial | Ducted CEE Tier 1
212974325 | Central HP <5.4 tons | ARCOAIRE | HRCU-A-CB (Split System: Heat Pump with Remote Outdoor Unit-Air-Source) | DLCURAH24ABK |  |  | EA*4X37L21A* | *96VSN1002120B* | 24800 | 17.5 | 8.5 | 25600 | 21200 | 82.81% | 1.8 | 0 | 10.5 |  |  |  | No | R-410A | 2.0667 | Residential & Commercial | Ducted CEE Tier 1
212973625 | Central HP <5.4 tons | ARCOAIRE | HRCU-A-CB (Split System: Heat Pump with Remote Outdoor Unit-Air-Source) | DLCURAH24ABK |  |  | EN(A,D)4X30L17** | *96VSN0601412B* | 23400 | 16.5 | 8.1 | 26200 | 24600 | 93.89% | 2.04 | 0 | 10 |  |  |  | No | R-410A | 1.95 | Residential & Commercial | Ducted CEE Tier 1
212972955 | Central HP <5.4 tons | ARCOAIRE | HRCU-A-CB (Split System: Heat Pump with Remote Outdoor Unit-Air-Source) | DLCURAH24ABK |  |  | EA*4X37L17A* | *96VSN0401410B* | 23800 | 16.5 | 8.5 | 25600 | 22600 | 88.28% | 1.86 | 0 | 10 |  |  |  | No | R-410A | 1.9833 | Residential & Commercial | Ducted CEE Tier 1
215222799 | Central HP <5.4 tons | RUSSELL | HRCU-A-CB (Split System: Heat Pump with Remote Outdoor Unit-Air-Source) | RD17AZ60AJ3N |  |  | TCFZ6021STAAM | S951T1005A21M4 | 54500 | 17 | 8.1 | 46500 | 34000 | 73.12% | 2.1 | 0 | 10 |  |  |  | No | R-410A | 4.5417 | Residential & Commercial | Ducted CEE Tier 1
212972135 | Central HP <5.4 tons | ARCOAIRE | HRCU-A-CB (Split System: Heat Pump with Remote Outdoor Unit-Air-Source) | DLCURAH24ABK |  |  | EA*4X37L21A* | *80VTL0902120B* | 24800 | 17 | 8.5 | 25600 | 21400 | 83.59% | 1.8 | 0 | 10.5 |  |  |  | No | R-410A | 2.0667 | Residential & Commercial | Ducted CEE Tier 1
212981764 | Central HP <5.4 tons | ARCOAIRE | HRCU-A-CB (Split System: Heat Pump with Remote Outdoor Unit-Air-Source) | DLCURAH24ABK |  |  | EA*4X37L21A* | *80MSU1002120A* | 24400 | 17 | 8.5 | 25200 | 21400 | 84.92% | 1.78 | 0 | 10 |  |  |  | No | R-410A | 2.0333 | Residential & Commercial | Ducted CEE Tier 1
212979171 | Central HP <5.4 tons | ARCOAIRE | HRCU-A-CB (Split System: Heat Pump with Remote Outdoor Unit-Air-Source) | DLCURAH24ABK |  |  | EA*4X36L21A* | *80MS(N,L)0701716A* | 23800 | 17.5 | 8.5 | 26200 | 23600 | 90.08% | 1.98 | 0 | 10 |  |  |  | No | R-410A | 1.9833 | Residential & Commercial | Ducted CEE Tier 1
211244952 | Central HP <5.4 tons | ARCOAIRE | HRCU-A-CB (Split System: Heat Pump with Remote Outdoor Unit-Air-Source) | DLCURAH24ABK |  |  | EN(A,D,W)4X36L17** | *80VSL0451716A* | 24200 | 16 | 8.1 | 26400 | 22800 | 86.36% | 1.88 | 0 | 10.5 |  |  |  | No | R-410A | 2.0167 | Residential & Commercial | Ducted CEE Tier 1
211244687 | Central HP <5.4 tons | ARCOAIRE | HRCU-A-CB (Split System: Heat Pump with Remote Outdoor Unit-Air-Source) | DLCURAH24ABK |  |  | EN(A,D)4X30L17** | *80ES(N,L)0451712A* | 24000 | 16.5 | 8.1 | 26200 | 23000 | 87.79% | 1.9 | 0 | 10.5 |  |  |  | No | R-410A | 2 | Residential & Commercial | Ducted CEE Tier 1
212981740 | Central HP <5.4 tons | ARCOAIRE | HRCU-A-CB (Split System: Heat Pump with Remote Outdoor Unit-Air-Source) | DLCURAH24ABK |  |  | EA*4X36L21A* | *80MSU1002120A* | 23600 | 17 | 8.5 | 26200 | 24000 | 91.6% | 2 | 0 | 10 |  |  |  | No | R-410A | 1.9667 | Residential & Commercial | Ducted CEE Tier 1
212981776 | Central HP <5.4 tons | ARCOAIRE | HRCU-A-CB (Split System: Heat Pump with Remote Outdoor Unit-Air-Source) | DLCURAH24ABK |  |  | EN(A,D)4X24L17** | *80MSU1002120A* | 23200 | 16 | 8.5 | 27000 | 25000 | 92.59% | 2.08 | 0 | 10 |  |  |  | No | R-410A | 1.9333 | Residential & Commercial | Ducted CEE Tier 1
212975774 | Central HP <5.4 tons | PAYNE HEATING AND COOLING | HRCU-A-CB (Split System: Heat Pump with Remote Outdoor Unit-Air-Source) | 38MURAQ18AB3* |  |  | CAP**1917AL* | PG96VTAB48080B** | 17700 | 16.5 | 8.1 | 17700 | 17900 | 101.1% | 2.16 | 0 | 10.5 |  |  |  | No | R-410A | 1.475 | Residential & Commercial | Ducted CEE Tier 1
212975826 | Central HP <5.4 tons | PAYNE HEATING AND COOLING | HRCU-A-CB (Split System: Heat Pump with Remote Outdoor Unit-Air-Source) | 38MURAQ18AB3* |  |  | CNPV*2417AL* | PG96VTAB48080B** | 17700 | 16 | 8.5 | 18700 | 19100 | 102.1% | 2.3 | 0 | 11 |  |  |  | No | R-410A | 1.475 | Residential & Commercial | Ducted CEE Tier 1
212970860 | Central HP <5.4 tons | PAYNE HEATING AND COOLING | HRCU-A-CB (Split System: Heat Pump with Remote Outdoor Unit-Air-Source) | 38MURAQ18AB3* |  |  | CAP**2414AL* | PG80VTLB36045A** | 17700 | 16.5 | 8.5 | 18600 | 19400 | 104.3% | 2.32 | 0 | 10.5 |  |  |  | No | R-410A | 1.475 | Residential & Commercial | Ducted CEE Tier 1
212971921 | Central HP <5.4 tons | PAYNE HEATING AND COOLING | HRCU-A-CB (Split System: Heat Pump with Remote Outdoor Unit-Air-Source) | 38MURAQ18AB3* |  |  | CAP**3017AL* | PG80VTLB48090B** | 17700 | 16 | 8.5 | 18300 | 18700 | 102.2% | 2.24 | 0 | 10.5 |  |  |  | No | R-410A | 1.475 | Residential & Commercial | Ducted CEE Tier 1
210106992 | Central HP <5.4 tons | RUSSELL | HRCU-A-CB (Split System: Heat Pump with Remote Outdoor Unit-Air-Source) | SP18AZ60AJVC |  |  | TCFZ6021SEAAM | S97MV1005A21DHS | 52500 | 18 | 8.1 | 52500 | 50500 | 96.19% | 1.9 | 0 | 10 |  |  |  | No | R-410A | 4.375 | Residential & Commercial | Ducted CEE Tier 1
210106984 | Central HP <5.4 tons | RUSSELL | HRCU-A-CB (Split System: Heat Pump with Remote Outdoor Unit-Air-Source) | SP18AZ60AJVC |  |  | TCFZ6021SEAAM | S962V0705A21M4S | 52500 | 18 | 8.1 | 52500 | 50500 | 96.19% | 1.9 | 0 | 10 |  |  |  | No | R-410A | 4.375 | Residential & Commercial | Ducted CEE Tier 1
211261103 | Central HP <5.4 tons | PAYNE HEATING AND COOLING | HRCU-A-CB (Split System: Heat Pump with Remote Outdoor Unit-Air-Source) | 38MURAQ18AB3* |  |  | CAP**2517AL* | PG80ES(A,L)A36070A** | 18200 | 16.5 | 8.5 | 17900 | 17500 | 97.77% | 2.12 | 0 | 11 |  |  |  | No | R-410A | 1.5167 | Residential & Commercial | Ducted CEE Tier 1
211261344 | Central HP <5.4 tons | PAYNE HEATING AND COOLING | HRCU-A-CB (Split System: Heat Pump with Remote Outdoor Unit-Air-Source) | 38MURAQ18AB3* |  |  | CAP**3014AL* | PG95ESAA36060A** | 17900 | 16 | 8.5 | 18500 | 18500 | 100% | 2.22 | 0 | 10.5 |  |  |  | No | R-410A | 1.4917 | Residential & Commercial | Ducted CEE Tier 1
212984159 | Central HP <5.4 tons | PAYNE HEATING AND COOLING | HRCU-A-CB (Split System: Heat Pump with Remote Outdoor Unit-Air-Source) | 38MURAQ18AB3* |  |  | CAP**1917AL* | PG92MSAA42060B** | 18000 | 16.5 | 8.5 | 18000 | 17800 | 98.89% | 2.14 | 0 | 11 |  |  |  | No | R-410A | 1.5 | Residential & Commercial | Ducted CEE Tier 1
212976303 | Central HP <5.4 tons | ARCOAIRE | HRCU-A-CB (Split System: Heat Pump with Remote Outdoor Unit-Air-Source) | DLCURAH36ABK |  |  | EA*4X48L21A* | *96VTN0801716B* | 35400 | 16 | 8.1 | 37800 | 34800 | 92.06% | 2 | 0 | 10 |  |  |  | No | R-410A | 2.95 | Residential & Commercial | Ducted CEE Tier 1
211226841 | Central HP <5.4 tons | ARCOAIRE | HRCU-A-CB (Split System: Heat Pump with Remote Outdoor Unit-Air-Source) | DLCURAH36ABK |  |  | EA*4X37L21A* | *80ES(N,L)0902120A* | 36800 | 16 | 8.5 | 38500 | 34800 | 90.39% | 2.1 | 0 | 10 |  |  |  | No | R-410A | 3.0667 | Residential & Commercial | Ducted CEE Tier 1
216051279 | Central HP <5.4 tons | RUSSELL | HRCU-A-CB (Split System: Heat Pump with Remote Outdoor Unit-Air-Source) | SP19AY48AJVC |  |  | TCFY4821SEAAM | S962V0855A21M4 | 45500 | 19 | 10 | 45500 | 42000 | 92.31% | 2.1 | 0 | 11.7 |  |  |  | No | R-454B | 3.7917 | Residential & Commercial | Ducted CEE Tier 1
211226697 | Central HP <5.4 tons | ARCOAIRE | HRCU-A-CB (Split System: Heat Pump with Remote Outdoor Unit-Air-Source) | DLCURAH36ABK |  |  | EA*4X37L17A* | *95ESU0601716A* | 36200 | 15.5 | 8.5 | 38500 | 35000 | 90.91% | 2.02 | 0 | 10 |  |  |  | No | R-410A | 3.0167 | Residential & Commercial | Ducted CEE Tier 1
211226497 | Central HP <5.4 tons | ARCOAIRE | HRCU-A-CB (Split System: Heat Pump with Remote Outdoor Unit-Air-Source) | DLCURAH36ABK |  |  | EA*4X37L17A* | *80ES(N,L)0701412A* | 35800 | 15.5 | 8.1 | 38500 | 35000 | 90.91% | 2 | 0 | 10 |  |  |  | No | R-410A | 2.9833 | Residential & Commercial | Ducted CEE Tier 1
212978967 | Central HP <5.4 tons | ARCOAIRE | HRCU-A-CB (Split System: Heat Pump with Remote Outdoor Unit-Air-Source) | DLCURAH36ABK |  |  | EA*4X48L21A* | *80MS(N,L)0701716A* | 35600 | 16 | 8.1 | 37800 | 34600 | 91.53% | 2 | 0 | 10 |  |  |  | No | R-410A | 2.9667 | Residential & Commercial | Ducted CEE Tier 1
211226381 | Central HP <5.4 tons | ARCOAIRE | HRCU-A-CB (Split System: Heat Pump with Remote Outdoor Unit-Air-Source) | DLCURAH36ABK |  |  | EA*4X36L21A* | *95ESN1002122A* | 36400 | 15.2 | 8.1 | 40000 | 35400 | 88.5% | 1.88 | 0 | 10 |  |  |  | No | R-410A | 3.0333 | Residential & Commercial | Ducted CEE Tier 1
212980281 | Central HP <5.4 tons | ARCOAIRE | HRCU-A-CB (Split System: Heat Pump with Remote Outdoor Unit-Air-Source) | DLCURAH24ABK |  |  | EN(A,D)4X36L21** | *80MS(N,L)0902116A* | 23800 | 17 | 8.5 | 26400 | 24000 | 90.91% | 2 | 0 | 10.5 |  |  |  | No | R-410A | 1.9833 | Residential & Commercial | Ducted CEE Tier 1
211245248 | Central HP <5.4 tons | ARCOAIRE | HRCU-A-CB (Split System: Heat Pump with Remote Outdoor Unit-Air-Source) | DLCURAH24ABK |  |  | EN(A,D,W)4X36L17** | *80ESU0601716A | 24800 | 16.5 | 8.5 | 26600 | 22200 | 83.46% | 1.84 | 0 | 10.5 |  |  |  | No | R-410A | 2.0667 | Residential & Commercial | Ducted CEE Tier 1
212978214 | Central HP <5.4 tons | ARCOAIRE | HRCU-A-CB (Split System: Heat Pump with Remote Outdoor Unit-Air-Source) | DLCURAH24ABK |  |  | EN(A,D,W)4X36L17** | *80MS(N,L)0701412A* | 23600 | 17 | 8.1 | 26000 | 24000 | 92.31% | 2 | 0 | 10.5 |  |  |  | No | R-410A | 1.9667 | Residential & Commercial | Ducted CEE Tier 1
214574672 | Central HP <5.4 tons | ARCOAIRE | HRCU-A-CB (Split System: Heat Pump with Remote Outdoor Unit-Air-Source) | HVH837GKA2* |  |  | EN(A,D)4X48L24**+WALLCON | *97CMN0802120B* | 32400 | 17.5 | 8.5 | 32800 | 24800 | 75.61% | 1.96 | 0 | 11.5 |  |  |  | No | R-410A | 2.7 | Residential & Commercial | Ducted CEE Tier 1
214574572 | Central HP <5.4 tons | ARCOAIRE | HRCU-A-CB (Split System: Heat Pump with Remote Outdoor Unit-Air-Source) | HVH837GKA2* |  |  | EN(A,D,W)4X48L21**+WALLCON | *80CTL0702120B* | 32400 | 18.5 | 8.1 | 32800 | 24800 | 75.61% | 1.96 | 0 | 11.5 |  |  |  | No | R-410A | 2.7 | Residential & Commercial | Ducted CEE Tier 1
214574592 | Central HP <5.4 tons | ARCOAIRE | HRCU-A-CB (Split System: Heat Pump with Remote Outdoor Unit-Air-Source) | HVH837GKA2* |  |  | EN(A,D,W)4X48L21**+WALLCON | *95CSU1002122B* | 32400 | 17.5 | 8.5 | 32600 | 24800 | 76.07% | 1.98 | 0 | 11.5 |  |  |  | No | R-410A | 2.7 | Residential & Commercial | Ducted CEE Tier 1
211244675 | Central HP <5.4 tons | ARCOAIRE | HRCU-A-CB (Split System: Heat Pump with Remote Outdoor Unit-Air-Source) | DLCURAH24ABK |  |  | EN(A,D)4X30L17** | *80ES(N,L)0451412A* | 24600 | 16 | 8.1 | 26600 | 22400 | 84.21% | 1.84 | 0 | 10.5 |  |  |  | No | R-410A | 2.05 | Residential & Commercial | Ducted CEE Tier 1
212979195 | Central HP <5.4 tons | ARCOAIRE | HRCU-A-CB (Split System: Heat Pump with Remote Outdoor Unit-Air-Source) | DLCURAH24ABK |  |  | EA*4X37L21A* | *80MS(N,L)0701716A* | 24200 | 17.5 | 8.5 | 25200 | 21600 | 85.71% | 1.82 | 0 | 10.5 |  |  |  | No | R-410A | 2.0167 | Residential & Commercial | Ducted CEE Tier 1
214574402 | Central HP <5.4 tons | ARCOAIRE | HRCU-A-CB (Split System: Heat Pump with Remote Outdoor Unit-Air-Source) | HVH837GKA2* |  |  | EHD4X60AAL+WALLCON | *95CSU0802120B* | 33000 | 17 | 8.5 | 32200 | 25000 | 77.64% | 2 | 0 | 11 |  |  |  | No | R-410A | 2.75 | Residential & Commercial | Ducted CEE Tier 1
214574552 | Central HP <5.4 tons | ARCOAIRE | HRCU-A-CB (Split System: Heat Pump with Remote Outdoor Unit-Air-Source) | HVH837GKA2* |  |  | EN(A,D,W)4X42L21**+WALLCON | *97CMN0802120B* | 31800 | 17 | 8.1 | 33000 | 24400 | 73.94% | 1.88 | 0 | 11 |  |  |  | No | R-410A | 2.65 | Residential & Commercial | Ducted CEE Tier 1
215932298 | Central HP <5.4 tons | ARCOAIRE | HRCU-A-CB (Split System: Heat Pump with Remote Outdoor Unit-Air-Source) | H5H3V36*K*AAA* |  |  | EA*5X42M21A*+WALLCON | *97CMN0602120B* | 32600 | 19 | 9.5 | 35200 | 27200 | 77.27% | 2 | 0 | 11 |  |  |  | No | R-454B | 2.7167 | Residential & Commercial | Ducted CEE Tier 1
215935718 | Central HP <5.4 tons | ARCOAIRE | HRCU-A-CB (Split System: Heat Pump with Remote Outdoor Unit-Air-Source) | H5H3V36*K*AAA* |  |  | EVD5X36M21A*+WALLCON | *97CMN0602120B* | 34200 | 20.5 | 8.5 | 39000 | 28600 | 73.33% | 2.04 | 0 | 11.5 |  |  |  | No | R-454B | 2.85 | Residential & Commercial | Ducted CEE Tier 1
215935748 | Central HP <5.4 tons | ARCOAIRE | HRCU-A-CB (Split System: Heat Pump with Remote Outdoor Unit-Air-Source) | H5H3V36*K*AAA* |  |  | EVD5X36M21A*+WALLCON | *97CMN1002122B* | 34400 | 21 | 8.5 | 38500 | 28000 | 72.73% | 2.06 | 0 | 12 |  |  |  | No | R-454B | 2.8667 | Residential & Commercial | Ducted CEE Tier 1
214572792 | Central HP <5.4 tons | ARCOAIRE | HRCU-A-CB (Split System: Heat Pump with Remote Outdoor Unit-Air-Source) | HVH837GKA** |  |  | EA*4X48L21A*+WALLCON | *95CSU1002122B* | 32400 | 17.5 | 8.5 | 32400 | 24800 | 76.54% | 2 | 0 | 11.5 |  |  |  | No | R-410A | 2.7 | Residential & Commercial | Ducted CEE Tier 1
214570772 | Central HP <5.4 tons | ARCOAIRE | HRCU-A-CB (Split System: Heat Pump with Remote Outdoor Unit-Air-Source) | HVH825GKA3* |  |  | EA*4X48L24A*+WALLCON | *97CMN0802120B* | 24000 | 16.5 | 8.5 | 21000 | 16500 | 78.57% | 2.02 | 0 | 11 |  |  |  | No | R-410A | 2 | Residential & Commercial | Ducted CEE Tier 1
214572942 | Central HP <5.4 tons | ARCOAIRE | HRCU-A-CB (Split System: Heat Pump with Remote Outdoor Unit-Air-Source) | HVH837GKA** |  |  | EA*4X60L24A*+WALLCON | *96CTN0802120B* | 32800 | 18 | 8.5 | 31600 | 24600 | 77.85% | 2 | 0 | 11.5 |  |  |  | No | R-410A | 2.7333 | Residential & Commercial | Ducted CEE Tier 1
214572812 | Central HP <5.4 tons | ARCOAIRE | HRCU-A-CB (Split System: Heat Pump with Remote Outdoor Unit-Air-Source) | HVH837GKA** |  |  | EA*4X48L21A*+WALLCON | *97CMN0802120B* | 32200 | 17.5 | 8.5 | 32400 | 25000 | 77.16% | 1.98 | 0 | 11 |  |  |  | No | R-410A | 2.6833 | Residential & Commercial | Ducted CEE Tier 1
214572862 | Central HP <5.4 tons | ARCOAIRE | HRCU-A-CB (Split System: Heat Pump with Remote Outdoor Unit-Air-Source) | HVH837GKA** |  |  | EA*4X48L24A*+WALLCON | *97CMN0602120B* | 32200 | 17 | 8.5 | 32600 | 25200 | 77.3% | 1.96 | 0 | 11 |  |  |  | No | R-410A | 2.6833 | Residential & Commercial | Ducted CEE Tier 1
211259667 | Central HP <5.4 tons | ARCOAIRE | HRCU-A-CB (Split System: Heat Pump with Remote Outdoor Unit-Air-Source) | DLCURAH18ABK |  |  | EA*4X19L17A* | *95ESU0401712A* | 18200 | 16.5 | 8.5 | 18100 | 17600 | 97.24% | 2.14 | 0 | 11 |  |  |  | No | R-410A | 1.5167 | Residential & Commercial | Ducted CEE Tier 1
211259953 | Central HP <5.4 tons | ARCOAIRE | HRCU-A-CB (Split System: Heat Pump with Remote Outdoor Unit-Air-Source) | DLCURAH18ABK |  |  | EA*4X19L17A* | *92ESN0601714A* | 18200 | 16.5 | 8.5 | 18100 | 17600 | 97.24% | 2.14 | 0 | 11 |  |  |  | No | R-410A | 1.5167 | Residential & Commercial | Ducted CEE Tier 1
211240867 | Central HP <5.4 tons | ARCOAIRE | HRCU-A-CB (Split System: Heat Pump with Remote Outdoor Unit-Air-Source) | DLCURAH24ABK |  |  | EA*4X25L17A* | *95ESU0401712A* | 24200 | 17 | 8.5 | 25200 | 21600 | 85.71% | 1.8 | 0 | 10 |  |  |  | No | R-410A | 2.0167 | Residential & Commercial | Ducted CEE Tier 1
211241101 | Central HP <5.4 tons | ARCOAIRE | HRCU-A-CB (Split System: Heat Pump with Remote Outdoor Unit-Air-Source) | DLCURAH24ABK |  |  | EA*4X25L17A* | *80ES(N,L)0901714A* | 25200 | 17 | 8.5 | 25800 | 20800 | 80.62% | 1.76 | 0 | 10.5 |  |  |  | No | R-410A | 2.1 | Residential & Commercial | Ducted CEE Tier 1
211245896 | Central HP <5.4 tons | ARCOAIRE | HRCU-A-CB (Split System: Heat Pump with Remote Outdoor Unit-Air-Source) | DLCURAH24ABK |  |  | FMA4X30**AL* |  | 25800 | 18 | 9 | 27600 | 21000 | 76.09% | 1.8 | 0 | 10.5 |  |  |  | No | R-410A | 2.15 | Residential & Commercial | Ducted CEE Tier 1
212985847 | Central HP <5.4 tons | ARCOAIRE | HRCU-A-CB (Split System: Heat Pump with Remote Outdoor Unit-Air-Source) | DLCURAH24ABK |  |  | EN(A,D)4X30L14** | *96MSN0261410A* | 23400 | 16 | 8.1 | 26000 | 24000 | 92.31% | 1.98 | 0 | 10 |  |  |  | No | R-410A | 1.95 | Residential & Commercial | Ducted CEE Tier 1
212984629 | Central HP <5.4 tons | ARCOAIRE | HRCU-A-CB (Split System: Heat Pump with Remote Outdoor Unit-Air-Source) | DLCURAH24ABK |  |  | EA*4X37L17A* | *92MSN0801716A* | 24400 | 17.5 | 8.5 | 25400 | 21800 | 85.83% | 1.82 | 0 | 10.5 |  |  |  | No | R-410A | 2.0333 | Residential & Commercial | Ducted CEE Tier 1
212984677 | Central HP <5.4 tons | ARCOAIRE | HRCU-A-CB (Split System: Heat Pump with Remote Outdoor Unit-Air-Source) | DLCURAH24ABK |  |  | EN(A,D,W)4X36L17** | *92MSN0801716A* | 23600 | 17.5 | 8.5 | 26200 | 24600 | 93.89% | 2.04 | 0 | 10.5 |  |  |  | No | R-410A | 1.9667 | Residential & Commercial | Ducted CEE Tier 1
212989625 | Central HP <5.4 tons | ARCOAIRE | HRCU-A-CB (Split System: Heat Pump with Remote Outdoor Unit-Air-Source) | DLCURAH24ABK |  |  | EN(A,D)4X36L21** | *95MSU0802120A* | 23400 | 17 | 8.5 | 26200 | 24600 | 93.89% | 2.04 | 0 | 10.5 |  |  |  | No | R-410A | 1.95 | Residential & Commercial | Ducted CEE Tier 1
212989157 | Central HP <5.4 tons | ARCOAIRE | HRCU-A-CB (Split System: Heat Pump with Remote Outdoor Unit-Air-Source) | DLCURAH24ABK |  |  | EA*4X30L17A* | *95MSU0601716A* | 23600 | 17 | 8.5 | 26400 | 24600 | 93.18% | 2.04 | 0 | 10 |  |  |  | No | R-410A | 1.9667 | Residential & Commercial | Ducted CEE Tier 1
212988689 | Central HP <5.4 tons | ARCOAIRE | HRCU-A-CB (Split System: Heat Pump with Remote Outdoor Unit-Air-Source) | DLCURAH24ABK |  |  | EA*4X36L21A* | *95MSU0401712A* | 23400 | 17 | 8.5 | 26000 | 24400 | 93.85% | 2.02 | 0 | 10 |  |  |  | No | R-410A | 1.95 | Residential & Commercial | Ducted CEE Tier 1
212987403 | Central HP <5.4 tons | ARCOAIRE | HRCU-A-CB (Split System: Heat Pump with Remote Outdoor Unit-Air-Source) | DLCURAH24ABK |  |  | EA*4X36L17A* | *96MSN0801716A* | 23800 | 17 | 8.5 | 26400 | 23600 | 89.39% | 1.96 | 0 | 10 |  |  |  | No | R-410A | 1.9833 | Residential & Commercial | Ducted CEE Tier 1
212987451 | Central HP <5.4 tons | ARCOAIRE | HRCU-A-CB (Split System: Heat Pump with Remote Outdoor Unit-Air-Source) | DLCURAH24ABK |  |  | EN(A,D)4X24L17** | *96MSN0801716A* | 23400 | 16.5 | 8.5 | 27000 | 25000 | 92.59% | 2.06 | 0 | 10 |  |  |  | No | R-410A | 1.95 | Residential & Commercial | Ducted CEE Tier 1
215674378 | Central HP <5.4 tons | ARCOAIRE | HRCU-A-CB (Split System: Heat Pump with Remote Outdoor Unit-Air-Source) | H5H0V48*K*AAA* |  |  | EA*5X61M21A*+WALLCON | *80CTL1102120B* | 46000 | 18.5 | 9 | 47500 | 33600 | 70.74% | 2.06 | 0 | 10 |  |  |  | No | R-454B | 3.8333 | Residential & Commercial | Ducted CEE Tier 1
212985897 | Central HP <5.4 tons | ARCOAIRE | HRCU-A-CB (Split System: Heat Pump with Remote Outdoor Unit-Air-Source) | DLCURAH18ABK |  |  | EA*4X24L17A* | *96MSN0261410A* | 17300 | 16 | 8.5 | 18200 | 19400 | 106.6% | 2.34 | 0 | 10.5 |  |  |  | No | R-410A | 1.4417 | Residential & Commercial | Ducted CEE Tier 1
212984209 | Central HP <5.4 tons | ARCOAIRE | HRCU-A-CB (Split System: Heat Pump with Remote Outdoor Unit-Air-Source) | DLCURAH18ABK |  |  | EN(A,D)4X24L17** | *92MSN0601714A* | 17500 | 16 | 8.5 | 18500 | 19200 | 103.8% | 2.3 | 0 | 10.5 |  |  |  | No | R-410A | 1.4583 | Residential & Commercial | Ducted CEE Tier 1
213772729 | Central HP <5.4 tons | ARCOAIRE | HRCU-A-CB (Split System: Heat Pump with Remote Outdoor Unit-Air-Source) | HVH825GKA3* |  |  | EA*4X25L17A*+WALLCON | *80CTL0701412B* | 24400 | 16.5 | 8.1 | 21200 | 16600 | 78.3% | 2 | 0 | 11 |  |  |  | No | R-410A | 2.0333 | Residential & Commercial | Ducted CEE Tier 1
214573042 | Central HP <5.4 tons | ARCOAIRE | HRCU-A-CB (Split System: Heat Pump with Remote Outdoor Unit-Air-Source) | HVH837GKA** |  |  | EA*4X61L24A*+WALLCON | *97CMN0602120B* | 33000 | 18 | 8.5 | 32000 | 25000 | 78.12% | 1.98 | 0 | 11.5 |  |  |  | No | R-410A | 2.75 | Residential & Commercial | Ducted CEE Tier 1
214573242 | Central HP <5.4 tons | ARCOAIRE | HRCU-A-CB (Split System: Heat Pump with Remote Outdoor Unit-Air-Source) | HVH837GKA** |  |  | EHD4X48AAL+WALLCON | *96CTN0802120B* | 32600 | 17.5 | 8.5 | 32600 | 24800 | 76.07% | 1.98 | 0 | 11 |  |  |  | No | R-410A | 2.7167 | Residential & Commercial | Ducted CEE Tier 1
214572772 | Central HP <5.4 tons | ARCOAIRE | HRCU-A-CB (Split System: Heat Pump with Remote Outdoor Unit-Air-Source) | HVH837GKA** |  |  | EA*4X48L21A*+WALLCON | *80CTL0702120B* | 32200 | 17.5 | 8.5 | 32400 | 25000 | 77.16% | 1.98 | 0 | 11 |  |  |  | No | R-410A | 2.6833 | Residential & Commercial | Ducted CEE Tier 1
212976099 | Central HP <5.4 tons | PAYNE HEATING AND COOLING | HRCU-A-CB (Split System: Heat Pump with Remote Outdoor Unit-Air-Source) | 38MURAQ24AB3* |  |  | CNPV*3017AL* | PG96VTAB48080B** | 23400 | 16.5 | 8.1 | 25800 | 24200 | 93.8% | 2 | 0 | 10 |  |  |  | No | R-410A | 1.95 | Residential & Commercial | Ducted CEE Tier 1
212978800 | Central HP <5.4 tons | ARCOAIRE | HRCU-A-CB (Split System: Heat Pump with Remote Outdoor Unit-Air-Source) | DLCURAH18ABK |  |  | EN(A,D)4X30L17** | *80MS(N,L)0701712A* | 17700 | 16.5 | 8.1 | 18200 | 18600 | 102.2% | 2.24 | 0 | 11 |  |  |  | No | R-410A | 1.475 | Residential & Commercial | Ducted CEE Tier 1
214573302 | Central HP <5.4 tons | ARCOAIRE | HRCU-A-CB (Split System: Heat Pump with Remote Outdoor Unit-Air-Source) | HVH837GKA** |  |  | EHD4X60AAL+WALLCON | *96CTN0802120B* | 33000 | 18 | 8.5 | 32000 | 24800 | 77.5% | 2.02 | 0 | 11.5 |  |  |  | No | R-410A | 2.75 | Residential & Commercial | Ducted CEE Tier 1
214572702 | Central HP <5.4 tons | ARCOAIRE | HRCU-A-CB (Split System: Heat Pump with Remote Outdoor Unit-Air-Source) | HVH837GKA** |  |  | EA*4X42L24A*+WALLCON | *96CTN0802120B* | 31800 | 17.5 | 8.5 | 32800 | 24400 | 74.39% | 1.9 | 0 | 11 |  |  |  | No | R-410A | 2.65 | Residential & Commercial | Ducted CEE Tier 1
214572822 | Central HP <5.4 tons | ARCOAIRE | HRCU-A-CB (Split System: Heat Pump with Remote Outdoor Unit-Air-Source) | HVH837GKA** |  |  | EA*4X48L21A*+WALLCON | *96CTN0802120B* | 32400 | 17.5 | 8.5 | 32400 | 24800 | 76.54% | 2 | 0 | 11.5 |  |  |  | No | R-410A | 2.7 | Residential & Commercial | Ducted CEE Tier 1
214570682 | Central HP <5.4 tons | ARCOAIRE | HRCU-A-CB (Split System: Heat Pump with Remote Outdoor Unit-Air-Source) | HVH825GKA3* |  |  | EA*4X48L21A*+WALLCON | *95CSU0802120B* | 24000 | 16.5 | 8.5 | 21000 | 16600 | 79.05% | 2.02 | 0 | 11 |  |  |  | No | R-410A | 2 | Residential & Commercial | Ducted CEE Tier 1
214570782 | Central HP <5.4 tons | ARCOAIRE | HRCU-A-CB (Split System: Heat Pump with Remote Outdoor Unit-Air-Source) | HVH825GKA3* |  |  | EA*4X48L24A*+WALLCON | *96CTN0802120B* | 24200 | 17 | 8.5 | 20800 | 16500 | 79.33% | 2.02 | 0 | 11 |  |  |  | No | R-410A | 2.0167 | Residential & Commercial | Ducted CEE Tier 1
214571152 | Central HP <5.4 tons | ARCOAIRE | HRCU-A-CB (Split System: Heat Pump with Remote Outdoor Unit-Air-Source) | HVH825GKA3* |  |  | EN(A,D,W)4X42L21**+WALLCON | *80CTL0702120B* | 23800 | 16.5 | 8.1 | 21400 | 16700 | 78.04% | 1.96 | 0 | 11 |  |  |  | No | R-410A | 1.9833 | Residential & Commercial | Ducted CEE Tier 1
210106913 | Central HP <5.4 tons | RUSSELL | HRCU-A-CB (Split System: Heat Pump with Remote Outdoor Unit-Air-Source) | SP18AZ24AJVC |  |  | TCFZ2421HEAAM | S962V0603A17M4S | 22800 | 20 | 8.5 | 22800 | 26000 | 114% | 2.1 | 0 | 12.5 |  |  |  | No | R-410A | 1.9 | Residential & Commercial | Ducted CEE Tier 1
210106922 | Central HP <5.4 tons | RUSSELL | HRCU-A-CB (Split System: Heat Pump with Remote Outdoor Unit-Air-Source) | SP18AZ24AJVC |  |  | TCFZ2421HEAAM | S97MV0703A17DHS | 22800 | 20 | 8.5 | 22800 | 26000 | 114% | 2.1 | 0 | 12.5 |  |  |  | No | R-410A | 1.9 | Residential & Commercial | Ducted CEE Tier 1
210106920 | Central HP <5.4 tons | RUSSELL | HRCU-A-CB (Split System: Heat Pump with Remote Outdoor Unit-Air-Source) | SP18AZ24AJVC |  |  | TCFZ2421HEAAM | S97MV0603A17DHS | 22800 | 20 | 8.5 | 22800 | 26000 | 114% | 2.1 | 0 | 12.5 |  |  |  | No | R-410A | 1.9 | Residential & Commercial | Ducted CEE Tier 1
210106928 | Central HP <5.4 tons | RUSSELL | HRCU-A-CB (Split System: Heat Pump with Remote Outdoor Unit-Air-Source) | SP18AZ24AJVC |  |  | TCFZ2421HEAAM | S98MV0703A17UPS | 22800 | 20 | 8.5 | 22800 | 26000 | 114% | 2.1 | 0 | 12.5 |  |  |  | No | R-410A | 1.9 | Residential & Commercial | Ducted CEE Tier 1
212609320 | Central HP <5.4 tons | RUSSELL | HRCU-A-CB (Split System: Heat Pump with Remote Outdoor Unit-Air-Source) | SP18AZ24AJVC |  |  | TCFZ2421HEAAM | S802V1004A17UHN | 22800 | 20 | 8.5 | 22800 | 26000 | 114% | 2.1 | 0 | 12.5 |  |  |  | No | R-410A | 1.9 | Residential & Commercial | Ducted CEE Tier 1
210106981 | Central HP <5.4 tons | RUSSELL | HRCU-A-CB (Split System: Heat Pump with Remote Outdoor Unit-Air-Source) | SP18AZ48AJVC |  |  | TCFZ6021SEAAM | S98MV1005A21UPS | 44000 | 19 | 8.1 | 43500 | 45500 | 104.6% | 1.9 | 0 | 10 |  |  |  | No | R-410A | 3.6667 | Residential & Commercial | Ducted CEE Tier 1
210106904 | Central HP <5.4 tons | RUSSELL | HRCU-A-CB (Split System: Heat Pump with Remote Outdoor Unit-Air-Source) | SP18AZ48AJVC |  |  | SHMVZ6021SEACA |  | 45000 | 18 | 8.5 | 40000 | 42000 | 105% | 1.8 | 0 | 12 |  |  |  | No | R-410A | 3.75 | Residential & Commercial | Ducted CEE Tier 1
210589348 | Central HP <5.4 tons | RUSSELL | HRCU-A-CB (Split System: Heat Pump with Remote Outdoor Unit-Air-Source) | SP18AZ48AJVC |  |  | TCFZ6021SEAAM | S802VA075421Z | 44500 | 19 | 8.1 | 43500 | 45000 | 103.4% | 2 | 0 | 10 |  |  |  | No | R-410A | 3.7083 | Residential & Commercial | Ducted CEE Tier 1
211902797 | Central HP <5.4 tons | RUSSELL | HRCU-A-CB (Split System: Heat Pump with Remote Outdoor Unit-Air-Source) | SP18AZ60AJVC |  |  | TCFZ6021SEAAM | S802VA100521M | 53000 | 19 | 8.1 | 52500 | 50000 | 95.24% | 1.9 | 0 | 10 |  |  |  | No | R-410A | 4.4167 | Residential & Commercial | Ducted CEE Tier 1
212979825 | Central HP <5.4 tons | ARCOAIRE | HRCU-A-CB (Split System: Heat Pump with Remote Outdoor Unit-Air-Source) | DLCURAH24ABK |  |  | EA*4X25L17A* | *80MS(N,L)0901714A* | 24200 | 17 | 8.5 | 25200 | 21800 | 86.51% | 1.82 | 0 | 10 |  |  |  | No | R-410A | 2.0167 | Residential & Commercial | Ducted CEE Tier 1
212979207 | Central HP <5.4 tons | ARCOAIRE | HRCU-A-CB (Split System: Heat Pump with Remote Outdoor Unit-Air-Source) | DLCURAH24ABK |  |  | EN(A,D)4X24L17** | *80MS(N,L)0701716A* | 23200 | 16.5 | 8.5 | 26800 | 25400 | 94.78% | 2.14 | 0 | 10 |  |  |  | No | R-410A | 1.9333 | Residential & Commercial | Ducted CEE Tier 1
212978118 | Central HP <5.4 tons | ARCOAIRE | HRCU-A-CB (Split System: Heat Pump with Remote Outdoor Unit-Air-Source) | DLCURAH24ABK |  |  | EA*4X30L14A* | *80MS(N,L)0701412A* | 23400 | 17 | 8.5 | 26200 | 24800 | 94.66% | 2.08 | 0 | 10 |  |  |  | No | R-410A | 1.95 | Residential & Commercial | Ducted CEE Tier 1
214573692 | Central HP <5.4 tons | ARCOAIRE | HRCU-A-CB (Split System: Heat Pump with Remote Outdoor Unit-Air-Source) | HVH837GKA2* |  |  | EA*4X37L21A*+WALLCON | *95CSU1002122B* | 33000 | 17.5 | 8.5 | 32600 | 25000 | 76.69% | 2 | 0 | 11.5 |  |  |  | No | R-410A | 2.75 | Residential & Commercial | Ducted CEE Tier 1
212971636 | Central HP <5.4 tons | ARCOAIRE | HRCU-A-CB (Split System: Heat Pump with Remote Outdoor Unit-Air-Source) | DLCURAH24ABK |  |  | EA*4X25L17A* | *80VTL0701716B* | 24200 | 17 | 8.5 | 25200 | 21600 | 85.71% | 1.82 | 0 | 10 |  |  |  | No | R-410A | 2.0167 | Residential & Commercial | Ducted CEE Tier 1
211244903 | Central HP <5.4 tons | ARCOAIRE | HRCU-A-CB (Split System: Heat Pump with Remote Outdoor Unit-Air-Source) | DLCURAH24ABK |  |  | EN(A,D,W)4X36L17** | *96VSN0801716A* | 24200 | 16.5 | 8.1 | 26200 | 23000 | 87.79% | 1.9 | 0 | 10.5 |  |  |  | No | R-410A | 2.0167 | Residential & Commercial | Ducted CEE Tier 1
213307506 | Central HP <5.4 tons | LG | HRCU-A-CB (Split System: Heat Pump with Remote Outdoor Unit-Air-Source) | LUU360HV |  |  | C74B(A,H)MX36C-C | FG7TC080D-V35C | 36000 | 18.2 | 9.2 | 40000 | 33800 | 84.5% | 1.87 | 0 | 12.2 |  |  |  | No | R-410A | 3 | Residential & Commercial | Ducted CEE Tier 1
210106940 | Central HP <5.4 tons | RUSSELL | HRCU-A-CB (Split System: Heat Pump with Remote Outdoor Unit-Air-Source) | SP18AZ36AJVC |  |  | TCFZ6021SEAAM | S962V0855A21M4S | 34200 | 19 | 8.5 | 34200 | 43000 | 125.7% | 2.2 | 0 | 12.5 |  |  |  | No | R-410A | 2.85 | Residential & Commercial | Ducted CEE Tier 1
210106931 | Central HP <5.4 tons | RUSSELL | HRCU-A-CB (Split System: Heat Pump with Remote Outdoor Unit-Air-Source) | SP18AZ36AJVC |  |  | TCFZ6021SEAAM | S962V0403A17M4S | 34200 | 19 | 8.5 | 34200 | 43500 | 127.2% | 2.2 | 0 | 12.5 |  |  |  | No | R-410A | 2.85 | Residential & Commercial | Ducted CEE Tier 1
211242111 | Central HP <5.4 tons | ARCOAIRE | HRCU-A-CB (Split System: Heat Pump with Remote Outdoor Unit-Air-Source) | DLCURAH24ABK |  |  | EA*4X36L17A* | *80ES(N,L)0901714A* | 24600 | 17 | 8.5 | 26400 | 22200 | 84.09% | 1.84 | 0 | 10 |  |  |  | No | R-410A | 2.05 | Residential & Commercial | Ducted CEE Tier 1
211244149 | Central HP <5.4 tons | ARCOAIRE | HRCU-A-CB (Split System: Heat Pump with Remote Outdoor Unit-Air-Source) | DLCURAH24ABK |  |  | EN(A,D)4X24L17** | *92ESN0601412A* | 24200 | 15.5 | 8.5 | 27200 | 22600 | 83.09% | 1.86 | 0 | 10 |  |  |  | No | R-410A | 2.0167 | Residential & Commercial | Ducted CEE Tier 1
211244049 | Central HP <5.4 tons | ARCOAIRE | HRCU-A-CB (Split System: Heat Pump with Remote Outdoor Unit-Air-Source) | DLCURAH24ABK |  |  | EN(A,D)4X24L17** | *95ESN0601412A* | 24000 | 15.2 | 8.5 | 27200 | 23000 | 84.56% | 1.88 | 0 | 10 |  |  |  | No | R-410A | 2 | Residential & Commercial | Ducted CEE Tier 1
211243332 | Central HP <5.4 tons | ARCOAIRE | HRCU-A-CB (Split System: Heat Pump with Remote Outdoor Unit-Air-Source) | DLCURAH24ABK |  |  | EA*4X37L21A* | *80VSL0451716A* | 24800 | 16.5 | 8.5 | 25600 | 21000 | 82.03% | 1.76 | 0 | 10.5 |  |  |  | No | R-410A | 2.0667 | Residential & Commercial | Ducted CEE Tier 1
211242563 | Central HP <5.4 tons | ARCOAIRE | HRCU-A-CB (Split System: Heat Pump with Remote Outdoor Unit-Air-Source) | DLCURAH24ABK |  |  | EA*4X36L21A* | *80ES(N,L)0701712A* | 23400 | 17 | 8.5 | 25600 | 23600 | 92.19% | 1.98 | 0 | 10 |  |  |  | No | R-410A | 1.95 | Residential & Commercial | Ducted CEE Tier 1
211244266 | Central HP <5.4 tons | ARCOAIRE | HRCU-A-CB (Split System: Heat Pump with Remote Outdoor Unit-Air-Source) | DLCURAH24ABK |  |  | EN(A,D)4X24L17** | OMV112K14A | 23800 | 15.2 | 8.5 | 27000 | 23200 | 85.93% | 1.9 | 0 | 10 |  |  |  | No | R-410A | 1.9833 | Residential & Commercial | Ducted CEE Tier 1
214574292 | Central HP <5.4 tons | ARCOAIRE | HRCU-A-CB (Split System: Heat Pump with Remote Outdoor Unit-Air-Source) | HVH837GKA2* |  |  | EHD4X42AAL+WALLCON | *95CSU1002122B* | 32600 | 17 | 8.5 | 32800 | 24800 | 75.61% | 1.96 | 0 | 11 |  |  |  | No | R-410A | 2.7167 | Residential & Commercial | Ducted CEE Tier 1
212609329 | Central HP <5.4 tons | RUSSELL | HRCU-A-CB (Split System: Heat Pump with Remote Outdoor Unit-Air-Source) | SP18AZ24AJVC |  |  | TCFZ2421HEAAM | S802V1005A21UHN | 22800 | 20 | 8.5 | 22800 | 26000 | 114% | 2.1 | 0 | 12.5 |  |  |  | No | R-410A | 1.9 | Residential & Commercial | Ducted CEE Tier 1
213372369 | Central HP <5.4 tons | RUSSELL | HRCU-A-CB (Split System: Heat Pump with Remote Outdoor Unit-Air-Source) | SP18AZ24AJVC |  |  | TCFZ2421HEAAM | S951V0403A17UHU | 22800 | 20 | 8.5 | 22800 | 26200 | 114.9% | 2.1 | 0 | 12.5 |  |  |  | No | R-410A | 1.9 | Residential & Commercial | Ducted CEE Tier 1
210106925 | Central HP <5.4 tons | RUSSELL | HRCU-A-CB (Split System: Heat Pump with Remote Outdoor Unit-Air-Source) | SP18AZ24AJVC |  |  | TCFZ2421HEAAM | S98MV0603A17UPS | 22800 | 20 | 8.5 | 22800 | 26000 | 114% | 2.1 | 0 | 12.5 |  |  |  | No | R-410A | 1.9 | Residential & Commercial | Ducted CEE Tier 1
213829712 | Central HP <5.4 tons | RUSSELL | HRCU-A-CB (Split System: Heat Pump with Remote Outdoor Unit-Air-Source) | SP18AZ24AJVC |  |  | TCFZ2421HEAAM | S801V0504A17UHU | 22800 | 20 | 8.5 | 22800 | 26000 | 114% | 2.1 | 0 | 12.5 |  |  |  | No | R-410A | 1.9 | Residential & Commercial | Ducted CEE Tier 1
213163970 | Central HP <5.4 tons | RUSSELL | HRCU-A-CB (Split System: Heat Pump with Remote Outdoor Unit-Air-Source) | SP18AZ24AJVC |  |  | TCFZ2421HEAAM | S962V0855A21M4S | 22800 | 19 | 8.5 | 22800 | 26200 | 114.9% | 2.1 | 0 | 12.5 |  |  |  | No | R-410A | 1.9 | Residential & Commercial | Ducted CEE Tier 1
214066861 | Central HP <5.4 tons | RUSSELL | HRCU-A-CB (Split System: Heat Pump with Remote Outdoor Unit-Air-Source) | RD17AZ36AJ3N |  |  | TCFZ3621MTANM | S801V0754A17UHN | 34200 | 18 | 8.1 | 34200 | 29400 | 85.96% | 2 | 0 | 10 |  |  |  | No | R-410A | 2.85 | Residential & Commercial | Ducted CEE Tier 1
214066894 | Central HP <5.4 tons | RUSSELL | HRCU-A-CB (Split System: Heat Pump with Remote Outdoor Unit-Air-Source) | RD17AZ36AJ3N |  |  | TCFZ3621MTANM | S802V0755A21DZ | 34200 | 17 | 8.1 | 34200 | 29400 | 85.96% | 2 | 0 | 11.7 |  |  |  | No | R-410A | 2.85 | Residential & Commercial | Ducted CEE Tier 1
214573992 | Central HP <5.4 tons | ARCOAIRE | HRCU-A-CB (Split System: Heat Pump with Remote Outdoor Unit-Air-Source) | HVH837GKA2* |  |  | EA*4X48L24A*+WALLCON | *95CSU1002122B* | 32400 | 17.5 | 8.5 | 32200 | 24800 | 77.02% | 2 | 0 | 11.5 |  |  |  | No | R-410A | 2.7 | Residential & Commercial | Ducted CEE Tier 1
214574042 | Central HP <5.4 tons | ARCOAIRE | HRCU-A-CB (Split System: Heat Pump with Remote Outdoor Unit-Air-Source) | HVH837GKA2* |  |  | EA*4X60L24A*+WALLCON | *95CSU0802120B* | 32800 | 17.5 | 8.5 | 31600 | 24800 | 78.48% | 1.98 | 0 | 11.5 |  |  |  | No | R-410A | 2.7333 | Residential & Commercial | Ducted CEE Tier 1
214574092 | Central HP <5.4 tons | ARCOAIRE | HRCU-A-CB (Split System: Heat Pump with Remote Outdoor Unit-Air-Source) | HVH837GKA2* |  |  | EA*4X61L21A*+WALLCON | *80CTL0702120B* | 33200 | 17.5 | 8.5 | 32000 | 25000 | 78.12% | 2 | 0 | 11.5 |  |  |  | No | R-410A | 2.7667 | Residential & Commercial | Ducted CEE Tier 1
211245267 | Central HP <5.4 tons | ARCOAIRE | HRCU-A-CB (Split System: Heat Pump with Remote Outdoor Unit-Air-Source) | DLCURAH24ABK |  |  | EN(A,D,W)4X36L17** | OLV098A12* | 23400 | 16.5 | 8.1 | 25800 | 24200 | 93.8% | 2 | 0 | 10 |  |  |  | No | R-410A | 1.95 | Residential & Commercial | Ducted CEE Tier 1
214573612 | Central HP <5.4 tons | ARCOAIRE | HRCU-A-CB (Split System: Heat Pump with Remote Outdoor Unit-Air-Source) | HVH837GKA2* |  |  | EA*4X36L21A*+WALLCON | *80CTL0702120B* | 31400 | 17 | 8.1 | 33000 | 24200 | 73.33% | 1.86 | 0 | 11 |  |  |  | No | R-410A | 2.6167 | Residential & Commercial | Ducted CEE Tier 1
214573812 | Central HP <5.4 tons | ARCOAIRE | HRCU-A-CB (Split System: Heat Pump with Remote Outdoor Unit-Air-Source) | HVH837GKA2* |  |  | EA*4X42L24A*+WALLCON | *95CSU1002122B* | 31800 | 17.5 | 8.5 | 32800 | 24400 | 74.39% | 1.9 | 0 | 11 |  |  |  | No | R-410A | 2.65 | Residential & Commercial | Ducted CEE Tier 1
214574032 | Central HP <5.4 tons | ARCOAIRE | HRCU-A-CB (Split System: Heat Pump with Remote Outdoor Unit-Air-Source) | HVH837GKA2* |  |  | EA*4X60L24A*+WALLCON | *80CTL0702120B* | 32800 | 17.5 | 8.5 | 31600 | 24800 | 78.48% | 1.98 | 0 | 11.5 |  |  |  | No | R-410A | 2.7333 | Residential & Commercial | Ducted CEE Tier 1
212985967 | Central HP <5.4 tons | ARCOAIRE | HRCU-A-CB (Split System: Heat Pump with Remote Outdoor Unit-Air-Source) | DLCURAH18ABK |  |  | EN(A,D)4X30L14** | *96MSN0261410A* | 17500 | 16 | 8.1 | 18100 | 18600 | 102.8% | 2.24 | 0 | 11 |  |  |  | No | R-410A | 1.4583 | Residential & Commercial | Ducted CEE Tier 1
212987535 | Central HP <5.4 tons | ARCOAIRE | HRCU-A-CB (Split System: Heat Pump with Remote Outdoor Unit-Air-Source) | DLCURAH18ABK |  |  | EA*4X30L17A* | *96MSN0801716A* | 17300 | 16 | 8.1 | 17600 | 18300 | 104% | 2.2 | 0 | 10.5 |  |  |  | No | R-410A | 1.4417 | Residential & Commercial | Ducted CEE Tier 1
212986299 | Central HP <5.4 tons | ARCOAIRE | HRCU-A-CB (Split System: Heat Pump with Remote Outdoor Unit-Air-Source) | DLCURAH18ABK |  |  | EA*4X24L17A* | *96MSN0401410A* | 17400 | 16 | 8.5 | 18500 | 19500 | 105.4% | 2.34 | 0 | 10.5 |  |  |  | No | R-410A | 1.45 | Residential & Commercial | Ducted CEE Tier 1
212986335 | Central HP <5.4 tons | ARCOAIRE | HRCU-A-CB (Split System: Heat Pump with Remote Outdoor Unit-Air-Source) | DLCURAH18ABK |  |  | EN(A,D)4X18L14** | *96MSN0401410A* | 17200 | 15.5 | 8.5 | 18500 | 19800 | 107% | 2.38 | 0 | 10.5 |  |  |  | No | R-410A | 1.4333 | Residential & Commercial | Ducted CEE Tier 1
212969979 | Central HP <5.4 tons | ARCOAIRE | HRCU-A-CB (Split System: Heat Pump with Remote Outdoor Unit-Air-Source) | DLCURAH18ABK |  |  | EA*4X24L17A* | *80VSL0701716B* | 17300 | 16 | 8.5 | 18200 | 19400 | 106.6% | 2.34 | 0 | 10.5 |  |  |  | No | R-410A | 1.4417 | Residential & Commercial | Ducted CEE Tier 1
212969579 | Central HP <5.4 tons | ARCOAIRE | HRCU-A-CB (Split System: Heat Pump with Remote Outdoor Unit-Air-Source) | DLCURAH18ABK |  |  | EN(A,D)4X24L17** | *80VSL0451412B* | 17700 | 16.5 | 8.5 | 18700 | 19100 | 102.1% | 2.3 | 0 | 11 |  |  |  | No | R-410A | 1.475 | Residential & Commercial | Ducted CEE Tier 1
212973305 | Central HP <5.4 tons | ARCOAIRE | HRCU-A-CB (Split System: Heat Pump with Remote Outdoor Unit-Air-Source) | DLCURAH18ABK |  |  | EA*4X24L14A* | *96VSN0601412B* | 17200 | 16 | 8.5 | 18100 | 19400 | 107.2% | 2.34 | 0 | 10.5 |  |  |  | No | R-410A | 1.4333 | Residential & Commercial | Ducted CEE Tier 1
212977818 | Central HP <5.4 tons | ARCOAIRE | HRCU-A-CB (Split System: Heat Pump with Remote Outdoor Unit-Air-Source) | DLCURAH18ABK |  |  | EN(A,D)4X30L14** | *80MS(N,L)0451412A* | 17700 | 16.5 | 8.1 | 18200 | 18600 | 102.2% | 2.24 | 0 | 11 |  |  |  | No | R-410A | 1.475 | Residential & Commercial | Ducted CEE Tier 1
214572802 | Central HP <5.4 tons | ARCOAIRE | HRCU-A-CB (Split System: Heat Pump with Remote Outdoor Unit-Air-Source) | HVH837GKA** |  |  | EA*4X48L21A*+WALLCON | *97CMN0602120B* | 32200 | 17 | 8.5 | 32600 | 25200 | 77.3% | 1.96 | 0 | 11 |  |  |  | No | R-410A | 2.6833 | Residential & Commercial | Ducted CEE Tier 1
214572852 | Central HP <5.4 tons | ARCOAIRE | HRCU-A-CB (Split System: Heat Pump with Remote Outdoor Unit-Air-Source) | HVH837GKA** |  |  | EA*4X48L24A*+WALLCON | *95CSU1002122B* | 32400 | 17.5 | 8.5 | 32200 | 24800 | 77.02% | 2 | 0 | 11.5 |  |  |  | No | R-410A | 2.7 | Residential & Commercial | Ducted CEE Tier 1
214572902 | Central HP <5.4 tons | ARCOAIRE | HRCU-A-CB (Split System: Heat Pump with Remote Outdoor Unit-Air-Source) | HVH837GKA** |  |  | EA*4X60L24A*+WALLCON | *95CSU0802120B* | 32800 | 17.5 | 8.5 | 31600 | 24800 | 78.48% | 1.98 | 0 | 11.5 |  |  |  | No | R-410A | 2.7333 | Residential & Commercial | Ducted CEE Tier 1
214572502 | Central HP <5.4 tons | ARCOAIRE | HRCU-A-CB (Split System: Heat Pump with Remote Outdoor Unit-Air-Source) | HVH837GKA** |  |  | EA*4X36L21A*+WALLCON | *97CMN0602120B* | 31400 | 17 | 8.1 | 33200 | 24400 | 73.49% | 1.84 | 0 | 10.5 |  |  |  | No | R-410A | 2.6167 | Residential & Commercial | Ducted CEE Tier 1
212971244 | Central HP <5.4 tons | PAYNE HEATING AND COOLING | HRCU-A-CB (Split System: Heat Pump with Remote Outdoor Unit-Air-Source) | 38MURAQ24AB3* |  |  | CNPV*3617AL* | PG80VTLB36045A** | 23600 | 17 | 8.5 | 26200 | 24600 | 93.89% | 2.04 | 0 | 10.5 |  |  |  | No | R-410A | 1.9667 | Residential & Commercial | Ducted CEE Tier 1
212971711 | Central HP <5.4 tons | PAYNE HEATING AND COOLING | HRCU-A-CB (Split System: Heat Pump with Remote Outdoor Unit-Air-Source) | 38MURAQ24AB3* |  |  | CNPV*3017AL* | PG80VTLB48070B** | 23600 | 17 | 8.5 | 26400 | 24200 | 91.67% | 2.02 | 0 | 10.5 |  |  |  | No | R-410A | 1.9667 | Residential & Commercial | Ducted CEE Tier 1
212972144 | Central HP <5.4 tons | PAYNE HEATING AND COOLING | HRCU-A-CB (Split System: Heat Pump with Remote Outdoor Unit-Air-Source) | 38MURAQ24AB3* |  |  | CNPV*3621AL* | PG80VTLB60090C** | 23400 | 17 | 8.5 | 26200 | 24600 | 93.89% | 2.06 | 0 | 10 |  |  |  | No | R-410A | 1.95 | Residential & Commercial | Ducted CEE Tier 1
211244182 | Central HP <5.4 tons | ARCOAIRE | HRCU-A-CB (Split System: Heat Pump with Remote Outdoor Unit-Air-Source) | DLCURAH24ABK |  |  | EN(A,D)4X24L17** | *95ESN0601714A* | 24200 | 15.5 | 8.5 | 27200 | 22800 | 83.82% | 1.86 | 0 | 10 |  |  |  | No | R-410A | 2.0167 | Residential & Commercial | Ducted CEE Tier 1
212978154 | Central HP <5.4 tons | ARCOAIRE | HRCU-A-CB (Split System: Heat Pump with Remote Outdoor Unit-Air-Source) | DLCURAH24ABK |  |  | EA*4X37L17A* | *80MS(N,L)0701412A* | 24000 | 17.5 | 8.5 | 25200 | 22200 | 88.1% | 1.86 | 0 | 10 |  |  |  | No | R-410A | 2 | Residential & Commercial | Ducted CEE Tier 1
212977686 | Central HP <5.4 tons | ARCOAIRE | HRCU-A-CB (Split System: Heat Pump with Remote Outdoor Unit-Air-Source) | DLCURAH24ABK |  |  | EN(A,D)4X30L17** | *80MS(N,L)0451412A* | 23600 | 17 | 8.5 | 26400 | 24200 | 91.67% | 2 | 0 | 10.5 |  |  |  | No | R-410A | 1.9667 | Residential & Commercial | Ducted CEE Tier 1
212977001 | Central HP <5.4 tons | ARCOAIRE | HRCU-A-CB (Split System: Heat Pump with Remote Outdoor Unit-Air-Source) | DLCURAH24ABK |  |  | EN(A,D)4X36L21** | *96VTN1002122B* | 23800 | 17 | 8.5 | 26400 | 23800 | 90.15% | 1.98 | 0 | 10.5 |  |  |  | No | R-410A | 1.9833 | Residential & Commercial | Ducted CEE Tier 1
214574202 | Central HP <5.4 tons | ARCOAIRE | HRCU-A-CB (Split System: Heat Pump with Remote Outdoor Unit-Air-Source) | HVH837GKA2* |  |  | EA*4X61L24A*+WALLCON | *96CTN0802120B* | 33200 | 18.5 | 8.5 | 31800 | 24800 | 77.99% | 2.02 | 0 | 11.5 |  |  |  | No | R-410A | 2.7667 | Residential & Commercial | Ducted CEE Tier 1
212983560 | Central HP <5.4 tons | ARCOAIRE | HRCU-A-CB (Split System: Heat Pump with Remote Outdoor Unit-Air-Source) | DLCURAH24ABK |  |  | EA*4X36L17A* | *92MSN0601412A* | 24000 | 17 | 8.5 | 26400 | 23400 | 88.64% | 1.94 | 0 | 10 |  |  |  | No | R-410A | 2 | Residential & Commercial | Ducted CEE Tier 1
212982340 | Central HP <5.4 tons | ARCOAIRE | HRCU-A-CB (Split System: Heat Pump with Remote Outdoor Unit-Air-Source) | DLCURAH24ABK |  |  | EN(A,D)4X30L17** | *80MSU0401712A* | 23800 | 16.5 | 8.5 | 25800 | 23800 | 92.25% | 1.98 | 0 | 10.5 |  |  |  | No | R-410A | 1.9833 | Residential & Commercial | Ducted CEE Tier 1
214066659 | Central HP <5.4 tons | RUSSELL | HRCU-A-CB (Split System: Heat Pump with Remote Outdoor Unit-Air-Source) | RD17AZ36AJ3N |  |  | TCFZ3621MTANM | S98MV1005A21UPS | 34200 | 18 | 8.1 | 34200 | 29600 | 86.55% | 1.9 | 0 | 10 |  |  |  | No | R-410A | 2.85 | Residential & Commercial | Ducted CEE Tier 1
210106910 | Central HP <5.4 tons | RUSSELL | HRCU-A-CB (Split System: Heat Pump with Remote Outdoor Unit-Air-Source) | SP18AZ24AJVC |  |  | TCFZ2421HEAAM | S962V0403A17M4S | 22800 | 20 | 8.5 | 22800 | 26000 | 114% | 2.1 | 0 | 12.5 |  |  |  | No | R-410A | 1.9 | Residential & Commercial | Ducted CEE Tier 1
213163982 | Central HP <5.4 tons | RUSSELL | HRCU-A-CB (Split System: Heat Pump with Remote Outdoor Unit-Air-Source) | SP18AZ24AJVC |  |  | TCFZ2421HEAAM | S97MV0855A21DHS | 22800 | 20 | 8.5 | 22800 | 26000 | 114% | 2.1 | 0 | 12.5 |  |  |  | No | R-410A | 1.9 | Residential & Commercial | Ducted CEE Tier 1
214066674 | Central HP <5.4 tons | RUSSELL | HRCU-A-CB (Split System: Heat Pump with Remote Outdoor Unit-Air-Source) | RD17AZ36AJ3N |  |  | TCFZ3621MTANM | S801V0704A17UHU | 34200 | 18 | 8.1 | 34200 | 29600 | 86.55% | 1.9 | 0 | 10 |  |  |  | No | R-410A | 2.85 | Residential & Commercial | Ducted CEE Tier 1
214066806 | Central HP <5.4 tons | RUSSELL | HRCU-A-CB (Split System: Heat Pump with Remote Outdoor Unit-Air-Source) | RD17AZ36AJ3N |  |  | TCFZ3621MTANM | S962V0855A21M4S | 34200 | 18 | 8.1 | 34200 | 29600 | 86.55% | 1.9 | 0 | 10 |  |  |  | No | R-410A | 2.85 | Residential & Commercial | Ducted CEE Tier 1
214066830 | Central HP <5.4 tons | RUSSELL | HRCU-A-CB (Split System: Heat Pump with Remote Outdoor Unit-Air-Source) | RD17AZ36AJ3N |  |  | TCFZ3621MTANM | S98MV0703A17UPS | 34200 | 18 | 8.1 | 34200 | 29800 | 87.13% | 1.9 | 0 | 10 |  |  |  | No | R-410A | 2.85 | Residential & Commercial | Ducted CEE Tier 1
214066880 | Central HP <5.4 tons | RUSSELL | HRCU-A-CB (Split System: Heat Pump with Remote Outdoor Unit-Air-Source) | RD17AZ36AJ3N |  |  | TCFZ3621MTANM | S951V1005A21M4S | 34200 | 17 | 8.1 | 34200 | 29600 | 86.55% | 1.9 | 0 | 10 |  |  |  | No | R-410A | 2.85 | Residential & Commercial | Ducted CEE Tier 1
214066539 | Central HP <5.4 tons | RUSSELL | HRCU-A-CB (Split System: Heat Pump with Remote Outdoor Unit-Air-Source) | RD17AZ36AJ3N |  |  | TCFZ3621MTANM | S801V0754A17UHS | 34200 | 18 | 8.1 | 34200 | 29400 | 85.96% | 2 | 0 | 10 |  |  |  | No | R-410A | 2.85 | Residential & Commercial | Ducted CEE Tier 1
210106897 | Central HP <5.4 tons | RUSSELL | HRCU-A-CB (Split System: Heat Pump with Remote Outdoor Unit-Air-Source) | SP18AZ24AJVC |  |  | SHMVZ2421HEACA |  | 22800 | 18 | 8.5 | 22800 | 24800 | 108.8% | 2 | 0 | 12.5 |  |  |  | No | R-410A | 1.9 | Residential & Commercial | Ducted CEE Tier 1
214066615 | Central HP <5.4 tons | RUSSELL | HRCU-A-CB (Split System: Heat Pump with Remote Outdoor Unit-Air-Source) | RD17AZ36AJ3N |  |  | TCFZ3621MTANM | S962V0703A17M4S | 34200 | 18 | 8.1 | 34200 | 29600 | 86.55% | 1.9 | 0 | 10 |  |  |  | No | R-410A | 2.85 | Residential & Commercial | Ducted CEE Tier 1
214066563 | Central HP <5.4 tons | RUSSELL | HRCU-A-CB (Split System: Heat Pump with Remote Outdoor Unit-Air-Source) | RD17AZ36AJ3N |  |  | TCFZ3621MTANM | S802V1004A17UHN | 34200 | 18 | 8.1 | 34200 | 29400 | 85.96% | 1.9 | 0 | 10 |  |  |  | No | R-410A | 2.85 | Residential & Commercial | Ducted CEE Tier 1
214066575 | Central HP <5.4 tons | RUSSELL | HRCU-A-CB (Split System: Heat Pump with Remote Outdoor Unit-Air-Source) | RD17AZ36AJ3N |  |  | TCFZ3621MTANM | S802VA075421Z | 34200 | 18 | 8.1 | 34200 | 29400 | 85.96% | 2 | 0 | 10 |  |  |  | No | R-410A | 2.85 | Residential & Commercial | Ducted CEE Tier 1
216051250 | Central HP <5.4 tons | RUSSELL | HRCU-A-CB (Split System: Heat Pump with Remote Outdoor Unit-Air-Source) | SP19AY36AJVC |  |  | TCFY3621MEAAM | S97MV0703A17DH | 34200 | 20 | 10 | 34200 | 29600 | 86.55% | 2 | 0 | 12 |  |  |  | No | R-454B | 2.85 | Residential & Commercial | Ducted CEE Tier 1
212982256 | Central HP <5.4 tons | ARCOAIRE | HRCU-A-CB (Split System: Heat Pump with Remote Outdoor Unit-Air-Source) | DLCURAH24ABK |  |  | EA*4X25L17A* | *80MSU0401712A* | 24400 | 17 | 8.5 | 25200 | 21600 | 85.71% | 1.82 | 0 | 10 |  |  |  | No | R-410A | 2.0333 | Residential & Commercial | Ducted CEE Tier 1
211244113 | Central HP <5.4 tons | ARCOAIRE | HRCU-A-CB (Split System: Heat Pump with Remote Outdoor Unit-Air-Source) | DLCURAH24ABK |  |  | EN(A,D)4X24L17** | *80ES(N,L)0451712A* | 23600 | 16 | 8.5 | 26800 | 23600 | 88.06% | 1.94 | 0 | 10 |  |  |  | No | R-410A | 1.9667 | Residential & Commercial | Ducted CEE Tier 1
211244431 | Central HP <5.4 tons | ARCOAIRE | HRCU-A-CB (Split System: Heat Pump with Remote Outdoor Unit-Air-Source) | DLCURAH24ABK |  |  | EN(A,D)4X30L17** | *96VSN0601714A* | 23400 | 16.5 | 8.1 | 25800 | 24000 | 93.02% | 2 | 0 | 10 |  |  |  | No | R-410A | 1.95 | Residential & Commercial | Ducted CEE Tier 1
211245258 | Central HP <5.4 tons | ARCOAIRE | HRCU-A-CB (Split System: Heat Pump with Remote Outdoor Unit-Air-Source) | DLCURAH24ABK |  |  | EN(A,D,W)4X36L17** | OMV098J12* | 23600 | 16.5 | 8.1 | 26000 | 23600 | 90.77% | 1.96 | 0 | 10 |  |  |  | No | R-410A | 1.9667 | Residential & Commercial | Ducted CEE Tier 1
211245090 | Central HP <5.4 tons | ARCOAIRE | HRCU-A-CB (Split System: Heat Pump with Remote Outdoor Unit-Air-Source) | DLCURAH24ABK |  |  | EN(A,D,W)4X36L17** | *95ESN0261410A* | 23400 | 16 | 8.1 | 25800 | 24200 | 93.8% | 2 | 0 | 10 |  |  |  | No | R-410A | 1.95 | Residential & Commercial | Ducted CEE Tier 1
211245181 | Central HP <5.4 tons | ARCOAIRE | HRCU-A-CB (Split System: Heat Pump with Remote Outdoor Unit-Air-Source) | DLCURAH24ABK |  |  | EN(A,D,W)4X36L17** | *92ESN0801716A* | 24200 | 17 | 8.1 | 26200 | 22800 | 87.02% | 1.88 | 0 | 10.5 |  |  |  | No | R-410A | 2.0167 | Residential & Commercial | Ducted CEE Tier 1
211244924 | Central HP <5.4 tons | ARCOAIRE | HRCU-A-CB (Split System: Heat Pump with Remote Outdoor Unit-Air-Source) | DLCURAH24ABK |  |  | EN(A,D,W)4X36L17** | *80ES(N,L)0701716A* | 24800 | 16 | 8.1 | 26800 | 22200 | 82.84% | 1.82 | 0 | 10.5 |  |  |  | No | R-410A | 2.0667 | Residential & Commercial | Ducted CEE Tier 1
210106956 | Central HP <5.4 tons | RUSSELL | HRCU-A-CB (Split System: Heat Pump with Remote Outdoor Unit-Air-Source) | SP18AZ36AJVC |  |  | TCFZ6021SEAAM | S98MV0855A21UPS | 34200 | 19 | 8.5 | 34200 | 43000 | 125.7% | 2.2 | 0 | 12.5 |  |  |  | No | R-410A | 2.85 | Residential & Commercial | Ducted CEE Tier 1
213372377 | Central HP <5.4 tons | RUSSELL | HRCU-A-CB (Split System: Heat Pump with Remote Outdoor Unit-Air-Source) | SP18AZ36AJVC |  |  | TCFZ6021SEAAM | S951V0403A17UHU | 34200 | 19 | 8.5 | 34200 | 43000 | 125.7% | 2.2 | 0 | 12.5 |  |  |  | No | R-410A | 2.85 | Residential & Commercial | Ducted CEE Tier 1
213372387 | Central HP <5.4 tons | RUSSELL | HRCU-A-CB (Split System: Heat Pump with Remote Outdoor Unit-Air-Source) | SP18AZ36AJVC |  |  | TCFZ6021SEAAM | S951V0603A17UHU | 34200 | 19 | 8.5 | 34200 | 43500 | 127.2% | 2.2 | 0 | 12.5 |  |  |  | No | R-410A | 2.85 | Residential & Commercial | Ducted CEE Tier 1
211902793 | Central HP <5.4 tons | RUSSELL | HRCU-A-CB (Split System: Heat Pump with Remote Outdoor Unit-Air-Source) | SP18AZ36AJVC |  |  | TCFZ6021SEAAM | S802VA075421M | 34200 | 20 | 8.5 | 34200 | 43000 | 125.7% | 2.2 | 0 | 12.5 |  |  |  | No | R-410A | 2.85 | Residential & Commercial | Ducted CEE Tier 1
216445257 | Central HP <5.4 tons | LG | HRCU-A-C (Split System: Heat Pump with Remote Outdoor Unit with No Indoor Fan --Air Source) | KUSXA301A |  |  | LKMMA30B1 |  | 30000 | 15.7 | 8.8 | 32000 | 30600 | 95.62% | 1.8 | 0 | 11.8 |  |  |  | No | R-32 | 2.5 | Residential & Commercial | Ducted CEE Tier 1
210106937 | Central HP <5.4 tons | RUSSELL | HRCU-A-CB (Split System: Heat Pump with Remote Outdoor Unit-Air-Source) | SP18AZ36AJVC |  |  | TCFZ6021SEAAM | S962V0705A21M4S | 34200 | 19 | 8.5 | 34200 | 43000 | 125.7% | 2.2 | 0 | 12.5 |  |  |  | No | R-410A | 2.85 | Residential & Commercial | Ducted CEE Tier 1
213163999 | Central HP <5.4 tons | RUSSELL | HRCU-A-CB (Split System: Heat Pump with Remote Outdoor Unit-Air-Source) | SP18AZ36AJVC |  |  | TCFZ6021SEAAM | S97MV0855A21DHS | 34200 | 19 | 8.5 | 34200 | 43000 | 125.7% | 2.2 | 0 | 12.5 |  |  |  | No | R-410A | 2.85 | Residential & Commercial | Ducted CEE Tier 1
216445251 | Central HP <5.4 tons | LG | HRCU-A-C (Split System: Heat Pump with Remote Outdoor Unit with No Indoor Fan --Air Source) | KUSXB481A |  |  | LKMMA48D1 |  | 45500 | 15.5 | 8.5 | 48000 | 38000 | 79.17% | 1.8 | 0 | 11 |  |  |  | No | R-32 | 3.7917 | Residential & Commercial | Ducted CEE Tier 1
211902794 | Central HP <5.4 tons | RUSSELL | HRCU-A-CB (Split System: Heat Pump with Remote Outdoor Unit-Air-Source) | SP18AZ36AJVC |  |  | TCFZ6021SEAAM | S802VA100521M | 34200 | 20 | 8.5 | 34200 | 43000 | 125.7% | 2.2 | 0 | 12.5 |  |  |  | No | R-410A | 2.85 | Residential & Commercial | Ducted CEE Tier 1
211902792 | Central HP <5.4 tons | RUSSELL | HRCU-A-CB (Split System: Heat Pump with Remote Outdoor Unit-Air-Source) | SP18AZ36AJVC |  |  | TCFZ6021SEAAM | S802VA075317M | 34200 | 20 | 8.5 | 34200 | 43000 | 125.7% | 2.2 | 0 | 12.5 |  |  |  | No | R-410A | 2.85 | Residential & Commercial | Ducted CEE Tier 1
213372386 | Central HP <5.4 tons | RUSSELL | HRCU-A-CB (Split System: Heat Pump with Remote Outdoor Unit-Air-Source) | SP18AZ36AJVC |  |  | TCFZ3621MEAAM | S951V0603A17UHU | 34200 | 19 | 8.5 | 34200 | 43500 | 127.2% | 2.2 | 0 | 12.5 |  |  |  | No | R-410A | 2.85 | Residential & Commercial | Ducted CEE Tier 1
212609405 | Central HP <5.4 tons | RUSSELL | HRCU-A-CB (Split System: Heat Pump with Remote Outdoor Unit-Air-Source) | SP18AZ60AJVC |  |  | TCFZ6021SEAAM | S802V0755A21UHS | 52500 | 18 | 8.1 | 52500 | 50500 | 96.19% | 1.9 | 0 | 10 |  |  |  | No | R-410A | 4.375 | Residential & Commercial | Ducted CEE Tier 1
210106965 | Central HP <5.4 tons | RUSSELL | HRCU-A-CB (Split System: Heat Pump with Remote Outdoor Unit-Air-Source) | SP18AZ48AJVC |  |  | TCFZ6021SEAAM | S962V0855A21M4S | 44500 | 18 | 8.5 | 43000 | 45000 | 104.7% | 2 | 0 | 11.7 |  |  |  | No | R-410A | 3.7083 | Residential & Commercial | Ducted CEE Tier 1
213829740 | Central HP <5.4 tons | RUSSELL | HRCU-A-CB (Split System: Heat Pump with Remote Outdoor Unit-Air-Source) | SP18AZ48AJVC |  |  | TCFZ6021SEAAM | S801V0704A17UHU | 44000 | 18 | 8.1 | 43500 | 45500 | 104.6% | 1.9 | 0 | 10 |  |  |  | No | R-410A | 3.6667 | Residential & Commercial | Ducted CEE Tier 1
212609380 | Central HP <5.4 tons | RUSSELL | HRCU-A-CB (Split System: Heat Pump with Remote Outdoor Unit-Air-Source) | SP18AZ48AJVC |  |  | TCFZ6021SEAAM | S802V1004A17UHS | 44500 | 19 | 8.1 | 43500 | 45000 | 103.4% | 2 | 0 | 10 |  |  |  | No | R-410A | 3.7083 | Residential & Commercial | Ducted CEE Tier 1
212609398 | Central HP <5.4 tons | RUSSELL | HRCU-A-CB (Split System: Heat Pump with Remote Outdoor Unit-Air-Source) | SP18AZ48AJVC |  |  | TCFZ6021SEAAM | S802V1005A21UHS | 44500 | 19 | 8.5 | 43000 | 45000 | 104.7% | 2 | 0 | 11.7 |  |  |  | No | R-410A | 3.7083 | Residential & Commercial | Ducted CEE Tier 1
211226615 | Central HP <5.4 tons | ARCOAIRE | HRCU-A-CB (Split System: Heat Pump with Remote Outdoor Unit-Air-Source) | DLCURAH36ABK |  |  | EA*4X37L17A* | *92ESN0601412A* | 36200 | 15.2 | 8.5 | 38500 | 35000 | 90.91% | 2.02 | 0 | 10 |  |  |  | No | R-410A | 3.0167 | Residential & Commercial | Ducted CEE Tier 1
212978481 | Central HP <5.4 tons | ARCOAIRE | HRCU-A-CB (Split System: Heat Pump with Remote Outdoor Unit-Air-Source) | DLCURAH36ABK |  |  | EA*4X48L21A* | *80MS(N,L)0701712A* | 35400 | 16.5 | 8.1 | 37800 | 34600 | 91.53% | 2 | 0 | 10 |  |  |  | No | R-410A | 2.95 | Residential & Commercial | Ducted CEE Tier 1
213607726 | Central HP <5.4 tons | ARCOAIRE | HRCU-A-CB (Split System: Heat Pump with Remote Outdoor Unit-Air-Source) | DLCURAH36ABK |  |  | FTMA4B36L0C* |  | 35400 | 16.5 | 8.5 | 38000 | 35200 | 92.63% | 1.86 | 0 | 10 |  |  |  | No | R-410A | 2.95 | Residential & Commercial | Ducted CEE Tier 1
212970649 | Central HP <5.4 tons | ARCOAIRE | HRCU-A-CB (Split System: Heat Pump with Remote Outdoor Unit-Air-Source) | DLCURAH36ABK |  |  | EA*4X37L21A* | *80VSL0902120B* | 36600 | 16 | 8.5 | 39000 | 35000 | 89.74% | 2.08 | 0 | 10 |  |  |  | No | R-410A | 3.05 | Residential & Commercial | Ducted CEE Tier 1
211226687 | Central HP <5.4 tons | ARCOAIRE | HRCU-A-CB (Split System: Heat Pump with Remote Outdoor Unit-Air-Source) | DLCURAH36ABK |  |  | EA*4X37L17A* | *96VSN0801716A* | 36200 | 15.2 | 8.5 | 39500 | 35000 | 88.61% | 2.02 | 0 | 10 |  |  |  | No | R-410A | 3.0167 | Residential & Commercial | Ducted CEE Tier 1
215576404 | Central HP <5.4 tons | RUSSELL | HRCU-A-CB (Split System: Heat Pump with Remote Outdoor Unit-Air-Source) | SP19AY48AJVC |  |  | SHMVY4821SEACA |  | 45500 | 19 | 8.5 | 45500 | 42000 | 92.31% | 2.1 | 0 | 12 |  |  |  | No | R-454B | 3.7917 | Residential & Commercial | Ducted CEE Tier 1
214066882 | Central HP <5.4 tons | RUSSELL | HRCU-A-CB (Split System: Heat Pump with Remote Outdoor Unit-Air-Source) | RD17AZ36AJ3N |  |  | TCFZ3621MTANM | S802VA075317Z | 34200 | 18 | 8.1 | 34200 | 29600 | 86.55% | 1.9 | 0 | 10 |  |  |  | No | R-410A | 2.85 | Residential & Commercial | Ducted CEE Tier 1
214066655 | Central HP <5.4 tons | RUSSELL | HRCU-A-CB (Split System: Heat Pump with Remote Outdoor Unit-Air-Source) | RD17AZ36AJ3N |  |  | TCFZ3621MTANM | S802V0754A17UHS | 34200 | 18 | 8.1 | 34200 | 29400 | 85.96% | 2 | 0 | 10 |  |  |  | No | R-410A | 2.85 | Residential & Commercial | Ducted CEE Tier 1
214066549 | Central HP <5.4 tons | RUSSELL | HRCU-A-CB (Split System: Heat Pump with Remote Outdoor Unit-Air-Source) | RD17AZ36AJ3N |  |  | TCFZ3621MTANM | S801V1005A21UHU | 34200 | 18 | 8.1 | 34200 | 29400 | 85.96% | 2 | 0 | 11.7 |  |  |  | No | R-410A | 2.85 | Residential & Commercial | Ducted CEE Tier 1
214075259 | Central HP <5.4 tons | RUSSELL | HRCU-A-CB (Split System: Heat Pump with Remote Outdoor Unit-Air-Source) | RD17AZ60AJ3N |  |  | TCFZ6024STANM | S801V1005A21DZ | 55500 | 18 | 8.1 | 53500 | 49000 | 91.59% | 1.75 | 0 | 10 |  |  |  | No | R-410A | 4.625 | Residential & Commercial | Ducted CEE Tier 1
214075260 | Central HP <5.4 tons | RUSSELL | HRCU-A-CB (Split System: Heat Pump with Remote Outdoor Unit-Air-Source) | RD17AZ60AJ3N |  |  | TCFZ6024STANM | S802V1255A24UHS | 55500 | 18 | 8.1 | 53500 | 49000 | 91.59% | 1.75 | 0 | 10 |  |  |  | No | R-410A | 4.625 | Residential & Commercial | Ducted CEE Tier 1
214075377 | Central HP <5.4 tons | RUSSELL | HRCU-A-CB (Split System: Heat Pump with Remote Outdoor Unit-Air-Source) | RD17AZ60AJ3N |  |  | TCFZ6024STANM | S962V1005A21M4S | 55000 | 18 | 8.1 | 54000 | 49500 | 91.67% | 1.75 | 0 | 10 |  |  |  | No | R-410A | 4.5833 | Residential & Commercial | Ducted CEE Tier 1
214075378 | Central HP <5.4 tons | RUSSELL | HRCU-A-CB (Split System: Heat Pump with Remote Outdoor Unit-Air-Source) | RD17AZ60AJ3N |  |  | TCFZ6024STANM | S98MV1005A21UPS | 55000 | 17 | 8.1 | 54500 | 49500 | 90.83% | 1.75 | 0 | 10 |  |  |  | No | R-410A | 4.5833 | Residential & Commercial | Ducted CEE Tier 1
215931508 | Central HP <5.4 tons | ARCOAIRE | HRCU-A-CB (Split System: Heat Pump with Remote Outdoor Unit-Air-Source) | H5H3V48*K*AAA* |  |  | FCMA5B60L0D*+WALLCON |  | 46500 | 23 | 9.5 | 48000 | 35600 | 74.17% | 1.98 | 0 | 12.5 |  |  |  | No | R-454B | 3.875 | Residential & Commercial | Ducted CEE Tier 1
215938168 | Central HP <5.4 tons | ARCOAIRE | HRCU-A-CB (Split System: Heat Pump with Remote Outdoor Unit-Air-Source) | H5H3V48*K*AAA* |  |  | EVD5X60M21A*+WALLCON | *80CTL0901716B* | 44500 | 20.5 | 8.1 | 53500 | 37600 | 70.28% | 1.95 | 0 | 11.5 |  |  |  | No | R-454B | 3.7083 | Residential & Commercial | Ducted CEE Tier 1
215937098 | Central HP <5.4 tons | ARCOAIRE | HRCU-A-CB (Split System: Heat Pump with Remote Outdoor Unit-Air-Source) | H5H3V48*K*AAA* |  |  | EVM5X48M21A*+WALLCON | *97CMN1002122B* | 44500 | 20 | 8.1 | 52000 | 38500 | 74.04% | 2 | 0 | 11 |  |  |  | No | R-454B | 3.7083 | Residential & Commercial | Ducted CEE Tier 1
215938258 | Central HP <5.4 tons | ARCOAIRE | HRCU-A-CB (Split System: Heat Pump with Remote Outdoor Unit-Air-Source) | H5H3V48*K*AAA* |  |  | EVD5X60M21A*+WALLCON | *96CTN0801714B* | 44000 | 20 | 8.1 | 53500 | 37600 | 70.28% | 2 | 0 | 11.5 |  |  |  | No | R-454B | 3.6667 | Residential & Commercial | Ducted CEE Tier 1
216445259 | Central HP <5.4 tons | LG | HRCU-A-C (Split System: Heat Pump with Remote Outdoor Unit with No Indoor Fan --Air Source) | KUSXA361A |  |  | LKMMA36C1 |  | 34400 | 16 | 8.9 | 37000 | 33000 | 89.19% | 1.8 | 0 | 11.7 |  |  |  | No | R-32 | 2.8667 | Residential & Commercial | Ducted CEE Tier 1
214570765 | Central HP <5.4 tons | KEEPRITE | HRCU-A-CB (Split System: Heat Pump with Remote Outdoor Unit-Air-Source) | CVH825GKA3* |  |  | EA*4X48L24A*+WALLCON | *97CMN0602120B* | 24000 | 16.5 | 8.5 | 21000 | 16600 | 79.05% | 2 | 0 | 10.5 |  |  |  | No | R-410A | 2 | Residential & Commercial | Ducted CEE Tier 1
215937268 | Central HP <5.4 tons | ARCOAIRE | HRCU-A-CB (Split System: Heat Pump with Remote Outdoor Unit-Air-Source) | H5H3V48*K*AAA* |  |  | EVM5X49M21A*+WALLCON | *96CTN0801714B* | 44000 | 20 | 8.1 | 53500 | 37600 | 70.28% | 2 | 0 | 11.5 |  |  |  | No | R-454B | 3.6667 | Residential & Commercial | Ducted CEE Tier 1
215937568 | Central HP <5.4 tons | ARCOAIRE | HRCU-A-CB (Split System: Heat Pump with Remote Outdoor Unit-Air-Source) | H5H3V48*K*AAA* |  |  | EVM5X60M24A*+WALLCON | *96CTN1202422B* | 45500 | 20.5 | 8.1 | 52500 | 38000 | 72.38% | 1.95 | 0 | 11.5 |  |  |  | No | R-454B | 3.7917 | Residential & Commercial | Ducted CEE Tier 1
215938018 | Central HP <5.4 tons | ARCOAIRE | HRCU-A-CB (Split System: Heat Pump with Remote Outdoor Unit-Air-Source) | H5H3V48*K*AAA* |  |  | EVD5X49M24A*+WALLCON | *80CTL0902120B* | 45500 | 21 | 8.1 | 52500 | 38000 | 72.38% | 1.95 | 0 | 11.5 |  |  |  | No | R-454B | 3.7917 | Residential & Commercial | Ducted CEE Tier 1
215937958 | Central HP <5.4 tons | ARCOAIRE | HRCU-A-CB (Split System: Heat Pump with Remote Outdoor Unit-Air-Source) | H5H3V48*K*AAA* |  |  | EVD5X48M24A*+WALLCON | *97CMN1002122B* | 44500 | 20 | 8.1 | 52000 | 38000 | 73.08% | 1.9 | 0 | 11 |  |  |  | No | R-454B | 3.7083 | Residential & Commercial | Ducted CEE Tier 1
215937758 | Central HP <5.4 tons | ARCOAIRE | HRCU-A-CB (Split System: Heat Pump with Remote Outdoor Unit-Air-Source) | H5H3V48*K*AAA* |  |  | EVD5X48M21A*+WALLCON | *80CTL0902120B* | 44500 | 20 | 8.1 | 52000 | 38000 | 73.08% | 1.9 | 0 | 11 |  |  |  | No | R-454B | 3.7083 | Residential & Commercial | Ducted CEE Tier 1
212983309 | Central HP <5.4 tons | ARCOAIRE | HRCU-A-CB (Split System: Heat Pump with Remote Outdoor Unit-Air-Source) | DLCURAH18ABK |  |  | EN(A,D)4X30L17** | *92MSN0401712A* | 17400 | 15.5 | 8.1 | 18100 | 18700 | 103.3% | 2.24 | 0 | 10.5 |  |  |  | No | R-410A | 1.45 | Residential & Commercial | Ducted CEE Tier 1
214570672 | Central HP <5.4 tons | ARCOAIRE | HRCU-A-CB (Split System: Heat Pump with Remote Outdoor Unit-Air-Source) | HVH825GKA3* |  |  | EA*4X48L21A*+WALLCON | *80CTL0702120B* | 24000 | 16.5 | 8.5 | 21000 | 16600 | 79.05% | 2.02 | 0 | 11 |  |  |  | No | R-410A | 2 | Residential & Commercial | Ducted CEE Tier 1
214572592 | Central HP <5.4 tons | ARCOAIRE | HRCU-A-CB (Split System: Heat Pump with Remote Outdoor Unit-Air-Source) | HVH837GKA** |  |  | EA*4X42L21A*+WALLCON | *80CTL0702120B* | 31800 | 17 | 8.5 | 33000 | 24400 | 73.94% | 1.9 | 0 | 11 |  |  |  | No | R-410A | 2.65 | Residential & Commercial | Ducted CEE Tier 1
214573412 | Central HP <5.4 tons | ARCOAIRE | HRCU-A-CB (Split System: Heat Pump with Remote Outdoor Unit-Air-Source) | HVH837GKA** |  |  | EN(A,D,W)4X42L21**+WALLCON | *97CMN0802120B* | 31800 | 17 | 8.1 | 33000 | 24400 | 73.94% | 1.88 | 0 | 11 |  |  |  | No | R-410A | 2.65 | Residential & Commercial | Ducted CEE Tier 1
214572692 | Central HP <5.4 tons | ARCOAIRE | HRCU-A-CB (Split System: Heat Pump with Remote Outdoor Unit-Air-Source) | HVH837GKA** |  |  | EA*4X42L24A*+WALLCON | *97CMN0802120B* | 31800 | 17 | 8.5 | 32800 | 24400 | 74.39% | 1.9 | 0 | 11 |  |  |  | No | R-410A | 2.65 | Residential & Commercial | Ducted CEE Tier 1
214570382 | Central HP <5.4 tons | ARCOAIRE | HRCU-A-CB (Split System: Heat Pump with Remote Outdoor Unit-Air-Source) | HVH825GKA3* |  |  | EA*4X36L21A*+WALLCON | *95CSU0802120B* | 23600 | 16.5 | 8.1 | 21400 | 16700 | 78.04% | 1.94 | 0 | 10.5 |  |  |  | No | R-410A | 1.9667 | Residential & Commercial | Ducted CEE Tier 1
214572472 | Central HP <5.4 tons | ARCOAIRE | HRCU-A-CB (Split System: Heat Pump with Remote Outdoor Unit-Air-Source) | HVH837GKA** |  |  | EA*4X36L21A*+WALLCON | *80CTL0702120B* | 31400 | 17 | 8.1 | 33000 | 24200 | 73.33% | 1.86 | 0 | 11 |  |  |  | No | R-410A | 2.6167 | Residential & Commercial | Ducted CEE Tier 1
215938318 | Central HP <5.4 tons | ARCOAIRE | HRCU-A-CB (Split System: Heat Pump with Remote Outdoor Unit-Air-Source) | H5H3V48*K*AAA* |  |  | EVD5X60M24A*+WALLCON | *80CTL1352422B* | 45500 | 21 | 8.1 | 52500 | 38000 | 72.38% | 1.95 | 0 | 11.5 |  |  |  | No | R-454B | 3.7917 | Residential & Commercial | Ducted CEE Tier 1
211244849 | Central HP <5.4 tons | ARCOAIRE | HRCU-A-CB (Split System: Heat Pump with Remote Outdoor Unit-Air-Source) | DLCURAH24ABK |  |  | EN(A,D,W)4X36L17** | *80VSL0451412A* | 23400 | 16.5 | 8.1 | 25800 | 24200 | 93.8% | 2 | 0 | 10 |  |  |  | No | R-410A | 1.95 | Residential & Commercial | Ducted CEE Tier 1
211244756 | Central HP <5.4 tons | ARCOAIRE | HRCU-A-CB (Split System: Heat Pump with Remote Outdoor Unit-Air-Source) | DLCURAH24ABK |  |  | EN(A,D)4X30L17** | *95ESN0601714A* | 24600 | 16 | 8.1 | 26600 | 22400 | 84.21% | 1.84 | 0 | 10 |  |  |  | No | R-410A | 2.05 | Residential & Commercial | Ducted CEE Tier 1
211242748 | Central HP <5.4 tons | ARCOAIRE | HRCU-A-CB (Split System: Heat Pump with Remote Outdoor Unit-Air-Source) | DLCURAH24ABK |  |  | EA*4X36L21A* | OLV112A16A | 24400 | 16 | 8.5 | 26400 | 22200 | 84.09% | 1.84 | 0 | 10 |  |  |  | No | R-410A | 2.0333 | Residential & Commercial | Ducted CEE Tier 1
211241946 | Central HP <5.4 tons | ARCOAIRE | HRCU-A-CB (Split System: Heat Pump with Remote Outdoor Unit-Air-Source) | DLCURAH24ABK |  |  | EA*4X36L17A* | *80ESU0401712A* | 24000 | 17.5 | 8.5 | 26000 | 22800 | 87.69% | 1.9 | 0 | 10 |  |  |  | No | R-410A | 2 | Residential & Commercial | Ducted CEE Tier 1
212981010 | Central HP <5.4 tons | ARCOAIRE | HRCU-A-CB (Split System: Heat Pump with Remote Outdoor Unit-Air-Source) | DLCURAH24ABK |  |  | EN(A,D)4X36L21** | *80MS(N,L)1102120A* | 23400 | 17 | 8.5 | 26200 | 24600 | 93.89% | 2.06 | 0 | 10.5 |  |  |  | No | R-410A | 1.95 | Residential & Commercial | Ducted CEE Tier 1
211241344 | Central HP <5.4 tons | ARCOAIRE | HRCU-A-CB (Split System: Heat Pump with Remote Outdoor Unit-Air-Source) | DLCURAH24ABK |  |  | EA*4X30L14A* | *92ESN0601412A* | 23400 | 16.5 | 8.5 | 25800 | 24400 | 94.57% | 2.02 | 0 | 10 |  |  |  | No | R-410A | 1.95 | Residential & Commercial | Ducted CEE Tier 1
211245203 | Central HP <5.4 tons | ARCOAIRE | HRCU-A-CB (Split System: Heat Pump with Remote Outdoor Unit-Air-Source) | DLCURAH24ABK |  |  | EN(A,D,W)4X36L17** | *95ESN0801716A* | 24600 | 15.5 | 8.1 | 26800 | 22200 | 82.84% | 1.82 | 0 | 10 |  |  |  | No | R-410A | 2.05 | Residential & Commercial | Ducted CEE Tier 1
214572572 | Central HP <5.4 tons | ARCOAIRE | HRCU-A-CB (Split System: Heat Pump with Remote Outdoor Unit-Air-Source) | HVH837GKA** |  |  | EA*4X37L21A*+WALLCON | *97CMN0802120B* | 32800 | 17.5 | 8.5 | 32800 | 25200 | 76.83% | 2 | 0 | 11.5 |  |  |  | No | R-410A | 2.7333 | Residential & Commercial | Ducted CEE Tier 1
214571102 | Central HP <5.4 tons | ARCOAIRE | HRCU-A-CB (Split System: Heat Pump with Remote Outdoor Unit-Air-Source) | HVH825GKA3* |  |  | EN(A,D)4X36L21**+WALLCON | *95CSU0802120B* | 23400 | 16.5 | 8.1 | 21600 | 16700 | 77.31% | 1.92 | 0 | 11 |  |  |  | No | R-410A | 1.95 | Residential & Commercial | Ducted CEE Tier 1
214570482 | Central HP <5.4 tons | ARCOAIRE | HRCU-A-CB (Split System: Heat Pump with Remote Outdoor Unit-Air-Source) | HVH825GKA3* |  |  | EA*4X37L21A*+WALLCON | *96CTN0802120B* | 24400 | 17 | 8.5 | 21200 | 16600 | 78.3% | 2.04 | 0 | 11 |  |  |  | No | R-410A | 2.0333 | Residential & Commercial | Ducted CEE Tier 1
214570532 | Central HP <5.4 tons | ARCOAIRE | HRCU-A-CB (Split System: Heat Pump with Remote Outdoor Unit-Air-Source) | HVH825GKA3* |  |  | EA*4X42L21A*+WALLCON | *97CMN0802120B* | 23800 | 16.5 | 8.1 | 21400 | 16600 | 77.57% | 1.96 | 0 | 10.5 |  |  |  | No | R-410A | 1.9833 | Residential & Commercial | Ducted CEE Tier 1
214570602 | Central HP <5.4 tons | ARCOAIRE | HRCU-A-CB (Split System: Heat Pump with Remote Outdoor Unit-Air-Source) | HVH825GKA3* |  |  | EA*4X42L24A*+WALLCON | *96CTN0802120B* | 23800 | 17 | 8.5 | 21400 | 16600 | 77.57% | 1.96 | 0 | 11 |  |  |  | No | R-410A | 1.9833 | Residential & Commercial | Ducted CEE Tier 1
214570432 | Central HP <5.4 tons | ARCOAIRE | HRCU-A-CB (Split System: Heat Pump with Remote Outdoor Unit-Air-Source) | HVH825GKA3* |  |  | EA*4X37L21A*+WALLCON | *80CTL0702120B* | 24400 | 16.5 | 8.5 | 21200 | 16600 | 78.3% | 2.02 | 0 | 11 |  |  |  | No | R-410A | 2.0333 | Residential & Commercial | Ducted CEE Tier 1
214572872 | Central HP <5.4 tons | ARCOAIRE | HRCU-A-CB (Split System: Heat Pump with Remote Outdoor Unit-Air-Source) | HVH837GKA** |  |  | EA*4X48L24A*+WALLCON | *97CMN0802120B* | 32400 | 17.5 | 8.5 | 32400 | 25000 | 77.16% | 1.98 | 0 | 11 |  |  |  | No | R-410A | 2.7 | Residential & Commercial | Ducted CEE Tier 1
211245070 | Central HP <5.4 tons | ARCOAIRE | HRCU-A-CB (Split System: Heat Pump with Remote Outdoor Unit-Air-Source) | DLCURAH24ABK |  |  | EN(A,D,W)4X36L17** | *96VTN0401410A* | 23400 | 16 | 8.1 | 25800 | 24000 | 93.02% | 2 | 0 | 10 |  |  |  | No | R-410A | 1.95 | Residential & Commercial | Ducted CEE Tier 1
214573842 | Central HP <5.4 tons | ARCOAIRE | HRCU-A-CB (Split System: Heat Pump with Remote Outdoor Unit-Air-Source) | HVH837GKA2* |  |  | EA*4X42L24A*+WALLCON | *96CTN0802120B* | 31800 | 17.5 | 8.5 | 32800 | 24400 | 74.39% | 1.9 | 0 | 11 |  |  |  | No | R-410A | 2.65 | Residential & Commercial | Ducted CEE Tier 1
214573892 | Central HP <5.4 tons | ARCOAIRE | HRCU-A-CB (Split System: Heat Pump with Remote Outdoor Unit-Air-Source) | HVH837GKA2* |  |  | EA*4X43L21A*+WALLCON | *97CMN0802120B* | 32800 | 17.5 | 8.5 | 32800 | 25200 | 76.83% | 2 | 0 | 11.5 |  |  |  | No | R-410A | 2.7333 | Residential & Commercial | Ducted CEE Tier 1
210470445 | Central HP <5.4 tons | ARCOAIRE | HRCU-A-CB (Split System: Heat Pump with Remote Outdoor Unit-Air-Source) | HVH837GKA2* |  |  | EA*4X61L21A*+WALLCON | *80CTL0902120A* | 33200 | 18 | 8.5 | 32000 | 25000 | 78.12% | 2 | 0 | 11.7 |  |  |  | No | R-410A | 2.7667 | Residential & Commercial | Ducted CEE Tier 1
210470599 | Central HP <5.4 tons | ARCOAIRE | HRCU-A-CB (Split System: Heat Pump with Remote Outdoor Unit-Air-Source) | HVH837GKA2* |  |  | EA*4X61L24A*+WALLCON | *97CMN1002122A* | 33200 | 18 | 8.5 | 32000 | 24800 | 77.5% | 2 | 0 | 12 |  |  |  | No | R-410A | 2.7667 | Residential & Commercial | Ducted CEE Tier 1
210470814 | Central HP <5.4 tons | ARCOAIRE | HRCU-A-CB (Split System: Heat Pump with Remote Outdoor Unit-Air-Source) | HVH837GKA2* |  |  | EN(A,D,W)4X48L21**+WALLCON | *80CSU0601716A* | 32400 | 17 | 8.1 | 33000 | 24800 | 75.15% | 1.94 | 0 | 11.7 |  |  |  | No | R-410A | 2.7 | Residential & Commercial | Ducted CEE Tier 1
214573642 | Central HP <5.4 tons | ARCOAIRE | HRCU-A-CB (Split System: Heat Pump with Remote Outdoor Unit-Air-Source) | HVH837GKA2* |  |  | EA*4X36L21A*+WALLCON | *97CMN0602120B* | 31400 | 17 | 8.1 | 33200 | 24400 | 73.49% | 1.84 | 0 | 10.5 |  |  |  | No | R-410A | 2.6167 | Residential & Commercial | Ducted CEE Tier 1
214572922 | Central HP <5.4 tons | ARCOAIRE | HRCU-A-CB (Split System: Heat Pump with Remote Outdoor Unit-Air-Source) | HVH837GKA** |  |  | EA*4X60L24A*+WALLCON | *97CMN0602120B* | 32600 | 17.5 | 8.5 | 31800 | 25000 | 78.62% | 1.96 | 0 | 11 |  |  |  | No | R-410A | 2.7167 | Residential & Commercial | Ducted CEE Tier 1
214572622 | Central HP <5.4 tons | ARCOAIRE | HRCU-A-CB (Split System: Heat Pump with Remote Outdoor Unit-Air-Source) | HVH837GKA** |  |  | EA*4X42L21A*+WALLCON | *97CMN0602120B* | 31600 | 17 | 8.1 | 33200 | 24800 | 74.7% | 1.88 | 0 | 10.5 |  |  |  | No | R-410A | 2.6333 | Residential & Commercial | Ducted CEE Tier 1
214573542 | Central HP <5.4 tons | ARCOAIRE | HRCU-A-CB (Split System: Heat Pump with Remote Outdoor Unit-Air-Source) | HVH837GKA** |  |  | EN(A,D)4X48L24**+WALLCON | *96CTN0802120B* | 32400 | 17.5 | 8.5 | 32600 | 24800 | 76.07% | 1.98 | 0 | 11.5 |  |  |  | No | R-410A | 2.7 | Residential & Commercial | Ducted CEE Tier 1
211243029 | Central HP <5.4 tons | PAYNE HEATING AND COOLING | HRCU-A-CB (Split System: Heat Pump with Remote Outdoor Unit-Air-Source) | 38MURAQ24AB3* |  |  | CAP**3717AL* | PG80ES(A,L)A36045B** | 24600 | 16.5 | 8.5 | 25600 | 21600 | 84.38% | 1.8 | 0 | 10 |  |  |  | No | R-410A | 2.05 | Residential & Commercial | Ducted CEE Tier 1
211243131 | Central HP <5.4 tons | PAYNE HEATING AND COOLING | HRCU-A-CB (Split System: Heat Pump with Remote Outdoor Unit-Air-Source) | 38MURAQ24AB3* |  |  | CAP**3717AL* | PG92ESAA36040B** | 24200 | 16 | 8.1 | 25400 | 22000 | 86.61% | 1.82 | 0 | 10 |  |  |  | No | R-410A | 2.0167 | Residential & Commercial | Ducted CEE Tier 1
214570632 | Central HP <5.4 tons | ARCOAIRE | HRCU-A-CB (Split System: Heat Pump with Remote Outdoor Unit-Air-Source) | HVH825GKA3* |  |  | EA*4X43L21A*+WALLCON | *95CSU1002122B* | 24400 | 17 | 8.5 | 21200 | 16600 | 78.3% | 2.04 | 0 | 11 |  |  |  | No | R-410A | 2.0333 | Residential & Commercial | Ducted CEE Tier 1
214571202 | Central HP <5.4 tons | ARCOAIRE | HRCU-A-CB (Split System: Heat Pump with Remote Outdoor Unit-Air-Source) | HVH825GKA3* |  |  | EN(A,D,W)4X42L21**+WALLCON | *96CTN0802120B* | 23800 | 16.5 | 8.1 | 21400 | 16600 | 77.57% | 1.96 | 0 | 11 |  |  |  | No | R-410A | 1.9833 | Residential & Commercial | Ducted CEE Tier 1
214066479 | Central HP <5.4 tons | RUSSELL | HRCU-A-CB (Split System: Heat Pump with Remote Outdoor Unit-Air-Source) | RD17AZ36AJ3N |  |  | TCFZ3621MTANM | S962V1005A21M4S | 34200 | 17 | 8.1 | 34200 | 29600 | 86.55% | 1.9 | 0 | 10 |  |  |  | No | R-410A | 2.85 | Residential & Commercial | Ducted CEE Tier 1
212609319 | Central HP <5.4 tons | RUSSELL | HRCU-A-CB (Split System: Heat Pump with Remote Outdoor Unit-Air-Source) | SP18AZ24AJVC |  |  | TCFZ2421HEAAM | S802V0504A17UHN | 22800 | 20 | 8.5 | 22800 | 26000 | 114% | 2.1 | 0 | 12.5 |  |  |  | No | R-410A | 1.9 | Residential & Commercial | Ducted CEE Tier 1
216445254 | Central HP <5.4 tons | LG | HRCU-A-C (Split System: Heat Pump with Remote Outdoor Unit with No Indoor Fan --Air Source) | KUSXA181A |  |  | LKMMA18A1 |  | 17000 | 15.2 | 8.1 | 20000 | 18000 | 90% | 1.8 | 0 | 11.5 |  |  |  | No | R-32 | 1.4167 | Residential & Commercial | Ducted CEE Tier 1
216445255 | Central HP <5.4 tons | LG | HRCU-A-C (Split System: Heat Pump with Remote Outdoor Unit with No Indoor Fan --Air Source) | KUSXA181A |  |  | LKMMA18B1 |  | 18000 | 15.2 | 8.1 | 20000 | 18000 | 90% | 1.8 | 0 | 11.5 |  |  |  | No | R-32 | 1.5 | Residential & Commercial | Ducted CEE Tier 1
210106968 | Central HP <5.4 tons | RUSSELL | HRCU-A-CB (Split System: Heat Pump with Remote Outdoor Unit-Air-Source) | SP18AZ48AJVC |  |  | TCFZ6021SEAAM | S962V1005A21M4S | 44500 | 19 | 8.5 | 43500 | 45000 | 103.4% | 2 | 0 | 10.9 |  |  |  | No | R-410A | 3.7083 | Residential & Commercial | Ducted CEE Tier 1
210106986 | Central HP <5.4 tons | RUSSELL | HRCU-A-CB (Split System: Heat Pump with Remote Outdoor Unit-Air-Source) | SP18AZ60AJVC |  |  | TCFZ6021SEAAM | S962V0855A21M4S | 53000 | 18 | 8.1 | 53000 | 50500 | 95.28% | 1.9 | 0 | 10 |  |  |  | No | R-410A | 4.4167 | Residential & Commercial | Ducted CEE Tier 1
213829754 | Central HP <5.4 tons | RUSSELL | HRCU-A-CB (Split System: Heat Pump with Remote Outdoor Unit-Air-Source) | SP18AZ60AJVC |  |  | TCFZ6021SEAAM | S801V1005A21UHU | 53000 | 19 | 8.1 | 53000 | 50500 | 95.28% | 1.9 | 0 | 10 |  |  |  | No | R-410A | 4.4167 | Residential & Commercial | Ducted CEE Tier 1
212609375 | Central HP <5.4 tons | RUSSELL | HRCU-A-CB (Split System: Heat Pump with Remote Outdoor Unit-Air-Source) | SP18AZ48AJVC |  |  | TCFZ6021SEAAM | S802V0504A17UHS | 45000 | 19 | 8.5 | 44000 | 45500 | 103.4% | 1.9 | 0 | 12 |  |  |  | No | R-410A | 3.75 | Residential & Commercial | Ducted CEE Tier 1
213829735 | Central HP <5.4 tons | RUSSELL | HRCU-A-CB (Split System: Heat Pump with Remote Outdoor Unit-Air-Source) | SP18AZ48AJVC |  |  | TCFZ6021SEAAM | S801V0504A17UHU | 45000 | 19 | 8.5 | 44000 | 45500 | 103.4% | 1.9 | 0 | 12 |  |  |  | No | R-410A | 3.75 | Residential & Commercial | Ducted CEE Tier 1
215936868 | Central HP <5.4 tons | ARCOAIRE | HRCU-A-CB (Split System: Heat Pump with Remote Outdoor Unit-Air-Source) | H5H3V36*K*AAA* |  |  | EVD5X61M21A*+WALLCON | *80CTL0451712B* | 35400 | 21 | 8.5 | 38500 | 29000 | 75.32% | 2.02 | 0 | 11.7 |  |  |  | No | R-454B | 2.95 | Residential & Commercial | Ducted CEE Tier 1
215936918 | Central HP <5.4 tons | ARCOAIRE | HRCU-A-CB (Split System: Heat Pump with Remote Outdoor Unit-Air-Source) | H5H3V36*K*AAA* |  |  | EVD5X61M21A*+WALLCON | *96CTN0601714B* | 35600 | 21.5 | 8.5 | 37600 | 28200 | 75% | 2 | 0 | 12 |  |  |  | No | R-454B | 2.9667 | Residential & Commercial | Ducted CEE Tier 1
214075560 | Central HP <5.4 tons | RUSSELL | HRCU-A-CB (Split System: Heat Pump with Remote Outdoor Unit-Air-Source) | RD17AZ24AJ3N |  |  | TCFZ2417MTANM | S802V0504A17UHN | 22600 | 17 | 9.5 | 22600 | 16900 | 74.78% | 2 | 0 | 11.2 |  |  |  | No | R-410A | 1.8833 | Residential & Commercial | Ducted CEE Tier 1
214075392 | Central HP <5.4 tons | RUSSELL | HRCU-A-CB (Split System: Heat Pump with Remote Outdoor Unit-Air-Source) | RD17AZ60AJ3N |  |  | TCFZ6024STANM | S97MV1155A24DHS | 55000 | 18 | 8.1 | 54000 | 49500 | 91.67% | 1.75 | 0 | 10 |  |  |  | No | R-410A | 4.5833 | Residential & Commercial | Ducted CEE Tier 1
214075394 | Central HP <5.4 tons | RUSSELL | HRCU-A-CB (Split System: Heat Pump with Remote Outdoor Unit-Air-Source) | RD17AZ60AJ3N |  |  | TCFZ6024STANM | S97MV0855A21DHS | 55000 | 18 | 8.1 | 54000 | 49500 | 91.67% | 1.75 | 0 | 10 |  |  |  | No | R-410A | 4.5833 | Residential & Commercial | Ducted CEE Tier 1
212977720 | Central HP <5.4 tons | PAYNE HEATING AND COOLING | HRCU-A-CB (Split System: Heat Pump with Remote Outdoor Unit-Air-Source) | 38MURAQ18AB3* |  |  | CAP**2414AL* | PG80MS(A,L)A36045A** | 17500 | 16.5 | 8.5 | 18400 | 19500 | 106% | 2.34 | 0 | 10.5 |  |  |  | No | R-410A | 1.4583 | Residential & Commercial | Ducted CEE Tier 1
212978754 | Central HP <5.4 tons | PAYNE HEATING AND COOLING | HRCU-A-CB (Split System: Heat Pump with Remote Outdoor Unit-Air-Source) | 38MURAQ18AB3* |  |  | CAP**2417AL* | PG80MS(A,L)A36070B** | 17500 | 16.5 | 8.5 | 18400 | 19500 | 106% | 2.34 | 0 | 10.5 |  |  |  | No | R-410A | 1.4583 | Residential & Commercial | Ducted CEE Tier 1
213771439 | Central HP <5.4 tons | ARCOAIRE | HRCU-A-CB (Split System: Heat Pump with Remote Outdoor Unit-Air-Source) | HVH825GKA2* |  |  | EA*4X43L21A*+WALLCON | *80CTL0451712B* | 24200 | 16.5 | 8.1 | 21200 | 16700 | 78.77% | 2.02 | 0 | 10.5 |  |  |  | No | R-410A | 2.0167 | Residential & Commercial | Ducted CEE Tier 1
213771089 | Central HP <5.4 tons | ARCOAIRE | HRCU-A-CB (Split System: Heat Pump with Remote Outdoor Unit-Air-Source) | HVH825GKA2* |  |  | EA*4X37L17A*+WALLCON | *97CMN0801714B* | 24200 | 16 | 8.1 | 21400 | 16700 | 78.04% | 2 | 0 | 11 |  |  |  | No | R-410A | 2.0167 | Residential & Commercial | Ducted CEE Tier 1
213770739 | Central HP <5.4 tons | ARCOAIRE | HRCU-A-CB (Split System: Heat Pump with Remote Outdoor Unit-Air-Source) | HVH825GKA2* |  |  | EA*4X30L17A*+WALLCON | *80CTL0901716B* | 23600 | 16.5 | 8.1 | 21400 | 16700 | 78.04% | 1.92 | 0 | 11 |  |  |  | No | R-410A | 1.9667 | Residential & Commercial | Ducted CEE Tier 1
213772279 | Central HP <5.4 tons | ARCOAIRE | HRCU-A-CB (Split System: Heat Pump with Remote Outdoor Unit-Air-Source) | HVH825GKA2* |  |  | EHD4X42AAL+WALLCON | *80CTL0701716B* | 24200 | 16 | 8.1 | 21400 | 16600 | 77.57% | 2 | 0 | 10.5 |  |  |  | No | R-410A | 2.0167 | Residential & Commercial | Ducted CEE Tier 1
213771709 | Central HP <5.4 tons | ARCOAIRE | HRCU-A-CB (Split System: Heat Pump with Remote Outdoor Unit-Air-Source) | HVH825GKA2* |  |  | EA*4X48L24A*+WALLCON | *97CMN1002122B* | 24200 | 16.5 | 8.1 | 21000 | 16500 | 78.57% | 2.02 | 0 | 11 |  |  |  | No | R-410A | 2.0167 | Residential & Commercial | Ducted CEE Tier 1
213771729 | Central HP <5.4 tons | ARCOAIRE | HRCU-A-CB (Split System: Heat Pump with Remote Outdoor Unit-Air-Source) | HVH825GKA2* |  |  | EA*4X48L24A*+WALLCON | *96CTN1002122B* | 24200 | 16.5 | 8.1 | 21000 | 16500 | 78.57% | 2.02 | 0 | 11 |  |  |  | No | R-410A | 2.0167 | Residential & Commercial | Ducted CEE Tier 1
215937008 | Central HP <5.4 tons | ARCOAIRE | HRCU-A-CB (Split System: Heat Pump with Remote Outdoor Unit-Air-Source) | H5H3V48*K*AAA* |  |  | EVM5X48M21A*+WALLCON | *80CTL0901716B* | 43500 | 20 | 8.1 | 52500 | 37600 | 71.62% | 2 | 0 | 11.5 |  |  |  | No | R-454B | 3.625 | Residential & Commercial | Ducted CEE Tier 1
215937878 | Central HP <5.4 tons | ARCOAIRE | HRCU-A-CB (Split System: Heat Pump with Remote Outdoor Unit-Air-Source) | H5H3V48*K*AAA* |  |  | EVD5X48M24A*+WALLCON | *80CTL0702120B* | 44500 | 20 | 8.1 | 52500 | 38500 | 73.33% | 1.9 | 0 | 11 |  |  |  | No | R-454B | 3.7083 | Residential & Commercial | Ducted CEE Tier 1
215937328 | Central HP <5.4 tons | ARCOAIRE | HRCU-A-CB (Split System: Heat Pump with Remote Outdoor Unit-Air-Source) | H5H3V48*K*AAA* |  |  | EVM5X60M21A*+WALLCON | *80CTL0901716B* | 44500 | 20.5 | 8.1 | 53500 | 37600 | 70.28% | 1.95 | 0 | 11.5 |  |  |  | No | R-454B | 3.7083 | Residential & Commercial | Ducted CEE Tier 1
215937748 | Central HP <5.4 tons | ARCOAIRE | HRCU-A-CB (Split System: Heat Pump with Remote Outdoor Unit-Air-Source) | H5H3V48*K*AAA* |  |  | EVD5X48M21A*+WALLCON | *80CTL0901716B* | 43500 | 20 | 8.1 | 52500 | 37600 | 71.62% | 2 | 0 | 11.5 |  |  |  | No | R-454B | 3.625 | Residential & Commercial | Ducted CEE Tier 1
210589392 | Central HP <5.4 tons | RUSSELL | HRCU-A-CB (Split System: Heat Pump with Remote Outdoor Unit-Air-Source) | SP18AZ36AJVC |  |  | TCFZ6021SEAAM | S802VA075421Z | 34200 | 19 | 8.5 | 34200 | 43000 | 125.7% | 2.2 | 0 | 12.5 |  |  |  | No | R-410A | 2.85 | Residential & Commercial | Ducted CEE Tier 1
212609353 | Central HP <5.4 tons | RUSSELL | HRCU-A-CB (Split System: Heat Pump with Remote Outdoor Unit-Air-Source) | SP18AZ36AJVC |  |  | TCFZ6021SEAAM | S802V0504A17UHN | 34200 | 19 | 8.5 | 34200 | 43500 | 127.2% | 2.2 | 0 | 12.5 |  |  |  | No | R-410A | 2.85 | Residential & Commercial | Ducted CEE Tier 1
214075203 | Central HP <5.4 tons | RUSSELL | HRCU-A-CB (Split System: Heat Pump with Remote Outdoor Unit-Air-Source) | RD17AZ60AJ3N |  |  | TCFZ6024STANM | S802V1505A24UHS | 55500 | 18 | 8.1 | 53500 | 49000 | 91.59% | 1.75 | 0 | 10 |  |  |  | No | R-410A | 4.625 | Residential & Commercial | Ducted CEE Tier 1
214075230 | Central HP <5.4 tons | RUSSELL | HRCU-A-CB (Split System: Heat Pump with Remote Outdoor Unit-Air-Source) | RD17AZ60AJ3N |  |  | TCFZ6024STANM | S801V0755A21UHS | 55500 | 18 | 8.1 | 54000 | 49500 | 91.67% | 1.75 | 0 | 10 |  |  |  | No | R-410A | 4.625 | Residential & Commercial | Ducted CEE Tier 1
214075271 | Central HP <5.4 tons | RUSSELL | HRCU-A-CB (Split System: Heat Pump with Remote Outdoor Unit-Air-Source) | RD17AZ60AJ3N |  |  | TCFZ6024STANM | S802V0755A21UHS | 55500 | 18 | 8.1 | 54000 | 49500 | 91.67% | 1.75 | 0 | 10 |  |  |  | No | R-410A | 4.625 | Residential & Commercial | Ducted CEE Tier 1
214075278 | Central HP <5.4 tons | RUSSELL | HRCU-A-CB (Split System: Heat Pump with Remote Outdoor Unit-Air-Source) | RD17AZ60AJ3N |  |  | TCFZ6024STANM | S801V1255A24UH | 55500 | 18 | 8.1 | 53500 | 49000 | 91.59% | 1.75 | 0 | 10 |  |  |  | No | R-410A | 4.625 | Residential & Commercial | Ducted CEE Tier 1
214075307 | Central HP <5.4 tons | RUSSELL | HRCU-A-CB (Split System: Heat Pump with Remote Outdoor Unit-Air-Source) | RD17AZ60AJ3N |  |  | TCFZ6024STANM | S801V1005A21UHS | 55500 | 18 | 8.1 | 53500 | 49000 | 91.59% | 1.75 | 0 | 10 |  |  |  | No | R-410A | 4.625 | Residential & Commercial | Ducted CEE Tier 1
214075362 | Central HP <5.4 tons | RUSSELL | HRCU-A-CB (Split System: Heat Pump with Remote Outdoor Unit-Air-Source) | RD17AZ60AJ3N |  |  | TCFZ6024STANM | S97MV1005A21DHS | 55000 | 18 | 8.1 | 54000 | 49500 | 91.67% | 1.75 | 0 | 10 |  |  |  | No | R-410A | 4.5833 | Residential & Commercial | Ducted CEE Tier 1
214075425 | Central HP <5.4 tons | RUSSELL | HRCU-A-CB (Split System: Heat Pump with Remote Outdoor Unit-Air-Source) | RD17AZ24AJ3N |  |  | TCFZ2417MTANM | S921V0703A17M4S | 22600 | 17 | 9.5 | 22600 | 16900 | 74.78% | 2 | 0 | 11.2 |  |  |  | No | R-410A | 1.8833 | Residential & Commercial | Ducted CEE Tier 1
214075495 | Central HP <5.4 tons | RUSSELL | HRCU-A-CB (Split System: Heat Pump with Remote Outdoor Unit-Air-Source) | RD17AZ24AJ3N |  |  | TCFZ2417MTANM | S802V0754A17DZ | 22600 | 17 | 9.5 | 22600 | 16800 | 74.34% | 2.1 | 0 | 11.2 |  |  |  | No | R-410A | 1.8833 | Residential & Commercial | Ducted CEE Tier 1
215936518 | Central HP <5.4 tons | ARCOAIRE | HRCU-A-CB (Split System: Heat Pump with Remote Outdoor Unit-Air-Source) | H5H3V36*K*AAA* |  |  | EVD5X49M24A*+WALLCON | *97CMN1002122B* | 35400 | 22 | 8.5 | 38000 | 28400 | 74.74% | 2.04 | 0 | 12.5 |  |  |  | No | R-454B | 2.95 | Residential & Commercial | Ducted CEE Tier 1
215935918 | Central HP <5.4 tons | ARCOAIRE | HRCU-A-CB (Split System: Heat Pump with Remote Outdoor Unit-Air-Source) | H5H3V36*K*AAA* |  |  | EVD5X42M17A*+WALLCON | *97CMN0601714B* | 34200 | 20 | 8.5 | 38000 | 27400 | 72.11% | 2.08 | 0 | 11 |  |  |  | No | R-454B | 2.85 | Residential & Commercial | Ducted CEE Tier 1
215679597 | Central HP <5.4 tons | ARCOAIRE | HRCU-A-CB (Split System: Heat Pump with Remote Outdoor Unit-Air-Source) | H5H0V36*K*AAA* |  |  | EA*5X61M21A*+WALLCON | *96CTN0802120B* | 34800 | 18 | 9 | 34400 | 24800 | 72.09% | 1.92 | 0 | 10.5 |  |  |  | No | R-454B | 2.9 | Residential & Commercial | Ducted CEE Tier 1
215682457 | Central HP <5.4 tons | ARCOAIRE | HRCU-A-CB (Split System: Heat Pump with Remote Outdoor Unit-Air-Source) | H5H0V48*K*AAA* |  |  | EVD5X61M21A*+WALLCON | *80CSU0601716B* | 48500 | 19 | 9 | 50000 | 36800 | 73.6% | 2.1 | 0 | 10 |  |  |  | No | R-454B | 4.0417 | Residential & Commercial | Ducted CEE Tier 1
212969589 | Central HP <5.4 tons | ARCOAIRE | HRCU-A-CB (Split System: Heat Pump with Remote Outdoor Unit-Air-Source) | DLCURAH18ABK |  |  | EN(A,D)4X30L14** | *80VSL0451412B* | 17400 | 16.5 | 8.1 | 17900 | 18600 | 103.9% | 2.24 | 0 | 11 |  |  |  | No | R-410A | 1.45 | Residential & Commercial | Ducted CEE Tier 1
212977758 | Central HP <5.4 tons | ARCOAIRE | HRCU-A-CB (Split System: Heat Pump with Remote Outdoor Unit-Air-Source) | DLCURAH18ABK |  |  | EA*4X30L14A* | *80MS(N,L)0451412A* | 17600 | 16.5 | 8.5 | 18100 | 18700 | 103.3% | 2.24 | 0 | 10.5 |  |  |  | No | R-410A | 1.4667 | Residential & Commercial | Ducted CEE Tier 1
214572632 | Central HP <5.4 tons | ARCOAIRE | HRCU-A-CB (Split System: Heat Pump with Remote Outdoor Unit-Air-Source) | HVH837GKA** |  |  | EA*4X42L21A*+WALLCON | *97CMN0802120B* | 31800 | 17 | 8.5 | 32800 | 24400 | 74.39% | 1.9 | 0 | 11 |  |  |  | No | R-410A | 2.65 | Residential & Commercial | Ducted CEE Tier 1
214573182 | Central HP <5.4 tons | ARCOAIRE | HRCU-A-CB (Split System: Heat Pump with Remote Outdoor Unit-Air-Source) | HVH837GKA** |  |  | EHD4X42AAL+WALLCON | *96CTN0802120B* | 32600 | 17.5 | 8.5 | 32800 | 24800 | 75.61% | 1.96 | 0 | 11 |  |  |  | No | R-410A | 2.7167 | Residential & Commercial | Ducted CEE Tier 1
212981860 | Central HP <5.4 tons | ARCOAIRE | HRCU-A-CB (Split System: Heat Pump with Remote Outdoor Unit-Air-Source) | DLCURAH18ABK |  |  | EA*4X30L17A* | *80MSU1002120A* | 17500 | 16 | 8.5 | 18100 | 18700 | 103.3% | 2.24 | 0 | 10.5 |  |  |  | No | R-410A | 1.4583 | Residential & Commercial | Ducted CEE Tier 1
214573002 | Central HP <5.4 tons | ARCOAIRE | HRCU-A-CB (Split System: Heat Pump with Remote Outdoor Unit-Air-Source) | HVH837GKA** |  |  | EA*4X61L21A*+WALLCON | *96CTN0802120B* | 33200 | 18.5 | 8.5 | 31800 | 24800 | 77.99% | 2 | 0 | 11.5 |  |  |  | No | R-410A | 2.7667 | Residential & Commercial | Ducted CEE Tier 1
214572552 | Central HP <5.4 tons | ARCOAIRE | HRCU-A-CB (Split System: Heat Pump with Remote Outdoor Unit-Air-Source) | HVH837GKA** |  |  | EA*4X37L21A*+WALLCON | *95CSU1002122B* | 33000 | 17.5 | 8.5 | 32600 | 25000 | 76.69% | 2 | 0 | 11.5 |  |  |  | No | R-410A | 2.75 | Residential & Commercial | Ducted CEE Tier 1
214075318 | Central HP <5.4 tons | RUSSELL | HRCU-A-CB (Split System: Heat Pump with Remote Outdoor Unit-Air-Source) | RD17AZ60AJ3N |  |  | TCFZ6024STANM | S951V1155A24M4S | 55500 | 18 | 8.1 | 54000 | 49000 | 90.74% | 1.75 | 0 | 10 |  |  |  | No | R-410A | 4.625 | Residential & Commercial | Ducted CEE Tier 1
214075383 | Central HP <5.4 tons | RUSSELL | HRCU-A-CB (Split System: Heat Pump with Remote Outdoor Unit-Air-Source) | RD17AZ60AJ3N |  |  | TCFZ6024STANM | S98MV0855A21UPS | 55000 | 18 | 8.1 | 54000 | 49500 | 91.67% | 1.75 | 0 | 10 |  |  |  | No | R-410A | 4.5833 | Residential & Commercial | Ducted CEE Tier 1
214075250 | Central HP <5.4 tons | RUSSELL | HRCU-A-CB (Split System: Heat Pump with Remote Outdoor Unit-Air-Source) | RD17AZ60AJ3N |  |  | TCFZ6024STANM | S801V1005A21UHN | 55500 | 18 | 8.1 | 53500 | 49000 | 91.59% | 1.75 | 0 | 10 |  |  |  | No | R-410A | 4.625 | Residential & Commercial | Ducted CEE Tier 1
214075266 | Central HP <5.4 tons | RUSSELL | HRCU-A-CB (Split System: Heat Pump with Remote Outdoor Unit-Air-Source) | RD17AZ60AJ3N |  |  | TCFZ6024STANM | S802V1005A21UHS | 55500 | 18 | 8.1 | 53500 | 49000 | 91.59% | 1.75 | 0 | 10 |  |  |  | No | R-410A | 4.625 | Residential & Commercial | Ducted CEE Tier 1
213772539 | Central HP <5.4 tons | ARCOAIRE | HRCU-A-CB (Split System: Heat Pump with Remote Outdoor Unit-Air-Source) | HVH825GKA2* |  |  | EHD4X48AAL+WALLCON | *97CMN1202422B* | 24200 | 16 | 8.1 | 21200 | 16600 | 78.3% | 2.02 | 0 | 10.5 |  |  |  | No | R-410A | 2.0167 | Residential & Commercial | Ducted CEE Tier 1
214097628 | Central HP <5.4 tons | RUSSELL | HRCU-A-CB (Split System: Heat Pump with Remote Outdoor Unit-Air-Source) | RD17AZ48AJ3N |  |  | TCFZ6024SEANM | S801V0755A21DZ | 45500 | 17 | 8.1 | 45500 | 40000 | 87.91% | 2.1 | 0 | 10 |  |  |  | No | R-410A | 3.7917 | Residential & Commercial | Ducted CEE Tier 1
215366205 | Central HP <5.4 tons | RUSSELL | HRCU-A-CB (Split System: Heat Pump with Remote Outdoor Unit-Air-Source) | RD17AZ48AJ3N |  |  | SH3VZ6024STACN |  | 45500 | 17 | 8.1 | 45500 | 40000 | 87.91% | 2.1 | 0 | 11.7 |  |  |  | No | R-410A | 3.7917 | Residential & Commercial | Ducted CEE Tier 1
213771419 | Central HP <5.4 tons | ARCOAIRE | HRCU-A-CB (Split System: Heat Pump with Remote Outdoor Unit-Air-Source) | HVH825GKA2* |  |  | EA*4X42L24A*+WALLCON | *96CTN1002122B* | 23800 | 16.5 | 8.1 | 21400 | 16600 | 77.57% | 1.96 | 0 | 11 |  |  |  | No | R-410A | 1.9833 | Residential & Commercial | Ducted CEE Tier 1
214075552 | Central HP <5.4 tons | RUSSELL | HRCU-A-CB (Split System: Heat Pump with Remote Outdoor Unit-Air-Source) | RD17AZ24AJ3N |  |  | TCFZ2417MTANM | S97MV0703A17DHS | 22600 | 17 | 9.5 | 22600 | 16900 | 74.78% | 2 | 0 | 11.2 |  |  |  | No | R-410A | 1.8833 | Residential & Commercial | Ducted CEE Tier 1
214075414 | Central HP <5.4 tons | RUSSELL | HRCU-A-CB (Split System: Heat Pump with Remote Outdoor Unit-Air-Source) | RD17AZ24AJ3N |  |  | TCFZ2417MTANM | S801V0503A14DZ | 22600 | 17 | 9.5 | 22600 | 16800 | 74.34% | 2 | 0 | 11.2 |  |  |  | No | R-410A | 1.8833 | Residential & Commercial | Ducted CEE Tier 1
214075464 | Central HP <5.4 tons | RUSSELL | HRCU-A-CB (Split System: Heat Pump with Remote Outdoor Unit-Air-Source) | RD17AZ24AJ3N |  |  | TCFZ2417MTANM | S801V0704A17UHU | 22600 | 17 | 9.5 | 22600 | 16900 | 74.78% | 2 | 0 | 11.2 |  |  |  | No | R-410A | 1.8833 | Residential & Commercial | Ducted CEE Tier 1
210470423 | Central HP <5.4 tons | ARCOAIRE | HRCU-A-CB (Split System: Heat Pump with Remote Outdoor Unit-Air-Source) | HVH837GKA2* |  |  | EA*4X61L21A*+WALLCON | *80CSU1002120A* | 33200 | 17 | 8.1 | 32200 | 24800 | 77.02% | 1.98 | 0 | 11.5 |  |  |  | No | R-410A | 2.7667 | Residential & Commercial | Ducted CEE Tier 1
210471226 | Central HP <5.4 tons | ARCOAIRE | HRCU-A-CB (Split System: Heat Pump with Remote Outdoor Unit-Air-Source) | HVH837GKA2* |  |  | EHD4X60AAL+WALLCON | *97CMN0801714A* | 32800 | 16.5 | 8.1 | 32600 | 25200 | 77.3% | 1.98 | 0 | 11 |  |  |  | No | R-410A | 2.7333 | Residential & Commercial | Ducted CEE Tier 1
213607636 | Central HP <5.4 tons | ARCOAIRE | HRCU-A-CB (Split System: Heat Pump with Remote Outdoor Unit-Air-Source) | DLCURAH24ABK |  |  | FTMA4B36L0C* |  | 24600 | 17.5 | 9 | 25800 | 22400 | 86.82% | 1.86 | 0 | 10.5 |  |  |  | No | R-410A | 2.05 | Residential & Commercial | Ducted CEE Tier 1
213607651 | Central HP <5.4 tons | ARCOAIRE | HRCU-A-CB (Split System: Heat Pump with Remote Outdoor Unit-Air-Source) | DLCURAH24ABK |  |  | FTMA4X24L0B* |  | 24600 | 17 | 9.5 | 26000 | 22200 | 85.38% | 1.84 | 0 | 10 |  |  |  | No | R-410A | 2.05 | Residential & Commercial | Ducted CEE Tier 1
214571232 | Central HP <5.4 tons | ARCOAIRE | HRCU-A-CB (Split System: Heat Pump with Remote Outdoor Unit-Air-Source) | HVH825GKA3* |  |  | EN(A,D,W)4X48L21**+WALLCON | *95CSU1002122B* | 24200 | 17 | 8.1 | 21200 | 16600 | 78.3% | 2.02 | 0 | 11.5 |  |  |  | No | R-410A | 2.0167 | Residential & Commercial | Ducted CEE Tier 1
214573362 | Central HP <5.4 tons | ARCOAIRE | HRCU-A-CB (Split System: Heat Pump with Remote Outdoor Unit-Air-Source) | HVH837GKA** |  |  | EN(A,D)4X36L21**+WALLCON | *96CTN0802120B* | 31400 | 17 | 8.1 | 33000 | 24000 | 72.73% | 1.84 | 0 | 11 |  |  |  | No | R-410A | 2.6167 | Residential & Commercial | Ducted CEE Tier 1
214572762 | Central HP <5.4 tons | ARCOAIRE | HRCU-A-CB (Split System: Heat Pump with Remote Outdoor Unit-Air-Source) | HVH837GKA** |  |  | EA*4X43L21A*+WALLCON | *96CTN0802120B* | 33000 | 18.5 | 8.5 | 32600 | 25000 | 76.69% | 2 | 0 | 11.5 |  |  |  | No | R-410A | 2.75 | Residential & Commercial | Ducted CEE Tier 1
214572962 | Central HP <5.4 tons | ARCOAIRE | HRCU-A-CB (Split System: Heat Pump with Remote Outdoor Unit-Air-Source) | HVH837GKA** |  |  | EA*4X61L21A*+WALLCON | *95CSU0802120B* | 33200 | 17.5 | 8.5 | 32000 | 25000 | 78.12% | 2 | 0 | 11.5 |  |  |  | No | R-410A | 2.7667 | Residential & Commercial | Ducted CEE Tier 1
214572542 | Central HP <5.4 tons | ARCOAIRE | HRCU-A-CB (Split System: Heat Pump with Remote Outdoor Unit-Air-Source) | HVH837GKA** |  |  | EA*4X37L21A*+WALLCON | *95CSU0802120B* | 32800 | 17.5 | 8.5 | 32800 | 25200 | 76.83% | 2 | 0 | 11 |  |  |  | No | R-410A | 2.7333 | Residential & Commercial | Ducted CEE Tier 1
210472846 | Central HP <5.4 tons | ARCOAIRE | HRCU-A-CB (Split System: Heat Pump with Remote Outdoor Unit-Air-Source) | HVH825GKA3* |  |  | EA*4X42L21A*+WALLCON | *80CSU0401712A* | 23800 | 17 | 8.1 | 21400 | 16600 | 77.57% | 1.96 | 0 | 11 |  |  |  | No | R-410A | 1.9833 | Residential & Commercial | Ducted CEE Tier 1
214075187 | Central HP <5.4 tons | RUSSELL | HRCU-A-CB (Split System: Heat Pump with Remote Outdoor Unit-Air-Source) | RD17AZ60AJ3N |  |  | TCFZ6024STANM | S801V1005A21UHU | 55500 | 18 | 8.1 | 54000 | 49000 | 90.74% | 1.75 | 0 | 10 |  |  |  | No | R-410A | 4.625 | Residential & Commercial | Ducted CEE Tier 1
214075214 | Central HP <5.4 tons | RUSSELL | HRCU-A-CB (Split System: Heat Pump with Remote Outdoor Unit-Air-Source) | RD17AZ60AJ3N |  |  | TCFZ6024STANM | S802V1005A21DZ | 55500 | 18 | 8.1 | 53500 | 49000 | 91.59% | 1.75 | 0 | 10 |  |  |  | No | R-410A | 4.625 | Residential & Commercial | Ducted CEE Tier 1
212973865 | Central HP <5.4 tons | ARCOAIRE | HRCU-A-CB (Split System: Heat Pump with Remote Outdoor Unit-Air-Source) | DLCURAH24ABK |  |  | EA*4X36L21A* | *96VSN0801716B* | 23600 | 17 | 8.5 | 26200 | 24000 | 91.6% | 2 | 0 | 10 |  |  |  | No | R-410A | 1.9667 | Residential & Commercial | Ducted CEE Tier 1
212974115 | Central HP <5.4 tons | ARCOAIRE | HRCU-A-CB (Split System: Heat Pump with Remote Outdoor Unit-Air-Source) | DLCURAH24ABK |  |  | EN(A,D)4X36L21** | *96VSN0802120B* | 23800 | 17 | 8.5 | 26400 | 24000 | 90.91% | 1.98 | 0 | 10.5 |  |  |  | No | R-410A | 1.9833 | Residential & Commercial | Ducted CEE Tier 1
212975335 | Central HP <5.4 tons | ARCOAIRE | HRCU-A-CB (Split System: Heat Pump with Remote Outdoor Unit-Air-Source) | DLCURAH24ABK |  |  | EN(A,D)4X24L17** | *96VTN0401712B* | 23200 | 15.5 | 8.5 | 27000 | 25000 | 92.59% | 2.06 | 0 | 10 |  |  |  | No | R-410A | 1.9333 | Residential & Commercial | Ducted CEE Tier 1
212975368 | Central HP <5.4 tons | ARCOAIRE | HRCU-A-CB (Split System: Heat Pump with Remote Outdoor Unit-Air-Source) | DLCURAH24ABK |  |  | EN(A,D)4X36L21** | *96VTN0401712B* | 23200 | 16 | 8.1 | 26200 | 24800 | 94.66% | 2.06 | 0 | 10 |  |  |  | No | R-410A | 1.9333 | Residential & Commercial | Ducted CEE Tier 1
212975687 | Central HP <5.4 tons | ARCOAIRE | HRCU-A-CB (Split System: Heat Pump with Remote Outdoor Unit-Air-Source) | DLCURAH24ABK |  |  | EA*4X36L17A* | *96VTN0601412B* | 23600 | 17 | 8.5 | 26200 | 24000 | 91.6% | 2 | 0 | 10 |  |  |  | No | R-410A | 1.9667 | Residential & Commercial | Ducted CEE Tier 1
212976391 | Central HP <5.4 tons | ARCOAIRE | HRCU-A-CB (Split System: Heat Pump with Remote Outdoor Unit-Air-Source) | DLCURAH24ABK |  |  | EA*4X36L21A* | *96VTN0802120B* | 24000 | 17 | 8.5 | 26400 | 23400 | 88.64% | 1.94 | 0 | 10 |  |  |  | No | R-410A | 2 | Residential & Commercial | Ducted CEE Tier 1
212976991 | Central HP <5.4 tons | ARCOAIRE | HRCU-A-CB (Split System: Heat Pump with Remote Outdoor Unit-Air-Source) | DLCURAH24ABK |  |  | EA*4X37L21A* | *96VTN1002122B* | 24600 | 17.5 | 8.5 | 25200 | 21200 | 84.13% | 1.78 | 0 | 10.5 |  |  |  | No | R-410A | 2.05 | Residential & Commercial | Ducted CEE Tier 1
212976023 | Central HP <5.4 tons | ARCOAIRE | HRCU-A-CB (Split System: Heat Pump with Remote Outdoor Unit-Air-Source) | DLCURAH24ABK |  |  | EA*4X30L17A* | *96VTN0801716B* | 23400 | 17 | 8.5 | 26200 | 25000 | 95.42% | 2.08 | 0 | 10 |  |  |  | No | R-410A | 1.95 | Residential & Commercial | Ducted CEE Tier 1
213771469 | Central HP <5.4 tons | ARCOAIRE | HRCU-A-CB (Split System: Heat Pump with Remote Outdoor Unit-Air-Source) | HVH825GKA2* |  |  | EA*4X43L21A*+WALLCON | *80CTL0902120B* | 24400 | 17 | 8.5 | 21200 | 16600 | 78.3% | 2.04 | 0 | 11 |  |  |  | No | R-410A | 2.0333 | Residential & Commercial | Ducted CEE Tier 1
213771149 | Central HP <5.4 tons | ARCOAIRE | HRCU-A-CB (Split System: Heat Pump with Remote Outdoor Unit-Air-Source) | HVH825GKA2* |  |  | EA*4X37L21A*+WALLCON | *80CTL0901716B* | 24600 | 17 | 8.5 | 21000 | 16600 | 79.05% | 2.02 | 0 | 11 |  |  |  | No | R-410A | 2.05 | Residential & Commercial | Ducted CEE Tier 1
213771169 | Central HP <5.4 tons | ARCOAIRE | HRCU-A-CB (Split System: Heat Pump with Remote Outdoor Unit-Air-Source) | HVH825GKA2* |  |  | EA*4X37L21A*+WALLCON | *80CTL1102120B* | 24400 | 17 | 8.5 | 21200 | 16600 | 78.3% | 2.04 | 0 | 11 |  |  |  | No | R-410A | 2.0333 | Residential & Commercial | Ducted CEE Tier 1
213771219 | Central HP <5.4 tons | ARCOAIRE | HRCU-A-CB (Split System: Heat Pump with Remote Outdoor Unit-Air-Source) | HVH825GKA2* |  |  | EA*4X37L21A*+WALLCON | *96CTN0601714B* | 24400 | 16.5 | 8.1 | 21200 | 16700 | 78.77% | 2.02 | 0 | 11 |  |  |  | No | R-410A | 2.0333 | Residential & Commercial | Ducted CEE Tier 1
213771019 | Central HP <5.4 tons | ARCOAIRE | HRCU-A-CB (Split System: Heat Pump with Remote Outdoor Unit-Air-Source) | HVH825GKA2* |  |  | EA*4X36L21A*+WALLCON | *96CTN1002122B* | 23600 | 16.5 | 8.1 | 21400 | 16600 | 77.57% | 1.94 | 0 | 11 |  |  |  | No | R-410A | 1.9667 | Residential & Commercial | Ducted CEE Tier 1
213772569 | Central HP <5.4 tons | ARCOAIRE | HRCU-A-CB (Split System: Heat Pump with Remote Outdoor Unit-Air-Source) | HVH825GKA2* |  |  | EHD4X48AAL+WALLCON | *96CTN0801714B* | 24200 | 16 | 8.1 | 21400 | 16600 | 77.57% | 2.02 | 0 | 10.5 |  |  |  | No | R-410A | 2.0167 | Residential & Commercial | Ducted CEE Tier 1
210106916 | Central HP <5.4 tons | RUSSELL | HRCU-A-CB (Split System: Heat Pump with Remote Outdoor Unit-Air-Source) | SP18AZ24AJVC |  |  | TCFZ2421HEAAM | S962V0703A17M4S | 22800 | 20 | 8.5 | 22800 | 26000 | 114% | 2.1 | 0 | 12.5 |  |  |  | No | R-410A | 1.9 | Residential & Commercial | Ducted CEE Tier 1
213163964 | Central HP <5.4 tons | RUSSELL | HRCU-A-CB (Split System: Heat Pump with Remote Outdoor Unit-Air-Source) | SP18AZ24AJVC |  |  | TCFZ2421HEAAM | S98MV0855A21UPS | 22800 | 20 | 8.5 | 22800 | 26000 | 114% | 2.1 | 0 | 12.5 |  |  |  | No | R-410A | 1.9 | Residential & Commercial | Ducted CEE Tier 1
214066715 | Central HP <5.4 tons | RUSSELL | HRCU-A-CB (Split System: Heat Pump with Remote Outdoor Unit-Air-Source) | RD17AZ36AJ3N |  |  | TCFZ3621MTANM | S921V1005A21M4S | 34200 | 17 | 8.1 | 34200 | 29600 | 86.55% | 1.9 | 0 | 10 |  |  |  | No | R-410A | 2.85 | Residential & Commercial | Ducted CEE Tier 1
214066592 | Central HP <5.4 tons | RUSSELL | HRCU-A-CB (Split System: Heat Pump with Remote Outdoor Unit-Air-Source) | RD17AZ36AJ3N |  |  | TCFZ3621MTANM | S801V0755A21UHN | 34200 | 18 | 8.1 | 34200 | 29400 | 85.96% | 2 | 0 | 11.7 |  |  |  | No | R-410A | 2.85 | Residential & Commercial | Ducted CEE Tier 1
213771069 | Central HP <5.4 tons | ARCOAIRE | HRCU-A-CB (Split System: Heat Pump with Remote Outdoor Unit-Air-Source) | HVH825GKA2* |  |  | EA*4X37L17A*+WALLCON | *95CSU0601716B* | 24200 | 16.5 | 8.1 | 21400 | 16700 | 78.04% | 2 | 0 | 10.5 |  |  |  | No | R-410A | 2.0167 | Residential & Commercial | Ducted CEE Tier 1
213771119 | Central HP <5.4 tons | ARCOAIRE | HRCU-A-CB (Split System: Heat Pump with Remote Outdoor Unit-Air-Source) | HVH825GKA2* |  |  | EA*4X37L17A*+WALLCON | *96CTN0801714B* | 24200 | 16.5 | 8.1 | 21400 | 16700 | 78.04% | 2 | 0 | 11 |  |  |  | No | R-410A | 2.0167 | Residential & Commercial | Ducted CEE Tier 1
213770549 | Central HP <5.4 tons | ARCOAIRE | HRCU-A-CB (Split System: Heat Pump with Remote Outdoor Unit-Air-Source) | HVH825GKA2* |  |  | EA*4X24L17A*+WALLCON | *97CMN0801714B* | 23200 | 16 | 8.1 | 22000 | 16800 | 76.36% | 1.9 | 0 | 10.5 |  |  |  | No | R-410A | 1.9333 | Residential & Commercial | Ducted CEE Tier 1
214242509 | Central HP <5.4 tons | ARCOAIRE | HRCU-A-CB (Split System: Heat Pump with Remote Outdoor Unit-Air-Source) | HVH825GKA2* |  |  | EN(A,D)4X24L17**+WALLCON | *96CTN0801714B* | 23200 | 16 | 8.1 | 22000 | 16900 | 76.82% | 1.92 | 0 | 10.5 |  |  |  | No | R-410A | 1.9333 | Residential & Commercial | Ducted CEE Tier 1
213770679 | Central HP <5.4 tons | ARCOAIRE | HRCU-A-CB (Split System: Heat Pump with Remote Outdoor Unit-Air-Source) | HVH825GKA2* |  |  | EA*4X25L17A*+WALLCON | *96CTN0801714B* | 24200 | 16.5 | 8.1 | 21400 | 16700 | 78.04% | 2.02 | 0 | 11 |  |  |  | No | R-410A | 2.0167 | Residential & Commercial | Ducted CEE Tier 1
214075231 | Central HP <5.4 tons | RUSSELL | HRCU-A-CB (Split System: Heat Pump with Remote Outdoor Unit-Air-Source) | RD17AZ60AJ3N |  |  | TCFZ6024STANM | S801VA100521M | 55000 | 18 | 8.1 | 54000 | 49500 | 91.67% | 1.75 | 0 | 10 |  |  |  | No | R-410A | 4.5833 | Residential & Commercial | Ducted CEE Tier 1
214075304 | Central HP <5.4 tons | RUSSELL | HRCU-A-CB (Split System: Heat Pump with Remote Outdoor Unit-Air-Source) | RD17AZ60AJ3N |  |  | TCFZ6024STANM | S802V0755A21DZ | 55500 | 18 | 8.1 | 54000 | 49000 | 90.74% | 1.75 | 0 | 10 |  |  |  | No | R-410A | 4.625 | Residential & Commercial | Ducted CEE Tier 1
214075397 | Central HP <5.4 tons | RUSSELL | HRCU-A-CB (Split System: Heat Pump with Remote Outdoor Unit-Air-Source) | RD17AZ60AJ3N |  |  | TCFZ6024STANM | S962V1155A24M4S | 55500 | 18 | 8.1 | 54000 | 49000 | 90.74% | 1.75 | 0 | 10 |  |  |  | No | R-410A | 4.625 | Residential & Commercial | Ducted CEE Tier 1
214075297 | Central HP <5.4 tons | RUSSELL | HRCU-A-CB (Split System: Heat Pump with Remote Outdoor Unit-Air-Source) | RD17AZ60AJ3N |  |  | TCFZ6024STANM | S802V0755A21UHN | 55500 | 18 | 8.1 | 54000 | 49500 | 91.67% | 1.75 | 0 | 10 |  |  |  | No | R-410A | 4.625 | Residential & Commercial | Ducted CEE Tier 1
214075342 | Central HP <5.4 tons | RUSSELL | HRCU-A-CB (Split System: Heat Pump with Remote Outdoor Unit-Air-Source) | RD17AZ60AJ3N |  |  | TCFZ6024STANM | S921V0855A21M4S | 55000 | 17 | 8.1 | 54000 | 49500 | 91.67% | 1.75 | 0 | 10 |  |  |  | No | R-410A | 4.5833 | Residential & Commercial | Ducted CEE Tier 1
214075193 | Central HP <5.4 tons | RUSSELL | HRCU-A-CB (Split System: Heat Pump with Remote Outdoor Unit-Air-Source) | RD17AZ60AJ3N |  |  | TCFZ6024STANM | S802V1505A24UHN | 55500 | 18 | 8.1 | 53500 | 49000 | 91.59% | 1.75 | 0 | 10 |  |  |  | No | R-410A | 4.625 | Residential & Commercial | Ducted CEE Tier 1
214075194 | Central HP <5.4 tons | RUSSELL | HRCU-A-CB (Split System: Heat Pump with Remote Outdoor Unit-Air-Source) | RD17AZ60AJ3N |  |  | TCFZ6024STANM | S801V1505A24UH | 55500 | 18 | 8.1 | 53500 | 49000 | 91.59% | 1.75 | 0 | 10 |  |  |  | No | R-410A | 4.625 | Residential & Commercial | Ducted CEE Tier 1
215682247 | Central HP <5.4 tons | ARCOAIRE | HRCU-A-CB (Split System: Heat Pump with Remote Outdoor Unit-Air-Source) | H5H0V48*K*AAA* |  |  | EVD5X49M24A*+WALLCON | *80CSU0802120B* | 48000 | 19 | 9 | 50000 | 36200 | 72.4% | 2.12 | 0 | 10 |  |  |  | No | R-454B | 4 | Residential & Commercial | Ducted CEE Tier 1
215682297 | Central HP <5.4 tons | ARCOAIRE | HRCU-A-CB (Split System: Heat Pump with Remote Outdoor Unit-Air-Source) | H5H0V48*K*AAA* |  |  | EVD5X60M21A*+WALLCON | *96CTN0802120B* | 48000 | 19 | 9 | 50000 | 36800 | 73.6% | 2 | 0 | 10 |  |  |  | No | R-454B | 4 | Residential & Commercial | Ducted CEE Tier 1
215681827 | Central HP <5.4 tons | ARCOAIRE | HRCU-A-CB (Split System: Heat Pump with Remote Outdoor Unit-Air-Source) | H5H0V48*K*AAA* |  |  | EVM5X49M21A*+WALLCON | *80CSU0401712B* | 48000 | 18.5 | 9 | 50000 | 36600 | 73.2% | 2 | 0 | 10 |  |  |  | No | R-454B | 4 | Residential & Commercial | Ducted CEE Tier 1
215682187 | Central HP <5.4 tons | ARCOAIRE | HRCU-A-CB (Split System: Heat Pump with Remote Outdoor Unit-Air-Source) | H5H0V48*K*AAA* |  |  | EVD5X48M24A*+WALLCON | *80CSU0802120B* | 47500 | 18.5 | 9 | 50000 | 36000 | 72% | 2.02 | 0 | 10 |  |  |  | No | R-454B | 3.9583 | Residential & Commercial | Ducted CEE Tier 1
215682407 | Central HP <5.4 tons | ARCOAIRE | HRCU-A-CB (Split System: Heat Pump with Remote Outdoor Unit-Air-Source) | H5H0V48*K*AAA* |  |  | EVD5X60M24A*+WALLCON | *97CTN0802120A* | 48000 | 19 | 9 | 50000 | 36600 | 73.2% | 2 | 0 | 10 |  |  |  | No | R-454B | 4 | Residential & Commercial | Ducted CEE Tier 1
215676957 | Central HP <5.4 tons | ARCOAIRE | HRCU-A-CB (Split System: Heat Pump with Remote Outdoor Unit-Air-Source) | H5H0V48*K*AAA* |  |  | EVD5X61M24A*+WALLCON | *96CTN1202422B* | 48500 | 19.5 | 9.5 | 50000 | 36600 | 73.2% | 2.12 | 0 | 10.5 |  |  |  | No | R-454B | 4.0417 | Residential & Commercial | Ducted CEE Tier 1
215676807 | Central HP <5.4 tons | ARCOAIRE | HRCU-A-CB (Split System: Heat Pump with Remote Outdoor Unit-Air-Source) | H5H0V48*K*AAA* |  |  | EVD5X61M21A*+WALLCON | *97CMN0801714B* | 48000 | 18.5 | 9 | 50000 | 37400 | 74.8% | 1.98 | 0 | 10 |  |  |  | No | R-454B | 4 | Residential & Commercial | Ducted CEE Tier 1
214075423 | Central HP <5.4 tons | RUSSELL | HRCU-A-CB (Split System: Heat Pump with Remote Outdoor Unit-Air-Source) | RD17AZ24AJ3N |  |  | TCFZ2417MTANM | S921V0603A17M4S | 22600 | 17 | 9.5 | 22600 | 17000 | 75.22% | 2 | 0 | 10 |  |  |  | No | R-410A | 1.8833 | Residential & Commercial | Ducted CEE Tier 1
215676657 | Central HP <5.4 tons | ARCOAIRE | HRCU-A-CB (Split System: Heat Pump with Remote Outdoor Unit-Air-Source) | H5H0V48*K*AAA* |  |  | EVD5X60M24A*+WALLCON | *97CMN0602120B* | 47500 | 18.5 | 9 | 50000 | 37000 | 74% | 1.98 | 0 | 10 |  |  |  | No | R-454B | 3.9583 | Residential & Commercial | Ducted CEE Tier 1
215676607 | Central HP <5.4 tons | ARCOAIRE | HRCU-A-CB (Split System: Heat Pump with Remote Outdoor Unit-Air-Source) | H5H0V48*K*AAA* |  |  | EVD5X60M24A*+WALLCON | *80CTL0702120B* | 47500 | 19 | 9 | 50000 | 36800 | 73.6% | 2 | 0 | 10 |  |  |  | No | R-454B | 3.9583 | Residential & Commercial | Ducted CEE Tier 1
215676037 | Central HP <5.4 tons | ARCOAIRE | HRCU-A-CB (Split System: Heat Pump with Remote Outdoor Unit-Air-Source) | H5H0V48*K*AAA* |  |  | EVM5X61M24A*+WALLCON | *97CMN0602120B* | 48500 | 19 | 9 | 50000 | 37200 | 74.4% | 1.98 | 0 | 10 |  |  |  | No | R-454B | 4.0417 | Residential & Commercial | Ducted CEE Tier 1
215676307 | Central HP <5.4 tons | ARCOAIRE | HRCU-A-CB (Split System: Heat Pump with Remote Outdoor Unit-Air-Source) | H5H0V48*K*AAA* |  |  | EVD5X49M24A*+WALLCON | *80CTL0902120B* | 48000 | 19 | 9 | 50000 | 36400 | 72.8% | 2 | 0 | 10.5 |  |  |  | No | R-454B | 4 | Residential & Commercial | Ducted CEE Tier 1
215675937 | Central HP <5.4 tons | ARCOAIRE | HRCU-A-CB (Split System: Heat Pump with Remote Outdoor Unit-Air-Source) | H5H0V48*K*AAA* |  |  | EVM5X60M24A*+WALLCON | *97CMN1202422B* | 48000 | 19 | 9 | 50000 | 36600 | 73.2% | 2 | 0 | 10 |  |  |  | No | R-454B | 4 | Residential & Commercial | Ducted CEE Tier 1
215675587 | Central HP <5.4 tons | ARCOAIRE | HRCU-A-CB (Split System: Heat Pump with Remote Outdoor Unit-Air-Source) | H5H0V48*K*AAA* |  |  | EVM5X49M21A*+WALLCON | *95CSU0601716B* | 47500 | 18 | 9 | 50000 | 37200 | 74.4% | 1.98 | 0 | 10 |  |  |  | No | R-454B | 3.9583 | Residential & Commercial | Ducted CEE Tier 1
215222788 | Central HP <5.4 tons | RUSSELL | HRCU-A-CB (Split System: Heat Pump with Remote Outdoor Unit-Air-Source) | RD17AZ60AJ3N |  |  | TCFZ6021STAAM | S921T0705A21M4 | 54500 | 18 | 8.1 | 46500 | 33800 | 72.69% | 2 | 0 | 10 |  |  |  | No | R-410A | 4.5417 | Residential & Commercial | Ducted CEE Tier 1
214242869 | Central HP <5.4 tons | ARCOAIRE | HRCU-A-CB (Split System: Heat Pump with Remote Outdoor Unit-Air-Source) | HVH825GKA2* |  |  | END4X42L17**+WALLCON | *80CTL0701412B* | 24000 | 17 | 8.1 | 21400 | 16600 | 77.57% | 1.98 | 0 | 11 |  |  |  | No | R-410A | 2 | Residential & Commercial | Ducted CEE Tier 1
214242469 | Central HP <5.4 tons | ARCOAIRE | HRCU-A-CB (Split System: Heat Pump with Remote Outdoor Unit-Air-Source) | HVH825GKA2* |  |  | EN(A,D)4X24L17**+WALLCON | *97CMN0601714B* | 23200 | 15.5 | 8.1 | 22200 | 16900 | 76.13% | 1.92 | 0 | 10.5 |  |  |  | No | R-410A | 1.9333 | Residential & Commercial | Ducted CEE Tier 1
214097585 | Central HP <5.4 tons | RUSSELL | HRCU-A-CB (Split System: Heat Pump with Remote Outdoor Unit-Air-Source) | RD17AZ48AJ3N |  |  | TCFZ6024SEANM | S802VA075421M | 45500 | 16 | 8.1 | 45500 | 40500 | 89.01% | 2.1 | 0 | 10 |  |  |  | No | R-410A | 3.7917 | Residential & Commercial | Ducted CEE Tier 1
213770989 | Central HP <5.4 tons | ARCOAIRE | HRCU-A-CB (Split System: Heat Pump with Remote Outdoor Unit-Air-Source) | HVH825GKA2* |  |  | EA*4X36L21A*+WALLCON | *97CMN1002122B* | 23600 | 16.5 | 8.1 | 21400 | 16600 | 77.57% | 1.94 | 0 | 11 |  |  |  | No | R-410A | 1.9667 | Residential & Commercial | Ducted CEE Tier 1
215681427 | Central HP <5.4 tons | ARCOAIRE | HRCU-A-CB (Split System: Heat Pump with Remote Outdoor Unit-Air-Source) | H5H0V48*K*AAA* |  |  | EA*5X60M24A*+WALLCON | *97CTN1202422A* | 45000 | 18 | 9 | 47500 | 33600 | 70.74% | 2.06 | 0 | 10 |  |  |  | No | R-454B | 3.75 | Residential & Commercial | Ducted CEE Tier 1
215676697 | Central HP <5.4 tons | ARCOAIRE | HRCU-A-CB (Split System: Heat Pump with Remote Outdoor Unit-Air-Source) | H5H0V48*K*AAA* |  |  | EVD5X61M21A*+WALLCON | *80CSU1002120A* | 48500 | 19 | 9 | 50000 | 37000 | 74% | 2 | 0 | 10 |  |  |  | No | R-454B | 4.0417 | Residential & Commercial | Ducted CEE Tier 1
215674583 | Central HP <5.4 tons | ARCOAIRE | HRCU-A-CB (Split System: Heat Pump with Remote Outdoor Unit-Air-Source) | H5H0V48*K*AAA* |  |  | EA*5X61M24A*+WALLCON | *97CMN0802120B* | 46000 | 18 | 9 | 48000 | 33800 | 70.42% | 2.08 | 0 | 10 |  |  |  | No | R-454B | 3.8333 | Residential & Commercial | Ducted CEE Tier 1
215576405 | Central HP <5.4 tons | RUSSELL | HRCU-A-CB (Split System: Heat Pump with Remote Outdoor Unit-Air-Source) | SP19AY60AJVC |  |  | SHMVY6021SEACA |  | 54500 | 17.5 | 8.1 | 54500 | 53000 | 97.25% | 2 | 0 | 10.5 |  |  |  | No | R-454B | 4.5417 | Residential & Commercial | Ducted CEE Tier 1
216051300 | Central HP <5.4 tons | RUSSELL | HRCU-A-CB (Split System: Heat Pump with Remote Outdoor Unit-Air-Source) | SP19AY60AJVC |  |  | TCFY6021SEAAM | S98MV1005A21UP | 53500 | 17 | 10 | 53500 | 49000 | 91.59% | 2 | 0 | 10 |  |  |  | No | R-454B | 4.4583 | Residential & Commercial | Ducted CEE Tier 1
212988013 | Central HP <5.4 tons | PAYNE HEATING AND COOLING | HRCU-A-CB (Split System: Heat Pump with Remote Outdoor Unit-Air-Source) | 38MURAQ36AB3* |  |  | CAP**4824AL* | PG96MSAA60100C** | 36000 | 16.5 | 8.5 | 37800 | 34600 | 91.53% | 2.04 | 0 | 10 |  |  |  | No | R-410A | 3 | Residential & Commercial | Ducted CEE Tier 1
214066595 | Central HP <5.4 tons | RUSSELL | HRCU-A-CB (Split System: Heat Pump with Remote Outdoor Unit-Air-Source) | RD17AZ36AJ3N |  |  | TCFZ3621MTANM | S801V0754A17DZ | 34200 | 18 | 8.1 | 34200 | 29600 | 86.55% | 1.9 | 0 | 10 |  |  |  | No | R-410A | 2.85 | Residential & Commercial | Ducted CEE Tier 1
214066646 | Central HP <5.4 tons | RUSSELL | HRCU-A-CB (Split System: Heat Pump with Remote Outdoor Unit-Air-Source) | RD17AZ36AJ3N |  |  | TCFZ3621MTANM | S951V0403A17M4S | 34200 | 18 | 8.1 | 34200 | 29600 | 86.55% | 1.9 | 0 | 10 |  |  |  | No | R-410A | 2.85 | Residential & Commercial | Ducted CEE Tier 1
213163973 | Central HP <5.4 tons | RUSSELL | HRCU-A-CB (Split System: Heat Pump with Remote Outdoor Unit-Air-Source) | SP18AZ24AJVC |  |  | TCFZ2421HEAAM | S98MV1005A21UPS | 22800 | 20 | 8.5 | 22800 | 26000 | 114% | 2.1 | 0 | 12.5 |  |  |  | No | R-410A | 1.9 | Residential & Commercial | Ducted CEE Tier 1
213372372 | Central HP <5.4 tons | RUSSELL | HRCU-A-CB (Split System: Heat Pump with Remote Outdoor Unit-Air-Source) | SP18AZ24AJVC |  |  | TCFZ2421HEAAM | S951V0603A17UHU | 22800 | 20 | 8.5 | 22800 | 26200 | 114.9% | 2.1 | 0 | 12.5 |  |  |  | No | R-410A | 1.9 | Residential & Commercial | Ducted CEE Tier 1
215682367 | Central HP <5.4 tons | ARCOAIRE | HRCU-A-CB (Split System: Heat Pump with Remote Outdoor Unit-Air-Source) | H5H0V48*K*AAA* |  |  | EVD5X60M21A*+WALLCON | *97CTN1002122A* | 48000 | 19 | 9 | 50000 | 36600 | 73.2% | 2 | 0 | 10.5 |  |  |  | No | R-454B | 4 | Residential & Commercial | Ducted CEE Tier 1
215682517 | Central HP <5.4 tons | ARCOAIRE | HRCU-A-CB (Split System: Heat Pump with Remote Outdoor Unit-Air-Source) | H5H0V48*K*AAA* |  |  | EVD5X61M24A*+WALLCON | *96CTN0802120B* | 48500 | 19 | 9.5 | 50000 | 36800 | 73.6% | 2.1 | 0 | 10.5 |  |  |  | No | R-454B | 4.0417 | Residential & Commercial | Ducted CEE Tier 1
215682017 | Central HP <5.4 tons | ARCOAIRE | HRCU-A-CB (Split System: Heat Pump with Remote Outdoor Unit-Air-Source) | H5H0V48*K*AAA* |  |  | EVM5X60M24A*+WALLCON | *97CTN1002122A* | 48000 | 19 | 9 | 50000 | 36600 | 73.2% | 2 | 0 | 10 |  |  |  | No | R-454B | 4 | Residential & Commercial | Ducted CEE Tier 1
215676247 | Central HP <5.4 tons | ARCOAIRE | HRCU-A-CB (Split System: Heat Pump with Remote Outdoor Unit-Air-Source) | H5H0V48*K*AAA* |  |  | EVD5X48M24A*+WALLCON | *95CSU1002122B* | 47000 | 18.5 | 9 | 50000 | 36200 | 72.4% | 2.02 | 0 | 10 |  |  |  | No | R-454B | 3.9167 | Residential & Commercial | Ducted CEE Tier 1
215676647 | Central HP <5.4 tons | ARCOAIRE | HRCU-A-CB (Split System: Heat Pump with Remote Outdoor Unit-Air-Source) | H5H0V48*K*AAA* |  |  | EVD5X60M24A*+WALLCON | *95CSU1002122B* | 48000 | 19 | 9 | 50000 | 36400 | 72.8% | 2.02 | 0 | 10 |  |  |  | No | R-454B | 4 | Residential & Commercial | Ducted CEE Tier 1
216051248 | Central HP <5.4 tons | RUSSELL | HRCU-A-CB (Split System: Heat Pump with Remote Outdoor Unit-Air-Source) | SP19AY36AJVC |  |  | TCFY3621MEAAM | S962V0603A17M4 | 34200 | 20 | 10 | 34200 | 29600 | 86.55% | 2 | 0 | 12 |  |  |  | No | R-454B | 2.85 | Residential & Commercial | Ducted CEE Tier 1
215676297 | Central HP <5.4 tons | ARCOAIRE | HRCU-A-CB (Split System: Heat Pump with Remote Outdoor Unit-Air-Source) | H5H0V48*K*AAA* |  |  | EVD5X49M24A*+WALLCON | *80CTL0702120B* | 47500 | 19 | 9 | 50000 | 36800 | 73.6% | 2 | 0 | 10 |  |  |  | No | R-454B | 3.9583 | Residential & Commercial | Ducted CEE Tier 1
215676497 | Central HP <5.4 tons | ARCOAIRE | HRCU-A-CB (Split System: Heat Pump with Remote Outdoor Unit-Air-Source) | H5H0V48*K*AAA* |  |  | EVD5X60M21A*+WALLCON | *95CSU0601716B* | 47500 | 18 | 9 | 50000 | 37200 | 74.4% | 1.98 | 0 | 10 |  |  |  | No | R-454B | 3.9583 | Residential & Commercial | Ducted CEE Tier 1
215681467 | Central HP <5.4 tons | ARCOAIRE | HRCU-A-CB (Split System: Heat Pump with Remote Outdoor Unit-Air-Source) | H5H0V48*K*AAA* |  |  | EA*5X61M21A*+WALLCON | *80CSU0802120B* | 46000 | 18 | 9 | 47500 | 33400 | 70.32% | 2.08 | 0 | 10 |  |  |  | No | R-454B | 3.8333 | Residential & Commercial | Ducted CEE Tier 1
215681497 | Central HP <5.4 tons | ARCOAIRE | HRCU-A-CB (Split System: Heat Pump with Remote Outdoor Unit-Air-Source) | H5H0V48*K*AAA* |  |  | EA*5X61M21A*+WALLCON | *97CTN0802120A* | 46000 | 18 | 9 | 48000 | 33800 | 70.42% | 2.08 | 0 | 10 |  |  |  | No | R-454B | 3.8333 | Residential & Commercial | Ducted CEE Tier 1
215681567 | Central HP <5.4 tons | ARCOAIRE | HRCU-A-CB (Split System: Heat Pump with Remote Outdoor Unit-Air-Source) | H5H0V48*K*AAA* |  |  | EA*5X61M24A*+WALLCON | *97CTN1202422A* | 46000 | 18.5 | 9 | 47500 | 33600 | 70.74% | 2.06 | 0 | 10 |  |  |  | No | R-454B | 3.8333 | Residential & Commercial | Ducted CEE Tier 1
213607801 | Central HP <5.4 tons | ARCOAIRE | HRCU-A-CB (Split System: Heat Pump with Remote Outdoor Unit-Air-Source) | DLCURAH48ABK |  |  | FTMA4B60L0D* |  | 48500 | 17 | 8.5 | 48500 | 34000 | 70.1% | 2.02 | 0 | 10 |  |  |  | No | R-410A | 4.0417 | Residential & Commercial | Ducted CEE Tier 1
215935808 | Central HP <5.4 tons | ARCOAIRE | HRCU-A-CB (Split System: Heat Pump with Remote Outdoor Unit-Air-Source) | H5H3V36*K*AAA* |  |  | EVD5X38M17A*+WALLCON | *80CSU0401712A* | 35400 | 22 | 8.5 | 38500 | 28800 | 74.81% | 2.04 | 0 | 12 |  |  |  | No | R-454B | 2.95 | Residential & Commercial | Ducted CEE Tier 1
215935858 | Central HP <5.4 tons | ARCOAIRE | HRCU-A-CB (Split System: Heat Pump with Remote Outdoor Unit-Air-Source) | H5H3V36*K*AAA* |  |  | EVD5X38M17A*+WALLCON | *80CTL0901716B* | 35400 | 21.5 | 8.5 | 38000 | 28800 | 75.79% | 2.02 | 0 | 12 |  |  |  | No | R-454B | 2.95 | Residential & Commercial | Ducted CEE Tier 1
215935908 | Central HP <5.4 tons | ARCOAIRE | HRCU-A-CB (Split System: Heat Pump with Remote Outdoor Unit-Air-Source) | H5H3V36*K*AAA* |  |  | EVD5X38M17A*+WALLCON | *96CTN0801714B* | 35400 | 21.5 | 8.5 | 38500 | 29000 | 75.32% | 2.02 | 0 | 12 |  |  |  | No | R-454B | 2.95 | Residential & Commercial | Ducted CEE Tier 1
215936858 | Central HP <5.4 tons | ARCOAIRE | HRCU-A-CB (Split System: Heat Pump with Remote Outdoor Unit-Air-Source) | H5H3V36*K*AAA* |  |  | EVD5X60M24A*+WALLCON | *96CTN1202422B* | 35600 | 22 | 8.5 | 38000 | 28400 | 74.74% | 2.04 | 0 | 12.5 |  |  |  | No | R-454B | 2.9667 | Residential & Commercial | Ducted CEE Tier 1
215676597 | Central HP <5.4 tons | ARCOAIRE | HRCU-A-CB (Split System: Heat Pump with Remote Outdoor Unit-Air-Source) | H5H0V48*K*AAA* |  |  | EVD5X60M24A*+WALLCON | *80CSU1002120A* | 48000 | 18.5 | 9 | 50000 | 36600 | 73.2% | 2 | 0 | 10 |  |  |  | No | R-454B | 4 | Residential & Commercial | Ducted CEE Tier 1
215675947 | Central HP <5.4 tons | ARCOAIRE | HRCU-A-CB (Split System: Heat Pump with Remote Outdoor Unit-Air-Source) | H5H0V48*K*AAA* |  |  | EVM5X60M24A*+WALLCON | *96CTN1002122B* | 48000 | 19 | 9 | 50000 | 36600 | 73.2% | 2 | 0 | 10.5 |  |  |  | No | R-454B | 4 | Residential & Commercial | Ducted CEE Tier 1
215675797 | Central HP <5.4 tons | ARCOAIRE | HRCU-A-CB (Split System: Heat Pump with Remote Outdoor Unit-Air-Source) | H5H0V48*K*AAA* |  |  | EVM5X60M21A*+WALLCON | *97CMN0801714B* | 47500 | 18.5 | 9 | 50000 | 37400 | 74.8% | 1.98 | 0 | 10 |  |  |  | No | R-454B | 3.9583 | Residential & Commercial | Ducted CEE Tier 1
215675627 | Central HP <5.4 tons | ARCOAIRE | HRCU-A-CB (Split System: Heat Pump with Remote Outdoor Unit-Air-Source) | H5H0V48*K*AAA* |  |  | EVM5X49M21A*+WALLCON | *97CMN0802120B* | 48000 | 19 | 9 | 50000 | 36800 | 73.6% | 2 | 0 | 10 |  |  |  | No | R-454B | 4 | Residential & Commercial | Ducted CEE Tier 1
216051193 | Central HP <5.4 tons | RUSSELL | HRCU-A-CB (Split System: Heat Pump with Remote Outdoor Unit-Air-Source) | SP19AY24AJVC |  |  | TCFY2421HEAAM | S98MV0603A17UP | 22800 | 21 | 8.5 | 22800 | 18500 | 81.14% | 1.8 | 0 | 13 |  |  |  | No | R-454B | 1.9 | Residential & Commercial | Ducted CEE Tier 1
216051204 | Central HP <5.4 tons | RUSSELL | HRCU-A-CB (Split System: Heat Pump with Remote Outdoor Unit-Air-Source) | SP19AY24AJVC |  |  | TCFY2421HEAAM | S97MV0703A17DH | 22800 | 21 | 8.5 | 22800 | 18500 | 81.14% | 1.8 | 0 | 13 |  |  |  | No | R-454B | 1.9 | Residential & Commercial | Ducted CEE Tier 1
212976797 | Central HP <5.4 tons | ARCOAIRE | HRCU-A-CB (Split System: Heat Pump with Remote Outdoor Unit-Air-Source) | DLCURAH36ABK |  |  | EA*4X48L21A* | *96VTN1002120B* | 35800 | 16.5 | 8.5 | 37800 | 34600 | 91.53% | 2.02 | 0 | 10 |  |  |  | No | R-410A | 2.9833 | Residential & Commercial | Ducted CEE Tier 1
216051191 | Central HP <5.4 tons | RUSSELL | HRCU-A-CB (Split System: Heat Pump with Remote Outdoor Unit-Air-Source) | SP19AY24AJVC |  |  | TCFY2421HEAAM | S962V0703A17M4 | 22800 | 20 | 8.5 | 22800 | 18600 | 81.58% | 1.8 | 0 | 12 |  |  |  | No | R-454B | 1.9 | Residential & Commercial | Ducted CEE Tier 1
215679657 | Central HP <5.4 tons | ARCOAIRE | HRCU-A-CB (Split System: Heat Pump with Remote Outdoor Unit-Air-Source) | H5H0V36*K*AAA* |  |  | EA*5X61M21A*+WALLCON | *97CTN1002122A* | 34800 | 18.5 | 9 | 34400 | 24800 | 72.09% | 1.92 | 0 | 10.5 |  |  |  | No | R-454B | 2.9 | Residential & Commercial | Ducted CEE Tier 1
210106972 | Central HP <5.4 tons | RUSSELL | HRCU-A-CB (Split System: Heat Pump with Remote Outdoor Unit-Air-Source) | SP18AZ48AJVC |  |  | TCFZ6021SEAAM | S97MV0855A21DHS | 44500 | 19 | 8.1 | 43500 | 45000 | 103.4% | 2 | 0 | 10 |  |  |  | No | R-410A | 3.7083 | Residential & Commercial | Ducted CEE Tier 1
212609403 | Central HP <5.4 tons | RUSSELL | HRCU-A-CB (Split System: Heat Pump with Remote Outdoor Unit-Air-Source) | SP18AZ48AJVC |  |  | TCFZ6021SEAAM | S802V0755A21UHS | 44500 | 18 | 8.1 | 43500 | 45000 | 103.4% | 2 | 0 | 10 |  |  |  | No | R-410A | 3.7083 | Residential & Commercial | Ducted CEE Tier 1
212609378 | Central HP <5.4 tons | RUSSELL | HRCU-A-CB (Split System: Heat Pump with Remote Outdoor Unit-Air-Source) | SP18AZ48AJVC |  |  | TCFZ6021SEAAM | S802V0754A17DZ | 44000 | 18 | 8.1 | 43500 | 45500 | 104.6% | 1.9 | 0 | 10 |  |  |  | No | R-410A | 3.6667 | Residential & Commercial | Ducted CEE Tier 1
215681897 | Central HP <5.4 tons | ARCOAIRE | HRCU-A-CB (Split System: Heat Pump with Remote Outdoor Unit-Air-Source) | H5H0V48*K*AAA* |  |  | EVM5X60M21A*+WALLCON | *96CTN0802120B* | 48000 | 19 | 9 | 50000 | 36800 | 73.6% | 2 | 0 | 10 |  |  |  | No | R-454B | 4 | Residential & Commercial | Ducted CEE Tier 1
215681927 | Central HP <5.4 tons | ARCOAIRE | HRCU-A-CB (Split System: Heat Pump with Remote Outdoor Unit-Air-Source) | H5H0V48*K*AAA* |  |  | EVM5X60M21A*+WALLCON | *80CSU0802120B* | 48500 | 19 | 9 | 50000 | 36400 | 72.8% | 2.12 | 0 | 10 |  |  |  | No | R-454B | 4.0417 | Residential & Commercial | Ducted CEE Tier 1
215682347 | Central HP <5.4 tons | ARCOAIRE | HRCU-A-CB (Split System: Heat Pump with Remote Outdoor Unit-Air-Source) | H5H0V48*K*AAA* |  |  | EVD5X60M21A*+WALLCON | *97CTN0801716A* | 47500 | 18.5 | 9 | 50000 | 37200 | 74.4% | 1.98 | 0 | 10 |  |  |  | No | R-454B | 3.9583 | Residential & Commercial | Ducted CEE Tier 1
215682397 | Central HP <5.4 tons | ARCOAIRE | HRCU-A-CB (Split System: Heat Pump with Remote Outdoor Unit-Air-Source) | H5H0V48*K*AAA* |  |  | EVD5X60M24A*+WALLCON | *80CSU1002120B* | 48000 | 18.5 | 9 | 50000 | 36600 | 73.2% | 2 | 0 | 10 |  |  |  | No | R-454B | 4 | Residential & Commercial | Ducted CEE Tier 1
215682447 | Central HP <5.4 tons | ARCOAIRE | HRCU-A-CB (Split System: Heat Pump with Remote Outdoor Unit-Air-Source) | H5H0V48*K*AAA* |  |  | EVD5X61M21A*+WALLCON | *80CSU0401712B* | 48500 | 19 | 9 | 50000 | 36800 | 73.6% | 2.12 | 0 | 10 |  |  |  | No | R-454B | 4.0417 | Residential & Commercial | Ducted CEE Tier 1
212609328 | Central HP <5.4 tons | RUSSELL | HRCU-A-CB (Split System: Heat Pump with Remote Outdoor Unit-Air-Source) | SP18AZ24AJVC |  |  | TCFZ2421HEAAM | S802V1005A21UHS | 22800 | 20 | 8.5 | 22800 | 26000 | 114% | 2.1 | 0 | 12.5 |  |  |  | No | R-410A | 1.9 | Residential & Commercial | Ducted CEE Tier 1
214066924 | Central HP <5.4 tons | RUSSELL | HRCU-A-CB (Split System: Heat Pump with Remote Outdoor Unit-Air-Source) | RD17AZ36AJ3N |  |  | TCFZ3621MTANM | S801VA100521M | 34200 | 17 | 8.1 | 34200 | 29600 | 86.55% | 1.9 | 0 | 10 |  |  |  | No | R-410A | 2.85 | Residential & Commercial | Ducted CEE Tier 1
213163978 | Central HP <5.4 tons | RUSSELL | HRCU-A-CB (Split System: Heat Pump with Remote Outdoor Unit-Air-Source) | SP18AZ24AJVC |  |  | TCFZ2421HEAAM | S97MV1005A21DHS | 22800 | 20 | 8.5 | 22800 | 26000 | 114% | 2.1 | 0 | 12.5 |  |  |  | No | R-410A | 1.9 | Residential & Commercial | Ducted CEE Tier 1
212609309 | Central HP <5.4 tons | RUSSELL | HRCU-A-CB (Split System: Heat Pump with Remote Outdoor Unit-Air-Source) | SP18AZ24AJVC |  |  | TCFZ2421HEAAM | S802V0504A17UHS | 22800 | 20 | 8.5 | 22800 | 26000 | 114% | 2.1 | 0 | 12.5 |  |  |  | No | R-410A | 1.9 | Residential & Commercial | Ducted CEE Tier 1
214066604 | Central HP <5.4 tons | RUSSELL | HRCU-A-CB (Split System: Heat Pump with Remote Outdoor Unit-Air-Source) | RD17AZ36AJ3N |  |  | TCFZ3621MTANM | S97MV0855A21DHS | 34200 | 18 | 8.1 | 34200 | 29400 | 85.96% | 1.9 | 0 | 10 |  |  |  | No | R-410A | 2.85 | Residential & Commercial | Ducted CEE Tier 1
214066516 | Central HP <5.4 tons | RUSSELL | HRCU-A-CB (Split System: Heat Pump with Remote Outdoor Unit-Air-Source) | RD17AZ36AJ3N |  |  | TCFZ3621MTANM | S801VA070417M | 34200 | 16 | 8.1 | 34200 | 29600 | 86.55% | 1.9 | 0 | 10 |  |  |  | No | R-410A | 2.85 | Residential & Commercial | Ducted CEE Tier 1
214066580 | Central HP <5.4 tons | RUSSELL | HRCU-A-CB (Split System: Heat Pump with Remote Outdoor Unit-Air-Source) | RD17AZ36AJ3N |  |  | TCFZ3621MTANM | S802V1004A17UHS | 34200 | 18 | 8.1 | 34200 | 29400 | 85.96% | 1.9 | 0 | 10 |  |  |  | No | R-410A | 2.85 | Residential & Commercial | Ducted CEE Tier 1
215682157 | Central HP <5.4 tons | ARCOAIRE | HRCU-A-CB (Split System: Heat Pump with Remote Outdoor Unit-Air-Source) | H5H0V48*K*AAA* |  |  | EVD5X48M21A*+WALLCON | *97CTN0802120A* | 47000 | 18.5 | 9 | 50000 | 36600 | 73.2% | 1.98 | 0 | 10 |  |  |  | No | R-454B | 3.9167 | Residential & Commercial | Ducted CEE Tier 1
215681507 | Central HP <5.4 tons | ARCOAIRE | HRCU-A-CB (Split System: Heat Pump with Remote Outdoor Unit-Air-Source) | H5H0V48*K*AAA* |  |  | EA*5X61M21A*+WALLCON | *97CTN1002122A* | 46000 | 18 | 9 | 47500 | 33800 | 71.16% | 2.08 | 0 | 10 |  |  |  | No | R-454B | 3.8333 | Residential & Commercial | Ducted CEE Tier 1
215675727 | Central HP <5.4 tons | ARCOAIRE | HRCU-A-CB (Split System: Heat Pump with Remote Outdoor Unit-Air-Source) | H5H0V48*K*AAA* |  |  | EVM5X60M21A*+WALLCON | *80CTL0901716B* | 48000 | 19 | 9 | 50000 | 37000 | 74% | 1.98 | 0 | 10 |  |  |  | No | R-454B | 4 | Residential & Commercial | Ducted CEE Tier 1
215682027 | Central HP <5.4 tons | ARCOAIRE | HRCU-A-CB (Split System: Heat Pump with Remote Outdoor Unit-Air-Source) | H5H0V48*K*AAA* |  |  | EVM5X60M24A*+WALLCON | *97CTN1202422A* | 48000 | 19 | 9 | 50000 | 36600 | 73.2% | 2 | 0 | 10.5 |  |  |  | No | R-454B | 4 | Residential & Commercial | Ducted CEE Tier 1
214066775 | Central HP <5.4 tons | RUSSELL | HRCU-A-CB (Split System: Heat Pump with Remote Outdoor Unit-Air-Source) | RD17AZ36AJ3N |  |  | TCFZ3621MTANM | S98MV0855A21UPS | 34200 | 18 | 8.1 | 34200 | 29400 | 85.96% | 1.9 | 0 | 10 |  |  |  | No | R-410A | 2.85 | Residential & Commercial | Ducted CEE Tier 1
214066614 | Central HP <5.4 tons | RUSSELL | HRCU-A-CB (Split System: Heat Pump with Remote Outdoor Unit-Air-Source) | RD17AZ36AJ3N |  |  | TCFZ3621MTANM | S802VA100521M | 34200 | 18 | 8.1 | 34200 | 29400 | 85.96% | 2 | 0 | 11.7 |  |  |  | No | R-410A | 2.85 | Residential & Commercial | Ducted CEE Tier 1
214066802 | Central HP <5.4 tons | RUSSELL | HRCU-A-CB (Split System: Heat Pump with Remote Outdoor Unit-Air-Source) | RD17AZ36AJ3N |  |  | TCFZ3621MTANM | S802V0755A21UHS | 34200 | 18 | 8.1 | 34200 | 29400 | 85.96% | 2 | 0 | 11.7 |  |  |  | No | R-410A | 2.85 | Residential & Commercial | Ducted CEE Tier 1
214066577 | Central HP <5.4 tons | RUSSELL | HRCU-A-CB (Split System: Heat Pump with Remote Outdoor Unit-Air-Source) | RD17AZ36AJ3N |  |  | TCFZ3621MTANM | S801V0504A17UHU | 34200 | 18 | 8.1 | 34200 | 29800 | 87.13% | 1.9 | 0 | 10 |  |  |  | No | R-410A | 2.85 | Residential & Commercial | Ducted CEE Tier 1
212974680 | Central HP <5.4 tons | PAYNE HEATING AND COOLING | HRCU-A-CB (Split System: Heat Pump with Remote Outdoor Unit-Air-Source) | 38MURAQ18AB3* |  |  | CAP**3017AL* | PG96VTAB30040A** | 17300 | 16 | 8.5 | 18100 | 18900 | 104.4% | 2.26 | 0 | 10.5 |  |  |  | No | R-410A | 1.4417 | Residential & Commercial | Ducted CEE Tier 1
212975080 | Central HP <5.4 tons | PAYNE HEATING AND COOLING | HRCU-A-CB (Split System: Heat Pump with Remote Outdoor Unit-Air-Source) | 38MURAQ18AB3* |  |  | CAP**2417AL* | PG96VTAB36040B** | 17200 | 16 | 8.5 | 18200 | 19400 | 106.6% | 2.34 | 0 | 10.5 |  |  |  | No | R-410A | 1.4333 | Residential & Commercial | Ducted CEE Tier 1
215222801 | Central HP <5.4 tons | RUSSELL | HRCU-A-CB (Split System: Heat Pump with Remote Outdoor Unit-Air-Source) | RD17AZ60AJ3N |  |  | TCFZ6021STAAM | S951T0705A21M4 | 54500 | 18 | 8.1 | 46500 | 33800 | 72.69% | 2 | 0 | 10 |  |  |  | No | R-410A | 4.5417 | Residential & Commercial | Ducted CEE Tier 1
215682177 | Central HP <5.4 tons | ARCOAIRE | HRCU-A-CB (Split System: Heat Pump with Remote Outdoor Unit-Air-Source) | H5H0V48*K*AAA* |  |  | EVD5X48M24A*+WALLCON | *96CTN0802120B* | 47000 | 18.5 | 9 | 50000 | 36400 | 72.8% | 2 | 0 | 10 |  |  |  | No | R-454B | 3.9167 | Residential & Commercial | Ducted CEE Tier 1
215682257 | Central HP <5.4 tons | ARCOAIRE | HRCU-A-CB (Split System: Heat Pump with Remote Outdoor Unit-Air-Source) | H5H0V48*K*AAA* |  |  | EVD5X49M24A*+WALLCON | *80CSU1002120B* | 48000 | 18.5 | 9 | 50000 | 36600 | 73.2% | 2 | 0 | 10 |  |  |  | No | R-454B | 4 | Residential & Commercial | Ducted CEE Tier 1
215682307 | Central HP <5.4 tons | ARCOAIRE | HRCU-A-CB (Split System: Heat Pump with Remote Outdoor Unit-Air-Source) | H5H0V48*K*AAA* |  |  | EVD5X60M21A*+WALLCON | *80CSU0401712B* | 48000 | 18.5 | 9 | 50000 | 36600 | 73.2% | 2 | 0 | 10 |  |  |  | No | R-454B | 4 | Residential & Commercial | Ducted CEE Tier 1
215676637 | Central HP <5.4 tons | ARCOAIRE | HRCU-A-CB (Split System: Heat Pump with Remote Outdoor Unit-Air-Source) | H5H0V48*K*AAA* |  |  | EVD5X60M24A*+WALLCON | *95CSU0802120B* | 47500 | 18.5 | 9 | 50000 | 36600 | 73.2% | 2 | 0 | 10 |  |  |  | No | R-454B | 3.9583 | Residential & Commercial | Ducted CEE Tier 1
215676737 | Central HP <5.4 tons | ARCOAIRE | HRCU-A-CB (Split System: Heat Pump with Remote Outdoor Unit-Air-Source) | H5H0V48*K*AAA* |  |  | EVD5X61M21A*+WALLCON | *80CTL0901716B* | 48500 | 19 | 9 | 50000 | 37000 | 74% | 2 | 0 | 10 |  |  |  | No | R-454B | 4.0417 | Residential & Commercial | Ducted CEE Tier 1
215676817 | Central HP <5.4 tons | ARCOAIRE | HRCU-A-CB (Split System: Heat Pump with Remote Outdoor Unit-Air-Source) | H5H0V48*K*AAA* |  |  | EVD5X61M21A*+WALLCON | *97CMN1002122B* | 48500 | 19.5 | 9.5 | 50000 | 36800 | 73.6% | 2.12 | 0 | 10.5 |  |  |  | No | R-454B | 4.0417 | Residential & Commercial | Ducted CEE Tier 1
215676937 | Central HP <5.4 tons | ARCOAIRE | HRCU-A-CB (Split System: Heat Pump with Remote Outdoor Unit-Air-Source) | H5H0V48*K*AAA* |  |  | EVD5X61M24A*+WALLCON | *97CMN1202422B* | 48500 | 19.5 | 9.5 | 50000 | 36800 | 73.6% | 2.12 | 0 | 10.5 |  |  |  | No | R-454B | 4.0417 | Residential & Commercial | Ducted CEE Tier 1
215682507 | Central HP <5.4 tons | ARCOAIRE | HRCU-A-CB (Split System: Heat Pump with Remote Outdoor Unit-Air-Source) | H5H0V48*K*AAA* |  |  | EVD5X61M21A*+WALLCON | *97CTN1002122A* | 48500 | 19.5 | 9.5 | 50000 | 36800 | 73.6% | 2.12 | 0 | 10.5 |  |  |  | No | R-454B | 4.0417 | Residential & Commercial | Ducted CEE Tier 1
215682357 | Central HP <5.4 tons | ARCOAIRE | HRCU-A-CB (Split System: Heat Pump with Remote Outdoor Unit-Air-Source) | H5H0V48*K*AAA* |  |  | EVD5X60M21A*+WALLCON | *97CTN0802120A* | 48000 | 19 | 9 | 50000 | 36800 | 73.6% | 2 | 0 | 10 |  |  |  | No | R-454B | 4 | Residential & Commercial | Ducted CEE Tier 1
215681887 | Central HP <5.4 tons | ARCOAIRE | HRCU-A-CB (Split System: Heat Pump with Remote Outdoor Unit-Air-Source) | H5H0V48*K*AAA* |  |  | EVM5X49M21A*+WALLCON | *97CTN1002122A* | 48000 | 19 | 9 | 50000 | 36800 | 73.6% | 2 | 0 | 10.5 |  |  |  | No | R-454B | 4 | Residential & Commercial | Ducted CEE Tier 1
215682427 | Central HP <5.4 tons | ARCOAIRE | HRCU-A-CB (Split System: Heat Pump with Remote Outdoor Unit-Air-Source) | H5H0V48*K*AAA* |  |  | EVD5X60M24A*+WALLCON | *97CTN1202422A* | 48000 | 19 | 9 | 50000 | 36600 | 73.2% | 2 | 0 | 10.5 |  |  |  | No | R-454B | 4 | Residential & Commercial | Ducted CEE Tier 1
215682077 | Central HP <5.4 tons | ARCOAIRE | HRCU-A-CB (Split System: Heat Pump with Remote Outdoor Unit-Air-Source) | H5H0V48*K*AAA* |  |  | EVM5X61M24A*+WALLCON | *97CTN1002122A* | 48500 | 19.5 | 9.5 | 50000 | 36600 | 73.2% | 2.12 | 0 | 10.5 |  |  |  | No | R-454B | 4.0417 | Residential & Commercial | Ducted CEE Tier 1
215681857 | Central HP <5.4 tons | ARCOAIRE | HRCU-A-CB (Split System: Heat Pump with Remote Outdoor Unit-Air-Source) | H5H0V48*K*AAA* |  |  | EVM5X49M21A*+WALLCON | *80CSU1002120B* | 48000 | 18.5 | 9 | 50000 | 36600 | 73.2% | 2 | 0 | 10 |  |  |  | No | R-454B | 4 | Residential & Commercial | Ducted CEE Tier 1
215681937 | Central HP <5.4 tons | ARCOAIRE | HRCU-A-CB (Split System: Heat Pump with Remote Outdoor Unit-Air-Source) | H5H0V48*K*AAA* |  |  | EVM5X60M21A*+WALLCON | *80CSU1002120B* | 48000 | 18.5 | 9 | 50000 | 36600 | 73.2% | 2 | 0 | 10 |  |  |  | No | R-454B | 4 | Residential & Commercial | Ducted CEE Tier 1
215681837 | Central HP <5.4 tons | ARCOAIRE | HRCU-A-CB (Split System: Heat Pump with Remote Outdoor Unit-Air-Source) | H5H0V48*K*AAA* |  |  | EVM5X49M21A*+WALLCON | *80CSU0601716B* | 48000 | 18.5 | 9 | 50000 | 36800 | 73.6% | 2 | 0 | 10 |  |  |  | No | R-454B | 4 | Residential & Commercial | Ducted CEE Tier 1
215679417 | Central HP <5.4 tons | ARCOAIRE | HRCU-A-CB (Split System: Heat Pump with Remote Outdoor Unit-Air-Source) | H5H0V36*K*AAA* |  |  | EA*5X43M21A*+WALLCON | *96CTN0802120B* | 34400 | 18 | 9 | 35400 | 25200 | 71.19% | 1.88 | 0 | 10 |  |  |  | No | R-454B | 2.8667 | Residential & Commercial | Ducted CEE Tier 1
215679567 | Central HP <5.4 tons | ARCOAIRE | HRCU-A-CB (Split System: Heat Pump with Remote Outdoor Unit-Air-Source) | H5H0V36*K*AAA* |  |  | EA*5X60M24A*+WALLCON | *97CTN0802120A* | 34400 | 18 | 9 | 34200 | 24800 | 72.51% | 1.9 | 0 | 10 |  |  |  | No | R-454B | 2.8667 | Residential & Commercial | Ducted CEE Tier 1
214075184 | Central HP <5.4 tons | RUSSELL | HRCU-A-CB (Split System: Heat Pump with Remote Outdoor Unit-Air-Source) | RD17AZ60AJ3N |  |  | TCFZ6024STANM | S801V1255A24DZ | 55500 | 18 | 8.1 | 53500 | 49000 | 91.59% | 1.75 | 0 | 10 |  |  |  | No | R-410A | 4.625 | Residential & Commercial | Ducted CEE Tier 1
215682267 | Central HP <5.4 tons | ARCOAIRE | HRCU-A-CB (Split System: Heat Pump with Remote Outdoor Unit-Air-Source) | H5H0V48*K*AAA* |  |  | EVD5X49M24A*+WALLCON | *97CTN0802120A* | 48000 | 19 | 9 | 50000 | 36600 | 73.2% | 2 | 0 | 10 |  |  |  | No | R-454B | 4 | Residential & Commercial | Ducted CEE Tier 1
215682317 | Central HP <5.4 tons | ARCOAIRE | HRCU-A-CB (Split System: Heat Pump with Remote Outdoor Unit-Air-Source) | H5H0V48*K*AAA* |  |  | EVD5X60M21A*+WALLCON | *80CSU0601716B* | 48000 | 18.5 | 9 | 50000 | 36800 | 73.6% | 2 | 0 | 10 |  |  |  | No | R-454B | 4 | Residential & Commercial | Ducted CEE Tier 1
215682467 | Central HP <5.4 tons | ARCOAIRE | HRCU-A-CB (Split System: Heat Pump with Remote Outdoor Unit-Air-Source) | H5H0V48*K*AAA* |  |  | EVD5X61M21A*+WALLCON | *80CSU0802120B* | 49000 | 19 | 9 | 50000 | 36600 | 73.2% | 2.12 | 0 | 10 |  |  |  | No | R-454B | 4.0833 | Residential & Commercial | Ducted CEE Tier 1
215678197 | Central HP <5.4 tons | ARCOAIRE | HRCU-A-CB (Split System: Heat Pump with Remote Outdoor Unit-Air-Source) | H5H0V24*K*AAA* |  |  | EA*5X24M17A*+WALLCON | *80CSU0601716B* | 22800 | 16.5 | 8.5 | 24000 | 16800 | 70% | 1.96 | 0 | 10 |  |  |  | No | R-454B | 1.9 | Residential & Commercial | Ducted CEE Tier 1
215682437 | Central HP <5.4 tons | ARCOAIRE | HRCU-A-CB (Split System: Heat Pump with Remote Outdoor Unit-Air-Source) | H5H0V48*K*AAA* |  |  | EVD5X61M21A*+WALLCON | *96CTN0802120B* | 48500 | 19 | 9 | 50000 | 36800 | 73.6% | 2 | 0 | 10.5 |  |  |  | No | R-454B | 4.0417 | Residential & Commercial | Ducted CEE Tier 1
215682557 | Central HP <5.4 tons | ARCOAIRE | HRCU-A-CB (Split System: Heat Pump with Remote Outdoor Unit-Air-Source) | H5H0V48*K*AAA* |  |  | EVD5X61M24A*+WALLCON | *97CTN1002122A* | 48500 | 19.5 | 9.5 | 50000 | 36600 | 73.2% | 2.12 | 0 | 10.5 |  |  |  | No | R-454B | 4.0417 | Residential & Commercial | Ducted CEE Tier 1
215674602 | Central HP <5.4 tons | ARCOAIRE | HRCU-A-CB (Split System: Heat Pump with Remote Outdoor Unit-Air-Source) | H5H0V48*K*AAA* |  |  | EA*5X61M24A*+WALLCON | *97CMN1002122B* | 46000 | 18.5 | 9 | 47500 | 33600 | 70.74% | 2.06 | 0 | 10 |  |  |  | No | R-454B | 3.8333 | Residential & Commercial | Ducted CEE Tier 1
215676857 | Central HP <5.4 tons | ARCOAIRE | HRCU-A-CB (Split System: Heat Pump with Remote Outdoor Unit-Air-Source) | H5H0V48*K*AAA* |  |  | EVD5X61M24A*+WALLCON | *80CSU1002120A* | 48500 | 19 | 9 | 50000 | 36800 | 73.6% | 2.1 | 0 | 10 |  |  |  | No | R-454B | 4.0417 | Residential & Commercial | Ducted CEE Tier 1
215676507 | Central HP <5.4 tons | ARCOAIRE | HRCU-A-CB (Split System: Heat Pump with Remote Outdoor Unit-Air-Source) | H5H0V48*K*AAA* |  |  | EVD5X60M21A*+WALLCON | *95CSU0802120B* | 48000 | 18.5 | 9 | 50000 | 36800 | 73.6% | 2 | 0 | 10 |  |  |  | No | R-454B | 4 | Residential & Commercial | Ducted CEE Tier 1
215676337 | Central HP <5.4 tons | ARCOAIRE | HRCU-A-CB (Split System: Heat Pump with Remote Outdoor Unit-Air-Source) | H5H0V48*K*AAA* |  |  | EVD5X49M24A*+WALLCON | *95CSU1002122B* | 48000 | 19 | 9 | 50000 | 36400 | 72.8% | 2.02 | 0 | 10 |  |  |  | No | R-454B | 4 | Residential & Commercial | Ducted CEE Tier 1
215675687 | Central HP <5.4 tons | ARCOAIRE | HRCU-A-CB (Split System: Heat Pump with Remote Outdoor Unit-Air-Source) | H5H0V48*K*AAA* |  |  | EVM5X60M21A*+WALLCON | *80CSU1002120A* | 48000 | 18.5 | 9 | 50000 | 36800 | 73.6% | 2 | 0 | 10 |  |  |  | No | R-454B | 4 | Residential & Commercial | Ducted CEE Tier 1
215682487 | Central HP <5.4 tons | ARCOAIRE | HRCU-A-CB (Split System: Heat Pump with Remote Outdoor Unit-Air-Source) | H5H0V48*K*AAA* |  |  | EVD5X61M21A*+WALLCON | *97CTN0801716A* | 48000 | 18.5 | 9 | 50000 | 37400 | 74.8% | 2 | 0 | 10 |  |  |  | No | R-454B | 4 | Residential & Commercial | Ducted CEE Tier 1
215682537 | Central HP <5.4 tons | ARCOAIRE | HRCU-A-CB (Split System: Heat Pump with Remote Outdoor Unit-Air-Source) | H5H0V48*K*AAA* |  |  | EVD5X61M24A*+WALLCON | *80CSU1002120B* | 48500 | 19 | 9 | 50000 | 36600 | 73.2% | 2.12 | 0 | 10 |  |  |  | No | R-454B | 4.0417 | Residential & Commercial | Ducted CEE Tier 1
215682087 | Central HP <5.4 tons | ARCOAIRE | HRCU-A-CB (Split System: Heat Pump with Remote Outdoor Unit-Air-Source) | H5H0V48*K*AAA* |  |  | EVM5X61M24A*+WALLCON | *97CTN1202422A* | 48500 | 19.5 | 9.5 | 50000 | 36600 | 73.2% | 2.12 | 0 | 10.5 |  |  |  | No | R-454B | 4.0417 | Residential & Commercial | Ducted CEE Tier 1
215682287 | Central HP <5.4 tons | ARCOAIRE | HRCU-A-CB (Split System: Heat Pump with Remote Outdoor Unit-Air-Source) | H5H0V48*K*AAA* |  |  | EVD5X49M24A*+WALLCON | *97CTN1202422A* | 48000 | 19 | 9 | 50000 | 36600 | 73.2% | 2 | 0 | 10.5 |  |  |  | No | R-454B | 4 | Residential & Commercial | Ducted CEE Tier 1
215682337 | Central HP <5.4 tons | ARCOAIRE | HRCU-A-CB (Split System: Heat Pump with Remote Outdoor Unit-Air-Source) | H5H0V48*K*AAA* |  |  | EVD5X60M21A*+WALLCON | *80CSU1002120B* | 48000 | 18.5 | 9 | 50000 | 36600 | 73.2% | 2 | 0 | 10 |  |  |  | No | R-454B | 4 | Residential & Commercial | Ducted CEE Tier 1
215678277 | Central HP <5.4 tons | ARCOAIRE | HRCU-A-CB (Split System: Heat Pump with Remote Outdoor Unit-Air-Source) | H5H0V24*K*AAA* |  |  | EA*5X30M17A*+WALLCON | *80CSU0601716B* | 23200 | 17 | 8.5 | 23600 | 16600 | 70.34% | 1.98 | 0 | 10 |  |  |  | No | R-454B | 1.9333 | Residential & Commercial | Ducted CEE Tier 1
215939778 | Central HP <5.4 tons | ARCOAIRE | HRCU-A-CB (Split System: Heat Pump with Remote Outdoor Unit-Air-Source) | H5H3V36*K*AAA* |  |  | EA*5X48M21A*+WALLCON | *97CTN1002122A* | 33400 | 20 | 9.5 | 34400 | 26200 | 76.16% | 2.04 | 0 | 11.7 |  |  |  | No | R-454B | 2.7833 | Residential & Commercial | Ducted CEE Tier 1
215939978 | Central HP <5.4 tons | ARCOAIRE | HRCU-A-CB (Split System: Heat Pump with Remote Outdoor Unit-Air-Source) | H5H3V36*K*AAA* |  |  | ESH5X36M12A*+WALLCON | *97CTN0801716A* | 33000 | 18.5 | 9 | 35400 | 27200 | 76.84% | 1.92 | 0 | 10.5 |  |  |  | No | R-454B | 2.75 | Residential & Commercial | Ducted CEE Tier 1
215940028 | Central HP <5.4 tons | ARCOAIRE | HRCU-A-CB (Split System: Heat Pump with Remote Outdoor Unit-Air-Source) | H5H3V36*K*AAA* |  |  | ESH5X42M12A*+WALLCON | *80CSU0401712B* | 33600 | 19.5 | 9 | 34600 | 26600 | 76.88% | 1.92 | 0 | 11.7 |  |  |  | No | R-454B | 2.8 | Residential & Commercial | Ducted CEE Tier 1
215940128 | Central HP <5.4 tons | ARCOAIRE | HRCU-A-CB (Split System: Heat Pump with Remote Outdoor Unit-Air-Source) | H5H3V36*K*AAA* |  |  | ESH5X48M12A*+WALLCON | *97CTN0601716A* | 33400 | 18.5 | 9 | 35400 | 27200 | 76.84% | 1.92 | 0 | 10.5 |  |  |  | No | R-454B | 2.7833 | Residential & Commercial | Ducted CEE Tier 1
212974734 | Central HP <5.4 tons | ARCOAIRE | HRCU-A-CB (Split System: Heat Pump with Remote Outdoor Unit-Air-Source) | DLCURAH18ABK |  |  | EN(A,D)4X30L14** | *96VTN0401410B* | 17400 | 16 | 8.1 | 18000 | 18600 | 103.3% | 2.22 | 0 | 10.5 |  |  |  | No | R-410A | 1.45 | Residential & Commercial | Ducted CEE Tier 1
212974669 | Central HP <5.4 tons | ARCOAIRE | HRCU-A-CB (Split System: Heat Pump with Remote Outdoor Unit-Air-Source) | DLCURAH18ABK |  |  | EA*4X30L14A* | *96VTN0401410B* | 17300 | 16 | 8.1 | 17900 | 18700 | 104.5% | 2.24 | 0 | 10.5 |  |  |  | No | R-410A | 1.4417 | Residential & Commercial | Ducted CEE Tier 1
212978745 | Central HP <5.4 tons | ARCOAIRE | HRCU-A-CB (Split System: Heat Pump with Remote Outdoor Unit-Air-Source) | DLCURAH18ABK |  |  | EA*4X19L17A* | *80MS(N,L)0701712A* | 18000 | 17 | 8.5 | 17900 | 17800 | 99.44% | 2.16 | 0 | 11 |  |  |  | No | R-410A | 1.5 | Residential & Commercial | Ducted CEE Tier 1
212978262 | Central HP <5.4 tons | ARCOAIRE | HRCU-A-CB (Split System: Heat Pump with Remote Outdoor Unit-Air-Source) | DLCURAH18ABK |  |  | EA*4X25L17A* | *80MS(N,L)0701412A* | 18200 | 17 | 8.5 | 18000 | 17600 | 97.78% | 2.14 | 0 | 11 |  |  |  | No | R-410A | 1.5167 | Residential & Commercial | Ducted CEE Tier 1
212977710 | Central HP <5.4 tons | ARCOAIRE | HRCU-A-CB (Split System: Heat Pump with Remote Outdoor Unit-Air-Source) | DLCURAH18ABK |  |  | EA*4X19L17A* | *80MS(N,L)0451412A* | 18000 | 16.5 | 8.5 | 17900 | 17800 | 99.44% | 2.16 | 0 | 11 |  |  |  | No | R-410A | 1.5 | Residential & Commercial | Ducted CEE Tier 1
214242259 | Central HP <5.4 tons | ARCOAIRE | HRCU-A-CB (Split System: Heat Pump with Remote Outdoor Unit-Air-Source) | HVH825GKA3* |  |  | EN(A,D,W)4X48L21**+WALLCON | *95CSU0601716B* | 24000 | 16.5 | 8.1 | 21400 | 16600 | 77.57% | 2 | 0 | 11 |  |  |  | No | R-410A | 2 | Residential & Commercial | Ducted CEE Tier 1
214241759 | Central HP <5.4 tons | ARCOAIRE | HRCU-A-CB (Split System: Heat Pump with Remote Outdoor Unit-Air-Source) | HVH825GKA3* |  |  | EN(A,D)4X30L17**+WALLCON | *96CTN0801714B* | 23400 | 16.5 | 8.1 | 21600 | 16700 | 77.31% | 1.9 | 0 | 10.5 |  |  |  | No | R-410A | 1.95 | Residential & Commercial | Ducted CEE Tier 1
213772989 | Central HP <5.4 tons | ARCOAIRE | HRCU-A-CB (Split System: Heat Pump with Remote Outdoor Unit-Air-Source) | HVH825GKA3* |  |  | EA*4X36L17A*+WALLCON | *97CMN0601714B* | 23400 | 16 | 8.1 | 21600 | 16700 | 77.31% | 1.92 | 0 | 10.5 |  |  |  | No | R-410A | 1.95 | Residential & Commercial | Ducted CEE Tier 1
213773139 | Central HP <5.4 tons | ARCOAIRE | HRCU-A-CB (Split System: Heat Pump with Remote Outdoor Unit-Air-Source) | HVH825GKA3* |  |  | EA*4X36L21A*+WALLCON | *96CTN0801714B* | 23600 | 16.5 | 8.1 | 21400 | 16700 | 78.04% | 1.92 | 0 | 10.5 |  |  |  | No | R-410A | 1.9667 | Residential & Commercial | Ducted CEE Tier 1
213779759 | Central HP <5.4 tons | ARCOAIRE | HRCU-A-CB (Split System: Heat Pump with Remote Outdoor Unit-Air-Source) | HVH837GKA** |  |  | EA*4X61L24A*+WALLCON | *80CTL1102120B* | 33200 | 17.5 | 8.5 | 32000 | 24800 | 77.5% | 2 | 0 | 11.5 |  |  |  | No | R-410A | 2.7667 | Residential & Commercial | Ducted CEE Tier 1
213779589 | Central HP <5.4 tons | ARCOAIRE | HRCU-A-CB (Split System: Heat Pump with Remote Outdoor Unit-Air-Source) | HVH837GKA** |  |  | EA*4X60L24A*+WALLCON | *97CMN1002122B* | 32800 | 17.5 | 8.1 | 31800 | 24600 | 77.36% | 1.98 | 0 | 11.5 |  |  |  | No | R-410A | 2.7333 | Residential & Commercial | Ducted CEE Tier 1
213779659 | Central HP <5.4 tons | ARCOAIRE | HRCU-A-CB (Split System: Heat Pump with Remote Outdoor Unit-Air-Source) | HVH837GKA** |  |  | EA*4X61L21A*+WALLCON | *80CTL0902120B* | 33200 | 17.5 | 8.5 | 32000 | 24800 | 77.5% | 1.98 | 0 | 11.7 |  |  |  | No | R-410A | 2.7667 | Residential & Commercial | Ducted CEE Tier 1
213778989 | Central HP <5.4 tons | ARCOAIRE | HRCU-A-CB (Split System: Heat Pump with Remote Outdoor Unit-Air-Source) | HVH837GKA** |  |  | EA*4X37L21A*+WALLCON | *95CSU0601716B* | 32800 | 17 | 8.5 | 33000 | 25200 | 76.36% | 1.96 | 0 | 11 |  |  |  | No | R-410A | 2.7333 | Residential & Commercial | Ducted CEE Tier 1
213774559 | Central HP <5.4 tons | ARCOAIRE | HRCU-A-CB (Split System: Heat Pump with Remote Outdoor Unit-Air-Source) | HVH825GKA3* |  |  | EHD4X48AAL+WALLCON | *80CTL0451712B* | 24200 | 16 | 8.1 | 21400 | 16700 | 78.04% | 2 | 0 | 10.5 |  |  |  | No | R-410A | 2.0167 | Residential & Commercial | Ducted CEE Tier 1
211902796 | Central HP <5.4 tons | RUSSELL | HRCU-A-CB (Split System: Heat Pump with Remote Outdoor Unit-Air-Source) | SP18AZ48AJVC |  |  | TCFZ6021SEAAM | S802VA100521M | 44500 | 19 | 8.5 | 43000 | 45000 | 104.7% | 2 | 0 | 11.7 |  |  |  | No | R-410A | 3.7083 | Residential & Commercial | Ducted CEE Tier 1
214802160 | Central HP <5.4 tons | RUSSELL | HRCU-A-CB (Split System: Heat Pump with Remote Outdoor Unit-Air-Source) | SP18AZ48AJVC |  |  | TCFZ4821SEAAM | S951V0705A21UHU | 44500 | 19 | 8.1 | 40000 | 42000 | 105% | 1.8 | 0 | 10 |  |  |  | No | R-410A | 3.7083 | Residential & Commercial | Ducted CEE Tier 1
215679697 | Central HP <5.4 tons | ARCOAIRE | HRCU-A-CB (Split System: Heat Pump with Remote Outdoor Unit-Air-Source) | H5H0V36*K*AAA* |  |  | EA*5X61M24A*+WALLCON | *97CTN1202422A* | 35000 | 18.5 | 9 | 34400 | 24800 | 72.09% | 1.92 | 0 | 10.5 |  |  |  | No | R-454B | 2.9167 | Residential & Commercial | Ducted CEE Tier 1
215669336 | Central HP <5.4 tons | ARCOAIRE | HRCU-A-CB (Split System: Heat Pump with Remote Outdoor Unit-Air-Source) | H5H0V36*K*AAA* |  |  | EA*5X60M24A*+WALLCON | *80CTL1352422B* | 34400 | 18.5 | 9 | 34200 | 24600 | 71.93% | 1.92 | 0 | 10.5 |  |  |  | No | R-454B | 2.8667 | Residential & Commercial | Ducted CEE Tier 1
215942484 | Central HP <5.4 tons | ARCOAIRE | HRCU-A-CB (Split System: Heat Pump with Remote Outdoor Unit-Air-Source) | H5H3V36*K*AAA* |  |  | EVD5X61M21A*+WALLCON | *80CTL0702120B* | 35800 | 22 | 8.5 | 37400 | 28400 | 75.94% | 2.02 | 0 | 12.5 |  |  |  | No | R-454B | 2.9833 | Residential & Commercial | Ducted CEE Tier 1
215940598 | Central HP <5.4 tons | ARCOAIRE | HRCU-A-CB (Split System: Heat Pump with Remote Outdoor Unit-Air-Source) | H5H3V36*K*AAA* |  |  | EVD5X38M17A*+WALLCON | *97CTN0601716A* | 35200 | 20.5 | 8.5 | 39000 | 29400 | 75.38% | 2 | 0 | 11.5 |  |  |  | No | R-454B | 2.9333 | Residential & Commercial | Ducted CEE Tier 1
215940728 | Central HP <5.4 tons | ARCOAIRE | HRCU-A-CB (Split System: Heat Pump with Remote Outdoor Unit-Air-Source) | H5H3V36*K*AAA* |  |  | EVD5X48M24A*+WALLCON | *96CTN0802120B* | 35000 | 21 | 8.5 | 38500 | 28400 | 73.77% | 2.04 | 0 | 12 |  |  |  | No | R-454B | 2.9167 | Residential & Commercial | Ducted CEE Tier 1
215940278 | Central HP <5.4 tons | ARCOAIRE | HRCU-A-CB (Split System: Heat Pump with Remote Outdoor Unit-Air-Source) | H5H3V36*K*AAA* |  |  | EVM5X44M21A*+WALLCON | *80CSU0601716B* | 35600 | 22 | 8.5 | 38000 | 28600 | 75.26% | 2.02 | 0 | 12.5 |  |  |  | No | R-454B | 2.9667 | Residential & Commercial | Ducted CEE Tier 1
215940378 | Central HP <5.4 tons | ARCOAIRE | HRCU-A-CB (Split System: Heat Pump with Remote Outdoor Unit-Air-Source) | H5H3V36*K*AAA* |  |  | EVM5X49M21A*+WALLCON | *97CTN0802120A* | 35600 | 21.5 | 8.5 | 38000 | 28600 | 75.26% | 2.04 | 0 | 12 |  |  |  | No | R-454B | 2.9667 | Residential & Commercial | Ducted CEE Tier 1
212978679 | Central HP <5.4 tons | ARCOAIRE | HRCU-A-CB (Split System: Heat Pump with Remote Outdoor Unit-Air-Source) | DLCURAH24ABK |  |  | EA*4X37L17A* | *80MS(N,L)0701712A* | 24200 | 17.5 | 8.5 | 25200 | 22000 | 87.3% | 1.84 | 0 | 10 |  |  |  | No | R-410A | 2.0167 | Residential & Commercial | Ducted CEE Tier 1
214239367 | Central HP <5.4 tons | ARCOAIRE | HRCU-A-CB (Split System: Heat Pump with Remote Outdoor Unit-Air-Source) | HVH837GKA2* |  |  | EN(A,D,W)4X60L24**+WALLCON | *80CTL1102120B* | 32800 | 17.5 | 8.1 | 32200 | 24600 | 76.4% | 1.96 | 0 | 12 |  |  |  | No | R-410A | 2.7333 | Residential & Commercial | Ducted CEE Tier 1
212972965 | Central HP <5.4 tons | ARCOAIRE | HRCU-A-CB (Split System: Heat Pump with Remote Outdoor Unit-Air-Source) | DLCURAH24ABK |  |  | EN(A,D)4X24L14** | *96VSN0401410B* | 23000 | 16 | 8.5 | 27000 | 25600 | 94.81% | 2.12 | 0 | 10 |  |  |  | No | R-410A | 1.9167 | Residential & Commercial | Ducted CEE Tier 1
212972995 | Central HP <5.4 tons | ARCOAIRE | HRCU-A-CB (Split System: Heat Pump with Remote Outdoor Unit-Air-Source) | DLCURAH24ABK |  |  | EN(A,D)4X30L17** | *96VSN0401410B* | 23400 | 16 | 8.1 | 26400 | 24600 | 93.18% | 2.02 | 0 | 10 |  |  |  | No | R-410A | 1.95 | Residential & Commercial | Ducted CEE Tier 1
214574052 | Central HP <5.4 tons | ARCOAIRE | HRCU-A-CB (Split System: Heat Pump with Remote Outdoor Unit-Air-Source) | HVH837GKA2* |  |  | EA*4X60L24A*+WALLCON | *95CSU1002122B* | 32800 | 17.5 | 8.5 | 31600 | 24800 | 78.48% | 2 | 0 | 11.5 |  |  |  | No | R-410A | 2.7333 | Residential & Commercial | Ducted CEE Tier 1
213782029 | Central HP <5.4 tons | ARCOAIRE | HRCU-A-CB (Split System: Heat Pump with Remote Outdoor Unit-Air-Source) | HVH837GKA2* |  |  | EHD4X42AAL+WALLCON | *96CTN1002122B* | 32600 | 16.5 | 8.1 | 33000 | 24600 | 74.55% | 1.94 | 0 | 11 |  |  |  | No | R-410A | 2.7167 | Residential & Commercial | Ducted CEE Tier 1
213782249 | Central HP <5.4 tons | ARCOAIRE | HRCU-A-CB (Split System: Heat Pump with Remote Outdoor Unit-Air-Source) | HVH837GKA2* |  |  | EHD4X60AAL+WALLCON | *80CTL0902120B* | 33000 | 16.5 | 8.1 | 32200 | 24800 | 77.02% | 2 | 0 | 11.5 |  |  |  | No | R-410A | 2.75 | Residential & Commercial | Ducted CEE Tier 1
215670490 | Central HP <5.4 tons | ARCOAIRE | HRCU-A-CB (Split System: Heat Pump with Remote Outdoor Unit-Air-Source) | H5H0V36*K*AAA* |  |  | ESH5X60M12A*+WALLCON | *95CSU1002122B* | 34600 | 17 | 8.5 | 34600 | 24800 | 71.68% | 1.92 | 0 | 10 |  |  |  | No | R-454B | 2.8833 | Residential & Commercial | Ducted CEE Tier 1
215681437 | Central HP <5.4 tons | ARCOAIRE | HRCU-A-CB (Split System: Heat Pump with Remote Outdoor Unit-Air-Source) | H5H0V48*K*AAA* |  |  | EA*5X61M21A*+WALLCON | *96CTN0802120B* | 46000 | 18 | 9 | 48000 | 33800 | 70.42% | 2.08 | 0 | 10 |  |  |  | No | R-454B | 3.8333 | Residential & Commercial | Ducted CEE Tier 1
215674248 | Central HP <5.4 tons | ARCOAIRE | HRCU-A-CB (Split System: Heat Pump with Remote Outdoor Unit-Air-Source) | H5H0V48*K*AAA* |  |  | EA*5X60M24A*+WALLCON | *97CMN0802120B* | 45000 | 18 | 9 | 47500 | 33600 | 70.74% | 2.06 | 0 | 10 |  |  |  | No | R-454B | 3.75 | Residential & Commercial | Ducted CEE Tier 1
215674348 | Central HP <5.4 tons | ARCOAIRE | HRCU-A-CB (Split System: Heat Pump with Remote Outdoor Unit-Air-Source) | H5H0V48*K*AAA* |  |  | EA*5X61M21A*+WALLCON | *80CTL0702120B* | 46000 | 18 | 9 | 48000 | 33800 | 70.42% | 2.06 | 0 | 10 |  |  |  | No | R-454B | 3.8333 | Residential & Commercial | Ducted CEE Tier 1
214066678 | Central HP <5.4 tons | RUSSELL | HRCU-A-CB (Split System: Heat Pump with Remote Outdoor Unit-Air-Source) | RD17AZ36AJ3N |  |  | TCFZ3621MTANM | S962V0403A17M4S | 34200 | 18 | 8.1 | 34200 | 29600 | 86.55% | 1.9 | 0 | 10 |  |  |  | No | R-410A | 2.85 | Residential & Commercial | Ducted CEE Tier 1
214066761 | Central HP <5.4 tons | RUSSELL | HRCU-A-CB (Split System: Heat Pump with Remote Outdoor Unit-Air-Source) | RD17AZ36AJ3N |  |  | TCFZ3621MTANM | S951V0403A17UHU | 34200 | 18 | 8.1 | 34200 | 29800 | 87.13% | 1.9 | 0 | 10 |  |  |  | No | R-410A | 2.85 | Residential & Commercial | Ducted CEE Tier 1
214066495 | Central HP <5.4 tons | RUSSELL | HRCU-A-CB (Split System: Heat Pump with Remote Outdoor Unit-Air-Source) | RD17AZ36AJ3N |  |  | TCFZ3621MTANM | S98MV0603A17UPS | 34200 | 18 | 8.1 | 34200 | 29800 | 87.13% | 1.9 | 0 | 10 |  |  |  | No | R-410A | 2.85 | Residential & Commercial | Ducted CEE Tier 1
215667313 | Central HP <5.4 tons | ARCOAIRE | HRCU-A-CB (Split System: Heat Pump with Remote Outdoor Unit-Air-Source) | H5H0V24*K*AAA* |  |  | EA*5X25M17A*+WALLCON | *96CTN0801714B* | 24000 | 17.5 | 9 | 23400 | 16400 | 70.09% | 2 | 0 | 10.5 |  |  |  | No | R-454B | 2 | Residential & Commercial | Ducted CEE Tier 1
215667564 | Central HP <5.4 tons | ARCOAIRE | HRCU-A-CB (Split System: Heat Pump with Remote Outdoor Unit-Air-Source) | H5H0V24*K*AAA* |  |  | EA*5X36M17A*+WALLCON | *80CSU0401712A* | 23200 | 17 | 9 | 23600 | 16600 | 70.34% | 1.98 | 0 | 10 |  |  |  | No | R-454B | 1.9333 | Residential & Commercial | Ducted CEE Tier 1
215667616 | Central HP <5.4 tons | ARCOAIRE | HRCU-A-CB (Split System: Heat Pump with Remote Outdoor Unit-Air-Source) | H5H0V24*K*AAA* |  |  | EA*5X36M17A*+WALLCON | *80CTL0701412B* | 23200 | 17 | 9 | 23600 | 16600 | 70.34% | 1.98 | 0 | 10 |  |  |  | No | R-454B | 1.9333 | Residential & Commercial | Ducted CEE Tier 1
215667750 | Central HP <5.4 tons | ARCOAIRE | HRCU-A-CB (Split System: Heat Pump with Remote Outdoor Unit-Air-Source) | H5H0V24*K*AAA* |  |  | EA*5X37M17A*+WALLCON | *80CTL0701412B* | 23800 | 17.5 | 9 | 23400 | 16500 | 70.51% | 2 | 0 | 10.5 |  |  |  | No | R-454B | 1.9833 | Residential & Commercial | Ducted CEE Tier 1
215667798 | Central HP <5.4 tons | ARCOAIRE | HRCU-A-CB (Split System: Heat Pump with Remote Outdoor Unit-Air-Source) | H5H0V24*K*AAA* |  |  | EA*5X37M17A*+WALLCON | *96CTN0601714B* | 23800 | 17 | 9 | 23600 | 16600 | 70.34% | 2 | 0 | 10 |  |  |  | No | R-454B | 1.9833 | Residential & Commercial | Ducted CEE Tier 1
213773859 | Central HP <5.4 tons | ARCOAIRE | HRCU-A-CB (Split System: Heat Pump with Remote Outdoor Unit-Air-Source) | HVH825GKA3* |  |  | EA*4X48L24A*+WALLCON | *96CTN1002122B* | 24200 | 16.5 | 8.1 | 21000 | 16500 | 78.57% | 2.02 | 0 | 11 |  |  |  | No | R-410A | 2.0167 | Residential & Commercial | Ducted CEE Tier 1
213773239 | Central HP <5.4 tons | ARCOAIRE | HRCU-A-CB (Split System: Heat Pump with Remote Outdoor Unit-Air-Source) | HVH825GKA3* |  |  | EA*4X37L17A*+WALLCON | *96CTN0601714B* | 24000 | 16 | 8.1 | 21400 | 16700 | 78.04% | 1.98 | 0 | 10.5 |  |  |  | No | R-410A | 2 | Residential & Commercial | Ducted CEE Tier 1
213773289 | Central HP <5.4 tons | ARCOAIRE | HRCU-A-CB (Split System: Heat Pump with Remote Outdoor Unit-Air-Source) | HVH825GKA3* |  |  | EA*4X37L21A*+WALLCON | *80CTL0902120B* | 24400 | 16.5 | 8.1 | 21200 | 16600 | 78.3% | 2.02 | 0 | 11 |  |  |  | No | R-410A | 2.0333 | Residential & Commercial | Ducted CEE Tier 1
213772639 | Central HP <5.4 tons | ARCOAIRE | HRCU-A-CB (Split System: Heat Pump with Remote Outdoor Unit-Air-Source) | HVH825GKA3* |  |  | EA*4X24L17A*+WALLCON | *80CTL0701716B* | 23200 | 16.5 | 8.1 | 22000 | 16800 | 76.36% | 1.88 | 0 | 10.5 |  |  |  | No | R-410A | 1.9333 | Residential & Commercial | Ducted CEE Tier 1
213780209 | Central HP <5.4 tons | ARCOAIRE | HRCU-A-CB (Split System: Heat Pump with Remote Outdoor Unit-Air-Source) | HVH837GKA** |  |  | EHD4X48AAL+WALLCON | *95CSU0601716B* | 32400 | 16 | 8.1 | 33000 | 25000 | 75.76% | 1.94 | 0 | 11 |  |  |  | No | R-410A | 2.7 | Residential & Commercial | Ducted CEE Tier 1
213780259 | Central HP <5.4 tons | ARCOAIRE | HRCU-A-CB (Split System: Heat Pump with Remote Outdoor Unit-Air-Source) | HVH837GKA** |  |  | EHD4X48AAL+WALLCON | *96CTN0601714B* | 32400 | 16 | 8.1 | 33000 | 25200 | 76.36% | 1.94 | 0 | 10.5 |  |  |  | No | R-410A | 2.7 | Residential & Commercial | Ducted CEE Tier 1
215667830 | Central HP <5.4 tons | ARCOAIRE | HRCU-A-CB (Split System: Heat Pump with Remote Outdoor Unit-Air-Source) | H5H0V24*K*AAA* |  |  | EA*5X37M21A*+WALLCON | *80CTL0451712B* | 23800 | 17 | 9 | 23400 | 16500 | 70.51% | 2 | 0 | 10.5 |  |  |  | No | R-454B | 1.9833 | Residential & Commercial | Ducted CEE Tier 1
215667934 | Central HP <5.4 tons | ARCOAIRE | HRCU-A-CB (Split System: Heat Pump with Remote Outdoor Unit-Air-Source) | H5H0V24*K*AAA* |  |  | EA*5X37M21A*+WALLCON | *96CTN1002122B* | 24000 | 17.5 | 9 | 23200 | 16300 | 70.26% | 2.02 | 0 | 10.5 |  |  |  | No | R-454B | 2 | Residential & Commercial | Ducted CEE Tier 1
215932108 | Central HP <5.4 tons | ARCOAIRE | HRCU-A-CB (Split System: Heat Pump with Remote Outdoor Unit-Air-Source) | H5H3V36*K*AAA* |  |  | EA*5X36M17A*+WALLCON | *96CTN0401410B* | 31000 | 17.5 | 9 | 34200 | 26400 | 77.19% | 1.92 | 0 | 10.5 |  |  |  | No | R-454B | 2.5833 | Residential & Commercial | Ducted CEE Tier 1
215932188 | Central HP <5.4 tons | ARCOAIRE | HRCU-A-CB (Split System: Heat Pump with Remote Outdoor Unit-Air-Source) | H5H3V36*K*AAA* |  |  | EA*5X42M21A*+WALLCON | *80CSU0401712A* | 32600 | 20 | 9.5 | 35000 | 26800 | 76.57% | 2 | 0 | 11 |  |  |  | No | R-454B | 2.7167 | Residential & Commercial | Ducted CEE Tier 1
213781949 | Central HP <5.4 tons | ARCOAIRE | HRCU-A-CB (Split System: Heat Pump with Remote Outdoor Unit-Air-Source) | HVH837GKA2* |  |  | EHD4X42AAL+WALLCON | *80CTL1352422B* | 32600 | 16.5 | 8.1 | 33000 | 24600 | 74.55% | 1.96 | 0 | 11 |  |  |  | No | R-410A | 2.7167 | Residential & Commercial | Ducted CEE Tier 1
213781179 | Central HP <5.4 tons | ARCOAIRE | HRCU-A-CB (Split System: Heat Pump with Remote Outdoor Unit-Air-Source) | HVH837GKA2* |  |  | EA*4X43L21A*+WALLCON | *80CTL0901716B* | 33000 | 17 | 8.5 | 32800 | 25000 | 76.22% | 1.98 | 0 | 11 |  |  |  | No | R-410A | 2.75 | Residential & Commercial | Ducted CEE Tier 1
213780859 | Central HP <5.4 tons | ARCOAIRE | HRCU-A-CB (Split System: Heat Pump with Remote Outdoor Unit-Air-Source) | HVH837GKA2* |  |  | EA*4X37L21A*+WALLCON | *80CTL0701716B* | 32800 | 17 | 8.5 | 33000 | 25200 | 76.36% | 1.96 | 0 | 11 |  |  |  | No | R-410A | 2.7333 | Residential & Commercial | Ducted CEE Tier 1
213780759 | Central HP <5.4 tons | ARCOAIRE | HRCU-A-CB (Split System: Heat Pump with Remote Outdoor Unit-Air-Source) | HVH837GKA2* |  |  | EA*4X36L21A*+WALLCON | *80CTL0902120B* | 31600 | 17 | 8.1 | 32800 | 24200 | 73.78% | 1.86 | 0 | 11 |  |  |  | No | R-410A | 2.6333 | Residential & Commercial | Ducted CEE Tier 1
215931638 | Central HP <5.4 tons | ARCOAIRE | HRCU-A-CB (Split System: Heat Pump with Remote Outdoor Unit-Air-Source) | H5H3V60*K*AAA* |  |  | EA*5X60M24A*+WALLCON | *96CTN1002122B* | 55500 | 18.5 | 8.5 | 60500 | 46000 | 76.03% | 2.06 | 0 | 11 |  |  |  | No | R-454B | 4.625 | Residential & Commercial | Ducted CEE Tier 1
214573632 | Central HP <5.4 tons | ARCOAIRE | HRCU-A-CB (Split System: Heat Pump with Remote Outdoor Unit-Air-Source) | HVH837GKA2* |  |  | EA*4X36L21A*+WALLCON | *95CSU1002122B* | 31600 | 17 | 8.1 | 32800 | 24200 | 73.78% | 1.86 | 0 | 11 |  |  |  | No | R-410A | 2.6333 | Residential & Commercial | Ducted CEE Tier 1
214573682 | Central HP <5.4 tons | ARCOAIRE | HRCU-A-CB (Split System: Heat Pump with Remote Outdoor Unit-Air-Source) | HVH837GKA2* |  |  | EA*4X37L21A*+WALLCON | *95CSU0802120B* | 32800 | 17.5 | 8.5 | 32800 | 25200 | 76.83% | 2 | 0 | 11 |  |  |  | No | R-410A | 2.7333 | Residential & Commercial | Ducted CEE Tier 1
216051280 | Central HP <5.4 tons | RUSSELL | HRCU-A-CB (Split System: Heat Pump with Remote Outdoor Unit-Air-Source) | SP19AY60AJVC |  |  | TCFY6021SEAAM | S802V0755A21DZ | 54000 | 17 | 10 | 54000 | 48500 | 89.81% | 2 | 0 | 10 |  |  |  | No | R-454B | 4.5 | Residential & Commercial | Ducted CEE Tier 1
216051287 | Central HP <5.4 tons | RUSSELL | HRCU-A-CB (Split System: Heat Pump with Remote Outdoor Unit-Air-Source) | SP19AY60AJVC |  |  | TCFY6021SEAAM | S962V0855A21M4 | 53500 | 16 | 10 | 53500 | 49000 | 91.59% | 2 | 0 | 10 |  |  |  | No | R-454B | 4.4583 | Residential & Commercial | Ducted CEE Tier 1
214574352 | Central HP <5.4 tons | ARCOAIRE | HRCU-A-CB (Split System: Heat Pump with Remote Outdoor Unit-Air-Source) | HVH837GKA2* |  |  | EHD4X48AAL+WALLCON | *95CSU1002122B* | 32600 | 17.5 | 8.5 | 32600 | 24800 | 76.07% | 1.98 | 0 | 11 |  |  |  | No | R-410A | 2.7167 | Residential & Commercial | Ducted CEE Tier 1
214574452 | Central HP <5.4 tons | ARCOAIRE | HRCU-A-CB (Split System: Heat Pump with Remote Outdoor Unit-Air-Source) | HVH837GKA2* |  |  | EN(A,D)4X36L21**+WALLCON | *80CTL0702120B* | 31400 | 17 | 8.1 | 33200 | 24200 | 72.89% | 1.82 | 0 | 11 |  |  |  | No | R-410A | 2.6167 | Residential & Commercial | Ducted CEE Tier 1
214395011 | Central HP <5.4 tons | ARCOAIRE | HRCU-A-CB (Split System: Heat Pump with Remote Outdoor Unit-Air-Source) | DLCURAH24ABK |  |  | EN(A,D)4X24L17** | *96MSN0601716A* | 23400 | 16 | 9 | 26600 | 24200 | 90.98% | 2 | 0 | 10 |  |  |  | No | R-410A | 1.95 | Residential & Commercial | Ducted CEE Tier 1
212979897 | Central HP <5.4 tons | ARCOAIRE | HRCU-A-CB (Split System: Heat Pump with Remote Outdoor Unit-Air-Source) | DLCURAH24ABK |  |  | EN(A,D)4X24L17** | *80MS(N,L)0901714A* | 23400 | 16.5 | 8.5 | 27000 | 24400 | 90.37% | 2.02 | 0 | 10 |  |  |  | No | R-410A | 1.95 | Residential & Commercial | Ducted CEE Tier 1
212981788 | Central HP <5.4 tons | ARCOAIRE | HRCU-A-CB (Split System: Heat Pump with Remote Outdoor Unit-Air-Source) | DLCURAH24ABK |  |  | EN(A,D)4X30L17** | *80MSU1002120A* | 23800 | 16.5 | 8.5 | 26400 | 24000 | 90.91% | 1.98 | 0 | 10.5 |  |  |  | No | R-410A | 1.9833 | Residential & Commercial | Ducted CEE Tier 1
212979515 | Central HP <5.4 tons | ARCOAIRE | HRCU-A-CB (Split System: Heat Pump with Remote Outdoor Unit-Air-Source) | DLCURAH24ABK |  |  | EN(A,D)4X36L21** | *80MS(N,L)0702116A* | 23800 | 17 | 8.5 | 26400 | 24000 | 90.91% | 2 | 0 | 10.5 |  |  |  | No | R-410A | 1.9833 | Residential & Commercial | Ducted CEE Tier 1
214573802 | Central HP <5.4 tons | ARCOAIRE | HRCU-A-CB (Split System: Heat Pump with Remote Outdoor Unit-Air-Source) | HVH837GKA2* |  |  | EA*4X42L24A*+WALLCON | *95CSU0802120B* | 31800 | 17 | 8.5 | 33000 | 24400 | 73.94% | 1.9 | 0 | 11 |  |  |  | No | R-410A | 2.65 | Residential & Commercial | Ducted CEE Tier 1
214573882 | Central HP <5.4 tons | ARCOAIRE | HRCU-A-CB (Split System: Heat Pump with Remote Outdoor Unit-Air-Source) | HVH837GKA2* |  |  | EA*4X43L21A*+WALLCON | *97CMN0602120B* | 32800 | 17 | 8.5 | 33000 | 25400 | 76.97% | 1.98 | 0 | 11 |  |  |  | No | R-410A | 2.7333 | Residential & Commercial | Ducted CEE Tier 1
214573902 | Central HP <5.4 tons | ARCOAIRE | HRCU-A-CB (Split System: Heat Pump with Remote Outdoor Unit-Air-Source) | HVH837GKA2* |  |  | EA*4X43L21A*+WALLCON | *96CTN0802120B* | 33000 | 18.5 | 8.5 | 32600 | 25000 | 76.69% | 2 | 0 | 11.5 |  |  |  | No | R-410A | 2.75 | Residential & Commercial | Ducted CEE Tier 1
214574102 | Central HP <5.4 tons | ARCOAIRE | HRCU-A-CB (Split System: Heat Pump with Remote Outdoor Unit-Air-Source) | HVH837GKA2* |  |  | EA*4X61L21A*+WALLCON | *95CSU0802120B* | 33200 | 17.5 | 8.5 | 32000 | 25000 | 78.12% | 2 | 0 | 11.5 |  |  |  | No | R-410A | 2.7667 | Residential & Commercial | Ducted CEE Tier 1
214573942 | Central HP <5.4 tons | ARCOAIRE | HRCU-A-CB (Split System: Heat Pump with Remote Outdoor Unit-Air-Source) | HVH837GKA2* |  |  | EA*4X48L21A*+WALLCON | *97CMN0602120B* | 32200 | 17 | 8.5 | 32600 | 25200 | 77.3% | 1.96 | 0 | 11 |  |  |  | No | R-410A | 2.6833 | Residential & Commercial | Ducted CEE Tier 1
214573742 | Central HP <5.4 tons | ARCOAIRE | HRCU-A-CB (Split System: Heat Pump with Remote Outdoor Unit-Air-Source) | HVH837GKA2* |  |  | EA*4X42L21A*+WALLCON | *95CSU0802120B* | 31800 | 17 | 8.5 | 33000 | 24400 | 73.94% | 1.9 | 0 | 11 |  |  |  | No | R-410A | 2.65 | Residential & Commercial | Ducted CEE Tier 1
214573232 | Central HP <5.4 tons | ARCOAIRE | HRCU-A-CB (Split System: Heat Pump with Remote Outdoor Unit-Air-Source) | HVH837GKA** |  |  | EHD4X48AAL+WALLCON | *97CMN0802120B* | 32600 | 17 | 8.5 | 32800 | 25000 | 76.22% | 1.98 | 0 | 11 |  |  |  | No | R-410A | 2.7167 | Residential & Commercial | Ducted CEE Tier 1
214572732 | Central HP <5.4 tons | ARCOAIRE | HRCU-A-CB (Split System: Heat Pump with Remote Outdoor Unit-Air-Source) | HVH837GKA** |  |  | EA*4X43L21A*+WALLCON | *95CSU1002122B* | 33000 | 17.5 | 8.5 | 32600 | 25000 | 76.69% | 2 | 0 | 11.5 |  |  |  | No | R-410A | 2.75 | Residential & Commercial | Ducted CEE Tier 1
214572882 | Central HP <5.4 tons | ARCOAIRE | HRCU-A-CB (Split System: Heat Pump with Remote Outdoor Unit-Air-Source) | HVH837GKA** |  |  | EA*4X48L24A*+WALLCON | *96CTN0802120B* | 32400 | 17.5 | 8.5 | 32200 | 24800 | 77.02% | 2 | 0 | 11.5 |  |  |  | No | R-410A | 2.7 | Residential & Commercial | Ducted CEE Tier 1
214572932 | Central HP <5.4 tons | ARCOAIRE | HRCU-A-CB (Split System: Heat Pump with Remote Outdoor Unit-Air-Source) | HVH837GKA** |  |  | EA*4X60L24A*+WALLCON | *97CMN0802120B* | 32800 | 17.5 | 8.5 | 31600 | 24800 | 78.48% | 2 | 0 | 11.5 |  |  |  | No | R-410A | 2.7333 | Residential & Commercial | Ducted CEE Tier 1
214572582 | Central HP <5.4 tons | ARCOAIRE | HRCU-A-CB (Split System: Heat Pump with Remote Outdoor Unit-Air-Source) | HVH837GKA** |  |  | EA*4X37L21A*+WALLCON | *96CTN0802120B* | 33000 | 17.5 | 8.5 | 32600 | 25000 | 76.69% | 2 | 0 | 11.5 |  |  |  | No | R-410A | 2.75 | Residential & Commercial | Ducted CEE Tier 1
215679959 | Central HP <5.4 tons | DAY & NIGHT | HRCU-A-CB (Split System: Heat Pump with Remote Outdoor Unit-Air-Source) | C5H0V36*K*AAA* |  |  | ESH5X60M12A*+WALLCON | *80CSU0601716B* | 34600 | 17 | 8.5 | 34600 | 24800 | 71.68% | 1.92 | 0 | 10 |  |  |  | No | R-454B | 2.8833 | Residential & Commercial | Ducted CEE Tier 1
214571092 | Central HP <5.4 tons | ARCOAIRE | HRCU-A-CB (Split System: Heat Pump with Remote Outdoor Unit-Air-Source) | HVH825GKA3* |  |  | EN(A,D)4X36L21**+WALLCON | *80CTL0702120B* | 23400 | 16.5 | 8.1 | 21600 | 16700 | 77.31% | 1.92 | 0 | 11 |  |  |  | No | R-410A | 1.95 | Residential & Commercial | Ducted CEE Tier 1
214571212 | Central HP <5.4 tons | ARCOAIRE | HRCU-A-CB (Split System: Heat Pump with Remote Outdoor Unit-Air-Source) | HVH825GKA3* |  |  | EN(A,D,W)4X48L21**+WALLCON | *80CTL0702120B* | 24200 | 17 | 8.1 | 21200 | 16600 | 78.3% | 2.02 | 0 | 11 |  |  |  | No | R-410A | 2.0167 | Residential & Commercial | Ducted CEE Tier 1
214570492 | Central HP <5.4 tons | ARCOAIRE | HRCU-A-CB (Split System: Heat Pump with Remote Outdoor Unit-Air-Source) | HVH825GKA3* |  |  | EA*4X42L21A*+WALLCON | *80CTL0702120B* | 23800 | 16.5 | 8.1 | 21400 | 16600 | 77.57% | 1.96 | 0 | 10.5 |  |  |  | No | R-410A | 1.9833 | Residential & Commercial | Ducted CEE Tier 1
214570642 | Central HP <5.4 tons | ARCOAIRE | HRCU-A-CB (Split System: Heat Pump with Remote Outdoor Unit-Air-Source) | HVH825GKA3* |  |  | EA*4X43L21A*+WALLCON | *97CMN0602120B* | 24400 | 16.5 | 8.5 | 21200 | 16700 | 78.77% | 2.02 | 0 | 11 |  |  |  | No | R-410A | 2.0333 | Residential & Commercial | Ducted CEE Tier 1
212983276 | Central HP <5.4 tons | ARCOAIRE | HRCU-A-CB (Split System: Heat Pump with Remote Outdoor Unit-Air-Source) | DLCURAH18ABK |  |  | EA*4X25L17A* | *92MSN0401712A* | 17700 | 16 | 8.1 | 17700 | 17800 | 100.6% | 2.14 | 0 | 10.5 |  |  |  | No | R-410A | 1.475 | Residential & Commercial | Ducted CEE Tier 1
214573532 | Central HP <5.4 tons | ARCOAIRE | HRCU-A-CB (Split System: Heat Pump with Remote Outdoor Unit-Air-Source) | HVH837GKA** |  |  | EN(A,D)4X48L24**+WALLCON | *97CMN0802120B* | 32400 | 17.5 | 8.5 | 32800 | 24800 | 75.61% | 1.96 | 0 | 11.5 |  |  |  | No | R-410A | 2.7 | Residential & Commercial | Ducted CEE Tier 1
215935348 | Central HP <5.4 tons | ARCOAIRE | HRCU-A-CB (Split System: Heat Pump with Remote Outdoor Unit-Air-Source) | H5H3V36*K*AAA* |  |  | EVM5X60M24A*+WALLCON | *80CTL0902120B* | 35600 | 22 | 8.5 | 38000 | 28400 | 74.74% | 2.04 | 0 | 12.5 |  |  |  | No | R-454B | 2.9667 | Residential & Commercial | Ducted CEE Tier 1
215935148 | Central HP <5.4 tons | ARCOAIRE | HRCU-A-CB (Split System: Heat Pump with Remote Outdoor Unit-Air-Source) | H5H3V36*K*AAA* |  |  | EVM5X60M21A*+WALLCON | *80CSU0401712A* | 35600 | 22 | 8.5 | 38000 | 28800 | 75.79% | 2.02 | 0 | 12 |  |  |  | No | R-454B | 2.9667 | Residential & Commercial | Ducted CEE Tier 1
215934998 | Central HP <5.4 tons | ARCOAIRE | HRCU-A-CB (Split System: Heat Pump with Remote Outdoor Unit-Air-Source) | H5H3V36*K*AAA* |  |  | EVM5X49M21A*+WALLCON | *80CTL0451712B* | 35200 | 21 | 8.5 | 39000 | 29400 | 75.38% | 2 | 0 | 11.7 |  |  |  | No | R-454B | 2.9333 | Residential & Commercial | Ducted CEE Tier 1
215933778 | Central HP <5.4 tons | ARCOAIRE | HRCU-A-CB (Split System: Heat Pump with Remote Outdoor Unit-Air-Source) | H5H3V36*K*AAA* |  |  | ESH5X60M12A*+WALLCON | *80CTL0702120B* | 34200 | 19.5 | 9 | 34400 | 26000 | 75.58% | 1.96 | 0 | 11.7 |  |  |  | No | R-454B | 2.85 | Residential & Commercial | Ducted CEE Tier 1
215933878 | Central HP <5.4 tons | ARCOAIRE | HRCU-A-CB (Split System: Heat Pump with Remote Outdoor Unit-Air-Source) | H5H3V36*K*AAA* |  |  | ESH5X60M12A*+WALLCON | *97CMN0801714B* | 34000 | 19 | 9 | 34800 | 26400 | 75.86% | 1.94 | 0 | 11 |  |  |  | No | R-454B | 2.8333 | Residential & Commercial | Ducted CEE Tier 1
215933458 | Central HP <5.4 tons | ARCOAIRE | HRCU-A-CB (Split System: Heat Pump with Remote Outdoor Unit-Air-Source) | H5H3V36*K*AAA* |  |  | ESH5X42M12A*+WALLCON | *96CTN0401410B* | 32000 | 17 | 9 | 33800 | 26000 | 76.92% | 1.96 | 0 | 10.5 |  |  |  | No | R-454B | 2.6667 | Residential & Commercial | Ducted CEE Tier 1
215933408 | Central HP <5.4 tons | ARCOAIRE | HRCU-A-CB (Split System: Heat Pump with Remote Outdoor Unit-Air-Source) | H5H3V36*K*AAA* |  |  | ESH5X42M12A*+WALLCON | *97CMN0602120B* | 33400 | 18.5 | 9 | 35200 | 27000 | 76.7% | 1.92 | 0 | 11 |  |  |  | No | R-454B | 2.7833 | Residential & Commercial | Ducted CEE Tier 1
215669486 | Central HP <5.4 tons | ARCOAIRE | HRCU-A-CB (Split System: Heat Pump with Remote Outdoor Unit-Air-Source) | H5H0V36*K*AAA* |  |  | EA*5X61M21A*+WALLCON | *80CTL0901716B* | 34800 | 18.5 | 9 | 34400 | 24800 | 72.09% | 1.92 | 0 | 10 |  |  |  | No | R-454B | 2.9 | Residential & Commercial | Ducted CEE Tier 1
212980600 | Central HP <5.4 tons | ARCOAIRE | HRCU-A-CB (Split System: Heat Pump with Remote Outdoor Unit-Air-Source) | DLCURAH24ABK |  |  | EN(A,D)4X36L21** | *80MS(N,L)0902120A* | 23600 | 17 | 8.5 | 26200 | 24400 | 93.13% | 2.04 | 0 | 10.5 |  |  |  | No | R-410A | 1.9667 | Residential & Commercial | Ducted CEE Tier 1
214574002 | Central HP <5.4 tons | ARCOAIRE | HRCU-A-CB (Split System: Heat Pump with Remote Outdoor Unit-Air-Source) | HVH837GKA2* |  |  | EA*4X48L24A*+WALLCON | *97CMN0602120B* | 32200 | 17 | 8.5 | 32600 | 25200 | 77.3% | 1.96 | 0 | 11 |  |  |  | No | R-410A | 2.6833 | Residential & Commercial | Ducted CEE Tier 1
214573702 | Central HP <5.4 tons | ARCOAIRE | HRCU-A-CB (Split System: Heat Pump with Remote Outdoor Unit-Air-Source) | HVH837GKA2* |  |  | EA*4X37L21A*+WALLCON | *97CMN0602120B* | 32800 | 17 | 8.5 | 33000 | 25400 | 76.97% | 1.98 | 0 | 11 |  |  |  | No | R-410A | 2.7333 | Residential & Commercial | Ducted CEE Tier 1
214573752 | Central HP <5.4 tons | ARCOAIRE | HRCU-A-CB (Split System: Heat Pump with Remote Outdoor Unit-Air-Source) | HVH837GKA2* |  |  | EA*4X42L21A*+WALLCON | *95CSU1002122B* | 31800 | 17.5 | 8.5 | 32800 | 24400 | 74.39% | 1.9 | 0 | 11 |  |  |  | No | R-410A | 2.65 | Residential & Commercial | Ducted CEE Tier 1
214574122 | Central HP <5.4 tons | ARCOAIRE | HRCU-A-CB (Split System: Heat Pump with Remote Outdoor Unit-Air-Source) | HVH837GKA2* |  |  | EA*4X61L21A*+WALLCON | *97CMN0602120B* | 33000 | 17.5 | 8.5 | 32200 | 25000 | 77.64% | 1.98 | 0 | 11 |  |  |  | No | R-410A | 2.75 | Residential & Commercial | Ducted CEE Tier 1
214573672 | Central HP <5.4 tons | ARCOAIRE | HRCU-A-CB (Split System: Heat Pump with Remote Outdoor Unit-Air-Source) | HVH837GKA2* |  |  | EA*4X37L21A*+WALLCON | *80CTL0702120B* | 32800 | 17.5 | 8.5 | 32800 | 25200 | 76.83% | 2 | 0 | 11 |  |  |  | No | R-410A | 2.7333 | Residential & Commercial | Ducted CEE Tier 1
214572512 | Central HP <5.4 tons | ARCOAIRE | HRCU-A-CB (Split System: Heat Pump with Remote Outdoor Unit-Air-Source) | HVH837GKA** |  |  | EA*4X36L21A*+WALLCON | *97CMN0802120B* | 31600 | 17 | 8.1 | 33000 | 24200 | 73.33% | 1.86 | 0 | 11 |  |  |  | No | R-410A | 2.6333 | Residential & Commercial | Ducted CEE Tier 1
214572782 | Central HP <5.4 tons | ARCOAIRE | HRCU-A-CB (Split System: Heat Pump with Remote Outdoor Unit-Air-Source) | HVH837GKA** |  |  | EA*4X48L21A*+WALLCON | *95CSU0802120B* | 32200 | 17.5 | 8.5 | 32400 | 25000 | 77.16% | 1.98 | 0 | 11 |  |  |  | No | R-410A | 2.6833 | Residential & Commercial | Ducted CEE Tier 1
214570442 | Central HP <5.4 tons | ARCOAIRE | HRCU-A-CB (Split System: Heat Pump with Remote Outdoor Unit-Air-Source) | HVH825GKA3* |  |  | EA*4X37L21A*+WALLCON | *95CSU0802120B* | 24400 | 16.5 | 8.5 | 21200 | 16600 | 78.3% | 2.02 | 0 | 11 |  |  |  | No | R-410A | 2.0333 | Residential & Commercial | Ducted CEE Tier 1
214573512 | Central HP <5.4 tons | ARCOAIRE | HRCU-A-CB (Split System: Heat Pump with Remote Outdoor Unit-Air-Source) | HVH837GKA** |  |  | EN(A,D)4X48L24**+WALLCON | *95CSU1002122B* | 32400 | 17.5 | 8.5 | 32600 | 24800 | 76.07% | 1.98 | 0 | 11.5 |  |  |  | No | R-410A | 2.7 | Residential & Commercial | Ducted CEE Tier 1
214572912 | Central HP <5.4 tons | ARCOAIRE | HRCU-A-CB (Split System: Heat Pump with Remote Outdoor Unit-Air-Source) | HVH837GKA** |  |  | EA*4X60L24A*+WALLCON | *95CSU1002122B* | 32800 | 17.5 | 8.5 | 31600 | 24800 | 78.48% | 2 | 0 | 11.5 |  |  |  | No | R-410A | 2.7333 | Residential & Commercial | Ducted CEE Tier 1
214572992 | Central HP <5.4 tons | ARCOAIRE | HRCU-A-CB (Split System: Heat Pump with Remote Outdoor Unit-Air-Source) | HVH837GKA** |  |  | EA*4X61L21A*+WALLCON | *97CMN0802120B* | 33200 | 17.5 | 8.5 | 32000 | 24800 | 77.5% | 2 | 0 | 11.5 |  |  |  | No | R-410A | 2.7667 | Residential & Commercial | Ducted CEE Tier 1
214573212 | Central HP <5.4 tons | ARCOAIRE | HRCU-A-CB (Split System: Heat Pump with Remote Outdoor Unit-Air-Source) | HVH837GKA** |  |  | EHD4X48AAL+WALLCON | *95CSU1002122B* | 32600 | 17.5 | 8.5 | 32600 | 24800 | 76.07% | 1.98 | 0 | 11 |  |  |  | No | R-410A | 2.7167 | Residential & Commercial | Ducted CEE Tier 1
214097612 | Central HP <5.4 tons | RUSSELL | HRCU-A-CB (Split System: Heat Pump with Remote Outdoor Unit-Air-Source) | RD17AZ48AJ3N |  |  | TCFZ6024SEANM | S801V1255A24UH | 45500 | 17 | 8.1 | 45500 | 40000 | 87.91% | 2.1 | 0 | 10 |  |  |  | No | R-410A | 3.7917 | Residential & Commercial | Ducted CEE Tier 1
214097580 | Central HP <5.4 tons | RUSSELL | HRCU-A-CB (Split System: Heat Pump with Remote Outdoor Unit-Air-Source) | RD17AZ48AJ3N |  |  | TCFZ6024SEANM | S802VA100521M | 45500 | 17 | 8.1 | 45500 | 40000 | 87.91% | 2.1 | 0 | 10 |  |  |  | No | R-410A | 3.7917 | Residential & Commercial | Ducted CEE Tier 1
214097576 | Central HP <5.4 tons | RUSSELL | HRCU-A-CB (Split System: Heat Pump with Remote Outdoor Unit-Air-Source) | RD17AZ48AJ3N |  |  | TCFZ6024SEANM | S802VA125524Z | 45500 | 17 | 8.1 | 45500 | 40000 | 87.91% | 2.1 | 0 | 10 |  |  |  | No | R-410A | 3.7917 | Residential & Commercial | Ducted CEE Tier 1
215676517 | Central HP <5.4 tons | ARCOAIRE | HRCU-A-CB (Split System: Heat Pump with Remote Outdoor Unit-Air-Source) | H5H0V48*K*AAA* |  |  | EVD5X60M21A*+WALLCON | *95CSU1002122B* | 48000 | 19 | 9 | 50000 | 36600 | 73.2% | 2.12 | 0 | 10 |  |  |  | No | R-454B | 4 | Residential & Commercial | Ducted CEE Tier 1
215676367 | Central HP <5.4 tons | ARCOAIRE | HRCU-A-CB (Split System: Heat Pump with Remote Outdoor Unit-Air-Source) | H5H0V48*K*AAA* |  |  | EVD5X49M24A*+WALLCON | *97CMN1002122B* | 48000 | 19 | 9 | 50000 | 36600 | 73.2% | 2 | 0 | 10 |  |  |  | No | R-454B | 4 | Residential & Commercial | Ducted CEE Tier 1
215675967 | Central HP <5.4 tons | ARCOAIRE | HRCU-A-CB (Split System: Heat Pump with Remote Outdoor Unit-Air-Source) | H5H0V48*K*AAA* |  |  | EVM5X61M24A*+WALLCON | *80CSU1002120A* | 48500 | 19 | 9 | 50000 | 36800 | 73.6% | 2.1 | 0 | 10 |  |  |  | No | R-454B | 4.0417 | Residential & Commercial | Ducted CEE Tier 1
215676017 | Central HP <5.4 tons | ARCOAIRE | HRCU-A-CB (Split System: Heat Pump with Remote Outdoor Unit-Air-Source) | H5H0V48*K*AAA* |  |  | EVM5X61M24A*+WALLCON | *95CSU0802120B* | 48500 | 19 | 9 | 50000 | 36800 | 73.6% | 2 | 0 | 10 |  |  |  | No | R-454B | 4.0417 | Residential & Commercial | Ducted CEE Tier 1
215682377 | Central HP <5.4 tons | ARCOAIRE | HRCU-A-CB (Split System: Heat Pump with Remote Outdoor Unit-Air-Source) | H5H0V48*K*AAA* |  |  | EVD5X60M24A*+WALLCON | *96CTN0802120B* | 48000 | 19 | 9 | 50000 | 36600 | 73.2% | 2 | 0 | 10 |  |  |  | No | R-454B | 4 | Residential & Commercial | Ducted CEE Tier 1
214573312 | Central HP <5.4 tons | ARCOAIRE | HRCU-A-CB (Split System: Heat Pump with Remote Outdoor Unit-Air-Source) | HVH837GKA** |  |  | EN(A,D)4X36L21**+WALLCON | *80CTL0702120B* | 31400 | 17 | 8.1 | 33200 | 24200 | 72.89% | 1.82 | 0 | 11 |  |  |  | No | R-410A | 2.6167 | Residential & Commercial | Ducted CEE Tier 1
214572742 | Central HP <5.4 tons | ARCOAIRE | HRCU-A-CB (Split System: Heat Pump with Remote Outdoor Unit-Air-Source) | HVH837GKA** |  |  | EA*4X43L21A*+WALLCON | *97CMN0602120B* | 32800 | 17 | 8.5 | 33000 | 25400 | 76.97% | 1.98 | 0 | 11 |  |  |  | No | R-410A | 2.7333 | Residential & Commercial | Ducted CEE Tier 1
214572842 | Central HP <5.4 tons | ARCOAIRE | HRCU-A-CB (Split System: Heat Pump with Remote Outdoor Unit-Air-Source) | HVH837GKA** |  |  | EA*4X48L24A*+WALLCON | *95CSU0802120B* | 32200 | 17.5 | 8.5 | 32400 | 25000 | 77.16% | 1.98 | 0 | 11 |  |  |  | No | R-410A | 2.6833 | Residential & Commercial | Ducted CEE Tier 1
214572642 | Central HP <5.4 tons | ARCOAIRE | HRCU-A-CB (Split System: Heat Pump with Remote Outdoor Unit-Air-Source) | HVH837GKA** |  |  | EA*4X42L21A*+WALLCON | *96CTN0802120B* | 31800 | 17.5 | 8.5 | 32800 | 24400 | 74.39% | 1.9 | 0 | 11 |  |  |  | No | R-410A | 2.65 | Residential & Commercial | Ducted CEE Tier 1
214573202 | Central HP <5.4 tons | ARCOAIRE | HRCU-A-CB (Split System: Heat Pump with Remote Outdoor Unit-Air-Source) | HVH837GKA** |  |  | EHD4X48AAL+WALLCON | *95CSU0802120B* | 32600 | 17.5 | 8.5 | 32800 | 25000 | 76.22% | 1.98 | 0 | 11 |  |  |  | No | R-410A | 2.7167 | Residential & Commercial | Ducted CEE Tier 1
214573252 | Central HP <5.4 tons | ARCOAIRE | HRCU-A-CB (Split System: Heat Pump with Remote Outdoor Unit-Air-Source) | HVH837GKA** |  |  | EHD4X60AAL+WALLCON | *80CTL0702120B* | 33000 | 17 | 8.5 | 32200 | 25000 | 77.64% | 2 | 0 | 11 |  |  |  | No | R-410A | 2.75 | Residential & Commercial | Ducted CEE Tier 1
214570462 | Central HP <5.4 tons | ARCOAIRE | HRCU-A-CB (Split System: Heat Pump with Remote Outdoor Unit-Air-Source) | HVH825GKA3* |  |  | EA*4X37L21A*+WALLCON | *97CMN0602120B* | 24400 | 16.5 | 8.5 | 21200 | 16700 | 78.77% | 2.02 | 0 | 11 |  |  |  | No | R-410A | 2.0333 | Residential & Commercial | Ducted CEE Tier 1
216051284 | Central HP <5.4 tons | RUSSELL | HRCU-A-CB (Split System: Heat Pump with Remote Outdoor Unit-Air-Source) | SP19AY60AJVC |  |  | TCFY6021SEAAM | S802V1005A21DZ | 54000 | 17 | 10 | 54000 | 48000 | 88.89% | 2 | 0 | 10 |  |  |  | No | R-454B | 4.5 | Residential & Commercial | Ducted CEE Tier 1
215668680 | Central HP <5.4 tons | DAY & NIGHT | HRCU-A-CB (Split System: Heat Pump with Remote Outdoor Unit-Air-Source) | C5H0V36*K*AAA* |  |  | EA*5X37M21A*+WALLCON | *80CTL0901716B* | 34400 | 18 | 9 | 35400 | 25200 | 71.19% | 1.88 | 0 | 10 |  |  |  | No | R-454B | 2.8667 | Residential & Commercial | Ducted CEE Tier 1
214570512 | Central HP <5.4 tons | ARCOAIRE | HRCU-A-CB (Split System: Heat Pump with Remote Outdoor Unit-Air-Source) | HVH825GKA3* |  |  | EA*4X42L21A*+WALLCON | *95CSU1002122B* | 23800 | 16.5 | 8.1 | 21400 | 16600 | 77.57% | 1.96 | 0 | 11 |  |  |  | No | R-410A | 1.9833 | Residential & Commercial | Ducted CEE Tier 1
214573432 | Central HP <5.4 tons | ARCOAIRE | HRCU-A-CB (Split System: Heat Pump with Remote Outdoor Unit-Air-Source) | HVH837GKA** |  |  | EN(A,D,W)4X48L21**+WALLCON | *80CTL0702120B* | 32400 | 18.5 | 8.1 | 32800 | 24800 | 75.61% | 1.96 | 0 | 11.5 |  |  |  | No | R-410A | 2.7 | Residential & Commercial | Ducted CEE Tier 1
214573482 | Central HP <5.4 tons | ARCOAIRE | HRCU-A-CB (Split System: Heat Pump with Remote Outdoor Unit-Air-Source) | HVH837GKA** |  |  | EN(A,D,W)4X48L21**+WALLCON | *96CTN0802120B* | 32400 | 17.5 | 8.5 | 32600 | 24800 | 76.07% | 1.98 | 0 | 11.5 |  |  |  | No | R-410A | 2.7 | Residential & Commercial | Ducted CEE Tier 1
214573032 | Central HP <5.4 tons | ARCOAIRE | HRCU-A-CB (Split System: Heat Pump with Remote Outdoor Unit-Air-Source) | HVH837GKA** |  |  | EA*4X61L24A*+WALLCON | *95CSU1002122B* | 33200 | 18.5 | 8.5 | 31800 | 24800 | 77.99% | 2 | 0 | 11.5 |  |  |  | No | R-410A | 2.7667 | Residential & Commercial | Ducted CEE Tier 1
214572832 | Central HP <5.4 tons | ARCOAIRE | HRCU-A-CB (Split System: Heat Pump with Remote Outdoor Unit-Air-Source) | HVH837GKA** |  |  | EA*4X48L24A*+WALLCON | *80CTL0702120B* | 32400 | 17.5 | 8.5 | 32400 | 25000 | 77.16% | 1.98 | 0 | 11 |  |  |  | No | R-410A | 2.7 | Residential & Commercial | Ducted CEE Tier 1
214570522 | Central HP <5.4 tons | ARCOAIRE | HRCU-A-CB (Split System: Heat Pump with Remote Outdoor Unit-Air-Source) | HVH825GKA3* |  |  | EA*4X42L21A*+WALLCON | *97CMN0602120B* | 23600 | 16.5 | 8.1 | 21400 | 16700 | 78.04% | 1.96 | 0 | 10.5 |  |  |  | No | R-410A | 1.9667 | Residential & Commercial | Ducted CEE Tier 1
214570372 | Central HP <5.4 tons | ARCOAIRE | HRCU-A-CB (Split System: Heat Pump with Remote Outdoor Unit-Air-Source) | HVH825GKA3* |  |  | EA*4X36L21A*+WALLCON | *80CTL0702120B* | 23600 | 16.5 | 8.1 | 21400 | 16600 | 77.57% | 1.94 | 0 | 10.5 |  |  |  | No | R-410A | 1.9667 | Residential & Commercial | Ducted CEE Tier 1
215668880 | Central HP <5.4 tons | DAY & NIGHT | HRCU-A-CB (Split System: Heat Pump with Remote Outdoor Unit-Air-Source) | C5H0V36*K*AAA* |  |  | EA*5X42M21A*+WALLCON | *95CSU1002122B* | 33200 | 17.5 | 9 | 35800 | 25600 | 71.51% | 1.84 | 0 | 10 |  |  |  | No | R-454B | 2.7667 | Residential & Commercial | Ducted CEE Tier 1
216445260 | Central HP <5.4 tons | LG | HRCU-A-C (Split System: Heat Pump with Remote Outdoor Unit with No Indoor Fan --Air Source) | KUSXA422A |  |  | LKMMA42C1 |  | 41000 | 16 | 8.9 | 45000 | 41000 | 91.11% | 1.9 | 0 | 11.9 |  |  |  | No | R-32 | 3.4167 | Residential & Commercial | Ducted CEE Tier 1
214570422 | Central HP <5.4 tons | ARCOAIRE | HRCU-A-CB (Split System: Heat Pump with Remote Outdoor Unit-Air-Source) | HVH825GKA3* |  |  | EA*4X36L21A*+WALLCON | *96CTN0802120B* | 23600 | 16.5 | 8.1 | 21400 | 16600 | 77.57% | 1.94 | 0 | 11 |  |  |  | No | R-410A | 1.9667 | Residential & Commercial | Ducted CEE Tier 1
214570472 | Central HP <5.4 tons | ARCOAIRE | HRCU-A-CB (Split System: Heat Pump with Remote Outdoor Unit-Air-Source) | HVH825GKA3* |  |  | EA*4X37L21A*+WALLCON | *97CMN0802120B* | 24400 | 16.5 | 8.5 | 21200 | 16600 | 78.3% | 2.02 | 0 | 11 |  |  |  | No | R-410A | 2.0333 | Residential & Commercial | Ducted CEE Tier 1
214573392 | Central HP <5.4 tons | ARCOAIRE | HRCU-A-CB (Split System: Heat Pump with Remote Outdoor Unit-Air-Source) | HVH837GKA** |  |  | EN(A,D,W)4X42L21**+WALLCON | *95CSU1002122B* | 31800 | 17 | 8.1 | 33000 | 24400 | 73.94% | 1.9 | 0 | 11.5 |  |  |  | No | R-410A | 2.65 | Residential & Commercial | Ducted CEE Tier 1
214570732 | Central HP <5.4 tons | ARCOAIRE | HRCU-A-CB (Split System: Heat Pump with Remote Outdoor Unit-Air-Source) | HVH825GKA3* |  |  | EA*4X48L24A*+WALLCON | *80CTL0702120B* | 24000 | 17 | 8.5 | 21000 | 16500 | 78.57% | 2.02 | 0 | 11 |  |  |  | No | R-410A | 2 | Residential & Commercial | Ducted CEE Tier 1
214570652 | Central HP <5.4 tons | ARCOAIRE | HRCU-A-CB (Split System: Heat Pump with Remote Outdoor Unit-Air-Source) | HVH825GKA3* |  |  | EA*4X43L21A*+WALLCON | *97CMN0802120B* | 24400 | 16.5 | 8.5 | 21200 | 16600 | 78.3% | 2.04 | 0 | 11 |  |  |  | No | R-410A | 2.0333 | Residential & Commercial | Ducted CEE Tier 1
214572522 | Central HP <5.4 tons | ARCOAIRE | HRCU-A-CB (Split System: Heat Pump with Remote Outdoor Unit-Air-Source) | HVH837GKA** |  |  | EA*4X36L21A*+WALLCON | *96CTN0802120B* | 31600 | 17.5 | 8.1 | 32800 | 24200 | 73.78% | 1.86 | 0 | 11 |  |  |  | No | R-410A | 2.6333 | Residential & Commercial | Ducted CEE Tier 1
214572982 | Central HP <5.4 tons | ARCOAIRE | HRCU-A-CB (Split System: Heat Pump with Remote Outdoor Unit-Air-Source) | HVH837GKA** |  |  | EA*4X61L21A*+WALLCON | *97CMN0602120B* | 33000 | 17.5 | 8.5 | 32200 | 25000 | 77.64% | 1.98 | 0 | 11 |  |  |  | No | R-410A | 2.75 | Residential & Commercial | Ducted CEE Tier 1
215932458 | Central HP <5.4 tons | ARCOAIRE | HRCU-A-CB (Split System: Heat Pump with Remote Outdoor Unit-Air-Source) | H5H3V36*K*AAA* |  |  | EA*5X48M21A*+WALLCON | *95CSU0601716B* | 33200 | 19.5 | 9.5 | 35000 | 26800 | 76.57% | 2.02 | 0 | 11 |  |  |  | No | R-454B | 2.7667 | Residential & Commercial | Ducted CEE Tier 1
215932958 | Central HP <5.4 tons | ARCOAIRE | HRCU-A-CB (Split System: Heat Pump with Remote Outdoor Unit-Air-Source) | H5H3V36*K*AAA* |  |  | EA*5X61M24A*+WALLCON | *96CTN1202422B* | 34400 | 20.5 | 9.5 | 34200 | 26000 | 76.02% | 2.08 | 0 | 12 |  |  |  | No | R-454B | 2.8667 | Residential & Commercial | Ducted CEE Tier 1
215933008 | Central HP <5.4 tons | ARCOAIRE | HRCU-A-CB (Split System: Heat Pump with Remote Outdoor Unit-Air-Source) | H5H3V36*K*AAA* |  |  | ESH5X30M12A*+WALLCON | *96CTN0401410B* | 31400 | 16.5 | 9 | 34400 | 26400 | 76.74% | 1.92 | 0 | 10 |  |  |  | No | R-454B | 2.6167 | Residential & Commercial | Ducted CEE Tier 1
215933108 | Central HP <5.4 tons | ARCOAIRE | HRCU-A-CB (Split System: Heat Pump with Remote Outdoor Unit-Air-Source) | H5H3V36*K*AAA* |  |  | ESH5X36M12A*+WALLCON | *80CTL0902120B* | 33400 | 19 | 9 | 34800 | 26600 | 76.44% | 1.92 | 0 | 11.5 |  |  |  | No | R-454B | 2.7833 | Residential & Commercial | Ducted CEE Tier 1
215678267 | Central HP <5.4 tons | ARCOAIRE | HRCU-A-CB (Split System: Heat Pump with Remote Outdoor Unit-Air-Source) | H5H0V24*K*AAA* |  |  | EA*5X30M17A*+WALLCON | *80CSU0401712B* | 23200 | 17 | 8.5 | 23600 | 16600 | 70.34% | 1.98 | 0 | 10 |  |  |  | No | R-454B | 1.9333 | Residential & Commercial | Ducted CEE Tier 1
214574072 | Central HP <5.4 tons | ARCOAIRE | HRCU-A-CB (Split System: Heat Pump with Remote Outdoor Unit-Air-Source) | HVH837GKA2* |  |  | EA*4X60L24A*+WALLCON | *97CMN0802120B* | 32800 | 17.5 | 8.5 | 31600 | 24800 | 78.48% | 2 | 0 | 11.5 |  |  |  | No | R-410A | 2.7333 | Residential & Commercial | Ducted CEE Tier 1
211244711 | Central HP <5.4 tons | ARCOAIRE | HRCU-A-CB (Split System: Heat Pump with Remote Outdoor Unit-Air-Source) | DLCURAH24ABK |  |  | EN(A,D)4X30L17** | *80ES(N,L)0901714A* | 24600 | 16.5 | 8.1 | 26400 | 22600 | 85.61% | 1.86 | 0 | 10.5 |  |  |  | No | R-410A | 2.05 | Residential & Commercial | Ducted CEE Tier 1
211244876 | Central HP <5.4 tons | ARCOAIRE | HRCU-A-CB (Split System: Heat Pump with Remote Outdoor Unit-Air-Source) | DLCURAH24ABK |  |  | EN(A,D,W)4X36L17** | *96VSN0401410A* | 23400 | 16 | 8.1 | 25800 | 24000 | 93.02% | 2 | 0 | 10 |  |  |  | No | R-410A | 1.95 | Residential & Commercial | Ducted CEE Tier 1
211245080 | Central HP <5.4 tons | ARCOAIRE | HRCU-A-CB (Split System: Heat Pump with Remote Outdoor Unit-Air-Source) | DLCURAH24ABK |  |  | EN(A,D,W)4X36L17** | *96VTN0601412A* | 23600 | 16.5 | 8.1 | 25800 | 23800 | 92.25% | 1.98 | 0 | 10 |  |  |  | No | R-410A | 1.9667 | Residential & Commercial | Ducted CEE Tier 1
214573732 | Central HP <5.4 tons | ARCOAIRE | HRCU-A-CB (Split System: Heat Pump with Remote Outdoor Unit-Air-Source) | HVH837GKA2* |  |  | EA*4X42L21A*+WALLCON | *80CTL0702120B* | 31800 | 17 | 8.5 | 33000 | 24400 | 73.94% | 1.9 | 0 | 11 |  |  |  | No | R-410A | 2.65 | Residential & Commercial | Ducted CEE Tier 1
214573652 | Central HP <5.4 tons | ARCOAIRE | HRCU-A-CB (Split System: Heat Pump with Remote Outdoor Unit-Air-Source) | HVH837GKA2* |  |  | EA*4X36L21A*+WALLCON | *97CMN0802120B* | 31600 | 17 | 8.1 | 33000 | 24200 | 73.33% | 1.86 | 0 | 11 |  |  |  | No | R-410A | 2.6333 | Residential & Commercial | Ducted CEE Tier 1
211243757 | Central HP <5.4 tons | SMART COMFORT | HRCU-A-CB (Split System: Heat Pump with Remote Outdoor Unit-Air-Source) | DLCURAH24ABK |  |  | EN(A,D)4X24L14** | *95ESN0601412A* | 24000 | 15.2 | 8.5 | 27200 | 23000 | 84.56% | 1.88 | 0 | 10 |  |  |  | No | R-410A | 2 | Residential & Commercial | Ducted CEE Tier 1
216051196 | Central HP <5.4 tons | RUSSELL | HRCU-A-CB (Split System: Heat Pump with Remote Outdoor Unit-Air-Source) | SP19AY24AJVC |  |  | TCFY2421HEAAM | S962V0603A17M4 | 22800 | 21 | 8.5 | 22800 | 18600 | 81.58% | 1.8 | 0 | 13 |  |  |  | No | R-454B | 1.9 | Residential & Commercial | Ducted CEE Tier 1
216051260 | Central HP <5.4 tons | RUSSELL | HRCU-A-CB (Split System: Heat Pump with Remote Outdoor Unit-Air-Source) | SP19AY48AJVC |  |  | TCFY4821SEAAM | S802V1005A21UH | 45500 | 19 | 10 | 45500 | 41500 | 91.21% | 2.1 | 0 | 12 |  |  |  | No | R-454B | 3.7917 | Residential & Commercial | Ducted CEE Tier 1
211226817 | Central HP <5.4 tons | ARCOAIRE | HRCU-A-CB (Split System: Heat Pump with Remote Outdoor Unit-Air-Source) | DLCURAH36ABK |  |  | EA*4X37L21A* | *80ES(N,L)0901714A* | 36800 | 16 | 8.5 | 38500 | 34800 | 90.39% | 2.1 | 0 | 10 |  |  |  | No | R-410A | 3.0667 | Residential & Commercial | Ducted CEE Tier 1
216051255 | Central HP <5.4 tons | RUSSELL | HRCU-A-CB (Split System: Heat Pump with Remote Outdoor Unit-Air-Source) | SP19AY48AJVC |  |  | TCFY4821SEAAM | S802V0754A17DZ | 45500 | 19 | 10 | 45500 | 42000 | 92.31% | 2.1 | 0 | 11.7 |  |  |  | No | R-454B | 3.7917 | Residential & Commercial | Ducted CEE Tier 1
216051269 | Central HP <5.4 tons | RUSSELL | HRCU-A-CB (Split System: Heat Pump with Remote Outdoor Unit-Air-Source) | SP19AY48AJVC |  |  | TCFY4821SEAAM | S98MV0855A21UP | 45500 | 19 | 10 | 45500 | 42000 | 92.31% | 2.1 | 0 | 12 |  |  |  | No | R-454B | 3.7917 | Residential & Commercial | Ducted CEE Tier 1
212985231 | Central HP <5.4 tons | ARCOAIRE | HRCU-A-CB (Split System: Heat Pump with Remote Outdoor Unit-Air-Source) | DLCURAH36ABK |  |  | EA*4X48L21A* | *92MSN1002120A* | 35800 | 16.5 | 8.5 | 37800 | 34600 | 91.53% | 2.02 | 0 | 10 |  |  |  | No | R-410A | 2.9833 | Residential & Commercial | Ducted CEE Tier 1
211243977 | Central HP <5.4 tons | SMART COMFORT | HRCU-A-CB (Split System: Heat Pump with Remote Outdoor Unit-Air-Source) | DLCURAH24ABK |  |  | EN(A,D)4X24L17** | *80ESU0401712A* | 23600 | 17 | 8.5 | 26400 | 23800 | 90.15% | 1.98 | 0 | 10 |  |  |  | No | R-410A | 1.9667 | Residential & Commercial | Ducted CEE Tier 1
211244142 | Central HP <5.4 tons | SMART COMFORT | HRCU-A-CB (Split System: Heat Pump with Remote Outdoor Unit-Air-Source) | DLCURAH24ABK |  |  | EN(A,D)4X24L17** | *80ES(N,L)0901714A* | 24000 | 16 | 8.5 | 27000 | 23000 | 85.19% | 1.9 | 0 | 10 |  |  |  | No | R-410A | 2 | Residential & Commercial | Ducted CEE Tier 1
211244243 | Central HP <5.4 tons | SMART COMFORT | HRCU-A-CB (Split System: Heat Pump with Remote Outdoor Unit-Air-Source) | DLCURAH24ABK |  |  | EN(A,D)4X24L17** | *80ESU0601716A | 24400 | 16 | 8.5 | 27200 | 22600 | 83.09% | 1.86 | 0 | 10 |  |  |  | No | R-410A | 2.0333 | Residential & Commercial | Ducted CEE Tier 1
211244342 | Central HP <5.4 tons | SMART COMFORT | HRCU-A-CB (Split System: Heat Pump with Remote Outdoor Unit-Air-Source) | DLCURAH24ABK |  |  | EN(A,D)4X30L14** | *96VTN0401410A* | 23600 | 15.5 | 8.1 | 26200 | 23600 | 90.08% | 1.92 | 0 | 10 |  |  |  | No | R-410A | 1.9667 | Residential & Commercial | Ducted CEE Tier 1
211244929 | Central HP <5.4 tons | SMART COMFORT | HRCU-A-CB (Split System: Heat Pump with Remote Outdoor Unit-Air-Source) | DLCURAH24ABK |  |  | EN(A,D,W)4X36L17** | *80ES(N,L)0701716A* | 24800 | 16 | 8.1 | 26800 | 22200 | 82.84% | 1.82 | 0 | 10.5 |  |  |  | No | R-410A | 2.0667 | Residential & Commercial | Ducted CEE Tier 1
211245095 | Central HP <5.4 tons | SMART COMFORT | HRCU-A-CB (Split System: Heat Pump with Remote Outdoor Unit-Air-Source) | DLCURAH24ABK |  |  | EN(A,D,W)4X36L17** | *95ESN0261410A* | 23400 | 16 | 8.1 | 25800 | 24200 | 93.8% | 2 | 0 | 10 |  |  |  | No | R-410A | 1.95 | Residential & Commercial | Ducted CEE Tier 1
211244794 | Central HP <5.4 tons | SMART COMFORT | HRCU-A-CB (Split System: Heat Pump with Remote Outdoor Unit-Air-Source) | DLCURAH24ABK |  |  | EN(A,D)4X30L17** | *92ESN0401712A* | 23600 | 15.5 | 8.1 | 26200 | 23400 | 89.31% | 1.92 | 0 | 10 |  |  |  | No | R-410A | 1.9667 | Residential & Commercial | Ducted CEE Tier 1
214570392 | Central HP <5.4 tons | ARCOAIRE | HRCU-A-CB (Split System: Heat Pump with Remote Outdoor Unit-Air-Source) | HVH825GKA3* |  |  | EA*4X36L21A*+WALLCON | *95CSU1002122B* | 23600 | 16.5 | 8.1 | 21400 | 16600 | 77.57% | 1.94 | 0 | 10.5 |  |  |  | No | R-410A | 1.9667 | Residential & Commercial | Ducted CEE Tier 1
214570542 | Central HP <5.4 tons | ARCOAIRE | HRCU-A-CB (Split System: Heat Pump with Remote Outdoor Unit-Air-Source) | HVH825GKA3* |  |  | EA*4X42L21A*+WALLCON | *96CTN0802120B* | 23800 | 16.5 | 8.1 | 21400 | 16600 | 77.57% | 1.96 | 0 | 11 |  |  |  | No | R-410A | 1.9833 | Residential & Commercial | Ducted CEE Tier 1
214572662 | Central HP <5.4 tons | ARCOAIRE | HRCU-A-CB (Split System: Heat Pump with Remote Outdoor Unit-Air-Source) | HVH837GKA** |  |  | EA*4X42L24A*+WALLCON | *95CSU0802120B* | 31800 | 17 | 8.5 | 33000 | 24400 | 73.94% | 1.9 | 0 | 11 |  |  |  | No | R-410A | 2.65 | Residential & Commercial | Ducted CEE Tier 1
214571142 | Central HP <5.4 tons | ARCOAIRE | HRCU-A-CB (Split System: Heat Pump with Remote Outdoor Unit-Air-Source) | HVH825GKA3* |  |  | EN(A,D)4X36L21**+WALLCON | *96CTN0802120B* | 23600 | 16.5 | 8.1 | 21400 | 16700 | 78.04% | 1.92 | 0 | 11 |  |  |  | No | R-410A | 1.9667 | Residential & Commercial | Ducted CEE Tier 1
212979950 | Central HP <5.4 tons | SMART COMFORT | HRCU-A-CB (Split System: Heat Pump with Remote Outdoor Unit-Air-Source) | DLCURAH18ABK |  |  | EA*4X19L17A* | *80MS(N,L)0901714A* | 18000 | 16.5 | 8.5 | 18000 | 17800 | 98.89% | 2.14 | 0 | 10.5 |  |  |  | No | R-410A | 1.5 | Residential & Commercial | Ducted CEE Tier 1
212979998 | Central HP <5.4 tons | SMART COMFORT | HRCU-A-CB (Split System: Heat Pump with Remote Outdoor Unit-Air-Source) | DLCURAH18ABK |  |  | EN(A,D)4X24L17** | *80MS(N,L)0901714A* | 17400 | 16 | 8.5 | 18500 | 19200 | 103.8% | 2.3 | 0 | 10.5 |  |  |  | No | R-410A | 1.45 | Residential & Commercial | Ducted CEE Tier 1
212982441 | Central HP <5.4 tons | SMART COMFORT | HRCU-A-CB (Split System: Heat Pump with Remote Outdoor Unit-Air-Source) | DLCURAH18ABK |  |  | EN(A,D)4X30L17** | *80MSU0401712A* | 17500 | 16 | 8.1 | 18200 | 18500 | 101.6% | 2.22 | 0 | 10.5 |  |  |  | No | R-410A | 1.4583 | Residential & Commercial | Ducted CEE Tier 1
212982273 | Central HP <5.4 tons | SMART COMFORT | HRCU-A-CB (Split System: Heat Pump with Remote Outdoor Unit-Air-Source) | DLCURAH24ABK |  |  | EA*4X30L17A* | *80MSU0401712A* | 23800 | 16.5 | 8.5 | 25800 | 24000 | 93.02% | 2 | 0 | 10 |  |  |  | No | R-410A | 1.9833 | Residential & Commercial | Ducted CEE Tier 1
211242236 | Central HP <5.4 tons | SMART COMFORT | HRCU-A-CB (Split System: Heat Pump with Remote Outdoor Unit-Air-Source) | DLCURAH24ABK |  |  | EA*4X36L17A* | OLV098A12* | 23400 | 16.5 | 8.5 | 25600 | 23800 | 92.97% | 1.98 | 0 | 10 |  |  |  | No | R-410A | 1.95 | Residential & Commercial | Ducted CEE Tier 1
211242070 | Central HP <5.4 tons | SMART COMFORT | HRCU-A-CB (Split System: Heat Pump with Remote Outdoor Unit-Air-Source) | DLCURAH24ABK |  |  | EA*4X36L17A* | *96VTN0601714A* | 24000 | 16.5 | 8.5 | 26000 | 22800 | 87.69% | 1.88 | 0 | 10 |  |  |  | No | R-410A | 2 | Residential & Commercial | Ducted CEE Tier 1
211241986 | Central HP <5.4 tons | SMART COMFORT | HRCU-A-CB (Split System: Heat Pump with Remote Outdoor Unit-Air-Source) | DLCURAH24ABK |  |  | EA*4X36L17A* | *96VTN0801716A* | 24200 | 16.5 | 8.5 | 26200 | 22600 | 86.26% | 1.86 | 0 | 10 |  |  |  | No | R-410A | 2.0167 | Residential & Commercial | Ducted CEE Tier 1
211241836 | Central HP <5.4 tons | SMART COMFORT | HRCU-A-CB (Split System: Heat Pump with Remote Outdoor Unit-Air-Source) | DLCURAH24ABK |  |  | EA*4X36L17A* | *96VSN0601714A* | 23400 | 16.5 | 8.5 | 25600 | 23600 | 92.19% | 1.96 | 0 | 10 |  |  |  | No | R-410A | 1.95 | Residential & Commercial | Ducted CEE Tier 1
211241951 | Central HP <5.4 tons | SMART COMFORT | HRCU-A-CB (Split System: Heat Pump with Remote Outdoor Unit-Air-Source) | DLCURAH24ABK |  |  | EA*4X36L17A* | *80ESU0401712A* | 24000 | 17.5 | 8.5 | 26000 | 22800 | 87.69% | 1.9 | 0 | 10 |  |  |  | No | R-410A | 2 | Residential & Commercial | Ducted CEE Tier 1
211242420 | Central HP <5.4 tons | SMART COMFORT | HRCU-A-CB (Split System: Heat Pump with Remote Outdoor Unit-Air-Source) | DLCURAH24ABK |  |  | EA*4X36L21A* | *80VSL0902120A* | 24200 | 17 | 8.5 | 26000 | 22800 | 87.69% | 1.88 | 0 | 10 |  |  |  | No | R-410A | 2.0167 | Residential & Commercial | Ducted CEE Tier 1
211242639 | Central HP <5.4 tons | SMART COMFORT | HRCU-A-CB (Split System: Heat Pump with Remote Outdoor Unit-Air-Source) | DLCURAH24ABK |  |  | EA*4X36L21A* | *92ESN0801716A* | 24400 | 17 | 8.5 | 26200 | 22400 | 85.5% | 1.86 | 0 | 10 |  |  |  | No | R-410A | 2.0333 | Residential & Commercial | Ducted CEE Tier 1
211242705 | Central HP <5.4 tons | SMART COMFORT | HRCU-A-CB (Split System: Heat Pump with Remote Outdoor Unit-Air-Source) | DLCURAH24ABK |  |  | EA*4X36L21A* | *80ESU0802120A | 24600 | 17.5 | 8.5 | 26200 | 22200 | 84.73% | 1.86 | 0 | 10.5 |  |  |  | No | R-410A | 2.05 | Residential & Commercial | Ducted CEE Tier 1
211243225 | Central HP <5.4 tons | SMART COMFORT | HRCU-A-CB (Split System: Heat Pump with Remote Outdoor Unit-Air-Source) | DLCURAH24ABK |  |  | EA*4X37L21A* | *96VSN0601714A* | 24800 | 16.5 | 8.5 | 25600 | 21000 | 82.03% | 1.76 | 0 | 10 |  |  |  | No | R-410A | 2.0667 | Residential & Commercial | Ducted CEE Tier 1
211243439 | Central HP <5.4 tons | SMART COMFORT | HRCU-A-CB (Split System: Heat Pump with Remote Outdoor Unit-Air-Source) | DLCURAH24ABK |  |  | EA*4X37L21A* | *80VTL0701716A* | 24800 | 17 | 8.5 | 25400 | 20800 | 81.89% | 1.76 | 0 | 10.5 |  |  |  | No | R-410A | 2.0667 | Residential & Commercial | Ducted CEE Tier 1
212979164 | Central HP <5.4 tons | SMART COMFORT | HRCU-A-CB (Split System: Heat Pump with Remote Outdoor Unit-Air-Source) | DLCURAH24ABK |  |  | EA*4X36L17A* | *80MS(N,L)0701716A* | 23800 | 17 | 8.5 | 26200 | 23800 | 90.84% | 1.98 | 0 | 10 |  |  |  | No | R-410A | 1.9833 | Residential & Commercial | Ducted CEE Tier 1
212974100 | Central HP <5.4 tons | SMART COMFORT | HRCU-A-CB (Split System: Heat Pump with Remote Outdoor Unit-Air-Source) | DLCURAH24ABK |  |  | EA*4X36L21A* | *96VSN0802120B* | 24000 | 17 | 8.5 | 26400 | 23400 | 88.64% | 1.94 | 0 | 10 |  |  |  | No | R-410A | 2 | Residential & Commercial | Ducted CEE Tier 1
212977775 | Central HP <5.4 tons | SMART COMFORT | HRCU-A-CB (Split System: Heat Pump with Remote Outdoor Unit-Air-Source) | DLCURAH18ABK |  |  | EA*4X30L17A* | *80MS(N,L)0451412A* | 17700 | 16.5 | 8.5 | 18200 | 18800 | 103.3% | 2.26 | 0 | 10.5 |  |  |  | No | R-410A | 1.475 | Residential & Commercial | Ducted CEE Tier 1
212975120 | Central HP <5.4 tons | SMART COMFORT | HRCU-A-CB (Split System: Heat Pump with Remote Outdoor Unit-Air-Source) | DLCURAH18ABK |  |  | EN(A,D)4X24L17** | *96VTN0401712B* | 17500 | 15.5 | 8.5 | 18600 | 19200 | 103.2% | 2.3 | 0 | 10.5 |  |  |  | No | R-410A | 1.4583 | Residential & Commercial | Ducted CEE Tier 1
212974752 | Central HP <5.4 tons | SMART COMFORT | HRCU-A-CB (Split System: Heat Pump with Remote Outdoor Unit-Air-Source) | DLCURAH18ABK |  |  | EN(A,D)4X30L17** | *96VTN0401410B* | 17400 | 16 | 8.1 | 18000 | 18700 | 103.9% | 2.24 | 0 | 10.5 |  |  |  | No | R-410A | 1.45 | Residential & Commercial | Ducted CEE Tier 1
212973380 | Central HP <5.4 tons | SMART COMFORT | HRCU-A-CB (Split System: Heat Pump with Remote Outdoor Unit-Air-Source) | DLCURAH18ABK |  |  | EN(A,D)4X24L17** | *96VSN0601412B* | 17500 | 16 | 8.5 | 18500 | 19200 | 103.8% | 2.3 | 0 | 10.5 |  |  |  | No | R-410A | 1.4583 | Residential & Commercial | Ducted CEE Tier 1
212982424 | Central HP <5.4 tons | ARCOAIRE | HRCU-A-CB (Split System: Heat Pump with Remote Outdoor Unit-Air-Source) | DLCURAH18ABK |  |  | EN(A,D)4X24L17** | *80MSU0401712A* | 17500 | 16 | 8.5 | 18400 | 18900 | 102.7% | 2.28 | 0 | 10.5 |  |  |  | No | R-410A | 1.4583 | Residential & Commercial | Ducted CEE Tier 1
214228973 | Central HP <5.4 tons | ARCOAIRE | HRCU-A-CB (Split System: Heat Pump with Remote Outdoor Unit-Air-Source) | DLCURAH18ABK |  |  | EA*4X19L17A* | *80MSU0601716A* | 18100 | 16.5 | 8.5 | 18000 | 17700 | 98.33% | 2.14 | 0 | 11 |  |  |  | No | R-410A | 1.5083 | Residential & Commercial | Ducted CEE Tier 1
212973600 | Central HP <5.4 tons | SMART COMFORT | HRCU-A-CB (Split System: Heat Pump with Remote Outdoor Unit-Air-Source) | DLCURAH24ABK |  |  | EN(A,D)4X24L14** | *96VSN0601412B* | 23200 | 16.5 | 8.5 | 26800 | 25400 | 94.78% | 2.12 | 0 | 10 |  |  |  | No | R-410A | 1.9333 | Residential & Commercial | Ducted CEE Tier 1
212973230 | Central HP <5.4 tons | SMART COMFORT | HRCU-A-CB (Split System: Heat Pump with Remote Outdoor Unit-Air-Source) | DLCURAH24ABK |  |  | EA*4X36L21A* | *96VSN0401712B* | 23400 | 16.5 | 8.5 | 26200 | 24200 | 92.37% | 2 | 0 | 10 |  |  |  | No | R-410A | 1.95 | Residential & Commercial | Ducted CEE Tier 1
212975670 | Central HP <5.4 tons | SMART COMFORT | HRCU-A-CB (Split System: Heat Pump with Remote Outdoor Unit-Air-Source) | DLCURAH24ABK |  |  | EA*4X30L14A* | *96VTN0601412B* | 23400 | 16.5 | 8.5 | 26200 | 25000 | 95.42% | 2.08 | 0 | 10 |  |  |  | No | R-410A | 1.95 | Residential & Commercial | Ducted CEE Tier 1
212975703 | Central HP <5.4 tons | SMART COMFORT | HRCU-A-CB (Split System: Heat Pump with Remote Outdoor Unit-Air-Source) | DLCURAH24ABK |  |  | EA*4X37L17A* | *96VTN0601412B* | 24000 | 17 | 8.1 | 25200 | 22400 | 88.89% | 1.86 | 0 | 10 |  |  |  | No | R-410A | 2 | Residential & Commercial | Ducted CEE Tier 1
212976672 | Central HP <5.4 tons | SMART COMFORT | HRCU-A-CB (Split System: Heat Pump with Remote Outdoor Unit-Air-Source) | DLCURAH24ABK |  |  | EA*4X36L21A* | *96VTN1002120B* | 23600 | 17.5 | 8.5 | 26200 | 23800 | 90.84% | 1.98 | 0 | 10 |  |  |  | No | R-410A | 1.9667 | Residential & Commercial | Ducted CEE Tier 1
212986616 | Central HP <5.4 tons | SMART COMFORT | HRCU-A-CB (Split System: Heat Pump with Remote Outdoor Unit-Air-Source) | DLCURAH24ABK |  |  | EN(A,D)4X24L17** | *96MSN0401712A* | 23200 | 15.2 | 8.5 | 27200 | 24800 | 91.18% | 2.04 | 0 | 10 |  |  |  | No | R-410A | 1.9333 | Residential & Commercial | Ducted CEE Tier 1
212989493 | Central HP <5.4 tons | ARCOAIRE | HRCU-A-CB (Split System: Heat Pump with Remote Outdoor Unit-Air-Source) | DLCURAH36ABK |  |  | EA*4X48L21A* | *95MSU0802120A* | 35600 | 16.5 | 8.5 | 37800 | 34600 | 91.53% | 2.02 | 0 | 10 |  |  |  | No | R-410A | 2.9667 | Residential & Commercial | Ducted CEE Tier 1
215739591 | Central HP <5.4 tons | RUSSELL | HRCU-A-CB (Split System: Heat Pump with Remote Outdoor Unit-Air-Source) | SP19AY24AJVC |  |  | SHMVY3621MEACA |  | 22800 | 19 | 8.5 | 22800 | 19500 | 85.53% | 1.9 | 0 | 12 |  |  |  | No | R-454B | 1.9 | Residential & Commercial | Ducted CEE Tier 1
212983873 | Central HP <5.4 tons | ARCOAIRE | HRCU-A-CB (Split System: Heat Pump with Remote Outdoor Unit-Air-Source) | DLCURAH36ABK |  |  | EA*4X48L21A* | *92MSN0601714A* | 35600 | 16 | 8.5 | 37800 | 34800 | 92.06% | 2.02 | 0 | 10 |  |  |  | No | R-410A | 2.9667 | Residential & Commercial | Ducted CEE Tier 1
213075943 | Central HP <5.4 tons | SMART COMFORT | HRCU-A-CB (Split System: Heat Pump with Remote Outdoor Unit-Air-Source) | DLCURAH36ABK |  |  | EA*4X48L21A* | *95MSU1002120A* | 36000 | 16 | 8.5 | 38000 | 34800 | 91.58% | 2.04 | 0 | 10 |  |  |  | No | R-410A | 3 | Residential & Commercial | Ducted CEE Tier 1
216051215 | Central HP <5.4 tons | RUSSELL | HRCU-A-CB (Split System: Heat Pump with Remote Outdoor Unit-Air-Source) | SP19AY24AJVC |  |  | TCFY2421HEAAM | S801V0754A17UH | 22800 | 21 | 8.5 | 22800 | 18400 | 80.7% | 1.8 | 0 | 13 |  |  |  | No | R-454B | 1.9 | Residential & Commercial | Ducted CEE Tier 1
214075371 | Central HP <5.4 tons | RUSSELL | HRCU-A-CB (Split System: Heat Pump with Remote Outdoor Unit-Air-Source) | RD17AZ60AJ3N |  |  | TCFZ6024STANM | S98MV1155A24UPS | 55000 | 18 | 8.1 | 54000 | 49500 | 91.67% | 1.75 | 0 | 10 |  |  |  | No | R-410A | 4.5833 | Residential & Commercial | Ducted CEE Tier 1
213080641 | Central HP <5.4 tons | SMART COMFORT | HRCU-A-CB (Split System: Heat Pump with Remote Outdoor Unit-Air-Source) | DLCURAH36ABK |  |  | EN(A,D,W)4X48L21** | *95MSU0401712A* | 35800 | 15.2 | 8.1 | 38500 | 35200 | 91.43% | 2 | 0 | 10 |  |  |  | No | R-410A | 2.9833 | Residential & Commercial | Ducted CEE Tier 1
213080192 | Central HP <5.4 tons | SMART COMFORT | HRCU-A-CB (Split System: Heat Pump with Remote Outdoor Unit-Air-Source) | DLCURAH36ABK |  |  | EA*4X43L21A* | *96MSN0802120A* | 36400 | 16 | 8.5 | 38000 | 34800 | 91.58% | 2.06 | 0 | 10 |  |  |  | No | R-410A | 3.0333 | Residential & Commercial | Ducted CEE Tier 1
213079822 | Central HP <5.4 tons | SMART COMFORT | HRCU-A-CB (Split System: Heat Pump with Remote Outdoor Unit-Air-Source) | DLCURAH36ABK |  |  | EN(A,D,W)4X48L21** | *92MSN1002120A* | 36000 | 16.5 | 8.1 | 38500 | 34800 | 90.39% | 2 | 0 | 10.5 |  |  |  | No | R-410A | 3 | Residential & Commercial | Ducted CEE Tier 1
213079222 | Central HP <5.4 tons | SMART COMFORT | HRCU-A-CB (Split System: Heat Pump with Remote Outdoor Unit-Air-Source) | DLCURAH36ABK |  |  | EA*4X37L21A* | *80MSU0802120A* | 36600 | 16.5 | 8.5 | 38000 | 34600 | 91.05% | 2.08 | 0 | 10 |  |  |  | No | R-410A | 3.05 | Residential & Commercial | Ducted CEE Tier 1
213077885 | Central HP <5.4 tons | SMART COMFORT | HRCU-A-CB (Split System: Heat Pump with Remote Outdoor Unit-Air-Source) | DLCURAH36ABK |  |  | EA*4X37L17A* | *80MS(N,L)0701412A* | 36000 | 15.5 | 8.5 | 38500 | 35000 | 90.91% | 2 | 0 | 10 |  |  |  | No | R-410A | 3 | Residential & Commercial | Ducted CEE Tier 1
213078066 | Central HP <5.4 tons | SMART COMFORT | HRCU-A-CB (Split System: Heat Pump with Remote Outdoor Unit-Air-Source) | DLCURAH36ABK |  |  | EA*4X37L17A* | *80MS(N,L)0701716A* | 36000 | 15.5 | 8.5 | 38500 | 35000 | 90.91% | 2 | 0 | 10 |  |  |  | No | R-410A | 3 | Residential & Commercial | Ducted CEE Tier 1
214573609 | Central HP <5.4 tons | BRYANT HEATING AND COOLING SYSTEMS | HRCU-A-CB (Split System: Heat Pump with Remote Outdoor Unit-Air-Source) | 288BNV037*0**B* |  |  | CAP**3621AL*+UI | 88*TB60070C21*** | 31400 | 17 | 8.1 | 33000 | 24200 | 73.33% | 1.86 | 0 | 11 |  |  |  | No | R-410A | 2.6167 | Residential & Commercial | Ducted CEE Tier 1
213076681 | Central HP <5.4 tons | SMART COMFORT | HRCU-A-CB (Split System: Heat Pump with Remote Outdoor Unit-Air-Source) | DLCURAH36ABK |  |  | EA*4X43L21A* | *80VTL0902120B* | 36800 | 16 | 8.5 | 38500 | 35000 | 90.91% | 2.08 | 0 | 10 |  |  |  | No | R-410A | 3.0667 | Residential & Commercial | Ducted CEE Tier 1
213077033 | Central HP <5.4 tons | SMART COMFORT | HRCU-A-CB (Split System: Heat Pump with Remote Outdoor Unit-Air-Source) | DLCURAH36ABK |  |  | EN(A,D,W)4X48L21** | *96VSN0801716B* | 35600 | 16 | 8.1 | 38500 | 35000 | 90.91% | 1.98 | 0 | 10 |  |  |  | No | R-410A | 2.9667 | Residential & Commercial | Ducted CEE Tier 1
212989510 | Central HP <5.4 tons | SMART COMFORT | HRCU-A-CB (Split System: Heat Pump with Remote Outdoor Unit-Air-Source) | DLCURAH36ABK |  |  | EA*4X48L24A* | *95MSU0802120A* | 35600 | 16.5 | 8.5 | 37800 | 34600 | 91.53% | 2.02 | 0 | 10 |  |  |  | No | R-410A | 2.9667 | Residential & Commercial | Ducted CEE Tier 1
211227832 | Central HP <5.4 tons | SMART COMFORT | HRCU-A-CB (Split System: Heat Pump with Remote Outdoor Unit-Air-Source) | DLCURAH36ABK |  |  | EA*4X42L24A* | *80ES(N,L)1102420A* | 35400 | 16.5 | 8.1 | 38500 | 35000 | 90.91% | 1.88 | 0 | 10 |  |  |  | No | R-410A | 2.95 | Residential & Commercial | Ducted CEE Tier 1
211227883 | Central HP <5.4 tons | SMART COMFORT | HRCU-A-CB (Split System: Heat Pump with Remote Outdoor Unit-Air-Source) | DLCURAH36ABK |  |  | EA*4X42L24A* | *80VSL0902420A* | 35200 | 16 | 8.1 | 38500 | 35000 | 90.91% | 1.88 | 0 | 10 |  |  |  | No | R-410A | 2.9333 | Residential & Commercial | Ducted CEE Tier 1
211227913 | Central HP <5.4 tons | SMART COMFORT | HRCU-A-CB (Split System: Heat Pump with Remote Outdoor Unit-Air-Source) | DLCURAH36ABK |  |  | EA*4X42L24A* | *80ESU1002120A* | 35600 | 16 | 8.1 | 38500 | 35000 | 90.91% | 1.88 | 0 | 10 |  |  |  | No | R-410A | 2.9667 | Residential & Commercial | Ducted CEE Tier 1
214571162 | Central HP <5.4 tons | ARCOAIRE | HRCU-A-CB (Split System: Heat Pump with Remote Outdoor Unit-Air-Source) | HVH825GKA3* |  |  | EN(A,D,W)4X42L21**+WALLCON | *95CSU0802120B* | 23800 | 16.5 | 8.1 | 21400 | 16700 | 78.04% | 1.96 | 0 | 11 |  |  |  | No | R-410A | 1.9833 | Residential & Commercial | Ducted CEE Tier 1
214571182 | Central HP <5.4 tons | ARCOAIRE | HRCU-A-CB (Split System: Heat Pump with Remote Outdoor Unit-Air-Source) | HVH825GKA3* |  |  | EN(A,D,W)4X42L21**+WALLCON | *97CMN0602120B* | 23600 | 16 | 8.1 | 21600 | 16700 | 77.31% | 1.94 | 0 | 11 |  |  |  | No | R-410A | 1.9667 | Residential & Commercial | Ducted CEE Tier 1
214572652 | Central HP <5.4 tons | ARCOAIRE | HRCU-A-CB (Split System: Heat Pump with Remote Outdoor Unit-Air-Source) | HVH837GKA** |  |  | EA*4X42L24A*+WALLCON | *80CTL0702120B* | 31800 | 18 | 8.5 | 33000 | 24400 | 73.94% | 1.9 | 0 | 11 |  |  |  | No | R-410A | 2.65 | Residential & Commercial | Ducted CEE Tier 1
214572752 | Central HP <5.4 tons | ARCOAIRE | HRCU-A-CB (Split System: Heat Pump with Remote Outdoor Unit-Air-Source) | HVH837GKA** |  |  | EA*4X43L21A*+WALLCON | *97CMN0802120B* | 32800 | 17.5 | 8.5 | 32800 | 25200 | 76.83% | 2 | 0 | 11.5 |  |  |  | No | R-410A | 2.7333 | Residential & Commercial | Ducted CEE Tier 1
211260837 | Central HP <5.4 tons | SMART COMFORT | HRCU-A-CB (Split System: Heat Pump with Remote Outdoor Unit-Air-Source) | DLCURAH18ABK |  |  | EA*4X25L17A* | *80VTL0451412A* | 18200 | 16.5 | 8.5 | 18000 | 17500 | 97.22% | 2.12 | 0 | 11 |  |  |  | No | R-410A | 1.5167 | Residential & Commercial | Ducted CEE Tier 1
211229952 | Central HP <5.4 tons | SMART COMFORT | HRCU-A-CB (Split System: Heat Pump with Remote Outdoor Unit-Air-Source) | DLCURAH36ABK |  |  | EN(A,D,W)4X48L21** | *80ES(N,L)0902116A* | 36400 | 16 | 8.1 | 38500 | 34800 | 90.39% | 2.04 | 0 | 10.5 |  |  |  | No | R-410A | 3.0333 | Residential & Commercial | Ducted CEE Tier 1
211230239 | Central HP <5.4 tons | SMART COMFORT | HRCU-A-CB (Split System: Heat Pump with Remote Outdoor Unit-Air-Source) | DLCURAH36ABK |  |  | EN(A,D,W)4X48L21** | *96VSN0801716A* | 35800 | 16 | 8.1 | 38500 | 34800 | 90.39% | 2 | 0 | 10 |  |  |  | No | R-410A | 2.9833 | Residential & Commercial | Ducted CEE Tier 1
211230472 | Central HP <5.4 tons | SMART COMFORT | HRCU-A-CB (Split System: Heat Pump with Remote Outdoor Unit-Air-Source) | DLCURAH36ABK |  |  | EN(A,D)4X48L24** | *80ES(N,L)1102420A* | 36000 | 16.5 | 8.1 | 38500 | 34800 | 90.39% | 2.02 | 0 | 10.5 |  |  |  | No | R-410A | 3 | Residential & Commercial | Ducted CEE Tier 1
211230923 | Central HP <5.4 tons | SMART COMFORT | HRCU-A-CB (Split System: Heat Pump with Remote Outdoor Unit-Air-Source) | DLCURAH36ABK |  |  | FXM4X42**AL |  | 36000 | 16 | 8.1 | 38500 | 34800 | 90.39% | 1.94 | 0 | 10 |  |  |  | No | R-410A | 3 | Residential & Commercial | Ducted CEE Tier 1
211230804 | Central HP <5.4 tons | SMART COMFORT | HRCU-A-CB (Split System: Heat Pump with Remote Outdoor Unit-Air-Source) | DLCURAH36ABK |  |  | EN(A,D)4X48L24** | OLV154F20A | 37400 | 15.2 | 8.5 | 39500 | 35200 | 89.11% | 2.1 | 0 | 10.5 |  |  |  | No | R-410A | 3.1167 | Residential & Commercial | Ducted CEE Tier 1
211230823 | Central HP <5.4 tons | SMART COMFORT | HRCU-A-CB (Split System: Heat Pump with Remote Outdoor Unit-Air-Source) | DLCURAH36ABK |  |  | FEM4P42**AL |  | 37000 | 16 | 8.1 | 38500 | 34800 | 90.39% | 2 | 0 | 10 |  |  |  | No | R-410A | 3.0833 | Residential & Commercial | Ducted CEE Tier 1
211230737 | Central HP <5.4 tons | SMART COMFORT | HRCU-A-CB (Split System: Heat Pump with Remote Outdoor Unit-Air-Source) | DLCURAH36ABK |  |  | EN(A,D)4X48L24** | *95ESU1002120A* | 36400 | 16 | 8.1 | 38500 | 34800 | 90.39% | 2.04 | 0 | 10.5 |  |  |  | No | R-410A | 3.0333 | Residential & Commercial | Ducted CEE Tier 1
214571105 | Central HP <5.4 tons | KEEPRITE | HRCU-A-CB (Split System: Heat Pump with Remote Outdoor Unit-Air-Source) | CVH825GKA3* |  |  | EN(A,D)4X36L21**+WALLCON | *95CSU0802120B* | 23400 | 16.5 | 8.1 | 21600 | 16700 | 77.31% | 1.92 | 0 | 11 |  |  |  | No | R-410A | 1.95 | Residential & Commercial | Ducted CEE Tier 1
214570395 | Central HP <5.4 tons | KEEPRITE | HRCU-A-CB (Split System: Heat Pump with Remote Outdoor Unit-Air-Source) | CVH825GKA3* |  |  | EA*4X36L21A*+WALLCON | *95CSU1002122B* | 23600 | 16.5 | 8.1 | 21400 | 16600 | 77.57% | 1.94 | 0 | 10.5 |  |  |  | No | R-410A | 1.9667 | Residential & Commercial | Ducted CEE Tier 1
212986184 | Central HP <5.4 tons | SMART COMFORT | HRCU-A-CB (Split System: Heat Pump with Remote Outdoor Unit-Air-Source) | DLCURAH24ABK |  |  | EA*4X30L17A* | *96MSN0401410A* | 23400 | 16 | 8.5 | 26400 | 24600 | 93.18% | 2.04 | 0 | 10 |  |  |  | No | R-410A | 1.95 | Residential & Commercial | Ducted CEE Tier 1
212984610 | Central HP <5.4 tons | SMART COMFORT | HRCU-A-CB (Split System: Heat Pump with Remote Outdoor Unit-Air-Source) | DLCURAH24ABK |  |  | EA*4X36L17A* | *92MSN0801716A* | 23600 | 17.5 | 8.5 | 26200 | 24000 | 91.6% | 2 | 0 | 10 |  |  |  | No | R-410A | 1.9667 | Residential & Commercial | Ducted CEE Tier 1
212984646 | Central HP <5.4 tons | SMART COMFORT | HRCU-A-CB (Split System: Heat Pump with Remote Outdoor Unit-Air-Source) | DLCURAH24ABK |  |  | EA*4X37L21A* | *92MSN0801716A* | 24200 | 17.5 | 8.5 | 25000 | 21400 | 85.6% | 1.8 | 0 | 10.5 |  |  |  | No | R-410A | 2.0167 | Residential & Commercial | Ducted CEE Tier 1
212987468 | Central HP <5.4 tons | SMART COMFORT | HRCU-A-CB (Split System: Heat Pump with Remote Outdoor Unit-Air-Source) | DLCURAH24ABK |  |  | EN(A,D)4X30L17** | *96MSN0801716A* | 23800 | 17 | 8.5 | 26400 | 24000 | 90.91% | 2 | 0 | 10.5 |  |  |  | No | R-410A | 1.9833 | Residential & Commercial | Ducted CEE Tier 1
212988706 | Central HP <5.4 tons | SMART COMFORT | HRCU-A-CB (Split System: Heat Pump with Remote Outdoor Unit-Air-Source) | DLCURAH24ABK |  |  | EA*4X37L17A* | *95MSU0401712A* | 24000 | 16.5 | 8.5 | 25200 | 22200 | 88.1% | 1.84 | 0 | 10 |  |  |  | No | R-410A | 2 | Residential & Commercial | Ducted CEE Tier 1
211241184 | Central HP <5.4 tons | SMART COMFORT | HRCU-A-CB (Split System: Heat Pump with Remote Outdoor Unit-Air-Source) | DLCURAH24ABK |  |  | EA*4X25L17A* | *92ESN0401712A* | 24200 | 16 | 8.1 | 25400 | 21600 | 85.04% | 1.78 | 0 | 10 |  |  |  | No | R-410A | 2.0167 | Residential & Commercial | Ducted CEE Tier 1
211241118 | Central HP <5.4 tons | SMART COMFORT | HRCU-A-CB (Split System: Heat Pump with Remote Outdoor Unit-Air-Source) | DLCURAH24ABK |  |  | EA*4X25L17A* | *92ESN0601412A* | 24000 | 17 | 8.1 | 25000 | 21800 | 87.2% | 1.82 | 0 | 10 |  |  |  | No | R-410A | 2 | Residential & Commercial | Ducted CEE Tier 1
211241436 | Central HP <5.4 tons | SMART COMFORT | HRCU-A-CB (Split System: Heat Pump with Remote Outdoor Unit-Air-Source) | DLCURAH24ABK |  |  | EA*4X30L17A* | *96VSN0801716A* | 24200 | 16.5 | 8.5 | 26400 | 23000 | 87.12% | 1.9 | 0 | 10 |  |  |  | No | R-410A | 2.0167 | Residential & Commercial | Ducted CEE Tier 1
211242205 | Central HP <5.4 tons | SMART COMFORT | HRCU-A-CB (Split System: Heat Pump with Remote Outdoor Unit-Air-Source) | DLCURAH24ABK |  |  | EA*4X36L17A* | *80ES(N,L)0701412A* | 24400 | 17 | 8.5 | 26200 | 22400 | 85.5% | 1.86 | 0 | 10 |  |  |  | No | R-410A | 2.0333 | Residential & Commercial | Ducted CEE Tier 1
211242604 | Central HP <5.4 tons | SMART COMFORT | HRCU-A-CB (Split System: Heat Pump with Remote Outdoor Unit-Air-Source) | DLCURAH24ABK |  |  | EA*4X36L21A* | *80ES(N,L)0902120A* | 24800 | 17 | 8.5 | 26600 | 22000 | 82.71% | 1.82 | 0 | 10 |  |  |  | No | R-410A | 2.0667 | Residential & Commercial | Ducted CEE Tier 1
211242906 | Central HP <5.4 tons | SMART COMFORT | HRCU-A-CB (Split System: Heat Pump with Remote Outdoor Unit-Air-Source) | DLCURAH24ABK |  |  | EA*4X37L17A* | *80VTL0451412A* | 24800 | 16.5 | 8.5 | 25600 | 21400 | 83.59% | 1.8 | 0 | 10 |  |  |  | No | R-410A | 2.0667 | Residential & Commercial | Ducted CEE Tier 1
211242940 | Central HP <5.4 tons | SMART COMFORT | HRCU-A-CB (Split System: Heat Pump with Remote Outdoor Unit-Air-Source) | DLCURAH24ABK |  |  | EA*4X37L17A* | *80VTL0701716A* | 24600 | 17 | 8.5 | 25600 | 21600 | 84.38% | 1.8 | 0 | 10.5 |  |  |  | No | R-410A | 2.05 | Residential & Commercial | Ducted CEE Tier 1
211242753 | Central HP <5.4 tons | SMART COMFORT | HRCU-A-CB (Split System: Heat Pump with Remote Outdoor Unit-Air-Source) | DLCURAH24ABK |  |  | EA*4X36L21A* | OLV112A16A | 24400 | 16 | 8.5 | 26400 | 22200 | 84.09% | 1.84 | 0 | 10 |  |  |  | No | R-410A | 2.0333 | Residential & Commercial | Ducted CEE Tier 1
211242807 | Central HP <5.4 tons | SMART COMFORT | HRCU-A-CB (Split System: Heat Pump with Remote Outdoor Unit-Air-Source) | DLCURAH24ABK |  |  | EA*4X37L17A* | *96VSN0601412A* | 24000 | 16.5 | 8.5 | 25200 | 22000 | 87.3% | 1.84 | 0 | 10 |  |  |  | No | R-410A | 2 | Residential & Commercial | Ducted CEE Tier 1
211243524 | Central HP <5.4 tons | SMART COMFORT | HRCU-A-CB (Split System: Heat Pump with Remote Outdoor Unit-Air-Source) | DLCURAH24ABK |  |  | EA*4X37L21A* | *80ES(N,L)0702116A* | 25000 | 17 | 8.5 | 25600 | 20800 | 81.25% | 1.76 | 0 | 10.5 |  |  |  | No | R-410A | 2.0833 | Residential & Commercial | Ducted CEE Tier 1
211243189 | Central HP <5.4 tons | SMART COMFORT | HRCU-A-CB (Split System: Heat Pump with Remote Outdoor Unit-Air-Source) | DLCURAH24ABK |  |  | EA*4X37L17A* | OMV112K14A | 24800 | 16 | 8.5 | 25800 | 21400 | 82.95% | 1.78 | 0 | 10 |  |  |  | No | R-410A | 2.0667 | Residential & Commercial | Ducted CEE Tier 1
211240484 | Central HP <5.4 tons | SMART COMFORT | HRCU-A-CB (Split System: Heat Pump with Remote Outdoor Unit-Air-Source) | DLCURAH24ABK |  |  | EA*4X24L17A* | *80VSL0701716A* | 23600 | 16.5 | 8.5 | 26600 | 24600 | 92.48% | 2.04 | 0 | 10 |  |  |  | No | R-410A | 1.9667 | Residential & Commercial | Ducted CEE Tier 1
211240516 | Central HP <5.4 tons | SMART COMFORT | HRCU-A-CB (Split System: Heat Pump with Remote Outdoor Unit-Air-Source) | DLCURAH24ABK |  |  | EA*4X24L17A* | *80VTL0451412A* | 24000 | 16.5 | 8.5 | 26800 | 24000 | 89.55% | 1.98 | 0 | 10 |  |  |  | No | R-410A | 2 | Residential & Commercial | Ducted CEE Tier 1
211240715 | Central HP <5.4 tons | SMART COMFORT | HRCU-A-CB (Split System: Heat Pump with Remote Outdoor Unit-Air-Source) | DLCURAH24ABK |  |  | EA*4X24L17A* | *95ESN0601714A* | 24400 | 15.5 | 8.5 | 27200 | 23200 | 85.29% | 1.9 | 0 | 10 |  |  |  | No | R-410A | 2.0333 | Residential & Commercial | Ducted CEE Tier 1
215933158 | Central HP <5.4 tons | ARCOAIRE | HRCU-A-CB (Split System: Heat Pump with Remote Outdoor Unit-Air-Source) | H5H3V36*K*AAA* |  |  | ESH5X36M12A*+WALLCON | *95CSU1002122B* | 33400 | 19 | 9 | 34800 | 26600 | 76.44% | 1.94 | 0 | 11.5 |  |  |  | No | R-454B | 2.7833 | Residential & Commercial | Ducted CEE Tier 1
215932858 | Central HP <5.4 tons | ARCOAIRE | HRCU-A-CB (Split System: Heat Pump with Remote Outdoor Unit-Air-Source) | H5H3V36*K*AAA* |  |  | EA*5X61M24A*+WALLCON | *80CTL0702120B* | 34400 | 20.5 | 9.5 | 34400 | 26000 | 75.58% | 2.06 | 0 | 12 |  |  |  | No | R-454B | 2.8667 | Residential & Commercial | Ducted CEE Tier 1
214242909 | Central HP <5.4 tons | ARCOAIRE | HRCU-A-CB (Split System: Heat Pump with Remote Outdoor Unit-Air-Source) | HVH825GKA2* |  |  | END4X42L17**+WALLCON | *97CMN0601714B* | 23800 | 16 | 8.1 | 21400 | 16700 | 78.04% | 1.98 | 0 | 11 |  |  |  | No | R-410A | 1.9833 | Residential & Commercial | Ducted CEE Tier 1
214243029 | Central HP <5.4 tons | ARCOAIRE | HRCU-A-CB (Split System: Heat Pump with Remote Outdoor Unit-Air-Source) | HVH825GKA2* |  |  | EN(A,D,W)4X42L21**+WALLCON | *97CMN0801714B* | 23600 | 16.5 | 8.1 | 21400 | 16700 | 78.04% | 1.96 | 0 | 11 |  |  |  | No | R-410A | 1.9667 | Residential & Commercial | Ducted CEE Tier 1
213772439 | Central HP <5.4 tons | ARCOAIRE | HRCU-A-CB (Split System: Heat Pump with Remote Outdoor Unit-Air-Source) | HVH825GKA2* |  |  | EHD4X48AAL+WALLCON | *80CTL0701412B* | 24400 | 17 | 8.1 | 21200 | 16600 | 78.3% | 2.02 | 0 | 11 |  |  |  | No | R-410A | 2.0333 | Residential & Commercial | Ducted CEE Tier 1
213772289 | Central HP <5.4 tons | ARCOAIRE | HRCU-A-CB (Split System: Heat Pump with Remote Outdoor Unit-Air-Source) | HVH825GKA2* |  |  | EHD4X42AAL+WALLCON | *80CTL0901716B* | 24200 | 16.5 | 8.1 | 21200 | 16600 | 78.3% | 2 | 0 | 10.5 |  |  |  | No | R-410A | 2.0167 | Residential & Commercial | Ducted CEE Tier 1
211241018 | Central HP <5.4 tons | SMART COMFORT | HRCU-A-CB (Split System: Heat Pump with Remote Outdoor Unit-Air-Source) | DLCURAH24ABK |  |  | EA*4X25L17A* | *95ESN0601412A* | 25000 | 16 | 8.5 | 26000 | 21000 | 80.77% | 1.76 | 0 | 10 |  |  |  | No | R-410A | 2.0833 | Residential & Commercial | Ducted CEE Tier 1
211245230 | Central HP <5.4 tons | SMART COMFORT | HRCU-A-CB (Split System: Heat Pump with Remote Outdoor Unit-Air-Source) | DLCURAH24ABK |  |  | EN(A,D,W)4X36L17** | *92ESN0401712A* | 23600 | 15.5 | 8.1 | 26200 | 23400 | 89.31% | 1.92 | 0 | 10 |  |  |  | No | R-410A | 1.9667 | Residential & Commercial | Ducted CEE Tier 1
211244445 | Central HP <5.4 tons | SMART COMFORT | HRCU-A-CB (Split System: Heat Pump with Remote Outdoor Unit-Air-Source) | DLCURAH24ABK |  |  | EN(A,D)4X30L17** | *96VSN0401410A* | 23400 | 16 | 8.1 | 25800 | 24000 | 93.02% | 2 | 0 | 10 |  |  |  | No | R-410A | 1.95 | Residential & Commercial | Ducted CEE Tier 1
211244176 | Central HP <5.4 tons | SMART COMFORT | HRCU-A-CB (Split System: Heat Pump with Remote Outdoor Unit-Air-Source) | DLCURAH24ABK |  |  | EN(A,D)4X24L17** | *92ESN0801716A* | 23800 | 16.5 | 8.5 | 26800 | 23200 | 86.57% | 1.92 | 0 | 10 |  |  |  | No | R-410A | 1.9833 | Residential & Commercial | Ducted CEE Tier 1
211244692 | Central HP <5.4 tons | SMART COMFORT | HRCU-A-CB (Split System: Heat Pump with Remote Outdoor Unit-Air-Source) | DLCURAH24ABK |  |  | EN(A,D)4X30L17** | *80ES(N,L)0451712A* | 24000 | 16.5 | 8.1 | 26200 | 23000 | 87.79% | 1.9 | 0 | 10.5 |  |  |  | No | R-410A | 2 | Residential & Commercial | Ducted CEE Tier 1
211244728 | Central HP <5.4 tons | SMART COMFORT | HRCU-A-CB (Split System: Heat Pump with Remote Outdoor Unit-Air-Source) | DLCURAH24ABK |  |  | EN(A,D)4X30L17** | *92ESN0601412A* | 23400 | 17 | 8.1 | 25800 | 24000 | 93.02% | 2 | 0 | 10 |  |  |  | No | R-410A | 1.95 | Residential & Commercial | Ducted CEE Tier 1
211244845 | Central HP <5.4 tons | SMART COMFORT | HRCU-A-CB (Split System: Heat Pump with Remote Outdoor Unit-Air-Source) | DLCURAH24ABK |  |  | EN(A,D)4X30L17** | OMV112K14A | 24000 | 16 | 8.1 | 26400 | 23000 | 87.12% | 1.88 | 0 | 10 |  |  |  | No | R-410A | 2 | Residential & Commercial | Ducted CEE Tier 1
215682237 | Central HP <5.4 tons | ARCOAIRE | HRCU-A-CB (Split System: Heat Pump with Remote Outdoor Unit-Air-Source) | H5H0V48*K*AAA* |  |  | EVD5X49M24A*+WALLCON | *96CTN0802120B* | 48000 | 19 | 9 | 50000 | 36600 | 73.2% | 2 | 0 | 10 |  |  |  | No | R-454B | 4 | Residential & Commercial | Ducted CEE Tier 1
215682387 | Central HP <5.4 tons | ARCOAIRE | HRCU-A-CB (Split System: Heat Pump with Remote Outdoor Unit-Air-Source) | H5H0V48*K*AAA* |  |  | EVD5X60M24A*+WALLCON | *80CSU0802120B* | 48000 | 19 | 9 | 50000 | 36200 | 72.4% | 2.12 | 0 | 10 |  |  |  | No | R-454B | 4 | Residential & Commercial | Ducted CEE Tier 1
215682037 | Central HP <5.4 tons | ARCOAIRE | HRCU-A-CB (Split System: Heat Pump with Remote Outdoor Unit-Air-Source) | H5H0V48*K*AAA* |  |  | EVM5X61M24A*+WALLCON | *96CTN0802120B* | 48500 | 19 | 9.5 | 50000 | 36800 | 73.6% | 2.1 | 0 | 10.5 |  |  |  | No | R-454B | 4.0417 | Residential & Commercial | Ducted CEE Tier 1
215681987 | Central HP <5.4 tons | ARCOAIRE | HRCU-A-CB (Split System: Heat Pump with Remote Outdoor Unit-Air-Source) | H5H0V48*K*AAA* |  |  | EVM5X60M24A*+WALLCON | *80CSU0802120B* | 48000 | 19 | 9 | 50000 | 36200 | 72.4% | 2.12 | 0 | 10 |  |  |  | No | R-454B | 4 | Residential & Commercial | Ducted CEE Tier 1
215682547 | Central HP <5.4 tons | ARCOAIRE | HRCU-A-CB (Split System: Heat Pump with Remote Outdoor Unit-Air-Source) | H5H0V48*K*AAA* |  |  | EVD5X61M24A*+WALLCON | *97CTN0802120A* | 48500 | 19 | 9.5 | 50000 | 36800 | 73.6% | 2.1 | 0 | 10.5 |  |  |  | No | R-454B | 4.0417 | Residential & Commercial | Ducted CEE Tier 1
215682497 | Central HP <5.4 tons | ARCOAIRE | HRCU-A-CB (Split System: Heat Pump with Remote Outdoor Unit-Air-Source) | H5H0V48*K*AAA* |  |  | EVD5X61M21A*+WALLCON | *97CTN0802120A* | 48500 | 19 | 9 | 50000 | 36800 | 73.6% | 2 | 0 | 10.5 |  |  |  | No | R-454B | 4.0417 | Residential & Commercial | Ducted CEE Tier 1
214075192 | Central HP <5.4 tons | RUSSELL | HRCU-A-CB (Split System: Heat Pump with Remote Outdoor Unit-Air-Source) | RD17AZ60AJ3N |  |  | TCFZ6024STANM | S802VA125524Z | 55500 | 18 | 8.1 | 53500 | 49000 | 91.59% | 1.75 | 0 | 10 |  |  |  | No | R-410A | 4.625 | Residential & Commercial | Ducted CEE Tier 1
215937908 | Central HP <5.4 tons | ARCOAIRE | HRCU-A-CB (Split System: Heat Pump with Remote Outdoor Unit-Air-Source) | H5H3V48*K*AAA* |  |  | EVD5X48M24A*+WALLCON | *80CTL1352422B* | 45000 | 20.5 | 8.1 | 52000 | 38000 | 73.08% | 1.95 | 0 | 11.5 |  |  |  | No | R-454B | 3.75 | Residential & Commercial | Ducted CEE Tier 1
215679487 | Central HP <5.4 tons | ARCOAIRE | HRCU-A-CB (Split System: Heat Pump with Remote Outdoor Unit-Air-Source) | H5H0V36*K*AAA* |  |  | EA*5X48M21A*+WALLCON | *96CTN0802120B* | 33800 | 18 | 9 | 35000 | 25000 | 71.43% | 1.88 | 0 | 10 |  |  |  | No | R-454B | 2.8167 | Residential & Commercial | Ducted CEE Tier 1
214573909 | Central HP <5.4 tons | BRYANT HEATING AND COOLING SYSTEMS | HRCU-A-CB (Split System: Heat Pump with Remote Outdoor Unit-Air-Source) | 288BNV037*0**B* |  |  | CAP**4821AL*+UI | 88*TB60070C21*** | 32200 | 17.5 | 8.5 | 32400 | 25000 | 77.16% | 1.98 | 0 | 11 |  |  |  | No | R-410A | 2.6833 | Residential & Commercial | Ducted CEE Tier 1
216051292 | Central HP <5.4 tons | RUSSELL | HRCU-A-CB (Split System: Heat Pump with Remote Outdoor Unit-Air-Source) | SP19AY60AJVC |  |  | TCFY6021SEAAM | S97MV1005A21DH | 53500 | 17 | 10 | 53500 | 48500 | 90.65% | 2 | 0 | 10 |  |  |  | No | R-454B | 4.4583 | Residential & Commercial | Ducted CEE Tier 1
211261054 | Central HP <5.4 tons | SMART COMFORT | HRCU-A-CB (Split System: Heat Pump with Remote Outdoor Unit-Air-Source) | DLCURAH18ABK |  |  | EA*4X25L17A* | *92ESN0401410A* | 18400 | 15.5 | 8.5 | 18400 | 17500 | 95.11% | 2.12 | 0 | 10.5 |  |  |  | No | R-410A | 1.5333 | Residential & Commercial | Ducted CEE Tier 1
211260171 | Central HP <5.4 tons | SMART COMFORT | HRCU-A-CB (Split System: Heat Pump with Remote Outdoor Unit-Air-Source) | DLCURAH18ABK |  |  | EA*4X24L14A* | *96VTN0601412A* | 17800 | 16 | 8.5 | 18800 | 19000 | 101.1% | 2.28 | 0 | 10.5 |  |  |  | No | R-410A | 1.4833 | Residential & Commercial | Ducted CEE Tier 1
214572712 | Central HP <5.4 tons | ARCOAIRE | HRCU-A-CB (Split System: Heat Pump with Remote Outdoor Unit-Air-Source) | HVH837GKA** |  |  | EA*4X43L21A*+WALLCON | *80CTL0702120B* | 32800 | 17.5 | 8.5 | 32800 | 25200 | 76.83% | 2 | 0 | 11 |  |  |  | No | R-410A | 2.7333 | Residential & Commercial | Ducted CEE Tier 1
214572482 | Central HP <5.4 tons | ARCOAIRE | HRCU-A-CB (Split System: Heat Pump with Remote Outdoor Unit-Air-Source) | HVH837GKA** |  |  | EA*4X36L21A*+WALLCON | *95CSU0802120B* | 31400 | 17 | 8.1 | 33000 | 24200 | 73.33% | 1.86 | 0 | 11 |  |  |  | No | R-410A | 2.6167 | Residential & Commercial | Ducted CEE Tier 1
214571192 | Central HP <5.4 tons | ARCOAIRE | HRCU-A-CB (Split System: Heat Pump with Remote Outdoor Unit-Air-Source) | HVH825GKA3* |  |  | EN(A,D,W)4X42L21**+WALLCON | *97CMN0802120B* | 23800 | 16.5 | 8.1 | 21400 | 16700 | 78.04% | 1.96 | 0 | 11 |  |  |  | No | R-410A | 1.9833 | Residential & Commercial | Ducted CEE Tier 1
214571242 | Central HP <5.4 tons | ARCOAIRE | HRCU-A-CB (Split System: Heat Pump with Remote Outdoor Unit-Air-Source) | HVH825GKA3* |  |  | EN(A,D,W)4X48L21**+WALLCON | *97CMN0602120B* | 24000 | 16.5 | 8.1 | 21400 | 16700 | 78.04% | 2 | 0 | 11 |  |  |  | No | R-410A | 2 | Residential & Commercial | Ducted CEE Tier 1
214570612 | Central HP <5.4 tons | ARCOAIRE | HRCU-A-CB (Split System: Heat Pump with Remote Outdoor Unit-Air-Source) | HVH825GKA3* |  |  | EA*4X43L21A*+WALLCON | *80CTL0702120B* | 24400 | 16.5 | 8.5 | 21200 | 16600 | 78.3% | 2.02 | 0 | 11 |  |  |  | No | R-410A | 2.0333 | Residential & Commercial | Ducted CEE Tier 1
214573572 | Central HP <5.4 tons | ARCOAIRE | HRCU-A-CB (Split System: Heat Pump with Remote Outdoor Unit-Air-Source) | HVH837GKA** |  |  | EN(A,D,W)4X60L24**+WALLCON | *95CSU1002122B* | 32800 | 19 | 8.5 | 32200 | 24600 | 76.4% | 1.98 | 0 | 12 |  |  |  | No | R-410A | 2.7333 | Residential & Commercial | Ducted CEE Tier 1
214572602 | Central HP <5.4 tons | ARCOAIRE | HRCU-A-CB (Split System: Heat Pump with Remote Outdoor Unit-Air-Source) | HVH837GKA** |  |  | EA*4X42L21A*+WALLCON | *95CSU0802120B* | 31800 | 17 | 8.5 | 33000 | 24400 | 73.94% | 1.9 | 0 | 11 |  |  |  | No | R-410A | 2.65 | Residential & Commercial | Ducted CEE Tier 1
211259674 | Central HP <5.4 tons | SMART COMFORT | HRCU-A-CB (Split System: Heat Pump with Remote Outdoor Unit-Air-Source) | DLCURAH18ABK |  |  | EA*4X19L17A* | *95ESU0401712A* | 18200 | 16.5 | 8.5 | 18100 | 17600 | 97.24% | 2.14 | 0 | 11 |  |  |  | No | R-410A | 1.5167 | Residential & Commercial | Ducted CEE Tier 1
211260237 | Central HP <5.4 tons | SMART COMFORT | HRCU-A-CB (Split System: Heat Pump with Remote Outdoor Unit-Air-Source) | DLCURAH18ABK |  |  | EA*4X24L14A* | *80ES(N,L)0701412A* | 17600 | 16 | 8.5 | 18400 | 19100 | 103.8% | 2.3 | 0 | 10.5 |  |  |  | No | R-410A | 1.4667 | Residential & Commercial | Ducted CEE Tier 1
211260503 | Central HP <5.4 tons | SMART COMFORT | HRCU-A-CB (Split System: Heat Pump with Remote Outdoor Unit-Air-Source) | DLCURAH18ABK |  |  | EA*4X24L17A* | *96VTN0601412A* | 17900 | 16 | 8.5 | 18800 | 19000 | 101.1% | 2.28 | 0 | 10.5 |  |  |  | No | R-410A | 1.4917 | Residential & Commercial | Ducted CEE Tier 1
211262192 | Central HP <5.4 tons | SMART COMFORT | HRCU-A-CB (Split System: Heat Pump with Remote Outdoor Unit-Air-Source) | DLCURAH18ABK |  |  | EA*4X30L17A* | OMV098J12* | 18300 | 16 | 8.5 | 18900 | 18400 | 97.35% | 2.22 | 0 | 10.5 |  |  |  | No | R-410A | 1.525 | Residential & Commercial | Ducted CEE Tier 1
212971476 | Central HP <5.4 tons | SMART COMFORT | HRCU-A-CB (Split System: Heat Pump with Remote Outdoor Unit-Air-Source) | DLCURAH18ABK |  |  | EA*4X30L17A* | *80VTL0701716B* | 17700 | 16.5 | 8.5 | 18200 | 18700 | 102.7% | 2.24 | 0 | 10.5 |  |  |  | No | R-410A | 1.475 | Residential & Commercial | Ducted CEE Tier 1
211228699 | Central HP <5.4 tons | SMART COMFORT | HRCU-A-CB (Split System: Heat Pump with Remote Outdoor Unit-Air-Source) | DLCURAH36ABK |  |  | EA*4X43L21A* | OMV112K14A | 36200 | 15.5 | 8.5 | 38500 | 34800 | 90.39% | 2.06 | 0 | 10 |  |  |  | No | R-410A | 3.0167 | Residential & Commercial | Ducted CEE Tier 1
211228817 | Central HP <5.4 tons | SMART COMFORT | HRCU-A-CB (Split System: Heat Pump with Remote Outdoor Unit-Air-Source) | DLCURAH36ABK |  |  | EA*4X48L21A* | *80ES(N,L)1102120A* | 35800 | 16.5 | 8.5 | 38500 | 34600 | 89.87% | 2.04 | 0 | 10 |  |  |  | No | R-410A | 2.9833 | Residential & Commercial | Ducted CEE Tier 1
211228383 | Central HP <5.4 tons | SMART COMFORT | HRCU-A-CB (Split System: Heat Pump with Remote Outdoor Unit-Air-Source) | DLCURAH36ABK |  |  | EA*4X43L21A* | *80VTL0701716A* | 36200 | 16 | 8.5 | 38500 | 34800 | 90.39% | 2.08 | 0 | 10 |  |  |  | No | R-410A | 3.0167 | Residential & Commercial | Ducted CEE Tier 1
211228267 | Central HP <5.4 tons | SMART COMFORT | HRCU-A-CB (Split System: Heat Pump with Remote Outdoor Unit-Air-Source) | DLCURAH36ABK |  |  | EA*4X43L21A* | *80ES(N,L)0902116A* | 36800 | 16 | 8.5 | 38500 | 34800 | 90.39% | 2.1 | 0 | 10 |  |  |  | No | R-410A | 3.0667 | Residential & Commercial | Ducted CEE Tier 1
211226526 | Central HP <5.4 tons | SMART COMFORT | HRCU-A-CB (Split System: Heat Pump with Remote Outdoor Unit-Air-Source) | DLCURAH36ABK |  |  | EA*4X37L17A* | *80ES(N,L)0701716A* | 36200 | 15.5 | 8.5 | 39500 | 35000 | 88.61% | 2.02 | 0 | 10 |  |  |  | No | R-410A | 3.0167 | Residential & Commercial | Ducted CEE Tier 1
211226846 | Central HP <5.4 tons | SMART COMFORT | HRCU-A-CB (Split System: Heat Pump with Remote Outdoor Unit-Air-Source) | DLCURAH36ABK |  |  | EA*4X37L21A* | *80ES(N,L)0902120A* | 36800 | 16 | 8.5 | 38500 | 34800 | 90.39% | 2.1 | 0 | 10 |  |  |  | No | R-410A | 3.0667 | Residential & Commercial | Ducted CEE Tier 1
211261218 | Central HP <5.4 tons | SMART COMFORT | HRCU-A-CB (Split System: Heat Pump with Remote Outdoor Unit-Air-Source) | DLCURAH18ABK |  |  | EA*4X25L17A* | OLV098A12* | 18600 | 16 | 8.5 | 18600 | 17400 | 93.55% | 2.12 | 0 | 11 |  |  |  | No | R-410A | 1.55 | Residential & Commercial | Ducted CEE Tier 1
211261336 | Central HP <5.4 tons | SMART COMFORT | HRCU-A-CB (Split System: Heat Pump with Remote Outdoor Unit-Air-Source) | DLCURAH18ABK |  |  | EA*4X30L14A* | *95ESN0401410A* | 17900 | 15.5 | 8.5 | 18500 | 18500 | 100% | 2.22 | 0 | 10.5 |  |  |  | No | R-410A | 1.4917 | Residential & Commercial | Ducted CEE Tier 1
211260632 | Central HP <5.4 tons | SMART COMFORT | HRCU-A-CB (Split System: Heat Pump with Remote Outdoor Unit-Air-Source) | DLCURAH18ABK |  |  | EA*4X24L17A* | *80ES(N,L)0701412A* | 17600 | 16 | 8.5 | 18400 | 19100 | 103.8% | 2.3 | 0 | 10.5 |  |  |  | No | R-410A | 1.4667 | Residential & Commercial | Ducted CEE Tier 1
211260800 | Central HP <5.4 tons | SMART COMFORT | HRCU-A-CB (Split System: Heat Pump with Remote Outdoor Unit-Air-Source) | DLCURAH18ABK |  |  | EA*4X25L17A* | *80VSL0451716A* | 18100 | 16 | 8.5 | 18000 | 17500 | 97.22% | 2.12 | 0 | 10.5 |  |  |  | No | R-410A | 1.5083 | Residential & Commercial | Ducted CEE Tier 1
212978789 | Central HP <5.4 tons | ARCOAIRE | HRCU-A-CB (Split System: Heat Pump with Remote Outdoor Unit-Air-Source) | DLCURAH18ABK |  |  | EN(A,D)4X24L17** | *80MS(N,L)0701712A* | 17400 | 16.5 | 8.5 | 18400 | 19200 | 104.3% | 2.32 | 0 | 11 |  |  |  | No | R-410A | 1.45 | Residential & Commercial | Ducted CEE Tier 1
212978286 | Central HP <5.4 tons | ARCOAIRE | HRCU-A-CB (Split System: Heat Pump with Remote Outdoor Unit-Air-Source) | DLCURAH18ABK |  |  | EA*4X30L17A* | *80MS(N,L)0701412A* | 17400 | 16.5 | 8.5 | 17900 | 18700 | 104.5% | 2.24 | 0 | 10.5 |  |  |  | No | R-410A | 1.45 | Residential & Commercial | Ducted CEE Tier 1
212974708 | Central HP <5.4 tons | ARCOAIRE | HRCU-A-CB (Split System: Heat Pump with Remote Outdoor Unit-Air-Source) | DLCURAH18ABK |  |  | EN(A,D)4X24L14** | *96VTN0401410B* | 17300 | 15.5 | 8.5 | 18400 | 19200 | 104.3% | 2.3 | 0 | 10.5 |  |  |  | No | R-410A | 1.4417 | Residential & Commercial | Ducted CEE Tier 1
213075938 | Central HP <5.4 tons | ARCOAIRE | HRCU-A-CB (Split System: Heat Pump with Remote Outdoor Unit-Air-Source) | DLCURAH36ABK |  |  | EA*4X48L21A* | *95MSU1002120A* | 36000 | 16 | 8.5 | 38000 | 34800 | 91.58% | 2.04 | 0 | 10 |  |  |  | No | R-410A | 3 | Residential & Commercial | Ducted CEE Tier 1
216051206 | Central HP <5.4 tons | RUSSELL | HRCU-A-CB (Split System: Heat Pump with Remote Outdoor Unit-Air-Source) | SP19AY24AJVC |  |  | TCFY2421HEAAM | S98MV0703A17UP | 22800 | 20 | 8.5 | 22800 | 18500 | 81.14% | 1.8 | 0 | 12 |  |  |  | No | R-454B | 1.9 | Residential & Commercial | Ducted CEE Tier 1
211228279 | Central HP <5.4 tons | SMART COMFORT | HRCU-A-CB (Split System: Heat Pump with Remote Outdoor Unit-Air-Source) | DLCURAH36ABK |  |  | EA*4X43L21A* | *80ES(N,L)0902120A* | 36800 | 16 | 8.5 | 38500 | 34800 | 90.39% | 2.1 | 0 | 10 |  |  |  | No | R-410A | 3.0667 | Residential & Commercial | Ducted CEE Tier 1
211228320 | Central HP <5.4 tons | SMART COMFORT | HRCU-A-CB (Split System: Heat Pump with Remote Outdoor Unit-Air-Source) | DLCURAH36ABK |  |  | EA*4X43L21A* | *80VSL0702120A* | 36200 | 16 | 8.5 | 38500 | 34800 | 90.39% | 2.06 | 0 | 10 |  |  |  | No | R-410A | 3.0167 | Residential & Commercial | Ducted CEE Tier 1
211228572 | Central HP <5.4 tons | SMART COMFORT | HRCU-A-CB (Split System: Heat Pump with Remote Outdoor Unit-Air-Source) | DLCURAH36ABK |  |  | EA*4X43L21A* | *96VSN1002120A* | 36400 | 16 | 8.5 | 38500 | 34800 | 90.39% | 2.08 | 0 | 10 |  |  |  | No | R-410A | 3.0333 | Residential & Commercial | Ducted CEE Tier 1
211228654 | Central HP <5.4 tons | SMART COMFORT | HRCU-A-CB (Split System: Heat Pump with Remote Outdoor Unit-Air-Source) | DLCURAH36ABK |  |  | EA*4X43L21A* | *96VTN1002120A* | 36800 | 15.5 | 8.5 | 38500 | 34800 | 90.39% | 2.1 | 0 | 10 |  |  |  | No | R-410A | 3.0667 | Residential & Commercial | Ducted CEE Tier 1
211260079 | Central HP <5.4 tons | SMART COMFORT | HRCU-A-CB (Split System: Heat Pump with Remote Outdoor Unit-Air-Source) | DLCURAH18ABK |  |  | EA*4X24L14A* | *80VSL0451412A* | 17700 | 16 | 8.5 | 18600 | 19100 | 102.7% | 2.3 | 0 | 10.5 |  |  |  | No | R-410A | 1.475 | Residential & Commercial | Ducted CEE Tier 1
214572562 | Central HP <5.4 tons | ARCOAIRE | HRCU-A-CB (Split System: Heat Pump with Remote Outdoor Unit-Air-Source) | HVH837GKA** |  |  | EA*4X37L21A*+WALLCON | *97CMN0602120B* | 32800 | 17 | 8.5 | 33000 | 25400 | 76.97% | 1.98 | 0 | 11 |  |  |  | No | R-410A | 2.7333 | Residential & Commercial | Ducted CEE Tier 1
214572612 | Central HP <5.4 tons | ARCOAIRE | HRCU-A-CB (Split System: Heat Pump with Remote Outdoor Unit-Air-Source) | HVH837GKA** |  |  | EA*4X42L21A*+WALLCON | *95CSU1002122B* | 31800 | 17.5 | 8.5 | 32800 | 24400 | 74.39% | 1.9 | 0 | 11 |  |  |  | No | R-410A | 2.65 | Residential & Commercial | Ducted CEE Tier 1
214573382 | Central HP <5.4 tons | ARCOAIRE | HRCU-A-CB (Split System: Heat Pump with Remote Outdoor Unit-Air-Source) | HVH837GKA** |  |  | EN(A,D,W)4X42L21**+WALLCON | *95CSU0802120B* | 31800 | 17 | 8.1 | 33000 | 24600 | 74.55% | 1.88 | 0 | 11 |  |  |  | No | R-410A | 2.65 | Residential & Commercial | Ducted CEE Tier 1
211259586 | Central HP <5.4 tons | SMART COMFORT | HRCU-A-CB (Split System: Heat Pump with Remote Outdoor Unit-Air-Source) | DLCURAH18ABK |  |  | EA*4X19L17A* | *80VSL0451412A* | 18200 | 16.5 | 8.5 | 18200 | 17600 | 96.7% | 2.14 | 0 | 11 |  |  |  | No | R-410A | 1.5167 | Residential & Commercial | Ducted CEE Tier 1
211259828 | Central HP <5.4 tons | SMART COMFORT | HRCU-A-CB (Split System: Heat Pump with Remote Outdoor Unit-Air-Source) | DLCURAH18ABK |  |  | EA*4X19L17A* | *95ESN0601412A* | 18400 | 16.5 | 8.5 | 18300 | 17600 | 96.17% | 2.14 | 0 | 11 |  |  |  | No | R-410A | 1.5333 | Residential & Commercial | Ducted CEE Tier 1
211259912 | Central HP <5.4 tons | SMART COMFORT | HRCU-A-CB (Split System: Heat Pump with Remote Outdoor Unit-Air-Source) | DLCURAH18ABK |  |  | EA*4X19L17A* | *80ES(N,L)0451712A* | 19100 | 16 | 9 | 19100 | 17400 | 91.1% | 2.14 | 0 | 11 |  |  |  | No | R-410A | 1.5917 | Residential & Commercial | Ducted CEE Tier 1
211228663 | Central HP <5.4 tons | SMART COMFORT | HRCU-A-CB (Split System: Heat Pump with Remote Outdoor Unit-Air-Source) | DLCURAH36ABK |  |  | EA*4X43L21A* | *96VTN1002122A* | 36800 | 16.5 | 8.5 | 38500 | 34800 | 90.39% | 2.1 | 0 | 10 |  |  |  | No | R-410A | 3.0667 | Residential & Commercial | Ducted CEE Tier 1
211228931 | Central HP <5.4 tons | SMART COMFORT | HRCU-A-CB (Split System: Heat Pump with Remote Outdoor Unit-Air-Source) | DLCURAH36ABK |  |  | EA*4X48L21A* | *80VTL1102122A* | 36800 | 16 | 8.5 | 38500 | 34800 | 90.39% | 2.1 | 0 | 10 |  |  |  | No | R-410A | 3.0667 | Residential & Commercial | Ducted CEE Tier 1
211228990 | Central HP <5.4 tons | SMART COMFORT | HRCU-A-CB (Split System: Heat Pump with Remote Outdoor Unit-Air-Source) | DLCURAH36ABK |  |  | EA*4X48L21A* | *92ESN0802120A* | 35600 | 16.5 | 8.5 | 37800 | 34600 | 91.53% | 2.04 | 0 | 10 |  |  |  | No | R-410A | 2.9667 | Residential & Commercial | Ducted CEE Tier 1
211229254 | Central HP <5.4 tons | SMART COMFORT | HRCU-A-CB (Split System: Heat Pump with Remote Outdoor Unit-Air-Source) | DLCURAH36ABK |  |  | EA*4X48L24A* | *80ES(N,L)0702116A* | 35800 | 16.5 | 8.5 | 37800 | 34600 | 91.53% | 2.04 | 0 | 10 |  |  |  | No | R-410A | 2.9833 | Residential & Commercial | Ducted CEE Tier 1
211229290 | Central HP <5.4 tons | SMART COMFORT | HRCU-A-CB (Split System: Heat Pump with Remote Outdoor Unit-Air-Source) | DLCURAH36ABK |  |  | EA*4X48L24A* | *80ES(N,L)0902420A* | 36000 | 16.5 | 8.5 | 38500 | 34600 | 89.87% | 2.06 | 0 | 10 |  |  |  | No | R-410A | 3 | Residential & Commercial | Ducted CEE Tier 1
211229374 | Central HP <5.4 tons | SMART COMFORT | HRCU-A-CB (Split System: Heat Pump with Remote Outdoor Unit-Air-Source) | DLCURAH36ABK |  |  | EA*4X48L24A* | *80VSL1102422A* | 35800 | 16.5 | 8.5 | 37800 | 34600 | 91.53% | 2.04 | 0 | 10 |  |  |  | No | R-410A | 2.9833 | Residential & Commercial | Ducted CEE Tier 1
215679957 | Central HP <5.4 tons | ARCOAIRE | HRCU-A-CB (Split System: Heat Pump with Remote Outdoor Unit-Air-Source) | H5H0V36*K*AAA* |  |  | ESH5X60M12A*+WALLCON | *80CSU0601716B* | 34600 | 17 | 8.5 | 34600 | 24800 | 71.68% | 1.92 | 0 | 10 |  |  |  | No | R-454B | 2.8833 | Residential & Commercial | Ducted CEE Tier 1
211245012 | Central HP <5.4 tons | SMART COMFORT | HRCU-A-CB (Split System: Heat Pump with Remote Outdoor Unit-Air-Source) | DLCURAH24ABK |  |  | EN(A,D,W)4X36L17** | *96VTN0401712A* | 23400 | 16 | 8.1 | 25800 | 24000 | 93.02% | 1.98 | 0 | 10 |  |  |  | No | R-410A | 1.95 | Residential & Commercial | Ducted CEE Tier 1
211245128 | Central HP <5.4 tons | SMART COMFORT | HRCU-A-CB (Split System: Heat Pump with Remote Outdoor Unit-Air-Source) | DLCURAH24ABK |  |  | EN(A,D,W)4X36L17** | *80ES(N,L)0451712A* | 24000 | 16.5 | 8.1 | 26200 | 23000 | 87.79% | 1.9 | 0 | 10.5 |  |  |  | No | R-410A | 2 | Residential & Commercial | Ducted CEE Tier 1
214573782 | Central HP <5.4 tons | ARCOAIRE | HRCU-A-CB (Split System: Heat Pump with Remote Outdoor Unit-Air-Source) | HVH837GKA2* |  |  | EA*4X42L21A*+WALLCON | *96CTN0802120B* | 31800 | 17.5 | 8.5 | 32800 | 24400 | 74.39% | 1.9 | 0 | 11 |  |  |  | No | R-410A | 2.65 | Residential & Commercial | Ducted CEE Tier 1
214573832 | Central HP <5.4 tons | ARCOAIRE | HRCU-A-CB (Split System: Heat Pump with Remote Outdoor Unit-Air-Source) | HVH837GKA2* |  |  | EA*4X42L24A*+WALLCON | *97CMN0802120B* | 31800 | 17 | 8.5 | 32800 | 24400 | 74.39% | 1.9 | 0 | 11 |  |  |  | No | R-410A | 2.65 | Residential & Commercial | Ducted CEE Tier 1
211240781 | Central HP <5.4 tons | SMART COMFORT | HRCU-A-CB (Split System: Heat Pump with Remote Outdoor Unit-Air-Source) | DLCURAH24ABK |  |  | EA*4X24L17A* | OMV098J12* | 23400 | 16.5 | 8.5 | 26600 | 25000 | 93.98% | 2.08 | 0 | 10 |  |  |  | No | R-410A | 1.95 | Residential & Commercial | Ducted CEE Tier 1
214573792 | Central HP <5.4 tons | ARCOAIRE | HRCU-A-CB (Split System: Heat Pump with Remote Outdoor Unit-Air-Source) | HVH837GKA2* |  |  | EA*4X42L24A*+WALLCON | *80CTL0702120B* | 31800 | 18 | 8.5 | 33000 | 24400 | 73.94% | 1.9 | 0 | 11 |  |  |  | No | R-410A | 2.65 | Residential & Commercial | Ducted CEE Tier 1
211230083 | Central HP <5.4 tons | PAYNE HEATING AND COOLING | HRCU-A-CB (Split System: Heat Pump with Remote Outdoor Unit-Air-Source) | 38MURAQ36AB3* |  |  | CNPV*4821AL* | PG80VTLA66110C** | 37000 | 16 | 8.1 | 39500 | 35000 | 88.61% | 2.06 | 0 | 10.5 |  |  |  | No | R-410A | 3.0833 | Residential & Commercial | Ducted CEE Tier 1
211230862 | Central HP <5.4 tons | PAYNE HEATING AND COOLING | HRCU-A-CB (Split System: Heat Pump with Remote Outdoor Unit-Air-Source) | 38MURAQ36AB3* |  |  | FM(C,U)4Z36**AL* |  | 36000 | 16.5 | 8.1 | 40000 | 35400 | 88.5% | 1.82 | 0 | 10 |  |  |  | No | R-410A | 3 | Residential & Commercial | Ducted CEE Tier 1
211259959 | Central HP <5.4 tons | SMART COMFORT | HRCU-A-CB (Split System: Heat Pump with Remote Outdoor Unit-Air-Source) | DLCURAH18ABK |  |  | EA*4X19L17A* | *92ESN0601714A* | 18200 | 16.5 | 8.5 | 18100 | 17600 | 97.24% | 2.14 | 0 | 11 |  |  |  | No | R-410A | 1.5167 | Residential & Commercial | Ducted CEE Tier 1
211259611 | Central HP <5.4 tons | SMART COMFORT | HRCU-A-CB (Split System: Heat Pump with Remote Outdoor Unit-Air-Source) | DLCURAH18ABK |  |  | EA*4X19L17A* | *96VSN0601714A* | 18200 | 16 | 8.5 | 18200 | 17600 | 96.7% | 2.14 | 0 | 10.5 |  |  |  | No | R-410A | 1.5167 | Residential & Commercial | Ducted CEE Tier 1
214571252 | Central HP <5.4 tons | ARCOAIRE | HRCU-A-CB (Split System: Heat Pump with Remote Outdoor Unit-Air-Source) | HVH825GKA3* |  |  | EN(A,D,W)4X48L21**+WALLCON | *97CMN0802120B* | 24200 | 17 | 8.1 | 21200 | 16600 | 78.3% | 2.02 | 0 | 11.5 |  |  |  | No | R-410A | 2.0167 | Residential & Commercial | Ducted CEE Tier 1
214570752 | Central HP <5.4 tons | ARCOAIRE | HRCU-A-CB (Split System: Heat Pump with Remote Outdoor Unit-Air-Source) | HVH825GKA3* |  |  | EA*4X48L24A*+WALLCON | *95CSU1002122B* | 24000 | 17 | 8.5 | 20800 | 16500 | 79.33% | 2.02 | 0 | 11 |  |  |  | No | R-410A | 2 | Residential & Commercial | Ducted CEE Tier 1
214572972 | Central HP <5.4 tons | ARCOAIRE | HRCU-A-CB (Split System: Heat Pump with Remote Outdoor Unit-Air-Source) | HVH837GKA** |  |  | EA*4X61L21A*+WALLCON | *95CSU1002122B* | 33200 | 18.5 | 8.5 | 31800 | 24800 | 77.99% | 2 | 0 | 11.5 |  |  |  | No | R-410A | 2.7667 | Residential & Commercial | Ducted CEE Tier 1
214228999 | Central HP <5.4 tons | SMART COMFORT | HRCU-A-CB (Split System: Heat Pump with Remote Outdoor Unit-Air-Source) | DLCURAH18ABK |  |  | EA*4X25L17A* | *80MSU0601716A* | 18200 | 16.5 | 8.5 | 18000 | 17500 | 97.22% | 2.12 | 0 | 11 |  |  |  | No | R-410A | 1.5167 | Residential & Commercial | Ducted CEE Tier 1
214571132 | Central HP <5.4 tons | ARCOAIRE | HRCU-A-CB (Split System: Heat Pump with Remote Outdoor Unit-Air-Source) | HVH825GKA3* |  |  | EN(A,D)4X36L21**+WALLCON | *97CMN0802120B* | 23400 | 16.5 | 8.1 | 21600 | 16700 | 77.31% | 1.92 | 0 | 11 |  |  |  | No | R-410A | 1.95 | Residential & Commercial | Ducted CEE Tier 1
211260326 | Central HP <5.4 tons | SMART COMFORT | HRCU-A-CB (Split System: Heat Pump with Remote Outdoor Unit-Air-Source) | DLCURAH18ABK |  |  | EA*4X24L17A* | *95ESU0401712A* | 17600 | 16 | 8.5 | 18500 | 19100 | 103.2% | 2.3 | 0 | 10.5 |  |  |  | No | R-410A | 1.4667 | Residential & Commercial | Ducted CEE Tier 1
211260476 | Central HP <5.4 tons | SMART COMFORT | HRCU-A-CB (Split System: Heat Pump with Remote Outdoor Unit-Air-Source) | DLCURAH18ABK |  |  | EA*4X24L17A* | *95ESN0601412A* | 17800 | 16 | 8.5 | 18700 | 19000 | 101.6% | 2.28 | 0 | 10.5 |  |  |  | No | R-410A | 1.4833 | Residential & Commercial | Ducted CEE Tier 1
211261312 | Central HP <5.4 tons | SMART COMFORT | HRCU-A-CB (Split System: Heat Pump with Remote Outdoor Unit-Air-Source) | DLCURAH18ABK |  |  | EA*4X30L14A* | *80VTL0451412A* | 17800 | 16.5 | 8.5 | 18200 | 18500 | 101.6% | 2.22 | 0 | 10.5 |  |  |  | No | R-410A | 1.4833 | Residential & Commercial | Ducted CEE Tier 1
211259770 | Central HP <5.4 tons | SMART COMFORT | HRCU-A-CB (Split System: Heat Pump with Remote Outdoor Unit-Air-Source) | DLCURAH18ABK |  |  | EA*4X19L17A* | *96VTN0401712A* | 18200 | 15.5 | 8.5 | 18300 | 17600 | 96.17% | 2.12 | 0 | 10.5 |  |  |  | No | R-410A | 1.5167 | Residential & Commercial | Ducted CEE Tier 1
211260052 | Central HP <5.4 tons | SMART COMFORT | HRCU-A-CB (Split System: Heat Pump with Remote Outdoor Unit-Air-Source) | DLCURAH18ABK |  |  | EA*4X19L17A* | OLV098A12* | 18600 | 16 | 8.5 | 18600 | 17500 | 94.09% | 2.12 | 0 | 11 |  |  |  | No | R-410A | 1.55 | Residential & Commercial | Ducted CEE Tier 1
211260304 | Central HP <5.4 tons | SMART COMFORT | HRCU-A-CB (Split System: Heat Pump with Remote Outdoor Unit-Air-Source) | DLCURAH18ABK |  |  | EA*4X24L17A* | *96VSN0601412A* | 17900 | 16 | 8.5 | 18800 | 19000 | 101.1% | 2.28 | 0 | 10.5 |  |  |  | No | R-410A | 1.4917 | Residential & Commercial | Ducted CEE Tier 1
211260371 | Central HP <5.4 tons | SMART COMFORT | HRCU-A-CB (Split System: Heat Pump with Remote Outdoor Unit-Air-Source) | DLCURAH18ABK |  |  | EA*4X24L17A* | *80VSL0701716A* | 17400 | 16 | 8.5 | 18300 | 19200 | 104.9% | 2.32 | 0 | 10.5 |  |  |  | No | R-410A | 1.45 | Residential & Commercial | Ducted CEE Tier 1
211226521 | Central HP <5.4 tons | ARCOAIRE | HRCU-A-CB (Split System: Heat Pump with Remote Outdoor Unit-Air-Source) | DLCURAH36ABK |  |  | EA*4X37L17A* | *80ES(N,L)0701716A* | 36200 | 15.5 | 8.5 | 39500 | 35000 | 88.61% | 2.02 | 0 | 10 |  |  |  | No | R-410A | 3.0167 | Residential & Commercial | Ducted CEE Tier 1
215389817 | Central HP <5.4 tons | ARCOAIRE | HRCU-A-CB (Split System: Heat Pump with Remote Outdoor Unit-Air-Source) | DLCURAH36ABK |  |  | END4X42L17** | *96VTN0601716B* | 35400 | 15.5 | 8.5 | 38500 | 35000 | 90.91% | 1.94 | 0 | 10 |  |  |  | No | R-410A | 2.95 | Residential & Commercial | Ducted CEE Tier 1
211229549 | Central HP <5.4 tons | SMART COMFORT | HRCU-A-CB (Split System: Heat Pump with Remote Outdoor Unit-Air-Source) | DLCURAH36ABK |  |  | EA*4X48L24A* | *96VSN1002120A* | 36000 | 16 | 8.5 | 38500 | 34600 | 89.87% | 2.06 | 0 | 10 |  |  |  | No | R-410A | 3 | Residential & Commercial | Ducted CEE Tier 1
211229976 | Central HP <5.4 tons | SMART COMFORT | HRCU-A-CB (Split System: Heat Pump with Remote Outdoor Unit-Air-Source) | DLCURAH36ABK |  |  | EN(A,D,W)4X48L21** | *80ES(N,L)1102120A* | 36200 | 16.5 | 8.1 | 38500 | 34800 | 90.39% | 2.02 | 0 | 10.5 |  |  |  | No | R-410A | 3.0167 | Residential & Commercial | Ducted CEE Tier 1
213075991 | Central HP <5.4 tons | SMART COMFORT | HRCU-A-CB (Split System: Heat Pump with Remote Outdoor Unit-Air-Source) | DLCURAH36ABK |  |  | EN(A,D,W)4X48L21** | *95MSU1002120A* | 36200 | 16.5 | 8.1 | 38500 | 35000 | 90.91% | 2.02 | 0 | 10.5 |  |  |  | No | R-410A | 3.0167 | Residential & Commercial | Ducted CEE Tier 1
213076670 | Central HP <5.4 tons | SMART COMFORT | HRCU-A-CB (Split System: Heat Pump with Remote Outdoor Unit-Air-Source) | DLCURAH36ABK |  |  | EA*4X42L24A* | *80VTL0902120B* | 35200 | 16 | 8.1 | 38500 | 35000 | 90.91% | 1.88 | 0 | 10 |  |  |  | No | R-410A | 2.9333 | Residential & Commercial | Ducted CEE Tier 1
213077063 | Central HP <5.4 tons | SMART COMFORT | HRCU-A-CB (Split System: Heat Pump with Remote Outdoor Unit-Air-Source) | DLCURAH36ABK |  |  | EA*4X42L21A* | *96VSN0802120B* | 35600 | 16 | 8.1 | 38500 | 35200 | 91.43% | 1.9 | 0 | 10 |  |  |  | No | R-410A | 2.9667 | Residential & Commercial | Ducted CEE Tier 1
212980171 | Central HP <5.4 tons | ARCOAIRE | HRCU-A-CB (Split System: Heat Pump with Remote Outdoor Unit-Air-Source) | DLCURAH36ABK |  |  | EA*4X48L24A* | *80MS(N,L)0902116A* | 35600 | 16.5 | 8.5 | 37800 | 34600 | 91.53% | 2.02 | 0 | 10 |  |  |  | No | R-410A | 2.9667 | Residential & Commercial | Ducted CEE Tier 1
216051221 | Central HP <5.4 tons | RUSSELL | HRCU-A-CB (Split System: Heat Pump with Remote Outdoor Unit-Air-Source) | SP19AY24AJVC |  |  | TCFY2421HEAAM | S801V0504A17UHN | 22800 | 20 | 8.5 | 22800 | 18500 | 81.14% | 1.8 | 0 | 12 |  |  |  | No | R-454B | 1.9 | Residential & Commercial | Ducted CEE Tier 1
212979415 | Central HP <5.4 tons | ARCOAIRE | HRCU-A-CB (Split System: Heat Pump with Remote Outdoor Unit-Air-Source) | DLCURAH36ABK |  |  | EA*4X48L24A* | *80MS(N,L)0702116A* | 35600 | 16.5 | 8.5 | 37800 | 34600 | 91.53% | 2 | 0 | 10 |  |  |  | No | R-410A | 2.9667 | Residential & Commercial | Ducted CEE Tier 1
211228097 | Central HP <5.4 tons | SMART COMFORT | HRCU-A-CB (Split System: Heat Pump with Remote Outdoor Unit-Air-Source) | DLCURAH36ABK |  |  | EA*4X42L24A* | *95ESU1002120A* | 35800 | 16 | 8.1 | 38500 | 35000 | 90.91% | 1.9 | 0 | 10 |  |  |  | No | R-410A | 2.9833 | Residential & Commercial | Ducted CEE Tier 1
211229100 | Central HP <5.4 tons | SMART COMFORT | HRCU-A-CB (Split System: Heat Pump with Remote Outdoor Unit-Air-Source) | DLCURAH36ABK |  |  | EA*4X48L21A* | *96VSN0802120A* | 36000 | 16 | 8.5 | 38500 | 34600 | 89.87% | 2.06 | 0 | 10 |  |  |  | No | R-410A | 3 | Residential & Commercial | Ducted CEE Tier 1
211229119 | Central HP <5.4 tons | SMART COMFORT | HRCU-A-CB (Split System: Heat Pump with Remote Outdoor Unit-Air-Source) | DLCURAH36ABK |  |  | EA*4X48L21A* | *95ESU0601716A* | 35600 | 16 | 8.5 | 38500 | 34600 | 89.87% | 2.04 | 0 | 10 |  |  |  | No | R-410A | 2.9667 | Residential & Commercial | Ducted CEE Tier 1
211227617 | Central HP <5.4 tons | SMART COMFORT | HRCU-A-CB (Split System: Heat Pump with Remote Outdoor Unit-Air-Source) | DLCURAH36ABK |  |  | EA*4X42L21A* | *96VSN0802120A* | 35600 | 16 | 8.1 | 38500 | 35000 | 90.91% | 1.88 | 0 | 10 |  |  |  | No | R-410A | 2.9667 | Residential & Commercial | Ducted CEE Tier 1
211227626 | Central HP <5.4 tons | SMART COMFORT | HRCU-A-CB (Split System: Heat Pump with Remote Outdoor Unit-Air-Source) | DLCURAH36ABK |  |  | EA*4X42L21A* | *96VSN1002120A* | 35600 | 16 | 8.1 | 38500 | 35000 | 90.91% | 1.88 | 0 | 10 |  |  |  | No | R-410A | 2.9667 | Residential & Commercial | Ducted CEE Tier 1
211227658 | Central HP <5.4 tons | SMART COMFORT | HRCU-A-CB (Split System: Heat Pump with Remote Outdoor Unit-Air-Source) | DLCURAH36ABK |  |  | EA*4X42L21A* | *95ESU1002120A* | 35800 | 16 | 8.1 | 38500 | 35000 | 90.91% | 1.9 | 0 | 10 |  |  |  | No | R-410A | 2.9833 | Residential & Commercial | Ducted CEE Tier 1
211230267 | Central HP <5.4 tons | SMART COMFORT | HRCU-A-CB (Split System: Heat Pump with Remote Outdoor Unit-Air-Source) | DLCURAH36ABK |  |  | EN(A,D,W)4X48L21** | *95ESU0601716A* | 35800 | 16 | 8.1 | 38500 | 34800 | 90.39% | 2 | 0 | 10 |  |  |  | No | R-410A | 2.9833 | Residential & Commercial | Ducted CEE Tier 1
211230667 | Central HP <5.4 tons | SMART COMFORT | HRCU-A-CB (Split System: Heat Pump with Remote Outdoor Unit-Air-Source) | DLCURAH36ABK |  |  | EN(A,D)4X48L24** | *95ESN1002122A* | 37600 | 15.5 | 8.5 | 39500 | 35000 | 88.61% | 2.08 | 0 | 10.5 |  |  |  | No | R-410A | 3.1333 | Residential & Commercial | Ducted CEE Tier 1
211260438 | Central HP <5.4 tons | SMART COMFORT | HRCU-A-CB (Split System: Heat Pump with Remote Outdoor Unit-Air-Source) | DLCURAH18ABK |  |  | EA*4X24L17A* | *80VTL0701716A* | 17300 | 16 | 8.5 | 18100 | 19200 | 106.1% | 2.32 | 0 | 10.5 |  |  |  | No | R-410A | 1.4417 | Residential & Commercial | Ducted CEE Tier 1
211260669 | Central HP <5.4 tons | SMART COMFORT | HRCU-A-CB (Split System: Heat Pump with Remote Outdoor Unit-Air-Source) | DLCURAH18ABK |  |  | EA*4X24L17A* | OLV098A12* | 18000 | 15.5 | 8.5 | 19000 | 18900 | 99.47% | 2.26 | 0 | 10.5 |  |  |  | No | R-410A | 1.5 | Residential & Commercial | Ducted CEE Tier 1
211261255 | Central HP <5.4 tons | SMART COMFORT | HRCU-A-CB (Split System: Heat Pump with Remote Outdoor Unit-Air-Source) | DLCURAH18ABK |  |  | EA*4X30L14A* | *80VSL0451412A* | 17800 | 16 | 8.5 | 18400 | 18500 | 100.5% | 2.22 | 0 | 10.5 |  |  |  | No | R-410A | 1.4833 | Residential & Commercial | Ducted CEE Tier 1
211261441 | Central HP <5.4 tons | SMART COMFORT | HRCU-A-CB (Split System: Heat Pump with Remote Outdoor Unit-Air-Source) | DLCURAH18ABK |  |  | EA*4X30L14A* | *80ES(N,L)0451412A* | 18200 | 16.5 | 8.5 | 18600 | 18400 | 98.92% | 2.22 | 0 | 10.5 |  |  |  | No | R-410A | 1.5167 | Residential & Commercial | Ducted CEE Tier 1
214570762 | Central HP <5.4 tons | ARCOAIRE | HRCU-A-CB (Split System: Heat Pump with Remote Outdoor Unit-Air-Source) | HVH825GKA3* |  |  | EA*4X48L24A*+WALLCON | *97CMN0602120B* | 24000 | 16.5 | 8.5 | 21000 | 16600 | 79.05% | 2 | 0 | 10.5 |  |  |  | No | R-410A | 2 | Residential & Commercial | Ducted CEE Tier 1
214570412 | Central HP <5.4 tons | ARCOAIRE | HRCU-A-CB (Split System: Heat Pump with Remote Outdoor Unit-Air-Source) | HVH825GKA3* |  |  | EA*4X36L21A*+WALLCON | *97CMN0802120B* | 23600 | 16.5 | 8.1 | 21400 | 16600 | 77.57% | 1.94 | 0 | 10.5 |  |  |  | No | R-410A | 1.9667 | Residential & Commercial | Ducted CEE Tier 1
211259649 | Central HP <5.4 tons | SMART COMFORT | HRCU-A-CB (Split System: Heat Pump with Remote Outdoor Unit-Air-Source) | DLCURAH18ABK |  |  | EA*4X19L17A* | *96VSN0601412A* | 18400 | 16 | 8.5 | 18400 | 17600 | 95.65% | 2.12 | 0 | 11 |  |  |  | No | R-410A | 1.5333 | Residential & Commercial | Ducted CEE Tier 1
214229164 | Central HP <5.4 tons | SMART COMFORT | HRCU-A-CB (Split System: Heat Pump with Remote Outdoor Unit-Air-Source) | DLCURAH24ABK |  |  | EA*4X36L17A* | *80MSU0601716A* | 23800 | 17.5 | 8.5 | 25600 | 23600 | 92.19% | 1.96 | 0 | 10 |  |  |  | No | R-410A | 1.9833 | Residential & Commercial | Ducted CEE Tier 1
212977590 | Central HP <5.4 tons | ARCOAIRE | HRCU-A-CB (Split System: Heat Pump with Remote Outdoor Unit-Air-Source) | DLCURAH24ABK |  |  | EA*4X25L17A* | *80MS(N,L)0451412A* | 24200 | 17 | 8.5 | 25200 | 21800 | 86.51% | 1.82 | 0 | 10 |  |  |  | No | R-410A | 2.0167 | Residential & Commercial | Ducted CEE Tier 1
214573962 | Central HP <5.4 tons | ARCOAIRE | HRCU-A-CB (Split System: Heat Pump with Remote Outdoor Unit-Air-Source) | HVH837GKA2* |  |  | EA*4X48L21A*+WALLCON | *96CTN0802120B* | 32400 | 17.5 | 8.5 | 32400 | 24800 | 76.54% | 2 | 0 | 11.5 |  |  |  | No | R-410A | 2.7 | Residential & Commercial | Ducted CEE Tier 1
214574012 | Central HP <5.4 tons | ARCOAIRE | HRCU-A-CB (Split System: Heat Pump with Remote Outdoor Unit-Air-Source) | HVH837GKA2* |  |  | EA*4X48L24A*+WALLCON | *97CMN0802120B* | 32400 | 17.5 | 8.5 | 32400 | 25000 | 77.16% | 1.98 | 0 | 11 |  |  |  | No | R-410A | 2.7 | Residential & Commercial | Ducted CEE Tier 1
214229384 | Central HP <5.4 tons | SMART COMFORT | HRCU-A-CB (Split System: Heat Pump with Remote Outdoor Unit-Air-Source) | DLCURAH24ABK |  |  | EA*4X37L21A* | *80MSU0802120A* | 24200 | 17.5 | 8.5 | 25000 | 21400 | 85.6% | 1.8 | 0 | 10 |  |  |  | No | R-410A | 2.0167 | Residential & Commercial | Ducted CEE Tier 1
211230767 | Central HP <5.4 tons | SMART COMFORT | HRCU-A-CB (Split System: Heat Pump with Remote Outdoor Unit-Air-Source) | DLCURAH36ABK |  |  | EN(A,D)4X48L24** | *96VTN1002120A* | 36600 | 15.5 | 8.1 | 39500 | 35000 | 88.61% | 2.04 | 0 | 10 |  |  |  | No | R-410A | 3.05 | Residential & Commercial | Ducted CEE Tier 1
211228979 | Central HP <5.4 tons | SMART COMFORT | HRCU-A-CB (Split System: Heat Pump with Remote Outdoor Unit-Air-Source) | DLCURAH36ABK |  |  | EA*4X48L21A* | *92ESN0801716A* | 36000 | 16 | 8.5 | 38500 | 34600 | 89.87% | 2.06 | 0 | 10 |  |  |  | No | R-410A | 3 | Residential & Commercial | Ducted CEE Tier 1
216051207 | Central HP <5.4 tons | RUSSELL | HRCU-A-CB (Split System: Heat Pump with Remote Outdoor Unit-Air-Source) | SP19AY24AJVC |  |  | TCFY2421HEAAM | S962V0403A17M4 | 22800 | 21 | 8.5 | 22800 | 18500 | 81.14% | 1.8 | 0 | 13 |  |  |  | No | R-454B | 1.9 | Residential & Commercial | Ducted CEE Tier 1
216051209 | Central HP <5.4 tons | RUSSELL | HRCU-A-CB (Split System: Heat Pump with Remote Outdoor Unit-Air-Source) | SP19AY24AJVC |  |  | TCFY2421HEAAM | S98MV1005A21UP | 22800 | 21 | 8.5 | 22800 | 18500 | 81.14% | 1.8 | 0 | 13 |  |  |  | No | R-454B | 1.9 | Residential & Commercial | Ducted CEE Tier 1
216051259 | Central HP <5.4 tons | RUSSELL | HRCU-A-CB (Split System: Heat Pump with Remote Outdoor Unit-Air-Source) | SP19AY48AJVC |  |  | TCFY4821SEAAM | S802V0755A21DZ | 45500 | 19 | 10 | 45500 | 41500 | 91.21% | 2.1 | 0 | 12 |  |  |  | No | R-454B | 3.7917 | Residential & Commercial | Ducted CEE Tier 1
211229141 | Central HP <5.4 tons | SMART COMFORT | HRCU-A-CB (Split System: Heat Pump with Remote Outdoor Unit-Air-Source) | DLCURAH36ABK |  |  | EA*4X48L21A* | *95ESU1002120A* | 36200 | 16 | 8.5 | 38500 | 34600 | 89.87% | 2.06 | 0 | 10 |  |  |  | No | R-410A | 3.0167 | Residential & Commercial | Ducted CEE Tier 1
211226793 | Central HP <5.4 tons | ARCOAIRE | HRCU-A-CB (Split System: Heat Pump with Remote Outdoor Unit-Air-Source) | DLCURAH36ABK |  |  | EA*4X37L21A* | *80ES(N,L)0701712A* | 36400 | 15.5 | 8.5 | 38500 | 34800 | 90.39% | 2.08 | 0 | 10 |  |  |  | No | R-410A | 3.0333 | Residential & Commercial | Ducted CEE Tier 1
216051217 | Central HP <5.4 tons | RUSSELL | HRCU-A-CB (Split System: Heat Pump with Remote Outdoor Unit-Air-Source) | SP19AY24AJVC |  |  | TCFY2421HEAAM | S802V0754A17UH | 22800 | 21 | 8.5 | 22800 | 18400 | 80.7% | 1.8 | 0 | 13 |  |  |  | No | R-454B | 1.9 | Residential & Commercial | Ducted CEE Tier 1
211229987 | Central HP <5.4 tons | SMART COMFORT | HRCU-A-CB (Split System: Heat Pump with Remote Outdoor Unit-Air-Source) | DLCURAH36ABK |  |  | EN(A,D,W)4X48L21** | *80VSL0451716A* | 35800 | 15.5 | 8.1 | 38500 | 35000 | 90.91% | 2 | 0 | 10 |  |  |  | No | R-410A | 2.9833 | Residential & Commercial | Ducted CEE Tier 1
211229477 | Central HP <5.4 tons | SMART COMFORT | HRCU-A-CB (Split System: Heat Pump with Remote Outdoor Unit-Air-Source) | DLCURAH36ABK |  |  | EA*4X48L24A* | *92ESN1202420A* | 36200 | 16 | 8.5 | 38500 | 34600 | 89.87% | 2.08 | 0 | 10 |  |  |  | No | R-410A | 3.0167 | Residential & Commercial | Ducted CEE Tier 1
211229579 | Central HP <5.4 tons | SMART COMFORT | HRCU-A-CB (Split System: Heat Pump with Remote Outdoor Unit-Air-Source) | DLCURAH36ABK |  |  | EA*4X48L24A* | *95ESU1002120A* | 36200 | 16 | 8.5 | 38500 | 34600 | 89.87% | 2.08 | 0 | 10 |  |  |  | No | R-410A | 3.0167 | Residential & Commercial | Ducted CEE Tier 1
211230329 | Central HP <5.4 tons | SMART COMFORT | HRCU-A-CB (Split System: Heat Pump with Remote Outdoor Unit-Air-Source) | DLCURAH36ABK |  |  | EN(A,D,W)4X48L21** | *96VTN0802120A* | 35600 | 16 | 8.1 | 38500 | 34800 | 90.39% | 2 | 0 | 10 |  |  |  | No | R-410A | 2.9667 | Residential & Commercial | Ducted CEE Tier 1
211230448 | Central HP <5.4 tons | SMART COMFORT | HRCU-A-CB (Split System: Heat Pump with Remote Outdoor Unit-Air-Source) | DLCURAH36ABK |  |  | EN(A,D)4X48L24** | *80ES(N,L)0902420A* | 36200 | 16.5 | 8.1 | 38500 | 34800 | 90.39% | 2.02 | 0 | 10.5 |  |  |  | No | R-410A | 3.0167 | Residential & Commercial | Ducted CEE Tier 1
211228554 | Central HP <5.4 tons | SMART COMFORT | HRCU-A-CB (Split System: Heat Pump with Remote Outdoor Unit-Air-Source) | DLCURAH36ABK |  |  | EA*4X43L21A* | *96VSN0801716A* | 36800 | 15.5 | 8.5 | 38500 | 35000 | 90.91% | 2.1 | 0 | 10 |  |  |  | No | R-410A | 3.0667 | Residential & Commercial | Ducted CEE Tier 1
211228604 | Central HP <5.4 tons | SMART COMFORT | HRCU-A-CB (Split System: Heat Pump with Remote Outdoor Unit-Air-Source) | DLCURAH36ABK |  |  | EA*4X43L21A* | *95ESU1002120A* | 36600 | 16 | 8.5 | 38500 | 34800 | 90.39% | 2.1 | 0 | 10 |  |  |  | No | R-410A | 3.05 | Residential & Commercial | Ducted CEE Tier 1
211229365 | Central HP <5.4 tons | SMART COMFORT | HRCU-A-CB (Split System: Heat Pump with Remote Outdoor Unit-Air-Source) | DLCURAH36ABK |  |  | EA*4X48L24A* | *80VSL0902420A* | 35800 | 16.5 | 8.5 | 37800 | 34600 | 91.53% | 2.04 | 0 | 10 |  |  |  | No | R-410A | 2.9833 | Residential & Commercial | Ducted CEE Tier 1
211230080 | Central HP <5.4 tons | SMART COMFORT | HRCU-A-CB (Split System: Heat Pump with Remote Outdoor Unit-Air-Source) | DLCURAH36ABK |  |  | EN(A,D,W)4X48L21** | *80VTL0902120A* | 35800 | 16.5 | 8.1 | 38500 | 34800 | 90.39% | 2 | 0 | 10 |  |  |  | No | R-410A | 2.9833 | Residential & Commercial | Ducted CEE Tier 1
211230747 | Central HP <5.4 tons | SMART COMFORT | HRCU-A-CB (Split System: Heat Pump with Remote Outdoor Unit-Air-Source) | DLCURAH36ABK |  |  | EN(A,D)4X48L24** | *95ESU1002122A* | 37400 | 15.5 | 8.5 | 39500 | 35000 | 88.61% | 2.08 | 0 | 10.5 |  |  |  | No | R-410A | 3.1167 | Residential & Commercial | Ducted CEE Tier 1
211230846 | Central HP <5.4 tons | SMART COMFORT | HRCU-A-CB (Split System: Heat Pump with Remote Outdoor Unit-Air-Source) | DLCURAH36ABK |  |  | FEM4X42**BL |  | 37000 | 16 | 8.1 | 38500 | 34800 | 90.39% | 2 | 0 | 10 |  |  |  | No | R-410A | 3.0833 | Residential & Commercial | Ducted CEE Tier 1
211230564 | Central HP <5.4 tons | SMART COMFORT | HRCU-A-CB (Split System: Heat Pump with Remote Outdoor Unit-Air-Source) | DLCURAH36ABK |  |  | EN(A,D)4X48L24** | *80VTL0902120A* | 35800 | 16.5 | 8.1 | 38500 | 34800 | 90.39% | 2 | 0 | 10 |  |  |  | No | R-410A | 2.9833 | Residential & Commercial | Ducted CEE Tier 1
212383310 | Central HP <5.4 tons | SMART COMFORT | HRCU-A-CB (Split System: Heat Pump with Remote Outdoor Unit-Air-Source) | DLCURAH36ABK |  |  | EA*4X36L21A* | *80ES(N,L)0902116A* | 35600 | 16 | 8.1 | 39500 | 35200 | 89.11% | 1.84 | 0 | 10 |  |  |  | No | R-410A | 2.9667 | Residential & Commercial | Ducted CEE Tier 1
212384296 | Central HP <5.4 tons | SMART COMFORT | HRCU-A-CB (Split System: Heat Pump with Remote Outdoor Unit-Air-Source) | DLCURAH36ABK |  |  | END4X42L17** | *80ES(N,L)0901714A* | 36200 | 15.5 | 8.1 | 39500 | 35000 | 88.61% | 1.98 | 0 | 10 |  |  |  | No | R-410A | 3.0167 | Residential & Commercial | Ducted CEE Tier 1
212384321 | Central HP <5.4 tons | SMART COMFORT | HRCU-A-CB (Split System: Heat Pump with Remote Outdoor Unit-Air-Source) | DLCURAH36ABK |  |  | END4X42L17** | *92ESN0601714A* | 35800 | 16 | 8.1 | 39000 | 35000 | 89.74% | 1.96 | 0 | 10 |  |  |  | No | R-410A | 2.9833 | Residential & Commercial | Ducted CEE Tier 1
211230159 | Central HP <5.4 tons | SMART COMFORT | HRCU-A-CB (Split System: Heat Pump with Remote Outdoor Unit-Air-Source) | DLCURAH36ABK |  |  | EN(A,D,W)4X48L21** | *92ESN1002122A* | 37600 | 15.5 | 8.5 | 39500 | 35000 | 88.61% | 2.08 | 0 | 10.5 |  |  |  | No | R-410A | 3.1333 | Residential & Commercial | Ducted CEE Tier 1
211227200 | Central HP <5.4 tons | SMART COMFORT | HRCU-A-CB (Split System: Heat Pump with Remote Outdoor Unit-Air-Source) | DLCURAH36ABK |  |  | EA*4X37L21A* | *96VTN1002120A* | 36600 | 15.5 | 8.5 | 38500 | 34800 | 90.39% | 2.1 | 0 | 10 |  |  |  | No | R-410A | 3.05 | Residential & Commercial | Ducted CEE Tier 1
211227209 | Central HP <5.4 tons | SMART COMFORT | HRCU-A-CB (Split System: Heat Pump with Remote Outdoor Unit-Air-Source) | DLCURAH36ABK |  |  | EA*4X37L21A* | *96VTN1002122A* | 36800 | 16.5 | 8.5 | 38500 | 34800 | 90.39% | 2.1 | 0 | 10 |  |  |  | No | R-410A | 3.0667 | Residential & Commercial | Ducted CEE Tier 1
214075365 | Central HP <5.4 tons | RUSSELL | HRCU-A-CB (Split System: Heat Pump with Remote Outdoor Unit-Air-Source) | RD17AZ60AJ3N |  |  | TCFZ6024STANM | S962V0855A21M4S | 55000 | 17 | 8.1 | 54000 | 49500 | 91.67% | 1.75 | 0 | 10 |  |  |  | No | R-410A | 4.5833 | Residential & Commercial | Ducted CEE Tier 1
211227084 | Central HP <5.4 tons | SMART COMFORT | HRCU-A-CB (Split System: Heat Pump with Remote Outdoor Unit-Air-Source) | DLCURAH36ABK |  |  | EA*4X37L21A* | *95ESN1002122A* | 37400 | 15.5 | 8.5 | 39000 | 35000 | 89.74% | 2.16 | 0 | 10 |  |  |  | No | R-410A | 3.1167 | Residential & Commercial | Ducted CEE Tier 1
211229519 | Central HP <5.4 tons | SMART COMFORT | HRCU-A-CB (Split System: Heat Pump with Remote Outdoor Unit-Air-Source) | DLCURAH36ABK |  |  | EA*4X48L24A* | *95ESN1202422A* | 37200 | 15.5 | 8.5 | 38500 | 35000 | 90.91% | 2.12 | 0 | 10 |  |  |  | No | R-410A | 3.1 | Residential & Commercial | Ducted CEE Tier 1
211229467 | Central HP <5.4 tons | SMART COMFORT | HRCU-A-CB (Split System: Heat Pump with Remote Outdoor Unit-Air-Source) | DLCURAH36ABK |  |  | EA*4X48L24A* | *92ESN1002122A* | 37400 | 15.5 | 8.5 | 38500 | 35000 | 90.91% | 2.12 | 0 | 10 |  |  |  | No | R-410A | 3.1167 | Residential & Commercial | Ducted CEE Tier 1
211227129 | Central HP <5.4 tons | SMART COMFORT | HRCU-A-CB (Split System: Heat Pump with Remote Outdoor Unit-Air-Source) | DLCURAH36ABK |  |  | EA*4X37L21A* | *96VSN1002120A* | 36400 | 16 | 8.5 | 38500 | 34800 | 90.39% | 2.08 | 0 | 10 |  |  |  | No | R-410A | 3.0333 | Residential & Commercial | Ducted CEE Tier 1
211227362 | Central HP <5.4 tons | SMART COMFORT | HRCU-A-CB (Split System: Heat Pump with Remote Outdoor Unit-Air-Source) | DLCURAH36ABK |  |  | EA*4X42L21A* | *80ES(N,L)0902120A* | 36000 | 16 | 8.1 | 39500 | 35000 | 88.61% | 1.9 | 0 | 10 |  |  |  | No | R-410A | 3 | Residential & Commercial | Ducted CEE Tier 1
211230005 | Central HP <5.4 tons | SMART COMFORT | HRCU-A-CB (Split System: Heat Pump with Remote Outdoor Unit-Air-Source) | DLCURAH36ABK |  |  | EN(A,D,W)4X48L21** | *80VSL0702120A* | 36000 | 16 | 8.1 | 38500 | 34800 | 90.39% | 2.02 | 0 | 10 |  |  |  | No | R-410A | 3 | Residential & Commercial | Ducted CEE Tier 1
211230657 | Central HP <5.4 tons | SMART COMFORT | HRCU-A-CB (Split System: Heat Pump with Remote Outdoor Unit-Air-Source) | DLCURAH36ABK |  |  | EN(A,D)4X48L24** | *95ESN1002120A* | 36800 | 16 | 8.1 | 39500 | 35000 | 88.61% | 2.06 | 0 | 10.5 |  |  |  | No | R-410A | 3.0667 | Residential & Commercial | Ducted CEE Tier 1
211230604 | Central HP <5.4 tons | SMART COMFORT | HRCU-A-CB (Split System: Heat Pump with Remote Outdoor Unit-Air-Source) | DLCURAH36ABK |  |  | EN(A,D)4X48L24** | *92ESN0802120A* | 35800 | 16.5 | 8.1 | 38500 | 34800 | 90.39% | 2.02 | 0 | 10.5 |  |  |  | No | R-410A | 2.9833 | Residential & Commercial | Ducted CEE Tier 1
211230505 | Central HP <5.4 tons | SMART COMFORT | HRCU-A-CB (Split System: Heat Pump with Remote Outdoor Unit-Air-Source) | DLCURAH36ABK |  |  | EN(A,D)4X48L24** | *80VSL0702120A* | 36000 | 16 | 8.1 | 38500 | 34800 | 90.39% | 2.02 | 0 | 10 |  |  |  | No | R-410A | 3 | Residential & Commercial | Ducted CEE Tier 1
212977081 | Central HP <5.4 tons | ARCOAIRE | HRCU-A-CB (Split System: Heat Pump with Remote Outdoor Unit-Air-Source) | DLCURAH36ABK |  |  | EA*4X48L21A* | *96VTN1002122B* | 35800 | 16.5 | 8.5 | 37800 | 34600 | 91.53% | 2.02 | 0 | 10 |  |  |  | No | R-410A | 2.9833 | Residential & Commercial | Ducted CEE Tier 1
212384795 | Central HP <5.4 tons | SMART COMFORT | HRCU-A-CB (Split System: Heat Pump with Remote Outdoor Unit-Air-Source) | DLCURAH36ABK |  |  | EN(A,D,W)4X48L21** | *92ESN0801716A* | 36200 | 16.5 | 8.1 | 39000 | 34800 | 89.23% | 2.02 | 0 | 10.5 |  |  |  | No | R-410A | 3.0167 | Residential & Commercial | Ducted CEE Tier 1
211227975 | Central HP <5.4 tons | SMART COMFORT | HRCU-A-CB (Split System: Heat Pump with Remote Outdoor Unit-Air-Source) | DLCURAH36ABK |  |  | EA*4X42L24A* | *92ESN1002120A* | 35200 | 16.5 | 8.1 | 38500 | 35000 | 90.91% | 1.88 | 0 | 10 |  |  |  | No | R-410A | 2.9333 | Residential & Commercial | Ducted CEE Tier 1
211227995 | Central HP <5.4 tons | SMART COMFORT | HRCU-A-CB (Split System: Heat Pump with Remote Outdoor Unit-Air-Source) | DLCURAH36ABK |  |  | EA*4X42L24A* | *92ESN1202420A* | 35800 | 16 | 8.1 | 38500 | 35000 | 90.91% | 1.9 | 0 | 10 |  |  |  | No | R-410A | 2.9833 | Residential & Commercial | Ducted CEE Tier 1
211228127 | Central HP <5.4 tons | SMART COMFORT | HRCU-A-CB (Split System: Heat Pump with Remote Outdoor Unit-Air-Source) | DLCURAH36ABK |  |  | EA*4X42L24A* | *96VTN1002120A* | 35800 | 15.5 | 8.1 | 39500 | 35200 | 89.11% | 1.9 | 0 | 10 |  |  |  | No | R-410A | 2.9833 | Residential & Commercial | Ducted CEE Tier 1
211227516 | Central HP <5.4 tons | SMART COMFORT | HRCU-A-CB (Split System: Heat Pump with Remote Outdoor Unit-Air-Source) | DLCURAH36ABK |  |  | EA*4X42L21A* | *92ESN0601714A* | 35400 | 16 | 8.1 | 38500 | 35000 | 90.91% | 1.88 | 0 | 10 |  |  |  | No | R-410A | 2.95 | Residential & Commercial | Ducted CEE Tier 1
213076725 | Central HP <5.4 tons | SMART COMFORT | HRCU-A-CB (Split System: Heat Pump with Remote Outdoor Unit-Air-Source) | DLCURAH36ABK |  |  | EN(A,D)4X48L24** | *80VTL0902120B* | 36000 | 16.5 | 8.1 | 38500 | 35000 | 90.91% | 2 | 0 | 10 |  |  |  | No | R-410A | 3 | Residential & Commercial | Ducted CEE Tier 1
213076736 | Central HP <5.4 tons | SMART COMFORT | HRCU-A-CB (Split System: Heat Pump with Remote Outdoor Unit-Air-Source) | DLCURAH36ABK |  |  | EA*4X36L21A* | *80VTL1102122B* | 35400 | 16 | 8.1 | 39000 | 35200 | 90.26% | 1.84 | 0 | 10 |  |  |  | No | R-410A | 2.95 | Residential & Commercial | Ducted CEE Tier 1
211229940 | Central HP <5.4 tons | SMART COMFORT | HRCU-A-CB (Split System: Heat Pump with Remote Outdoor Unit-Air-Source) | DLCURAH36ABK |  |  | EN(A,D,W)4X48L21** | *80ES(N,L)0901714A* | 36600 | 16 | 8.1 | 39500 | 35000 | 88.61% | 2.04 | 0 | 10.5 |  |  |  | No | R-410A | 3.05 | Residential & Commercial | Ducted CEE Tier 1
211230191 | Central HP <5.4 tons | SMART COMFORT | HRCU-A-CB (Split System: Heat Pump with Remote Outdoor Unit-Air-Source) | DLCURAH36ABK |  |  | EN(A,D,W)4X48L21** | *95ESN0802120A* | 36800 | 15.5 | 8.1 | 39500 | 35000 | 88.61% | 2.06 | 0 | 10.5 |  |  |  | No | R-410A | 3.0667 | Residential & Commercial | Ducted CEE Tier 1
211230902 | Central HP <5.4 tons | SMART COMFORT | HRCU-A-CB (Split System: Heat Pump with Remote Outdoor Unit-Air-Source) | DLCURAH36ABK |  |  | FVM4X48***L |  | 36200 | 17 | 8.5 | 37600 | 34400 | 91.49% | 2.06 | 0 | 10 |  |  |  | No | R-410A | 3.0167 | Residential & Commercial | Ducted CEE Tier 1
211230934 | Central HP <5.4 tons | SMART COMFORT | HRCU-A-CB (Split System: Heat Pump with Remote Outdoor Unit-Air-Source) | DLCURAH36ABK |  |  | FXM4X48**AL |  | 36800 | 16 | 8.5 | 38500 | 34600 | 89.87% | 2.08 | 0 | 10 |  |  |  | No | R-410A | 3.0667 | Residential & Commercial | Ducted CEE Tier 1
211228898 | Central HP <5.4 tons | SMART COMFORT | HRCU-A-CB (Split System: Heat Pump with Remote Outdoor Unit-Air-Source) | DLCURAH36ABK |  |  | EA*4X48L21A* | *80ESU1002120A* | 36000 | 16 | 8.5 | 38500 | 34600 | 89.87% | 2.06 | 0 | 10 |  |  |  | No | R-410A | 3 | Residential & Commercial | Ducted CEE Tier 1
211227796 | Central HP <5.4 tons | SMART COMFORT | HRCU-A-CB (Split System: Heat Pump with Remote Outdoor Unit-Air-Source) | DLCURAH36ABK |  |  | EA*4X42L24A* | *80ES(N,L)0902120A* | 36000 | 16 | 8.1 | 39500 | 35000 | 88.61% | 1.92 | 0 | 10 |  |  |  | No | R-410A | 3 | Residential & Commercial | Ducted CEE Tier 1
211228582 | Central HP <5.4 tons | SMART COMFORT | HRCU-A-CB (Split System: Heat Pump with Remote Outdoor Unit-Air-Source) | DLCURAH36ABK |  |  | EA*4X43L21A* | *95ESU0601716A* | 36800 | 15.5 | 8.5 | 38500 | 34800 | 90.39% | 2.1 | 0 | 10 |  |  |  | No | R-410A | 3.0667 | Residential & Commercial | Ducted CEE Tier 1
211229001 | Central HP <5.4 tons | SMART COMFORT | HRCU-A-CB (Split System: Heat Pump with Remote Outdoor Unit-Air-Source) | DLCURAH36ABK |  |  | EA*4X48L21A* | *92ESN1002120A* | 35600 | 16.5 | 8.5 | 37800 | 34600 | 91.53% | 2.04 | 0 | 10 |  |  |  | No | R-410A | 2.9667 | Residential & Commercial | Ducted CEE Tier 1
211229558 | Central HP <5.4 tons | SMART COMFORT | HRCU-A-CB (Split System: Heat Pump with Remote Outdoor Unit-Air-Source) | DLCURAH36ABK |  |  | EA*4X48L24A* | *96VSN1202422A* | 35800 | 16 | 8.5 | 38500 | 34600 | 89.87% | 2.04 | 0 | 10 |  |  |  | No | R-410A | 2.9833 | Residential & Commercial | Ducted CEE Tier 1
214573852 | Central HP <5.4 tons | ARCOAIRE | HRCU-A-CB (Split System: Heat Pump with Remote Outdoor Unit-Air-Source) | HVH837GKA2* |  |  | EA*4X43L21A*+WALLCON | *80CTL0702120B* | 32800 | 17.5 | 8.5 | 32800 | 25200 | 76.83% | 2 | 0 | 11 |  |  |  | No | R-410A | 2.7333 | Residential & Commercial | Ducted CEE Tier 1
214573932 | Central HP <5.4 tons | ARCOAIRE | HRCU-A-CB (Split System: Heat Pump with Remote Outdoor Unit-Air-Source) | HVH837GKA2* |  |  | EA*4X48L21A*+WALLCON | *95CSU1002122B* | 32400 | 17.5 | 8.5 | 32400 | 24800 | 76.54% | 2 | 0 | 11.5 |  |  |  | No | R-410A | 2.7 | Residential & Commercial | Ducted CEE Tier 1
214573952 | Central HP <5.4 tons | ARCOAIRE | HRCU-A-CB (Split System: Heat Pump with Remote Outdoor Unit-Air-Source) | HVH837GKA2* |  |  | EA*4X48L21A*+WALLCON | *97CMN0802120B* | 32200 | 17.5 | 8.5 | 32400 | 25000 | 77.16% | 1.98 | 0 | 11 |  |  |  | No | R-410A | 2.6833 | Residential & Commercial | Ducted CEE Tier 1
211245912 | Central HP <5.4 tons | SMART COMFORT | HRCU-A-CB (Split System: Heat Pump with Remote Outdoor Unit-Air-Source) | DLCURAH24ABK |  |  | FMA4X36**AL* |  | 25800 | 18 | 9 | 27600 | 21000 | 76.09% | 1.8 | 0 | 10.5 |  |  |  | No | R-410A | 2.15 | Residential & Commercial | Ducted CEE Tier 1
211245741 | Central HP <5.4 tons | SMART COMFORT | HRCU-A-CB (Split System: Heat Pump with Remote Outdoor Unit-Air-Source) | DLCURAH24ABK |  |  | EN(A,D)4X36L21** | *80ESU0802120A | 24400 | 17 | 8.5 | 26200 | 22800 | 87.02% | 1.88 | 0 | 10.5 |  |  |  | No | R-410A | 2.0333 | Residential & Commercial | Ducted CEE Tier 1
211245616 | Central HP <5.4 tons | SMART COMFORT | HRCU-A-CB (Split System: Heat Pump with Remote Outdoor Unit-Air-Source) | DLCURAH24ABK |  |  | EN(A,D)4X36L21** | *80ES(N,L)0702116A* | 24200 | 17 | 8.1 | 26200 | 22800 | 87.02% | 1.9 | 0 | 10.5 |  |  |  | No | R-410A | 2.0167 | Residential & Commercial | Ducted CEE Tier 1
216051237 | Central HP <5.4 tons | RUSSELL | HRCU-A-CB (Split System: Heat Pump with Remote Outdoor Unit-Air-Source) | SP19AY36AJVC |  |  | TCFY3621MEAAM | S98MV1005A21UP | 34200 | 21 | 10 | 34200 | 29400 | 85.96% | 2 | 0 | 12 |  |  |  | No | R-454B | 2.85 | Residential & Commercial | Ducted CEE Tier 1
216051244 | Central HP <5.4 tons | RUSSELL | HRCU-A-CB (Split System: Heat Pump with Remote Outdoor Unit-Air-Source) | SP19AY36AJVC |  |  | TCFY3621MEAAM | S97MV0603A17DH | 34200 | 21 | 10 | 34200 | 29600 | 86.55% | 2 | 0 | 12 |  |  |  | No | R-454B | 2.85 | Residential & Commercial | Ducted CEE Tier 1
211230424 | Central HP <5.4 tons | SMART COMFORT | HRCU-A-CB (Split System: Heat Pump with Remote Outdoor Unit-Air-Source) | DLCURAH36ABK |  |  | EN(A,D)4X48L24** | *80ES(N,L)0902116A* | 36400 | 16 | 8.1 | 38500 | 34800 | 90.39% | 2.04 | 0 | 10.5 |  |  |  | No | R-410A | 3.0333 | Residential & Commercial | Ducted CEE Tier 1
211227527 | Central HP <5.4 tons | SMART COMFORT | HRCU-A-CB (Split System: Heat Pump with Remote Outdoor Unit-Air-Source) | DLCURAH36ABK |  |  | EA*4X42L21A* | *92ESN0801716A* | 35400 | 16 | 8.1 | 38500 | 35000 | 90.91% | 1.88 | 0 | 10 |  |  |  | No | R-410A | 2.95 | Residential & Commercial | Ducted CEE Tier 1
211227820 | Central HP <5.4 tons | SMART COMFORT | HRCU-A-CB (Split System: Heat Pump with Remote Outdoor Unit-Air-Source) | DLCURAH36ABK |  |  | EA*4X42L24A* | *80ES(N,L)1102120A* | 35400 | 16 | 8.1 | 38500 | 35000 | 90.91% | 1.88 | 0 | 10 |  |  |  | No | R-410A | 2.95 | Residential & Commercial | Ducted CEE Tier 1
211230514 | Central HP <5.4 tons | SMART COMFORT | HRCU-A-CB (Split System: Heat Pump with Remote Outdoor Unit-Air-Source) | DLCURAH36ABK |  |  | EN(A,D)4X48L24** | *80VSL0902120A* | 35800 | 16.5 | 8.1 | 38500 | 34800 | 90.39% | 2 | 0 | 10 |  |  |  | No | R-410A | 2.9833 | Residential & Commercial | Ducted CEE Tier 1
211228173 | Central HP <5.4 tons | SMART COMFORT | HRCU-A-CB (Split System: Heat Pump with Remote Outdoor Unit-Air-Source) | DLCURAH36ABK |  |  | EA*4X42L24A* | OMV154L20A | 36200 | 16 | 8.1 | 39500 | 35200 | 89.11% | 1.92 | 0 | 10 |  |  |  | No | R-410A | 3.0167 | Residential & Commercial | Ducted CEE Tier 1
211228506 | Central HP <5.4 tons | SMART COMFORT | HRCU-A-CB (Split System: Heat Pump with Remote Outdoor Unit-Air-Source) | DLCURAH36ABK |  |  | EA*4X43L21A* | *95ESN0802120A* | 37200 | 15.5 | 8.5 | 38500 | 35000 | 90.91% | 2.12 | 0 | 10 |  |  |  | No | R-410A | 3.1 | Residential & Commercial | Ducted CEE Tier 1
211227120 | Central HP <5.4 tons | SMART COMFORT | HRCU-A-CB (Split System: Heat Pump with Remote Outdoor Unit-Air-Source) | DLCURAH36ABK |  |  | EA*4X37L21A* | *96VSN0802120A* | 36400 | 16 | 8.5 | 38500 | 34800 | 90.39% | 2.08 | 0 | 10 |  |  |  | No | R-410A | 3.0333 | Residential & Commercial | Ducted CEE Tier 1
211259713 | Central HP <5.4 tons | SMART COMFORT | HRCU-A-CB (Split System: Heat Pump with Remote Outdoor Unit-Air-Source) | DLCURAH18ABK |  |  | EA*4X19L17A* | *80VSL0451716A* | 18100 | 16 | 8.5 | 18100 | 17700 | 97.79% | 2.14 | 0 | 10.5 |  |  |  | No | R-410A | 1.5083 | Residential & Commercial | Ducted CEE Tier 1
211260196 | Central HP <5.4 tons | SMART COMFORT | HRCU-A-CB (Split System: Heat Pump with Remote Outdoor Unit-Air-Source) | DLCURAH18ABK |  |  | EA*4X24L14A* | *80ES(N,L)0451412A* | 18000 | 16 | 8.5 | 18900 | 18900 | 100% | 2.28 | 0 | 10.5 |  |  |  | No | R-410A | 1.5 | Residential & Commercial | Ducted CEE Tier 1
211260529 | Central HP <5.4 tons | SMART COMFORT | HRCU-A-CB (Split System: Heat Pump with Remote Outdoor Unit-Air-Source) | DLCURAH18ABK |  |  | EA*4X24L17A* | *96VTN0601714A* | 17600 | 15.5 | 8.5 | 18600 | 19100 | 102.7% | 2.3 | 0 | 10.5 |  |  |  | No | R-410A | 1.4667 | Residential & Commercial | Ducted CEE Tier 1
211240959 | Central HP <5.4 tons | PAYNE HEATING AND COOLING | HRCU-A-CB (Split System: Heat Pump with Remote Outdoor Unit-Air-Source) | 38MURAQ24AB3* |  |  | CAP**2517AL* | PG96VTAA36040B** | 23800 | 16 | 8.1 | 25200 | 21800 | 86.51% | 1.82 | 0 | 10 |  |  |  | No | R-410A | 1.9833 | Residential & Commercial | Ducted CEE Tier 1
211241177 | Central HP <5.4 tons | PAYNE HEATING AND COOLING | HRCU-A-CB (Split System: Heat Pump with Remote Outdoor Unit-Air-Source) | 38MURAQ24AB3* |  |  | CAP**2517AL* | PG92ESAA36040B** | 24200 | 16 | 8.1 | 25400 | 21600 | 85.04% | 1.78 | 0 | 10 |  |  |  | No | R-410A | 2.0167 | Residential & Commercial | Ducted CEE Tier 1
211260742 | Central HP <5.4 tons | SMART COMFORT | HRCU-A-CB (Split System: Heat Pump with Remote Outdoor Unit-Air-Source) | DLCURAH18ABK |  |  | EA*4X25L17A* | *96VSN0601412A* | 18500 | 16 | 8.5 | 18300 | 17400 | 95.08% | 2.12 | 0 | 11 |  |  |  | No | R-410A | 1.5417 | Residential & Commercial | Ducted CEE Tier 1
211259804 | Central HP <5.4 tons | SMART COMFORT | HRCU-A-CB (Split System: Heat Pump with Remote Outdoor Unit-Air-Source) | DLCURAH18ABK |  |  | EA*4X19L17A* | *95ESN0401410A* | 18300 | 16 | 8.5 | 18300 | 17600 | 96.17% | 2.12 | 0 | 10.5 |  |  |  | No | R-410A | 1.525 | Residential & Commercial | Ducted CEE Tier 1
211230299 | Central HP <5.4 tons | SMART COMFORT | HRCU-A-CB (Split System: Heat Pump with Remote Outdoor Unit-Air-Source) | DLCURAH36ABK |  |  | EN(A,D,W)4X48L21** | *95ESU1002122A* | 37400 | 15.5 | 8.5 | 39500 | 35000 | 88.61% | 2.08 | 0 | 10.5 |  |  |  | No | R-410A | 3.1167 | Residential & Commercial | Ducted CEE Tier 1
211230912 | Central HP <5.4 tons | SMART COMFORT | HRCU-A-CB (Split System: Heat Pump with Remote Outdoor Unit-Air-Source) | DLCURAH36ABK |  |  | FXM4X36**AL |  | 35800 | 16.5 | 8.1 | 38500 | 34600 | 89.87% | 1.94 | 0 | 10 |  |  |  | No | R-410A | 2.9833 | Residential & Commercial | Ducted CEE Tier 1
211229499 | Central HP <5.4 tons | SMART COMFORT | HRCU-A-CB (Split System: Heat Pump with Remote Outdoor Unit-Air-Source) | DLCURAH36ABK |  |  | EA*4X48L24A* | *95ESN1002120A* | 36600 | 16 | 8.5 | 38500 | 34800 | 90.39% | 2.08 | 0 | 10 |  |  |  | No | R-410A | 3.05 | Residential & Commercial | Ducted CEE Tier 1
211229599 | Central HP <5.4 tons | SMART COMFORT | HRCU-A-CB (Split System: Heat Pump with Remote Outdoor Unit-Air-Source) | DLCURAH36ABK |  |  | EA*4X48L24A* | *96VTN0802120A* | 35600 | 16 | 8.1 | 37800 | 34600 | 91.53% | 2.02 | 0 | 10 |  |  |  | No | R-410A | 2.9667 | Residential & Commercial | Ducted CEE Tier 1
211227466 | Central HP <5.4 tons | SMART COMFORT | HRCU-A-CB (Split System: Heat Pump with Remote Outdoor Unit-Air-Source) | DLCURAH36ABK |  |  | EA*4X42L21A* | *80VTL0701716A* | 35400 | 16 | 8.1 | 38500 | 35000 | 90.91% | 1.88 | 0 | 10 |  |  |  | No | R-410A | 2.95 | Residential & Commercial | Ducted CEE Tier 1
213078757 | Central HP <5.4 tons | PAYNE HEATING AND COOLING | HRCU-A-CB (Split System: Heat Pump with Remote Outdoor Unit-Air-Source) | 38MURAQ36AB3* |  |  | CNPV*4824AL* | PG80MS(A,L)A60110D** | 36200 | 17 | 8.1 | 38500 | 34800 | 90.39% | 2.02 | 0 | 10.5 |  |  |  | No | R-410A | 3.0167 | Residential & Commercial | Ducted CEE Tier 1
213078510 | Central HP <5.4 tons | PAYNE HEATING AND COOLING | HRCU-A-CB (Split System: Heat Pump with Remote Outdoor Unit-Air-Source) | 38MURAQ36AB3* |  |  | CAP**4221AL* | PG80MS(A,L)A60090C** | 35400 | 16.5 | 8.1 | 38500 | 35000 | 90.91% | 1.88 | 0 | 10 |  |  |  | No | R-410A | 2.95 | Residential & Commercial | Ducted CEE Tier 1
213078576 | Central HP <5.4 tons | PAYNE HEATING AND COOLING | HRCU-A-CB (Split System: Heat Pump with Remote Outdoor Unit-Air-Source) | 38MURAQ36AB3* |  |  | CNPV*4824AL* | PG80MS(A,L)A60090C** | 36000 | 16.5 | 8.1 | 38500 | 35000 | 90.91% | 2 | 0 | 10.5 |  |  |  | No | R-410A | 3 | Residential & Commercial | Ducted CEE Tier 1
213078778 | Central HP <5.4 tons | PAYNE HEATING AND COOLING | HRCU-A-CB (Split System: Heat Pump with Remote Outdoor Unit-Air-Source) | 38MURAQ36AB3* |  |  | CNPV*4824AL* | PG80MS(A,L)A60135D** | 36000 | 16.5 | 8.1 | 38500 | 35000 | 90.91% | 2 | 0 | 10.5 |  |  |  | No | R-410A | 3 | Residential & Commercial | Ducted CEE Tier 1
213078879 | Central HP <5.4 tons | PAYNE HEATING AND COOLING | HRCU-A-CB (Split System: Heat Pump with Remote Outdoor Unit-Air-Source) | 38MURAQ36AB3* |  |  | CAP**4321AL* | PG80MSUA60100C** | 36400 | 16 | 8.5 | 38000 | 34800 | 91.58% | 2.1 | 0 | 10 |  |  |  | No | R-410A | 3.0333 | Residential & Commercial | Ducted CEE Tier 1
213078927 | Central HP <5.4 tons | PAYNE HEATING AND COOLING | HRCU-A-CB (Split System: Heat Pump with Remote Outdoor Unit-Air-Source) | 38MURAQ36AB3* |  |  | CNPV*4221AL* | PG80MSUA60100C** | 35400 | 15.5 | 8.5 | 38500 | 35200 | 91.43% | 1.88 | 0 | 10 |  |  |  | No | R-410A | 2.95 | Residential & Commercial | Ducted CEE Tier 1
211245477 | Central HP <5.4 tons | SMART COMFORT | HRCU-A-CB (Split System: Heat Pump with Remote Outdoor Unit-Air-Source) | DLCURAH24ABK |  |  | EN(A,D)4X36L21** | *80ESU0401712A* | 24000 | 17 | 8.1 | 26000 | 23200 | 89.23% | 1.92 | 0 | 10.5 |  |  |  | No | R-410A | 2 | Residential & Commercial | Ducted CEE Tier 1
212974942 | Central HP <5.4 tons | ARCOAIRE | HRCU-A-CB (Split System: Heat Pump with Remote Outdoor Unit-Air-Source) | DLCURAH24ABK |  |  | EA*4X25L17A* | *96VTN0401410B* | 24000 | 16 | 8.1 | 25200 | 22000 | 87.3% | 1.82 | 0 | 10 |  |  |  | No | R-410A | 2 | Residential & Commercial | Ducted CEE Tier 1
212976114 | Central HP <5.4 tons | ARCOAIRE | HRCU-A-CB (Split System: Heat Pump with Remote Outdoor Unit-Air-Source) | DLCURAH24ABK |  |  | EN(A,D,W)4X36L17** | *96VTN0801716B* | 23400 | 16.5 | 8.1 | 25800 | 24200 | 93.8% | 2 | 0 | 10 |  |  |  | No | R-410A | 1.95 | Residential & Commercial | Ducted CEE Tier 1
213076123 | Central HP <5.4 tons | SMART COMFORT | HRCU-A-CB (Split System: Heat Pump with Remote Outdoor Unit-Air-Source) | DLCURAH24ABK |  |  | EN(A,D)4X36L21** | *95MSU1002120A* | 23800 | 17 | 8.5 | 26400 | 24000 | 90.91% | 2 | 0 | 10.5 |  |  |  | No | R-410A | 1.9833 | Residential & Commercial | Ducted CEE Tier 1
211245686 | Central HP <5.4 tons | SMART COMFORT | HRCU-A-CB (Split System: Heat Pump with Remote Outdoor Unit-Air-Source) | DLCURAH24ABK |  |  | EN(A,D)4X36L21** | *92ESN0802120A* | 24800 | 16.5 | 8.5 | 26800 | 22200 | 82.84% | 1.84 | 0 | 10.5 |  |  |  | No | R-410A | 2.0667 | Residential & Commercial | Ducted CEE Tier 1
211240646 | Central HP <5.4 tons | SMART COMFORT | HRCU-A-CB (Split System: Heat Pump with Remote Outdoor Unit-Air-Source) | DLCURAH24ABK |  |  | EA*4X24L17A* | *80ES(N,L)0451712A* | 23800 | 16.5 | 8.5 | 26800 | 24200 | 90.3% | 2 | 0 | 10 |  |  |  | No | R-410A | 1.9833 | Residential & Commercial | Ducted CEE Tier 1
211262020 | Central HP <5.4 tons | PAYNE HEATING AND COOLING | HRCU-A-CB (Split System: Heat Pump with Remote Outdoor Unit-Air-Source) | 38MURAQ18AB3* |  |  | CAP**3017AL* | PG80ES(A,L)A36045B** | 18000 | 16 | 8.5 | 18500 | 18500 | 100% | 2.22 | 0 | 10.5 |  |  |  | No | R-410A | 1.5 | Residential & Commercial | Ducted CEE Tier 1
211262156 | Central HP <5.4 tons | PAYNE HEATING AND COOLING | HRCU-A-CB (Split System: Heat Pump with Remote Outdoor Unit-Air-Source) | 38MURAQ18AB3* |  |  | CAP**3017AL* | PG80ES(A,L)A36070A** | 17800 | 16.5 | 8.5 | 18200 | 18500 | 101.6% | 2.22 | 0 | 10.5 |  |  |  | No | R-410A | 1.4833 | Residential & Commercial | Ducted CEE Tier 1
212974667 | Central HP <5.4 tons | PAYNE HEATING AND COOLING | HRCU-A-CB (Split System: Heat Pump with Remote Outdoor Unit-Air-Source) | 38MURAQ18AB3* |  |  | CAP**3014AL* | PG96VTAB30040A** | 17300 | 16 | 8.1 | 17900 | 18700 | 104.5% | 2.24 | 0 | 10.5 |  |  |  | No | R-410A | 1.4417 | Residential & Commercial | Ducted CEE Tier 1
212975421 | Central HP <5.4 tons | PAYNE HEATING AND COOLING | HRCU-A-CB (Split System: Heat Pump with Remote Outdoor Unit-Air-Source) | 38MURAQ18AB3* |  |  | CAP**3014AL* | PG96VTAB36060A** | 17400 | 16.5 | 8.5 | 18000 | 18900 | 105% | 2.28 | 0 | 10.5 |  |  |  | No | R-410A | 1.45 | Residential & Commercial | Ducted CEE Tier 1
212975454 | Central HP <5.4 tons | PAYNE HEATING AND COOLING | HRCU-A-CB (Split System: Heat Pump with Remote Outdoor Unit-Air-Source) | 38MURAQ18AB3* |  |  | CNPV*2414AL* | PG96VTAB36060A** | 17500 | 16 | 8.5 | 18500 | 19200 | 103.8% | 2.3 | 0 | 10.5 |  |  |  | No | R-410A | 1.4583 | Residential & Commercial | Ducted CEE Tier 1
216051253 | Central HP <5.4 tons | RUSSELL | HRCU-A-CB (Split System: Heat Pump with Remote Outdoor Unit-Air-Source) | SP19AY36AJVC |  |  | TCFY3621MEAAM | S98MV0855A21UP | 34200 | 21 | 10 | 34200 | 29400 | 85.96% | 2 | 0 | 12 |  |  |  | No | R-454B | 2.85 | Residential & Commercial | Ducted CEE Tier 1
211227934 | Central HP <5.4 tons | SMART COMFORT | HRCU-A-CB (Split System: Heat Pump with Remote Outdoor Unit-Air-Source) | DLCURAH36ABK |  |  | EA*4X42L24A* | *80VTL1102122A* | 36200 | 15.5 | 8.1 | 39500 | 35200 | 89.11% | 1.92 | 0 | 10 |  |  |  | No | R-410A | 3.0167 | Residential & Commercial | Ducted CEE Tier 1
211227338 | Central HP <5.4 tons | SMART COMFORT | HRCU-A-CB (Split System: Heat Pump with Remote Outdoor Unit-Air-Source) | DLCURAH36ABK |  |  | EA*4X42L21A* | *80ES(N,L)0901714A* | 36000 | 15.5 | 8.1 | 39500 | 35200 | 89.11% | 1.9 | 0 | 10 |  |  |  | No | R-410A | 3 | Residential & Commercial | Ducted CEE Tier 1
211227488 | Central HP <5.4 tons | SMART COMFORT | HRCU-A-CB (Split System: Heat Pump with Remote Outdoor Unit-Air-Source) | DLCURAH36ABK |  |  | EA*4X42L21A* | *80VTL1102122A* | 36200 | 15.5 | 8.1 | 39500 | 35200 | 89.11% | 1.92 | 0 | 10 |  |  |  | No | R-410A | 3.0167 | Residential & Commercial | Ducted CEE Tier 1
211227668 | Central HP <5.4 tons | SMART COMFORT | HRCU-A-CB (Split System: Heat Pump with Remote Outdoor Unit-Air-Source) | DLCURAH36ABK |  |  | EA*4X42L21A* | *95ESU1002122A* | 36600 | 15.2 | 8.1 | 40000 | 35200 | 88% | 1.94 | 0 | 10 |  |  |  | No | R-410A | 3.05 | Residential & Commercial | Ducted CEE Tier 1
211227902 | Central HP <5.4 tons | SMART COMFORT | HRCU-A-CB (Split System: Heat Pump with Remote Outdoor Unit-Air-Source) | DLCURAH36ABK |  |  | EA*4X42L24A* | *80ESU0802120A | 37000 | 15.5 | 8.5 | 40000 | 35200 | 88% | 1.96 | 0 | 10 |  |  |  | No | R-410A | 3.0833 | Residential & Commercial | Ducted CEE Tier 1
211227784 | Central HP <5.4 tons | SMART COMFORT | HRCU-A-CB (Split System: Heat Pump with Remote Outdoor Unit-Air-Source) | DLCURAH36ABK |  |  | EA*4X42L24A* | *80ES(N,L)0902116A* | 35800 | 16 | 8.1 | 39500 | 35000 | 88.61% | 1.9 | 0 | 10 |  |  |  | No | R-410A | 2.9833 | Residential & Commercial | Ducted CEE Tier 1
212383443 | Central HP <5.4 tons | SMART COMFORT | HRCU-A-CB (Split System: Heat Pump with Remote Outdoor Unit-Air-Source) | DLCURAH36ABK |  |  | EA*4X37L21A* | *92ESN1002120A* | 37200 | 16 | 8.5 | 39000 | 34800 | 89.23% | 2.12 | 0 | 10 |  |  |  | No | R-410A | 3.1 | Residential & Commercial | Ducted CEE Tier 1
211229916 | Central HP <5.4 tons | SMART COMFORT | HRCU-A-CB (Split System: Heat Pump with Remote Outdoor Unit-Air-Source) | DLCURAH36ABK |  |  | EN(A,D,W)4X48L21** | *80ES(N,L)0701712A* | 36200 | 15.5 | 8.1 | 38500 | 35000 | 90.91% | 2.02 | 0 | 10 |  |  |  | No | R-410A | 3.0167 | Residential & Commercial | Ducted CEE Tier 1
211228146 | Central HP <5.4 tons | SMART COMFORT | HRCU-A-CB (Split System: Heat Pump with Remote Outdoor Unit-Air-Source) | DLCURAH36ABK |  |  | EA*4X42L24A* | *96VTN1202422A* | 35600 | 16 | 8.1 | 38500 | 35000 | 90.91% | 1.88 | 0 | 10 |  |  |  | No | R-410A | 2.9667 | Residential & Commercial | Ducted CEE Tier 1
211228805 | Central HP <5.4 tons | SMART COMFORT | HRCU-A-CB (Split System: Heat Pump with Remote Outdoor Unit-Air-Source) | DLCURAH36ABK |  |  | EA*4X48L21A* | *80ES(N,L)0902120A* | 36400 | 16 | 8.5 | 38500 | 34800 | 90.39% | 2.08 | 0 | 10 |  |  |  | No | R-410A | 3.0333 | Residential & Commercial | Ducted CEE Tier 1
211226939 | Central HP <5.4 tons | SMART COMFORT | HRCU-A-CB (Split System: Heat Pump with Remote Outdoor Unit-Air-Source) | DLCURAH36ABK |  |  | EA*4X37L21A* | *80ESU1002120A* | 36200 | 16 | 8.5 | 38500 | 34800 | 90.39% | 2.08 | 0 | 10 |  |  |  | No | R-410A | 3.0167 | Residential & Commercial | Ducted CEE Tier 1
212383420 | Central HP <5.4 tons | SMART COMFORT | HRCU-A-CB (Split System: Heat Pump with Remote Outdoor Unit-Air-Source) | DLCURAH36ABK |  |  | EA*4X37L21A* | *95ESU0601716A* | 36800 | 15.5 | 8.5 | 39000 | 34800 | 89.23% | 2.1 | 0 | 10 |  |  |  | No | R-410A | 3.0667 | Residential & Commercial | Ducted CEE Tier 1
211228027 | Central HP <5.4 tons | SMART COMFORT | HRCU-A-CB (Split System: Heat Pump with Remote Outdoor Unit-Air-Source) | DLCURAH36ABK |  |  | EA*4X42L24A* | *95ESN1002122A* | 36800 | 15.5 | 8.5 | 40000 | 35200 | 88% | 1.94 | 0 | 10 |  |  |  | No | R-410A | 3.0667 | Residential & Commercial | Ducted CEE Tier 1
211228311 | Central HP <5.4 tons | SMART COMFORT | HRCU-A-CB (Split System: Heat Pump with Remote Outdoor Unit-Air-Source) | DLCURAH36ABK |  |  | EA*4X43L21A* | *80VSL0701716A* | 36600 | 15.5 | 8.5 | 38500 | 34800 | 90.39% | 2.1 | 0 | 10 |  |  |  | No | R-410A | 3.05 | Residential & Commercial | Ducted CEE Tier 1
211228527 | Central HP <5.4 tons | SMART COMFORT | HRCU-A-CB (Split System: Heat Pump with Remote Outdoor Unit-Air-Source) | DLCURAH36ABK |  |  | EA*4X43L21A* | *95ESN1002122A* | 37400 | 15.5 | 8.5 | 39000 | 35000 | 89.74% | 2.16 | 0 | 10 |  |  |  | No | R-410A | 3.1167 | Residential & Commercial | Ducted CEE Tier 1
211228563 | Central HP <5.4 tons | SMART COMFORT | HRCU-A-CB (Split System: Heat Pump with Remote Outdoor Unit-Air-Source) | DLCURAH36ABK |  |  | EA*4X43L21A* | *96VSN0802120A* | 36400 | 16 | 8.5 | 38500 | 34800 | 90.39% | 2.08 | 0 | 10 |  |  |  | No | R-410A | 3.0333 | Residential & Commercial | Ducted CEE Tier 1
211240853 | Central HP <5.4 tons | SMART COMFORT | HRCU-A-CB (Split System: Heat Pump with Remote Outdoor Unit-Air-Source) | DLCURAH24ABK |  |  | EA*4X25L17A* | *96VSN0601412A* | 24000 | 16.5 | 8.1 | 25200 | 21600 | 85.71% | 1.82 | 0 | 10 |  |  |  | No | R-410A | 2 | Residential & Commercial | Ducted CEE Tier 1
211241337 | Central HP <5.4 tons | SMART COMFORT | HRCU-A-CB (Split System: Heat Pump with Remote Outdoor Unit-Air-Source) | DLCURAH24ABK |  |  | EA*4X30L14A* | *80ES(N,L)0451412A* | 24400 | 16 | 8.5 | 26600 | 22600 | 84.96% | 1.86 | 0 | 10 |  |  |  | No | R-410A | 2.0333 | Residential & Commercial | Ducted CEE Tier 1
214573662 | Central HP <5.4 tons | ARCOAIRE | HRCU-A-CB (Split System: Heat Pump with Remote Outdoor Unit-Air-Source) | HVH837GKA2* |  |  | EA*4X36L21A*+WALLCON | *96CTN0802120B* | 31600 | 17.5 | 8.1 | 32800 | 24200 | 73.78% | 1.86 | 0 | 11 |  |  |  | No | R-410A | 2.6333 | Residential & Commercial | Ducted CEE Tier 1
214573762 | Central HP <5.4 tons | ARCOAIRE | HRCU-A-CB (Split System: Heat Pump with Remote Outdoor Unit-Air-Source) | HVH837GKA2* |  |  | EA*4X42L21A*+WALLCON | *97CMN0602120B* | 31600 | 17 | 8.1 | 33200 | 24800 | 74.7% | 1.88 | 0 | 10.5 |  |  |  | No | R-410A | 2.6333 | Residential & Commercial | Ducted CEE Tier 1
211245592 | Central HP <5.4 tons | SMART COMFORT | HRCU-A-CB (Split System: Heat Pump with Remote Outdoor Unit-Air-Source) | DLCURAH24ABK |  |  | EN(A,D)4X36L21** | *80ES(N,L)0451712A* | 24000 | 16.5 | 8.1 | 26200 | 23000 | 87.79% | 1.9 | 0 | 10.5 |  |  |  | No | R-410A | 2 | Residential & Commercial | Ducted CEE Tier 1
211245562 | Central HP <5.4 tons | SMART COMFORT | HRCU-A-CB (Split System: Heat Pump with Remote Outdoor Unit-Air-Source) | DLCURAH24ABK |  |  | EN(A,D)4X36L21** | *96VTN0802120A* | 23600 | 17 | 8.1 | 25800 | 23800 | 92.25% | 1.98 | 0 | 10.5 |  |  |  | No | R-410A | 1.9667 | Residential & Commercial | Ducted CEE Tier 1
211245812 | Central HP <5.4 tons | SMART COMFORT | HRCU-A-CB (Split System: Heat Pump with Remote Outdoor Unit-Air-Source) | DLCURAH24ABK |  |  | FEM4X24**CL |  | 23800 | 17.5 | 8.5 | 26000 | 23800 | 91.54% | 2 | 0 | 10 |  |  |  | No | R-410A | 1.9833 | Residential & Commercial | Ducted CEE Tier 1
211245879 | Central HP <5.4 tons | SMART COMFORT | HRCU-A-CB (Split System: Heat Pump with Remote Outdoor Unit-Air-Source) | DLCURAH24ABK |  |  | FMA4P30**AL* |  | 25200 | 15.2 | 9 | 27800 | 21600 | 77.7% | 1.78 | 0 | 10 |  |  |  | No | R-410A | 2.1 | Residential & Commercial | Ducted CEE Tier 1
213076379 | Central HP <5.4 tons | SMART COMFORT | HRCU-A-CB (Split System: Heat Pump with Remote Outdoor Unit-Air-Source) | DLCURAH24ABK |  |  | EA*4X24L17A* | *96VTN0601716B* | 23200 | 16.5 | 8.5 | 26800 | 26600 | 99.25% | 2.26 | 0 | 10 |  |  |  | No | R-410A | 1.9333 | Residential & Commercial | Ducted CEE Tier 1
211244789 | Central HP <5.4 tons | ARCOAIRE | HRCU-A-CB (Split System: Heat Pump with Remote Outdoor Unit-Air-Source) | DLCURAH24ABK |  |  | EN(A,D)4X30L17** | *92ESN0401712A* | 23600 | 15.5 | 8.1 | 26200 | 23400 | 89.31% | 1.92 | 0 | 10 |  |  |  | No | R-410A | 1.9667 | Residential & Commercial | Ducted CEE Tier 1
214573722 | Central HP <5.4 tons | ARCOAIRE | HRCU-A-CB (Split System: Heat Pump with Remote Outdoor Unit-Air-Source) | HVH837GKA2* |  |  | EA*4X37L21A*+WALLCON | *96CTN0802120B* | 33000 | 17.5 | 8.5 | 32600 | 25000 | 76.69% | 2 | 0 | 11.5 |  |  |  | No | R-410A | 2.75 | Residential & Commercial | Ducted CEE Tier 1
211227150 | Central HP <5.4 tons | SMART COMFORT | HRCU-A-CB (Split System: Heat Pump with Remote Outdoor Unit-Air-Source) | DLCURAH36ABK |  |  | EA*4X37L21A* | *95ESU1002120A* | 36600 | 16 | 8.5 | 38500 | 34800 | 90.39% | 2.1 | 0 | 10 |  |  |  | No | R-410A | 3.05 | Residential & Commercial | Ducted CEE Tier 1
211227350 | Central HP <5.4 tons | SMART COMFORT | HRCU-A-CB (Split System: Heat Pump with Remote Outdoor Unit-Air-Source) | DLCURAH36ABK |  |  | EA*4X42L21A* | *80ES(N,L)0902116A* | 35800 | 16 | 8.1 | 38500 | 35000 | 90.91% | 1.9 | 0 | 10 |  |  |  | No | R-410A | 2.9833 | Residential & Commercial | Ducted CEE Tier 1
212383477 | Central HP <5.4 tons | SMART COMFORT | HRCU-A-CB (Split System: Heat Pump with Remote Outdoor Unit-Air-Source) | DLCURAH36ABK |  |  | EA*4X43L21A* | *92ESN0801716A* | 36400 | 16 | 8.5 | 38500 | 34800 | 90.39% | 2.08 | 0 | 10 |  |  |  | No | R-410A | 3.0333 | Residential & Commercial | Ducted CEE Tier 1
212384461 | Central HP <5.4 tons | SMART COMFORT | HRCU-A-CB (Split System: Heat Pump with Remote Outdoor Unit-Air-Source) | DLCURAH36ABK |  |  | EN(A,D,W)4X42L21** | *95ESN1002122A* | 36600 | 15.2 | 8.1 | 40000 | 35200 | 88% | 1.92 | 0 | 10 |  |  |  | No | R-410A | 3.05 | Residential & Commercial | Ducted CEE Tier 1
216051182 | Central HP <5.4 tons | RUSSELL | HRCU-A-CB (Split System: Heat Pump with Remote Outdoor Unit-Air-Source) | SP19AY24AJVC |  |  | TCFY2421HEAAM | S951V0403A17M4 | 22800 | 21 | 8.5 | 22800 | 18500 | 81.14% | 1.8 | 0 | 13 |  |  |  | No | R-454B | 1.9 | Residential & Commercial | Ducted CEE Tier 1
211228164 | Central HP <5.4 tons | SMART COMFORT | HRCU-A-CB (Split System: Heat Pump with Remote Outdoor Unit-Air-Source) | DLCURAH36ABK |  |  | EA*4X42L24A* | OLV154F20A | 37000 | 15.2 | 8.5 | 40000 | 35400 | 88.5% | 1.96 | 0 | 10 |  |  |  | No | R-410A | 3.0833 | Residential & Commercial | Ducted CEE Tier 1
212384283 | Central HP <5.4 tons | SMART COMFORT | HRCU-A-CB (Split System: Heat Pump with Remote Outdoor Unit-Air-Source) | DLCURAH36ABK |  |  | END4X42L17** | *80ES(N,L)0701712A* | 35800 | 15.2 | 8.1 | 39500 | 35000 | 88.61% | 1.96 | 0 | 10 |  |  |  | No | R-410A | 2.9833 | Residential & Commercial | Ducted CEE Tier 1
212974940 | Central HP <5.4 tons | PAYNE HEATING AND COOLING | HRCU-A-CB (Split System: Heat Pump with Remote Outdoor Unit-Air-Source) | 38MURAQ24AB3* |  |  | CAP**2517AL* | PG96VTAB30040A** | 24000 | 16 | 8.1 | 25200 | 22000 | 87.3% | 1.82 | 0 | 10 |  |  |  | No | R-410A | 2 | Residential & Commercial | Ducted CEE Tier 1
212975031 | Central HP <5.4 tons | PAYNE HEATING AND COOLING | HRCU-A-CB (Split System: Heat Pump with Remote Outdoor Unit-Air-Source) | 38MURAQ24AB3* |  |  | CNPV*3014AL* | PG96VTAB30040A** | 23200 | 15.5 | 8.1 | 25800 | 24200 | 93.8% | 2 | 0 | 10 |  |  |  | No | R-410A | 1.9333 | Residential & Commercial | Ducted CEE Tier 1
212984051 | Central HP <5.4 tons | PAYNE HEATING AND COOLING | HRCU-A-CB (Split System: Heat Pump with Remote Outdoor Unit-Air-Source) | 38MURAQ24AB3* |  |  | CAP**3017AL* | PG92MSAA42060B** | 23600 | 17 | 8.5 | 26400 | 24600 | 93.18% | 2.04 | 0 | 10 |  |  |  | No | R-410A | 1.9667 | Residential & Commercial | Ducted CEE Tier 1
212984603 | Central HP <5.4 tons | PAYNE HEATING AND COOLING | HRCU-A-CB (Split System: Heat Pump with Remote Outdoor Unit-Air-Source) | 38MURAQ24AB3* |  |  | CAP**3617AL* | PG92MSAA48080B** | 23600 | 17.5 | 8.5 | 26200 | 24000 | 91.6% | 2 | 0 | 10 |  |  |  | No | R-410A | 1.9667 | Residential & Commercial | Ducted CEE Tier 1
212984687 | Central HP <5.4 tons | PAYNE HEATING AND COOLING | HRCU-A-CB (Split System: Heat Pump with Remote Outdoor Unit-Air-Source) | 38MURAQ24AB3* |  |  | CNPV*3621AL* | PG92MSAA48080B** | 23600 | 17.5 | 8.5 | 26200 | 24600 | 93.89% | 2.04 | 0 | 10.5 |  |  |  | No | R-410A | 1.9667 | Residential & Commercial | Ducted CEE Tier 1
212985337 | Central HP <5.4 tons | PAYNE HEATING AND COOLING | HRCU-A-CB (Split System: Heat Pump with Remote Outdoor Unit-Air-Source) | 38MURAQ24AB3* |  |  | CAP**3621AL* | PG92MSAA60100C** | 23800 | 17.5 | 8.5 | 26200 | 23600 | 90.08% | 1.96 | 0 | 10 |  |  |  | No | R-410A | 1.9833 | Residential & Commercial | Ducted CEE Tier 1
212975267 | Central HP <5.4 tons | PAYNE HEATING AND COOLING | HRCU-A-CB (Split System: Heat Pump with Remote Outdoor Unit-Air-Source) | 38MURAQ24AB3* |  |  | CAP**2517AL* | PG96VTAB36040B** | 24200 | 16 | 8.5 | 25400 | 21800 | 85.83% | 1.8 | 0 | 10 |  |  |  | No | R-410A | 2.0167 | Residential & Commercial | Ducted CEE Tier 1
213078131 | Central HP <5.4 tons | PAYNE HEATING AND COOLING | HRCU-A-CB (Split System: Heat Pump with Remote Outdoor Unit-Air-Source) | 38MURAQ36AB3* |  |  | CNPV*4217AL* | PG80MS(A,L)A48070B** | 35800 | 15.5 | 8.1 | 38500 | 35200 | 91.43% | 1.96 | 0 | 10 |  |  |  | No | R-410A | 2.9833 | Residential & Commercial | Ducted CEE Tier 1
213079047 | Central HP <5.4 tons | PAYNE HEATING AND COOLING | HRCU-A-CB (Split System: Heat Pump with Remote Outdoor Unit-Air-Source) | 38MURAQ36AB3* |  |  | CNPV*4217AL* | PG80MSUA36040B** | 35400 | 15.5 | 8.5 | 39000 | 34800 | 89.23% | 1.94 | 0 | 10 |  |  |  | No | R-410A | 2.95 | Residential & Commercial | Ducted CEE Tier 1
211262114 | Central HP <5.4 tons | PAYNE HEATING AND COOLING | HRCU-A-CB (Split System: Heat Pump with Remote Outdoor Unit-Air-Source) | 38MURAQ18AB3* |  |  | CAP**3017AL* | PG92ESAA30040A** | 18000 | 15.5 | 8.5 | 18700 | 18500 | 98.93% | 2.22 | 0 | 10.5 |  |  |  | No | R-410A | 1.5 | Residential & Commercial | Ducted CEE Tier 1
213079095 | Central HP <5.4 tons | PAYNE HEATING AND COOLING | HRCU-A-CB (Split System: Heat Pump with Remote Outdoor Unit-Air-Source) | 38MURAQ36AB3* |  |  | CAP**3721AL* | PG80MSUA48060B** | 36400 | 16.5 | 8.5 | 38000 | 34800 | 91.58% | 2.08 | 0 | 10 |  |  |  | No | R-410A | 3.0333 | Residential & Commercial | Ducted CEE Tier 1
213079345 | Central HP <5.4 tons | PAYNE HEATING AND COOLING | HRCU-A-CB (Split System: Heat Pump with Remote Outdoor Unit-Air-Source) | 38MURAQ36AB3* |  |  | CAP**3717AL* | PG92MSAA36060A** | 36200 | 15.2 | 8.5 | 38500 | 35200 | 91.43% | 2 | 0 | 10 |  |  |  | No | R-410A | 3.0167 | Residential & Commercial | Ducted CEE Tier 1
213079365 | Central HP <5.4 tons | PAYNE HEATING AND COOLING | HRCU-A-CB (Split System: Heat Pump with Remote Outdoor Unit-Air-Source) | 38MURAQ36AB3* |  |  | CNPV*4217AL* | PG92MSAA36060A** | 35600 | 15.5 | 8.1 | 38500 | 35200 | 91.43% | 1.94 | 0 | 10 |  |  |  | No | R-410A | 2.9667 | Residential & Commercial | Ducted CEE Tier 1
213076729 | Central HP <5.4 tons | PAYNE HEATING AND COOLING | HRCU-A-CB (Split System: Heat Pump with Remote Outdoor Unit-Air-Source) | 38MURAQ36AB3* |  |  | CAP**3621AL* | PG80VTLB66110C** | 35400 | 16 | 8.1 | 39000 | 35200 | 90.26% | 1.84 | 0 | 10 |  |  |  | No | R-410A | 2.95 | Residential & Commercial | Ducted CEE Tier 1
213076849 | Central HP <5.4 tons | PAYNE HEATING AND COOLING | HRCU-A-CB (Split System: Heat Pump with Remote Outdoor Unit-Air-Source) | 38MURAQ36AB3* |  |  | CNPV*4824AL* | PG80VTLB66110C** | 36400 | 16.5 | 8.1 | 38500 | 35000 | 90.91% | 2.02 | 0 | 10.5 |  |  |  | No | R-410A | 3.0333 | Residential & Commercial | Ducted CEE Tier 1
213078987 | Central HP <5.4 tons | PAYNE HEATING AND COOLING | HRCU-A-CB (Split System: Heat Pump with Remote Outdoor Unit-Air-Source) | 38MURAQ36AB3* |  |  | CAP**3721AL* | PG80MSUA36040B** | 36600 | 16 | 8.5 | 38500 | 34800 | 90.39% | 2.08 | 0 | 10 |  |  |  | No | R-410A | 3.05 | Residential & Commercial | Ducted CEE Tier 1
213079437 | Central HP <5.4 tons | PAYNE HEATING AND COOLING | HRCU-A-CB (Split System: Heat Pump with Remote Outdoor Unit-Air-Source) | 38MURAQ36AB3* |  |  | CAP**4321AL* | PG92MSAA42060B** | 36600 | 16 | 8.5 | 38500 | 35000 | 90.91% | 2.06 | 0 | 10 |  |  |  | No | R-410A | 3.05 | Residential & Commercial | Ducted CEE Tier 1
216051230 | Central HP <5.4 tons | RUSSELL | HRCU-A-CB (Split System: Heat Pump with Remote Outdoor Unit-Air-Source) | SP19AY36AJVC |  |  | TCFY3621MEAAM | S98MV0603A17UP | 34200 | 20 | 10 | 34200 | 29600 | 86.55% | 2 | 0 | 12 |  |  |  | No | R-454B | 2.85 | Residential & Commercial | Ducted CEE Tier 1
213076648 | Central HP <5.4 tons | SMART COMFORT | HRCU-A-CB (Split System: Heat Pump with Remote Outdoor Unit-Air-Source) | DLCURAH36ABK |  |  | EA*4X37L21A* | *80VTL0902120B* | 36600 | 16 | 8.5 | 38500 | 35000 | 90.91% | 2.08 | 0 | 10 |  |  |  | No | R-410A | 3.05 | Residential & Commercial | Ducted CEE Tier 1
212383396 | Central HP <5.4 tons | SMART COMFORT | HRCU-A-CB (Split System: Heat Pump with Remote Outdoor Unit-Air-Source) | DLCURAH36ABK |  |  | EA*4X37L17A* | *80ESU0601716A | 36600 | 15.5 | 8.5 | 39500 | 35000 | 88.61% | 2.04 | 0 | 10 |  |  |  | No | R-410A | 3.05 | Residential & Commercial | Ducted CEE Tier 1
211228887 | Central HP <5.4 tons | SMART COMFORT | HRCU-A-CB (Split System: Heat Pump with Remote Outdoor Unit-Air-Source) | DLCURAH36ABK |  |  | EA*4X48L21A* | *80ESU0802120A | 37400 | 15.5 | 8.5 | 38500 | 35000 | 90.91% | 2.14 | 0 | 10 |  |  |  | No | R-410A | 3.1167 | Residential & Commercial | Ducted CEE Tier 1
211227985 | Central HP <5.4 tons | SMART COMFORT | HRCU-A-CB (Split System: Heat Pump with Remote Outdoor Unit-Air-Source) | DLCURAH36ABK |  |  | EA*4X42L24A* | *92ESN1002122A* | 36800 | 15.2 | 8.5 | 40000 | 35200 | 88% | 1.94 | 0 | 10 |  |  |  | No | R-410A | 3.0667 | Residential & Commercial | Ducted CEE Tier 1
213076494 | Central HP <5.4 tons | SMART COMFORT | HRCU-A-CB (Split System: Heat Pump with Remote Outdoor Unit-Air-Source) | DLCURAH36ABK |  |  | EA*4X37L17A* | *80VTL0701716B* | 36000 | 15.5 | 8.5 | 38500 | 35000 | 90.91% | 2 | 0 | 10 |  |  |  | No | R-410A | 3 | Residential & Commercial | Ducted CEE Tier 1
213079557 | Central HP <5.4 tons | PAYNE HEATING AND COOLING | HRCU-A-CB (Split System: Heat Pump with Remote Outdoor Unit-Air-Source) | 38MURAQ36AB3* |  |  | CAP**4221AL* | PG92MSAA48080B** | 35400 | 16 | 8.1 | 38500 | 35000 | 90.91% | 1.88 | 0 | 10 |  |  |  | No | R-410A | 2.95 | Residential & Commercial | Ducted CEE Tier 1
213080209 | Central HP <5.4 tons | PAYNE HEATING AND COOLING | HRCU-A-CB (Split System: Heat Pump with Remote Outdoor Unit-Air-Source) | 38MURAQ36AB3* |  |  | CAP**4824AL* | PG96MSAA60080C** | 36000 | 16 | 8.5 | 38000 | 34800 | 91.58% | 2.04 | 0 | 10 |  |  |  | No | R-410A | 3 | Residential & Commercial | Ducted CEE Tier 1
213080492 | Central HP <5.4 tons | PAYNE HEATING AND COOLING | HRCU-A-CB (Split System: Heat Pump with Remote Outdoor Unit-Air-Source) | 38MURAQ36AB3* |  |  | CNPV*4824AL* | PG96MSAA66140D** | 35800 | 16.5 | 8.1 | 38500 | 35000 | 90.91% | 2 | 0 | 10 |  |  |  | No | R-410A | 2.9833 | Residential & Commercial | Ducted CEE Tier 1
213079399 | Central HP <5.4 tons | PAYNE HEATING AND COOLING | HRCU-A-CB (Split System: Heat Pump with Remote Outdoor Unit-Air-Source) | 38MURAQ36AB3* |  |  | CAP**3717AL* | PG92MSAA42060B** | 36000 | 15.5 | 8.5 | 38500 | 35000 | 90.91% | 2 | 0 | 10 |  |  |  | No | R-410A | 3 | Residential & Commercial | Ducted CEE Tier 1
213080305 | Central HP <5.4 tons | PAYNE HEATING AND COOLING | HRCU-A-CB (Split System: Heat Pump with Remote Outdoor Unit-Air-Source) | 38MURAQ36AB3* |  |  | CAP**4224AL* | PG96MSAA60100C** | 35400 | 16 | 8.1 | 38500 | 35000 | 90.91% | 1.88 | 0 | 10 |  |  |  | No | R-410A | 2.95 | Residential & Commercial | Ducted CEE Tier 1
211226999 | Central HP <5.4 tons | SMART COMFORT | HRCU-A-CB (Split System: Heat Pump with Remote Outdoor Unit-Air-Source) | DLCURAH36ABK |  |  | EA*4X37L21A* | *92ESN0601714A* | 36400 | 16 | 8.5 | 38500 | 34800 | 90.39% | 2.08 | 0 | 10 |  |  |  | No | R-410A | 3.0333 | Residential & Commercial | Ducted CEE Tier 1
211227031 | Central HP <5.4 tons | SMART COMFORT | HRCU-A-CB (Split System: Heat Pump with Remote Outdoor Unit-Air-Source) | DLCURAH36ABK |  |  | EA*4X37L21A* | *92ESN1002122A* | 37400 | 15.5 | 8.5 | 39000 | 35000 | 89.74% | 2.16 | 0 | 10 |  |  |  | No | R-410A | 3.1167 | Residential & Commercial | Ducted CEE Tier 1
211227074 | Central HP <5.4 tons | SMART COMFORT | HRCU-A-CB (Split System: Heat Pump with Remote Outdoor Unit-Air-Source) | DLCURAH36ABK |  |  | EA*4X37L21A* | *95ESN1002120A* | 37000 | 15.5 | 8.5 | 38500 | 34800 | 90.39% | 2.1 | 0 | 10 |  |  |  | No | R-410A | 3.0833 | Residential & Commercial | Ducted CEE Tier 1
211227374 | Central HP <5.4 tons | SMART COMFORT | HRCU-A-CB (Split System: Heat Pump with Remote Outdoor Unit-Air-Source) | DLCURAH36ABK |  |  | EA*4X42L21A* | *80ES(N,L)1102120A* | 35400 | 16 | 8.1 | 38500 | 35000 | 90.91% | 1.88 | 0 | 10 |  |  |  | No | R-410A | 2.95 | Residential & Commercial | Ducted CEE Tier 1
211226917 | Central HP <5.4 tons | SMART COMFORT | HRCU-A-CB (Split System: Heat Pump with Remote Outdoor Unit-Air-Source) | DLCURAH36ABK |  |  | EA*4X37L21A* | *80ESU0601716A | 37000 | 16 | 8.5 | 38500 | 34800 | 90.39% | 2.12 | 0 | 10 |  |  |  | No | R-410A | 3.0833 | Residential & Commercial | Ducted CEE Tier 1
211228614 | Central HP <5.4 tons | SMART COMFORT | HRCU-A-CB (Split System: Heat Pump with Remote Outdoor Unit-Air-Source) | DLCURAH36ABK |  |  | EA*4X43L21A* | *95ESU1002122A* | 37400 | 15.5 | 8.5 | 39000 | 35000 | 89.74% | 2.14 | 0 | 10 |  |  |  | No | R-410A | 3.1167 | Residential & Commercial | Ducted CEE Tier 1
211230384 | Central HP <5.4 tons | SMART COMFORT | HRCU-A-CB (Split System: Heat Pump with Remote Outdoor Unit-Air-Source) | DLCURAH36ABK |  |  | EN(A,D,W)4X48L21** | OMV112K14A | 35800 | 15.5 | 8.1 | 38500 | 35000 | 90.91% | 2 | 0 | 10 |  |  |  | No | R-410A | 2.9833 | Residential & Commercial | Ducted CEE Tier 1
211245490 | Central HP <5.4 tons | SMART COMFORT | HRCU-A-CB (Split System: Heat Pump with Remote Outdoor Unit-Air-Source) | DLCURAH24ABK |  |  | EN(A,D)4X36L21** | *80VTL0902120A* | 23800 | 16.5 | 8.1 | 26000 | 23200 | 89.23% | 1.92 | 0 | 10.5 |  |  |  | No | R-410A | 1.9833 | Residential & Commercial | Ducted CEE Tier 1
211245510 | Central HP <5.4 tons | SMART COMFORT | HRCU-A-CB (Split System: Heat Pump with Remote Outdoor Unit-Air-Source) | DLCURAH24ABK |  |  | EN(A,D)4X36L21** | *95ESN0802120A* | 24600 | 16.5 | 8.5 | 26600 | 22400 | 84.21% | 1.84 | 0 | 10.5 |  |  |  | No | R-410A | 2.05 | Residential & Commercial | Ducted CEE Tier 1
211245901 | Central HP <5.4 tons | SMART COMFORT | HRCU-A-CB (Split System: Heat Pump with Remote Outdoor Unit-Air-Source) | DLCURAH24ABK |  |  | FMA4X30**AL* |  | 25800 | 18 | 9 | 27600 | 21000 | 76.09% | 1.8 | 0 | 10.5 |  |  |  | No | R-410A | 2.15 | Residential & Commercial | Ducted CEE Tier 1
211245824 | Central HP <5.4 tons | SMART COMFORT | HRCU-A-CB (Split System: Heat Pump with Remote Outdoor Unit-Air-Source) | DLCURAH24ABK |  |  | FEM4X30**BL |  | 24000 | 17 | 8.5 | 26200 | 23400 | 89.31% | 1.94 | 0 | 10 |  |  |  | No | R-410A | 2 | Residential & Commercial | Ducted CEE Tier 1
211245123 | Central HP <5.4 tons | ARCOAIRE | HRCU-A-CB (Split System: Heat Pump with Remote Outdoor Unit-Air-Source) | DLCURAH24ABK |  |  | EN(A,D,W)4X36L17** | *80ES(N,L)0451712A* | 24000 | 16.5 | 8.1 | 26200 | 23000 | 87.79% | 1.9 | 0 | 10.5 |  |  |  | No | R-410A | 2 | Residential & Commercial | Ducted CEE Tier 1
211245466 | Central HP <5.4 tons | SMART COMFORT | HRCU-A-CB (Split System: Heat Pump with Remote Outdoor Unit-Air-Source) | DLCURAH24ABK |  |  | EN(A,D)4X36L21** | *95ESU0601716A* | 24200 | 16.5 | 8.1 | 26200 | 22800 | 87.02% | 1.9 | 0 | 10.5 |  |  |  | No | R-410A | 2.0167 | Residential & Commercial | Ducted CEE Tier 1
211241306 | Central HP <5.4 tons | SMART COMFORT | HRCU-A-CB (Split System: Heat Pump with Remote Outdoor Unit-Air-Source) | DLCURAH24ABK |  |  | EA*4X30L14A* | *96VTN0401410A* | 23600 | 15.5 | 8.5 | 26200 | 23600 | 90.08% | 1.94 | 0 | 10 |  |  |  | No | R-410A | 1.9667 | Residential & Commercial | Ducted CEE Tier 1
214573872 | Central HP <5.4 tons | ARCOAIRE | HRCU-A-CB (Split System: Heat Pump with Remote Outdoor Unit-Air-Source) | HVH837GKA2* |  |  | EA*4X43L21A*+WALLCON | *95CSU1002122B* | 33000 | 17.5 | 8.5 | 32600 | 25000 | 76.69% | 2 | 0 | 11.5 |  |  |  | No | R-410A | 2.75 | Residential & Commercial | Ducted CEE Tier 1
211245552 | Central HP <5.4 tons | SMART COMFORT | HRCU-A-CB (Split System: Heat Pump with Remote Outdoor Unit-Air-Source) | DLCURAH24ABK |  |  | EN(A,D)4X36L21** | *96VTN0601714A* | 24000 | 16.5 | 8.1 | 26200 | 23200 | 88.55% | 1.92 | 0 | 10 |  |  |  | No | R-410A | 2 | Residential & Commercial | Ducted CEE Tier 1
211245675 | Central HP <5.4 tons | SMART COMFORT | HRCU-A-CB (Split System: Heat Pump with Remote Outdoor Unit-Air-Source) | DLCURAH24ABK |  |  | EN(A,D)4X36L21** | *92ESN0801716A* | 24200 | 17 | 8.1 | 26200 | 22800 | 87.02% | 1.88 | 0 | 10.5 |  |  |  | No | R-410A | 2.0167 | Residential & Commercial | Ducted CEE Tier 1
212986220 | Central HP <5.4 tons | SMART COMFORT | HRCU-A-CB (Split System: Heat Pump with Remote Outdoor Unit-Air-Source) | DLCURAH24ABK |  |  | EN(A,D)4X24L14** | *96MSN0401410A* | 23200 | 16 | 8.5 | 27000 | 25200 | 93.33% | 2.1 | 0 | 10 |  |  |  | No | R-410A | 1.9333 | Residential & Commercial | Ducted CEE Tier 1
212986545 | Central HP <5.4 tons | SMART COMFORT | HRCU-A-CB (Split System: Heat Pump with Remote Outdoor Unit-Air-Source) | DLCURAH24ABK |  |  | EA*4X25L17A* | *96MSM0401712A* | 24200 | 15.5 | 8.1 | 25400 | 21600 | 85.04% | 1.8 | 0 | 10 |  |  |  | No | R-410A | 2.0167 | Residential & Commercial | Ducted CEE Tier 1
212984130 | Central HP <5.4 tons | SMART COMFORT | HRCU-A-CB (Split System: Heat Pump with Remote Outdoor Unit-Air-Source) | DLCURAH24ABK |  |  | EN(A,D)4X30L17** | *92MSN0601714A* | 23600 | 17 | 8.5 | 26400 | 24400 | 92.42% | 2.02 | 0 | 10.5 |  |  |  | No | R-410A | 1.9667 | Residential & Commercial | Ducted CEE Tier 1
212987492 | Central HP <5.4 tons | SMART COMFORT | HRCU-A-CB (Split System: Heat Pump with Remote Outdoor Unit-Air-Source) | DLCURAH24ABK |  |  | EN(A,D)4X36L21** | *96MSN0801716A* | 23800 | 17 | 8.5 | 26400 | 24000 | 90.91% | 1.98 | 0 | 10.5 |  |  |  | No | R-410A | 1.9833 | Residential & Commercial | Ducted CEE Tier 1
212988694 | Central HP <5.4 tons | SMART COMFORT | HRCU-A-CB (Split System: Heat Pump with Remote Outdoor Unit-Air-Source) | DLCURAH24ABK |  |  | EA*4X36L21A* | *95MSU0401712A* | 23400 | 17 | 8.5 | 26000 | 24400 | 93.85% | 2.02 | 0 | 10 |  |  |  | No | R-410A | 1.95 | Residential & Commercial | Ducted CEE Tier 1
212989606 | Central HP <5.4 tons | SMART COMFORT | HRCU-A-CB (Split System: Heat Pump with Remote Outdoor Unit-Air-Source) | DLCURAH24ABK |  |  | EA*4X36L21A* | *95MSU0802120A* | 23600 | 17 | 8.5 | 26200 | 23800 | 90.84% | 1.98 | 0 | 10 |  |  |  | No | R-410A | 1.9667 | Residential & Commercial | Ducted CEE Tier 1
211245708 | Central HP <5.4 tons | SMART COMFORT | HRCU-A-CB (Split System: Heat Pump with Remote Outdoor Unit-Air-Source) | DLCURAH24ABK |  |  | EN(A,D)4X36L21** | *95ESN0601714A* | 24600 | 16 | 8.1 | 26600 | 22400 | 84.21% | 1.84 | 0 | 10.5 |  |  |  | No | R-410A | 2.05 | Residential & Commercial | Ducted CEE Tier 1
212988718 | Central HP <5.4 tons | SMART COMFORT | HRCU-A-CB (Split System: Heat Pump with Remote Outdoor Unit-Air-Source) | DLCURAH24ABK |  |  | EA*4X37L21A* | *95MSU0401712A* | 24200 | 17 | 8.5 | 25200 | 21400 | 84.92% | 1.8 | 0 | 10 |  |  |  | No | R-410A | 2.0167 | Residential & Commercial | Ducted CEE Tier 1
212987384 | Central HP <5.4 tons | SMART COMFORT | HRCU-A-CB (Split System: Heat Pump with Remote Outdoor Unit-Air-Source) | DLCURAH24ABK |  |  | EA*4X25L17A* | *96MSN0801716A* | 24400 | 17 | 8.5 | 25200 | 21600 | 85.71% | 1.8 | 0 | 10 |  |  |  | No | R-410A | 2.0333 | Residential & Commercial | Ducted CEE Tier 1
211241382 | Central HP <5.4 tons | SMART COMFORT | HRCU-A-CB (Split System: Heat Pump with Remote Outdoor Unit-Air-Source) | DLCURAH24ABK |  |  | EA*4X30L17A* | *80VSL0451412A* | 23400 | 16.5 | 8.5 | 25800 | 24400 | 94.57% | 2.02 | 0 | 10 |  |  |  | No | R-410A | 1.95 | Residential & Commercial | Ducted CEE Tier 1
211230625 | Central HP <5.4 tons | SMART COMFORT | HRCU-A-CB (Split System: Heat Pump with Remote Outdoor Unit-Air-Source) | DLCURAH36ABK |  |  | EN(A,D)4X48L24** | *92ESN1002122A* | 37600 | 15.5 | 8.5 | 39500 | 35000 | 88.61% | 2.08 | 0 | 10.5 |  |  |  | No | R-410A | 3.1333 | Residential & Commercial | Ducted CEE Tier 1
211230057 | Central HP <5.4 tons | SMART COMFORT | HRCU-A-CB (Split System: Heat Pump with Remote Outdoor Unit-Air-Source) | DLCURAH36ABK |  |  | EN(A,D,W)4X48L21** | *80ESU1002120A* | 36200 | 16 | 8.1 | 38500 | 34800 | 90.39% | 2.02 | 0 | 10 |  |  |  | No | R-410A | 3.0167 | Residential & Commercial | Ducted CEE Tier 1
211230068 | Central HP <5.4 tons | SMART COMFORT | HRCU-A-CB (Split System: Heat Pump with Remote Outdoor Unit-Air-Source) | DLCURAH36ABK |  |  | EN(A,D,W)4X48L21** | *80VTL0701716A* | 36000 | 16 | 8.1 | 38500 | 34800 | 90.39% | 2.02 | 0 | 10 |  |  |  | No | R-410A | 3 | Residential & Commercial | Ducted CEE Tier 1
211230257 | Central HP <5.4 tons | SMART COMFORT | HRCU-A-CB (Split System: Heat Pump with Remote Outdoor Unit-Air-Source) | DLCURAH36ABK |  |  | EN(A,D,W)4X48L21** | *96VSN1002120A* | 36200 | 16 | 8.1 | 38500 | 34800 | 90.39% | 2.02 | 0 | 10 |  |  |  | No | R-410A | 3.0167 | Residential & Commercial | Ducted CEE Tier 1
211229446 | Central HP <5.4 tons | SMART COMFORT | HRCU-A-CB (Split System: Heat Pump with Remote Outdoor Unit-Air-Source) | DLCURAH36ABK |  |  | EA*4X48L24A* | *92ESN0802120A* | 35800 | 16.5 | 8.5 | 37800 | 34600 | 91.53% | 2.04 | 0 | 10 |  |  |  | No | R-410A | 2.9833 | Residential & Commercial | Ducted CEE Tier 1
211228921 | Central HP <5.4 tons | SMART COMFORT | HRCU-A-CB (Split System: Heat Pump with Remote Outdoor Unit-Air-Source) | DLCURAH36ABK |  |  | EA*4X48L21A* | *80VTL0902120A* | 35400 | 16 | 8.1 | 37800 | 34600 | 91.53% | 2.02 | 0 | 10 |  |  |  | No | R-410A | 2.95 | Residential & Commercial | Ducted CEE Tier 1
214066853 | Central HP <5.4 tons | RUSSELL | HRCU-A-CB (Split System: Heat Pump with Remote Outdoor Unit-Air-Source) | RD17AZ36AJ3N |  |  | TCFZ3621MTANM | S97MV0703A17DHS | 34200 | 18 | 8.1 | 34200 | 29800 | 87.13% | 1.9 | 0 | 10 |  |  |  | No | R-410A | 2.85 | Residential & Commercial | Ducted CEE Tier 1
214066918 | Central HP <5.4 tons | RUSSELL | HRCU-A-CB (Split System: Heat Pump with Remote Outdoor Unit-Air-Source) | RD17AZ36AJ3N |  |  | TCFZ3621MTANM | S921V0703A17M4S | 34200 | 18 | 8.1 | 34200 | 29600 | 86.55% | 1.9 | 0 | 10 |  |  |  | No | R-410A | 2.85 | Residential & Commercial | Ducted CEE Tier 1
215675829 | Central HP <5.4 tons | DAY & NIGHT | HRCU-A-CB (Split System: Heat Pump with Remote Outdoor Unit-Air-Source) | C5H0V48*K*AAA* |  |  | EVM5X60M21A*+WALLCON | *96CTN0801714B* | 47500 | 18.5 | 9 | 50000 | 36200 | 72.4% | 2.02 | 0 | 10 |  |  |  | No | R-454B | 3.9583 | Residential & Commercial | Ducted CEE Tier 1
215675979 | Central HP <5.4 tons | DAY & NIGHT | HRCU-A-CB (Split System: Heat Pump with Remote Outdoor Unit-Air-Source) | C5H0V48*K*AAA* |  |  | EVM5X61M24A*+WALLCON | *80CTL0702120B* | 48500 | 19 | 9.5 | 50000 | 36800 | 73.6% | 2.1 | 0 | 10.5 |  |  |  | No | R-454B | 4.0417 | Residential & Commercial | Ducted CEE Tier 1
215676129 | Central HP <5.4 tons | DAY & NIGHT | HRCU-A-CB (Split System: Heat Pump with Remote Outdoor Unit-Air-Source) | C5H0V48*K*AAA* |  |  | EVD5X48M21A*+WALLCON | *80CTL1102120B* | 47000 | 18.5 | 9 | 50000 | 36400 | 72.8% | 2 | 0 | 10 |  |  |  | No | R-454B | 3.9167 | Residential & Commercial | Ducted CEE Tier 1
215676179 | Central HP <5.4 tons | DAY & NIGHT | HRCU-A-CB (Split System: Heat Pump with Remote Outdoor Unit-Air-Source) | C5H0V48*K*AAA* |  |  | EVD5X48M24A*+WALLCON | *80CSU0802120A* | 47500 | 19 | 9 | 50000 | 36200 | 72.4% | 2.02 | 0 | 10 |  |  |  | No | R-454B | 3.9583 | Residential & Commercial | Ducted CEE Tier 1
215679577 | Central HP <5.4 tons | ARCOAIRE | HRCU-A-CB (Split System: Heat Pump with Remote Outdoor Unit-Air-Source) | H5H0V36*K*AAA* |  |  | EA*5X60M24A*+WALLCON | *97CTN1002122A* | 34400 | 18.5 | 9 | 34200 | 24800 | 72.51% | 1.9 | 0 | 10.5 |  |  |  | No | R-454B | 2.8667 | Residential & Commercial | Ducted CEE Tier 1
212609360 | Central HP <5.4 tons | RUSSELL | HRCU-A-CB (Split System: Heat Pump with Remote Outdoor Unit-Air-Source) | SP18AZ36AJVC |  |  | TCFZ6021SEAAM | S802V0755A21UHN | 34200 | 19 | 8.5 | 34200 | 43000 | 125.7% | 2.2 | 0 | 12.5 |  |  |  | No | R-410A | 2.85 | Residential & Commercial | Ducted CEE Tier 1
212609343 | Central HP <5.4 tons | RUSSELL | HRCU-A-CB (Split System: Heat Pump with Remote Outdoor Unit-Air-Source) | SP18AZ36AJVC |  |  | TCFZ6021SEAAM | S802V0755A21UHS | 34200 | 19 | 8.5 | 34200 | 43000 | 125.7% | 2.2 | 0 | 12.5 |  |  |  | No | R-410A | 2.85 | Residential & Commercial | Ducted CEE Tier 1
210106959 | Central HP <5.4 tons | RUSSELL | HRCU-A-CB (Split System: Heat Pump with Remote Outdoor Unit-Air-Source) | SP18AZ36AJVC |  |  | TCFZ6021SEAAM | S98MV1005A21UPS | 34200 | 19 | 8.5 | 34200 | 43500 | 127.2% | 2.2 | 0 | 12.5 |  |  |  | No | R-410A | 2.85 | Residential & Commercial | Ducted CEE Tier 1
213366258 | Central HP <5.4 tons | RUSSELL | HRCU-A-CB (Split System: Heat Pump with Remote Outdoor Unit-Air-Source) | SP18AZ36AJVC |  |  | TCFZ6021SEAAM | S802V1005A21UHS | 34200 | 19 | 8.5 | 34200 | 43000 | 125.7% | 2.2 | 0 | 12.5 |  |  |  | No | R-410A | 2.85 | Residential & Commercial | Ducted CEE Tier 1
213307505 | Central HP <5.4 tons | LG | HRCU-A-CB (Split System: Heat Pump with Remote Outdoor Unit-Air-Source) | LUU360HV |  |  | C74B(A,H)MX36C-B | FG7TC060D-V24B | 33200 | 17.6 | 8.5 | 36000 | 30000 | 83.33% | 1.85 | 0 | 11.9 |  |  |  | No | R-410A | 2.7667 | Residential & Commercial | Ducted CEE Tier 1
213771479 | Central HP <5.4 tons | ARCOAIRE | HRCU-A-CB (Split System: Heat Pump with Remote Outdoor Unit-Air-Source) | HVH825GKA2* |  |  | EA*4X43L21A*+WALLCON | *80CTL1102120B* | 24400 | 17 | 8.5 | 21200 | 16600 | 78.3% | 2.04 | 0 | 11 |  |  |  | No | R-410A | 2.0333 | Residential & Commercial | Ducted CEE Tier 1
213771549 | Central HP <5.4 tons | ARCOAIRE | HRCU-A-CB (Split System: Heat Pump with Remote Outdoor Unit-Air-Source) | HVH825GKA2* |  |  | EA*4X43L21A*+WALLCON | *96CTN1002122B* | 24400 | 16.5 | 8.5 | 21200 | 16600 | 78.3% | 2.04 | 0 | 11 |  |  |  | No | R-410A | 2.0333 | Residential & Commercial | Ducted CEE Tier 1
215681977 | Central HP <5.4 tons | ARCOAIRE | HRCU-A-CB (Split System: Heat Pump with Remote Outdoor Unit-Air-Source) | H5H0V48*K*AAA* |  |  | EVM5X60M24A*+WALLCON | *96CTN0802120B* | 48000 | 19 | 9 | 50000 | 36600 | 73.2% | 2 | 0 | 10 |  |  |  | No | R-454B | 4 | Residential & Commercial | Ducted CEE Tier 1
215681947 | Central HP <5.4 tons | ARCOAIRE | HRCU-A-CB (Split System: Heat Pump with Remote Outdoor Unit-Air-Source) | H5H0V48*K*AAA* |  |  | EVM5X60M21A*+WALLCON | *97CTN0801716A* | 47500 | 18.5 | 9 | 50000 | 37200 | 74.4% | 1.98 | 0 | 10 |  |  |  | No | R-454B | 3.9583 | Residential & Commercial | Ducted CEE Tier 1
214609107 | Central HP <5.4 tons | LUXAIRE | HRCU-A-CB (Split System: Heat Pump with Remote Outdoor Unit-Air-Source) | HH860E2S11 |  |  | CTF60C5CHS1 | Z9ES100C20SMPS1 | 53000 | 19 | 8.5 | 54000 | 38500 | 71.3% | 2 | 0 | 11 |  |  |  | No | R-454B | 4.4167 | Residential & Commercial | Ducted CEE Tier 1
214395405 | Central HP <5.4 tons | LUXAIRE | HRCU-A-CB (Split System: Heat Pump with Remote Outdoor Unit-Air-Source) | HH860E2S11 |  |  | JHC60C5CH2SS1 |  | 54000 | 19 | 9 | 54000 | 38500 | 71.3% | 2 | 0 | 11.7 |  |  |  | No | R-454B | 4.5 | Residential & Commercial | Ducted CEE Tier 1
215853476 | Central HP <5.4 tons | LUXAIRE | HRCU-A-CB (Split System: Heat Pump with Remote Outdoor Unit-Air-Source) | HH860E2S11 |  |  | JHE60C5CH2SS1 |  | 54000 | 19 | 9 | 53500 | 38500 | 71.96% | 2 | 0 | 11.7 |  |  |  | No | R-454B | 4.5 | Residential & Commercial | Ducted CEE Tier 1
214397011 | Central HP <5.4 tons | LUXAIRE | HRCU-A-CB (Split System: Heat Pump with Remote Outdoor Unit-Air-Source) | HH860E2S11 |  |  | CTF60C5CGS1 | TM9Y080C16MP11 | 43500 | 17 | 9 | 44500 | 33800 | 75.96% | 2 | 0 | 11 |  |  |  | No | R-454B | 3.625 | Residential & Commercial | Ducted CEE Tier 1
214396836 | Central HP <5.4 tons | LUXAIRE | HRCU-A-CB (Split System: Heat Pump with Remote Outdoor Unit-Air-Source) | HH836E2S11 |  |  | CTF36B5CDS1 | TMLE080B12MP11 | 33600 | 18 | 8.5 | 31800 | 26000 | 81.76% | 2 | 0 | 11 |  |  |  | No | R-454B | 2.8 | Residential & Commercial | Ducted CEE Tier 1
214396434 | Central HP <5.4 tons | LUXAIRE | HRCU-A-CB (Split System: Heat Pump with Remote Outdoor Unit-Air-Source) | HH836E2S11 |  |  | CTM36C5CDS1 | TM9E080C16MP12 | 34200 | 18 | 8.5 | 32600 | 27000 | 82.82% | 2 | 0 | 11 |  |  |  | No | R-454B | 2.85 | Residential & Commercial | Ducted CEE Tier 1
214396801 | Central HP <5.4 tons | LUXAIRE | HRCU-A-CB (Split System: Heat Pump with Remote Outdoor Unit-Air-Source) | HH836E2S11 |  |  | CTM36B5CDS1 | TMLE080B12MP11 | 33400 | 18 | 8.5 | 31600 | 26000 | 82.28% | 2 | 0 | 11 |  |  |  | No | R-454B | 2.7833 | Residential & Commercial | Ducted CEE Tier 1
214075428 | Central HP <5.4 tons | RUSSELL | HRCU-A-CB (Split System: Heat Pump with Remote Outdoor Unit-Air-Source) | RD17AZ24AJ3N |  |  | TCFZ2417MTANM | S97MV0603A17DHS | 22600 | 18 | 9.5 | 22600 | 16900 | 74.78% | 2 | 0 | 11.2 |  |  |  | No | R-410A | 1.8833 | Residential & Commercial | Ducted CEE Tier 1
215678307 | Central HP <5.4 tons | ARCOAIRE | HRCU-A-CB (Split System: Heat Pump with Remote Outdoor Unit-Air-Source) | H5H0V24*K*AAA* |  |  | EA*5X36M17A*+WALLCON | *80CSU0401712B* | 23200 | 17 | 8.5 | 23400 | 16500 | 70.51% | 2 | 0 | 10 |  |  |  | No | R-454B | 1.9333 | Residential & Commercial | Ducted CEE Tier 1
214075447 | Central HP <5.4 tons | RUSSELL | HRCU-A-CB (Split System: Heat Pump with Remote Outdoor Unit-Air-Source) | RD17AZ24AJ3N |  |  | TCFZ2417MTANM | S962V0703A17M4S | 22600 | 17 | 9.5 | 22600 | 16900 | 74.78% | 2 | 0 | 11.2 |  |  |  | No | R-410A | 1.8833 | Residential & Commercial | Ducted CEE Tier 1
214075590 | Central HP <5.4 tons | RUSSELL | HRCU-A-CB (Split System: Heat Pump with Remote Outdoor Unit-Air-Source) | RD17AZ24AJ3N |  |  | TCFZ2417MTANM | S802VA075317M | 22600 | 18 | 9.5 | 22600 | 16800 | 74.34% | 2.1 | 0 | 11.2 |  |  |  | No | R-410A | 1.8833 | Residential & Commercial | Ducted CEE Tier 1
214075499 | Central HP <5.4 tons | RUSSELL | HRCU-A-CB (Split System: Heat Pump with Remote Outdoor Unit-Air-Source) | RD17AZ24AJ3N |  |  | TCFZ2417MTANM | S801V0754A17DZ | 22600 | 17 | 9.5 | 22600 | 16800 | 74.34% | 2.1 | 0 | 11.2 |  |  |  | No | R-410A | 1.8833 | Residential & Commercial | Ducted CEE Tier 1
210106900 | Central HP <5.4 tons | RUSSELL | HRCU-A-CB (Split System: Heat Pump with Remote Outdoor Unit-Air-Source) | SP18AZ36AJVC |  |  | SHMVZ6021SEACA |  | 34200 | 18 | 8.5 | 32000 | 40500 | 126.6% | 2.1 | 0 | 12.5 |  |  |  | No | R-410A | 2.85 | Residential & Commercial | Ducted CEE Tier 1
210589394 | Central HP <5.4 tons | RUSSELL | HRCU-A-CB (Split System: Heat Pump with Remote Outdoor Unit-Air-Source) | SP18AZ36AJVC |  |  | TCFZ6021SEAAM | S802VA100521Z | 34200 | 20 | 8.5 | 34200 | 43000 | 125.7% | 2.2 | 0 | 12.5 |  |  |  | No | R-410A | 2.85 | Residential & Commercial | Ducted CEE Tier 1
214570669 | Central HP <5.4 tons | BRYANT HEATING AND COOLING SYSTEMS | HRCU-A-CB (Split System: Heat Pump with Remote Outdoor Unit-Air-Source) | 288BNV025*0**C* |  |  | CAP**4821AL*+UI | 88*TB60070C21*** | 24000 | 16.5 | 8.5 | 21000 | 16600 | 79.05% | 2.02 | 0 | 11 |  |  |  | No | R-410A | 2 | Residential & Commercial | Ducted CEE Tier 1
212609340 | Central HP <5.4 tons | RUSSELL | HRCU-A-CB (Split System: Heat Pump with Remote Outdoor Unit-Air-Source) | SP18AZ24AJVC |  |  | TCFZ2421HEAAM | S802V0754A17DZ | 22800 | 20 | 8.5 | 22800 | 26000 | 114% | 2.1 | 0 | 12.5 |  |  |  | No | R-410A | 1.9 | Residential & Commercial | Ducted CEE Tier 1
211229416 | Central HP <5.4 tons | SMART COMFORT | HRCU-A-CB (Split System: Heat Pump with Remote Outdoor Unit-Air-Source) | DLCURAH36ABK |  |  | EA*4X48L24A* | *80VTL1102122A* | 36800 | 16 | 8.5 | 38500 | 34800 | 90.39% | 2.1 | 0 | 10 |  |  |  | No | R-410A | 3.0667 | Residential & Commercial | Ducted CEE Tier 1
211229457 | Central HP <5.4 tons | SMART COMFORT | HRCU-A-CB (Split System: Heat Pump with Remote Outdoor Unit-Air-Source) | DLCURAH36ABK |  |  | EA*4X48L24A* | *92ESN1002120A* | 35600 | 16.5 | 8.5 | 37800 | 34600 | 91.53% | 2.04 | 0 | 10 |  |  |  | No | R-410A | 2.9667 | Residential & Commercial | Ducted CEE Tier 1
211227717 | Central HP <5.4 tons | SMART COMFORT | HRCU-A-CB (Split System: Heat Pump with Remote Outdoor Unit-Air-Source) | DLCURAH36ABK |  |  | EA*4X42L21A* | *96VTN1002122A* | 35400 | 16.5 | 8.1 | 38500 | 35000 | 90.91% | 1.88 | 0 | 10 |  |  |  | No | R-410A | 2.95 | Residential & Commercial | Ducted CEE Tier 1
211227433 | Central HP <5.4 tons | SMART COMFORT | HRCU-A-CB (Split System: Heat Pump with Remote Outdoor Unit-Air-Source) | DLCURAH36ABK |  |  | EA*4X42L21A* | *80ESU0601716A | 35000 | 16.5 | 8.1 | 38500 | 35000 | 90.91% | 1.86 | 0 | 10 |  |  |  | No | R-410A | 2.9167 | Residential & Commercial | Ducted CEE Tier 1
211227444 | Central HP <5.4 tons | SMART COMFORT | HRCU-A-CB (Split System: Heat Pump with Remote Outdoor Unit-Air-Source) | DLCURAH36ABK |  |  | EA*4X42L21A* | *80ESU0802120A | 36800 | 15.5 | 8.5 | 40000 | 35200 | 88% | 1.96 | 0 | 10 |  |  |  | No | R-410A | 3.0667 | Residential & Commercial | Ducted CEE Tier 1
211229530 | Central HP <5.4 tons | SMART COMFORT | HRCU-A-CB (Split System: Heat Pump with Remote Outdoor Unit-Air-Source) | DLCURAH36ABK |  |  | EA*4X48L24A* | *95ESN1402422A* | 37400 | 15.2 | 8.5 | 39500 | 35000 | 88.61% | 2.12 | 0 | 10 |  |  |  | No | R-410A | 3.1167 | Residential & Commercial | Ducted CEE Tier 1
212975751 | Central HP <5.4 tons | PAYNE HEATING AND COOLING | HRCU-A-CB (Split System: Heat Pump with Remote Outdoor Unit-Air-Source) | 38MURAQ24AB3* |  |  | CNPV*3617AL* | PG96VTAB36060A** | 23400 | 16.5 | 8.1 | 26200 | 24600 | 93.89% | 2.04 | 0 | 10 |  |  |  | No | R-410A | 1.95 | Residential & Commercial | Ducted CEE Tier 1
212977612 | Central HP <5.4 tons | PAYNE HEATING AND COOLING | HRCU-A-CB (Split System: Heat Pump with Remote Outdoor Unit-Air-Source) | 38MURAQ24AB3* |  |  | CAP**3017AL* | PG80MS(A,L)A36045A** | 23600 | 17 | 8.5 | 26000 | 24000 | 92.31% | 2 | 0 | 10 |  |  |  | No | R-410A | 1.9667 | Residential & Commercial | Ducted CEE Tier 1
212977696 | Central HP <5.4 tons | PAYNE HEATING AND COOLING | HRCU-A-CB (Split System: Heat Pump with Remote Outdoor Unit-Air-Source) | 38MURAQ24AB3* |  |  | CNPV*3617AL* | PG80MS(A,L)A36045A** | 23600 | 17 | 8.5 | 26400 | 24200 | 91.67% | 2 | 0 | 10.5 |  |  |  | No | R-410A | 1.9667 | Residential & Commercial | Ducted CEE Tier 1
213081016 | Central HP <5.4 tons | ACIQ | HRCU-A-CB (Split System: Heat Pump with Remote Outdoor Unit-Air-Source) | HVH837GKA** |  |  | EA*4X61L21A*+WALLCON | *80CTL0901716A* | 33200 | 18 | 8.5 | 32000 | 24800 | 77.5% | 2 | 0 | 12 |  |  |  | No | R-410A | 2.7667 | Residential & Commercial | Ducted CEE Tier 1
213081019 | Central HP <5.4 tons | ACIQ | HRCU-A-CB (Split System: Heat Pump with Remote Outdoor Unit-Air-Source) | HVH837GKA** |  |  | EA*4X61L21A*+WALLCON | *97CMN1002122A* | 33200 | 17.5 | 8.5 | 32000 | 24800 | 77.5% | 2 | 0 | 12 |  |  |  | No | R-410A | 2.7667 | Residential & Commercial | Ducted CEE Tier 1
213081033 | Central HP <5.4 tons | ACIQ | HRCU-A-CB (Split System: Heat Pump with Remote Outdoor Unit-Air-Source) | HVH837GKA** |  |  | EN(A,D,W)4X60L24**+WALLCON | *80CTL1352422A* | 32800 | 18 | 8.1 | 32200 | 24600 | 76.4% | 1.98 | 0 | 12 |  |  |  | No | R-410A | 2.7333 | Residential & Commercial | Ducted CEE Tier 1
214396679 | Central HP <5.4 tons | LUXAIRE | HRCU-A-CB (Split System: Heat Pump with Remote Outdoor Unit-Air-Source) | HH824E2S11 |  |  | CTF30A5ADS1 | TMLE060A12MP11 | 23000 | 18 | 9.5 | 23000 | 18600 | 80.87% | 2 | 0 | 12 |  |  |  | No | R-454B | 1.9167 | Residential & Commercial | Ducted CEE Tier 1
214097538 | Central HP <5.4 tons | RUSSELL | HRCU-A-CB (Split System: Heat Pump with Remote Outdoor Unit-Air-Source) | RD17AZ48AJ3N |  |  | TCFZ6024SEANM | S98MV1155A24UPS | 45500 | 17 | 8.1 | 45500 | 40500 | 89.01% | 2.1 | 0 | 10 |  |  |  | No | R-410A | 3.7917 | Residential & Commercial | Ducted CEE Tier 1
214097572 | Central HP <5.4 tons | RUSSELL | HRCU-A-CB (Split System: Heat Pump with Remote Outdoor Unit-Air-Source) | RD17AZ48AJ3N |  |  | TCFZ6024SEANM | S921V0855A21M4S | 45500 | 16 | 8.1 | 45500 | 40500 | 89.01% | 2.1 | 0 | 10 |  |  |  | No | R-410A | 3.7917 | Residential & Commercial | Ducted CEE Tier 1
214097602 | Central HP <5.4 tons | RUSSELL | HRCU-A-CB (Split System: Heat Pump with Remote Outdoor Unit-Air-Source) | RD17AZ48AJ3N |  |  | TCFZ6024SEANM | S802V0755A21UHS | 45500 | 17 | 8.1 | 45500 | 40000 | 87.91% | 2.1 | 0 | 10 |  |  |  | No | R-410A | 3.7917 | Residential & Commercial | Ducted CEE Tier 1
213372384 | Central HP <5.4 tons | RHEEM | HRCU-A-CB (Split System: Heat Pump with Remote Outdoor Unit-Air-Source) | RP18AZ36AJVC |  |  | RCFZ6021SEAAM | R951V0403A17UHU | 34200 | 19 | 8.5 | 34200 | 43000 | 125.7% | 2.2 | 0 | 12.5 |  |  |  | No | R-410A | 2.85 | Residential & Commercial | Ducted CEE Tier 1
214097566 | Central HP <5.4 tons | RUSSELL | HRCU-A-CB (Split System: Heat Pump with Remote Outdoor Unit-Air-Source) | RD17AZ48AJ3N |  |  | TCFZ6024SEANM | S951V0705A21M4S | 45500 | 16 | 8.1 | 45500 | 40500 | 89.01% | 2.1 | 0 | 10 |  |  |  | No | R-410A | 3.7917 | Residential & Commercial | Ducted CEE Tier 1
214097593 | Central HP <5.4 tons | RUSSELL | HRCU-A-CB (Split System: Heat Pump with Remote Outdoor Unit-Air-Source) | RD17AZ48AJ3N |  |  | TCFZ6024SEANM | S802V1255A24UHN | 45500 | 17 | 8.1 | 45500 | 40000 | 87.91% | 2.1 | 0 | 10 |  |  |  | No | R-410A | 3.7917 | Residential & Commercial | Ducted CEE Tier 1
214097623 | Central HP <5.4 tons | RUSSELL | HRCU-A-CB (Split System: Heat Pump with Remote Outdoor Unit-Air-Source) | RD17AZ48AJ3N |  |  | TCFZ6024SEANM | S801V1005A21DZ | 45500 | 17 | 8.1 | 45500 | 40000 | 87.91% | 2.1 | 0 | 10 |  |  |  | No | R-410A | 3.7917 | Residential & Commercial | Ducted CEE Tier 1
214396318 | Central HP <5.4 tons | LUXAIRE | HRCU-A-CB (Split System: Heat Pump with Remote Outdoor Unit-Air-Source) | HH860E2S11 |  |  | CTM60C5CHS1+JME16C2SN1 |  | 54000 | 19 | 9 | 53500 | 38500 | 71.96% | 2 | 0 | 12 |  |  |  | No | R-454B | 4.5 | Residential & Commercial | Ducted CEE Tier 1
214396620 | Central HP <5.4 tons | LUXAIRE | HRCU-A-CB (Split System: Heat Pump with Remote Outdoor Unit-Air-Source) | HH860E2S11 |  |  | CTF60D5CGS1 | TM8E130D20MP11 | 46000 | 18 | 9 | 47500 | 35200 | 74.11% | 2 | 0 | 11 |  |  |  | No | R-454B | 3.8333 | Residential & Commercial | Ducted CEE Tier 1
214396761 | Central HP <5.4 tons | LUXAIRE | HRCU-A-CB (Split System: Heat Pump with Remote Outdoor Unit-Air-Source) | HH860E2S11 |  |  | JHC60D5CH2SS1 |  | 53500 | 19 | 9 | 53000 | 37800 | 71.32% | 2 | 0 | 12 |  |  |  | No | R-454B | 4.4583 | Residential & Commercial | Ducted CEE Tier 1
214397886 | Central HP <5.4 tons | FRASER-JOHNSTON | HRCU-A-CB (Split System: Heat Pump with Remote Outdoor Unit-Air-Source) | HH860E2S11 |  |  | CTM60C5CGS1 | TM8V100C20MP12 | 44000 | 18 | 9 | 44500 | 33600 | 75.51% | 2 | 0 | 11.7 |  |  |  | No | R-454B | 3.6667 | Residential & Commercial | Ducted CEE Tier 1
213782163 | Central HP <5.4 tons | KENMORE | HRCU-A-CB (Split System: Heat Pump with Remote Outdoor Unit-Air-Source) | (C,H,T)VH837GKA2* |  |  | EHD4X48AAL+WALLCON | *97CMN1202422B* | 32600 | 16.5 | 8.1 | 33000 | 24800 | 75.15% | 1.96 | 0 | 11 |  |  |  | No | R-410A | 2.7167 | Residential & Commercial | Ducted CEE Tier 1
213782313 | Central HP <5.4 tons | KENMORE | HRCU-A-CB (Split System: Heat Pump with Remote Outdoor Unit-Air-Source) | (C,H,T)VH837GKA2* |  |  | EHD4X60AAL+WALLCON | *97CMN1002122B* | 33000 | 16.5 | 8.1 | 32200 | 24800 | 77.02% | 2 | 0 | 11.5 |  |  |  | No | R-410A | 2.75 | Residential & Commercial | Ducted CEE Tier 1
213782063 | Central HP <5.4 tons | KENMORE | HRCU-A-CB (Split System: Heat Pump with Remote Outdoor Unit-Air-Source) | (C,H,T)VH837GKA2* |  |  | EHD4X48AAL+WALLCON | *80CTL0701412B* | 32600 | 16.5 | 8.1 | 33200 | 25000 | 75.3% | 1.94 | 0 | 11 |  |  |  | No | R-410A | 2.7167 | Residential & Commercial | Ducted CEE Tier 1
214809217 | Central HP <5.4 tons | LUXAIRE | HRCU-A-CB (Split System: Heat Pump with Remote Outdoor Unit-Air-Source) | HH860E2S11 |  |  | CTU60C5XGS1+TXV | Z8ES120C16SMPS1 | 44000 | 18 | 9 | 43500 | 33000 | 75.86% | 2 | 0 | 12 |  |  |  | No | R-454B | 3.6667 | Residential & Commercial | Ducted CEE Tier 1
211387556 | Central HP <5.4 tons | CHAMPION HEATING AND COOLING | HRCU-A-CB (Split System: Heat Pump with Remote Outdoor Unit-Air-Source) | HMH72B341 |  |  | XAFC30CXXN1+TXV | TP9C100C16MP13 | 33200 | 17.5 | 8.5 | 33000 | 23200 | 70.3% | 2.06 | 0 | 10 |  |  |  | No | R-410A | 2.7667 | Residential & Commercial | Ducted CEE Tier 1
214397230 | Central HP <5.4 tons | LUXAIRE | HRCU-A-CB (Split System: Heat Pump with Remote Outdoor Unit-Air-Source) | HH836E2S11 |  |  | CTM36C5CDS1 | TM8Y100C20MP11 | 33400 | 17 | 8.5 | 30800 | 25200 | 81.82% | 2 | 0 | 11.7 |  |  |  | No | R-454B | 2.7833 | Residential & Commercial | Ducted CEE Tier 1
214397339 | Central HP <5.4 tons | LUXAIRE | HRCU-A-CB (Split System: Heat Pump with Remote Outdoor Unit-Air-Source) | HH836E2S11 |  |  | CTM48C5CFS1 | TMLE080C20MP11 | 34600 | 18 | 8.5 | 32800 | 25800 | 78.66% | 2 | 0 | 11 |  |  |  | No | R-454B | 2.8833 | Residential & Commercial | Ducted CEE Tier 1
214396846 | Central HP <5.4 tons | LUXAIRE | HRCU-A-CB (Split System: Heat Pump with Remote Outdoor Unit-Air-Source) | HH836E2S11 |  |  | CTF36B5CDS1 | TP9C060B12MP13 | 33000 | 17 | 8.5 | 31000 | 25200 | 81.29% | 2 | 0 | 11 |  |  |  | No | R-454B | 2.75 | Residential & Commercial | Ducted CEE Tier 1
214397255 | Central HP <5.4 tons | LUXAIRE | HRCU-A-CB (Split System: Heat Pump with Remote Outdoor Unit-Air-Source) | HH836E2S11 |  |  | CTF36B5CDS1 | TM9Y080B12MP11 | 33400 | 18 | 8.5 | 31400 | 25600 | 81.53% | 2 | 0 | 11 |  |  |  | No | R-454B | 2.7833 | Residential & Commercial | Ducted CEE Tier 1
215683941 | Central HP <5.4 tons | CARRIER | HRCU-A-CB (Split System: Heat Pump with Remote Outdoor Unit-Air-Source) | 27VNA036A*030* |  |  | CAA**4221AM*+UI | 58TN*B070C21**20 | 33000 | 17.5 | 9 | 35800 | 25600 | 71.51% | 1.86 | 0 | 10 |  |  |  | No | R-454B | 2.75 | Residential & Commercial | Ducted CEE Tier 1
215683961 | Central HP <5.4 tons | CARRIER | HRCU-A-CB (Split System: Heat Pump with Remote Outdoor Unit-Air-Source) | 27VNA036A*030* |  |  | CAA**4221AM*+UI | 59MN7C080C21**20 | 33200 | 17.5 | 9 | 35800 | 25600 | 71.51% | 1.86 | 0 | 10 |  |  |  | No | R-454B | 2.7667 | Residential & Commercial | Ducted CEE Tier 1
213079743 | Central HP <5.4 tons | PAYNE HEATING AND COOLING | HRCU-A-CB (Split System: Heat Pump with Remote Outdoor Unit-Air-Source) | 38MURAQ36AB3* |  |  | CAP**3721AL* | PG92MSAA60100C** | 36600 | 16.5 | 8.5 | 38000 | 34800 | 91.58% | 2.06 | 0 | 10 |  |  |  | No | R-410A | 3.05 | Residential & Commercial | Ducted CEE Tier 1
213080670 | Central HP <5.4 tons | PAYNE HEATING AND COOLING | HRCU-A-CB (Split System: Heat Pump with Remote Outdoor Unit-Air-Source) | 38MURAQ36AB3* |  |  | CAP**3717AL* | PG95MSUA48060B** | 36000 | 15.5 | 8.5 | 38500 | 35000 | 90.91% | 2 | 0 | 10 |  |  |  | No | R-410A | 3 | Residential & Commercial | Ducted CEE Tier 1
213829733 | Central HP <5.4 tons | RUSSELL | HRCU-A-CB (Split System: Heat Pump with Remote Outdoor Unit-Air-Source) | SP18AZ36AJVC |  |  | TCFZ3621MEAAM | S801V0504A17UHU | 34200 | 19 | 8.5 | 34200 | 43500 | 127.2% | 2.2 | 0 | 12.5 |  |  |  | No | R-410A | 2.85 | Residential & Commercial | Ducted CEE Tier 1
210106949 | Central HP <5.4 tons | RUSSELL | HRCU-A-CB (Split System: Heat Pump with Remote Outdoor Unit-Air-Source) | SP18AZ36AJVC |  |  | TCFZ6021SEAAM | S98MV0603A17UPS | 34200 | 19 | 8.5 | 34200 | 43500 | 127.2% | 2.2 | 0 | 12.5 |  |  |  | No | R-410A | 2.85 | Residential & Commercial | Ducted CEE Tier 1
210106952 | Central HP <5.4 tons | RUSSELL | HRCU-A-CB (Split System: Heat Pump with Remote Outdoor Unit-Air-Source) | SP18AZ36AJVC |  |  | TCFZ6021SEAAM | S98MV0703A17UPS | 34200 | 19 | 8.5 | 34200 | 43500 | 127.2% | 2.2 | 0 | 12.5 |  |  |  | No | R-410A | 2.85 | Residential & Commercial | Ducted CEE Tier 1
211230357 | Central HP <5.4 tons | SMART COMFORT | HRCU-A-CB (Split System: Heat Pump with Remote Outdoor Unit-Air-Source) | DLCURAH36ABK |  |  | EN(A,D,W)4X48L21** | OLV098A12* | 35600 | 15.2 | 8.1 | 38500 | 35000 | 90.91% | 2 | 0 | 10 |  |  |  | No | R-410A | 2.9667 | Residential & Commercial | Ducted CEE Tier 1
213075281 | Central HP <5.4 tons | ACIQ | HRCU-A-CB (Split System: Heat Pump with Remote Outdoor Unit-Air-Source) | DLCURAH36ABK |  |  | EA*4X37L21A* | *80ES(N,L)0701716A* | 36600 | 15.5 | 8.5 | 39000 | 34800 | 89.23% | 2.1 | 0 | 10 |  |  |  | No | R-410A | 3.05 | Residential & Commercial | Ducted CEE Tier 1
213075288 | Central HP <5.4 tons | ACIQ | HRCU-A-CB (Split System: Heat Pump with Remote Outdoor Unit-Air-Source) | DLCURAH36ABK |  |  | EA*4X48L21A* | *80ES(N,L)0701716A* | 35600 | 16 | 8.5 | 37800 | 34600 | 91.53% | 2.04 | 0 | 10 |  |  |  | No | R-410A | 2.9667 | Residential & Commercial | Ducted CEE Tier 1
211229655 | Central HP <5.4 tons | SMART COMFORT | HRCU-A-CB (Split System: Heat Pump with Remote Outdoor Unit-Air-Source) | DLCURAH36ABK |  |  | EA*4X48L24A* | OMV154L20A | 36800 | 16 | 8.5 | 38500 | 34800 | 90.39% | 2.1 | 0 | 10 |  |  |  | No | R-410A | 3.0667 | Residential & Commercial | Ducted CEE Tier 1
211229064 | Central HP <5.4 tons | SMART COMFORT | HRCU-A-CB (Split System: Heat Pump with Remote Outdoor Unit-Air-Source) | DLCURAH36ABK |  |  | EA*4X48L21A* | *95ESN1002122A* | 37200 | 15.5 | 8.5 | 38500 | 35000 | 90.91% | 2.12 | 0 | 10 |  |  |  | No | R-410A | 3.1 | Residential & Commercial | Ducted CEE Tier 1
212384835 | Central HP <5.4 tons | SMART COMFORT | HRCU-A-CB (Split System: Heat Pump with Remote Outdoor Unit-Air-Source) | DLCURAH36ABK |  |  | FJMA4*42L*C* |  | 37000 | 16 | 8.1 | 39000 | 34800 | 89.23% | 2 | 0 | 10 |  |  |  | No | R-410A | 3.0833 | Residential & Commercial | Ducted CEE Tier 1
215681949 | Central HP <5.4 tons | DAY & NIGHT | HRCU-A-CB (Split System: Heat Pump with Remote Outdoor Unit-Air-Source) | C5H0V48*K*AAA* |  |  | EVM5X60M21A*+WALLCON | *97CTN0801716A* | 47500 | 18.5 | 9 | 50000 | 37200 | 74.4% | 1.98 | 0 | 10 |  |  |  | No | R-454B | 3.9583 | Residential & Commercial | Ducted CEE Tier 1
215936648 | Central HP <5.4 tons | ARCOAIRE | HRCU-A-CB (Split System: Heat Pump with Remote Outdoor Unit-Air-Source) | H5H3V36*K*AAA* |  |  | EVD5X60M21A*+WALLCON | *95CSU0601716B* | 35400 | 21.5 | 8.5 | 38500 | 29000 | 75.32% | 2.02 | 0 | 12 |  |  |  | No | R-454B | 2.95 | Residential & Commercial | Ducted CEE Tier 1
215936748 | Central HP <5.4 tons | ARCOAIRE | HRCU-A-CB (Split System: Heat Pump with Remote Outdoor Unit-Air-Source) | H5H3V36*K*AAA* |  |  | EVD5X60M24A*+WALLCON | *80CTL0702120B* | 35400 | 21.5 | 8.5 | 38000 | 28600 | 75.26% | 2.04 | 0 | 12 |  |  |  | No | R-454B | 2.95 | Residential & Commercial | Ducted CEE Tier 1
214075556 | Central HP <5.4 tons | RUSSELL | HRCU-A-CB (Split System: Heat Pump with Remote Outdoor Unit-Air-Source) | RD17AZ24AJ3N |  |  | TCFZ2417MTANM | S802V0754A17UHN | 22600 | 18 | 9.5 | 22600 | 16800 | 74.34% | 2.1 | 0 | 11.2 |  |  |  | No | R-410A | 1.8833 | Residential & Commercial | Ducted CEE Tier 1
214075565 | Central HP <5.4 tons | RHEEM | HRCU-A-CB (Split System: Heat Pump with Remote Outdoor Unit-Air-Source) | RD17AZ24AJ3N |  |  | RCFZ2417MTANM | R921V0403A17M4S | 22600 | 17 | 9.5 | 22600 | 16900 | 74.78% | 2 | 0 | 11.2 |  |  |  | No | R-410A | 1.8833 | Residential & Commercial | Ducted CEE Tier 1
213773022 | Central HP <5.4 tons | KEEPRITE | HRCU-A-CB (Split System: Heat Pump with Remote Outdoor Unit-Air-Source) | CVH825GKA3* |  |  | EA*4X36L17A*+WALLCON | *96CTN0601714B* | 23400 | 16 | 8.1 | 21600 | 16700 | 77.31% | 1.92 | 0 | 10.5 |  |  |  | No | R-410A | 1.95 | Residential & Commercial | Ducted CEE Tier 1
213773072 | Central HP <5.4 tons | KEEPRITE | HRCU-A-CB (Split System: Heat Pump with Remote Outdoor Unit-Air-Source) | CVH825GKA3* |  |  | EA*4X36L21A*+WALLCON | *80CTL0902120B* | 23600 | 16.5 | 8.1 | 21400 | 16600 | 77.57% | 1.94 | 0 | 10.5 |  |  |  | No | R-410A | 1.9667 | Residential & Commercial | Ducted CEE Tier 1
215941198 | Central HP <5.4 tons | ARCOAIRE | HRCU-A-CB (Split System: Heat Pump with Remote Outdoor Unit-Air-Source) | H5H3V48*K*AAA* |  |  | ESH5X48M12A*+WALLCON | *97CTN1202422A* | 44500 | 20 | 9 | 48500 | 36400 | 75.05% | 1.82 | 0 | 10.5 |  |  |  | No | R-454B | 3.7083 | Residential & Commercial | Ducted CEE Tier 1
215941248 | Central HP <5.4 tons | ARCOAIRE | HRCU-A-CB (Split System: Heat Pump with Remote Outdoor Unit-Air-Source) | H5H3V48*K*AAA* |  |  | ESH5X60M12A*+WALLCON | *97CTN1002122A* | 45000 | 20.5 | 9 | 48500 | 36600 | 75.46% | 1.82 | 0 | 11 |  |  |  | No | R-454B | 3.75 | Residential & Commercial | Ducted CEE Tier 1
215934028 | Central HP <5.4 tons | ARCOAIRE | HRCU-A-CB (Split System: Heat Pump with Remote Outdoor Unit-Air-Source) | H5H3V48*K*AAA* |  |  | EA*5X48M21A*+WALLCON | *95CSU0802120B* | 43500 | 20.5 | 9 | 48000 | 36600 | 76.25% | 2 | 0 | 10.5 |  |  |  | No | R-454B | 3.625 | Residential & Commercial | Ducted CEE Tier 1
215934078 | Central HP <5.4 tons | ARCOAIRE | HRCU-A-CB (Split System: Heat Pump with Remote Outdoor Unit-Air-Source) | H5H3V48*K*AAA* |  |  | EA*5X48M21A*+WALLCON | *96CTN0801714B* | 42500 | 20 | 9 | 48500 | 35200 | 72.58% | 2 | 0 | 11 |  |  |  | No | R-454B | 3.5417 | Residential & Commercial | Ducted CEE Tier 1
211241446 | Central HP <5.4 tons | SMART COMFORT | HRCU-A-CB (Split System: Heat Pump with Remote Outdoor Unit-Air-Source) | DLCURAH24ABK |  |  | EA*4X30L17A* | *95ESU0401712A* | 23600 | 16.5 | 8.5 | 26000 | 23800 | 91.54% | 1.98 | 0 | 10 |  |  |  | No | R-410A | 1.9667 | Residential & Commercial | Ducted CEE Tier 1
211241457 | Central HP <5.4 tons | SMART COMFORT | HRCU-A-CB (Split System: Heat Pump with Remote Outdoor Unit-Air-Source) | DLCURAH24ABK |  |  | EA*4X30L17A* | *80ES(N,L)0701716A* | 24800 | 16 | 8.5 | 26800 | 22200 | 82.84% | 1.82 | 0 | 10 |  |  |  | No | R-410A | 2.0667 | Residential & Commercial | Ducted CEE Tier 1
211241680 | Central HP <5.4 tons | SMART COMFORT | HRCU-A-CB (Split System: Heat Pump with Remote Outdoor Unit-Air-Source) | DLCURAH24ABK |  |  | EA*4X30L17A* | *80ES(N,L)0901714A* | 24600 | 16.5 | 8.5 | 26600 | 22600 | 84.96% | 1.86 | 0 | 10 |  |  |  | No | R-410A | 2.05 | Residential & Commercial | Ducted CEE Tier 1
212989630 | Central HP <5.4 tons | SMART COMFORT | HRCU-A-CB (Split System: Heat Pump with Remote Outdoor Unit-Air-Source) | DLCURAH24ABK |  |  | EN(A,D)4X36L21** | *95MSU0802120A* | 23400 | 17 | 8.5 | 26200 | 24600 | 93.89% | 2.04 | 0 | 10.5 |  |  |  | No | R-410A | 1.95 | Residential & Commercial | Ducted CEE Tier 1
213829738 | Central HP <5.4 tons | RUSSELL | HRCU-A-CB (Split System: Heat Pump with Remote Outdoor Unit-Air-Source) | SP18AZ48AJVC |  |  | TCFZ6021SEAAM | S801V1005A21UHU | 44500 | 19 | 8.1 | 43000 | 45000 | 104.7% | 2 | 0 | 10 |  |  |  | No | R-410A | 3.7083 | Residential & Commercial | Ducted CEE Tier 1
213164012 | Central HP <5.4 tons | RUSSELL | HRCU-A-CB (Split System: Heat Pump with Remote Outdoor Unit-Air-Source) | SP18AZ60AJVC |  |  | TCFZ6021SEAAM | S802V0755A21DZ | 53000 | 19 | 8.1 | 53000 | 50000 | 94.34% | 1.9 | 0 | 10 |  |  |  | No | R-410A | 4.4167 | Residential & Commercial | Ducted CEE Tier 1
214809251 | Central HP <5.4 tons | LUXAIRE | HRCU-A-CB (Split System: Heat Pump with Remote Outdoor Unit-Air-Source) | HH860E2S11 |  |  | CTU60C5XGS1+TXV | Z8ES080C16SMPS1 | 44500 | 18 | 9 | 44500 | 33400 | 75.06% | 2 | 0 | 12 |  |  |  | No | R-454B | 3.7083 | Residential & Commercial | Ducted CEE Tier 1
214574446 | Central HP <5.4 tons | KENMORE | HRCU-A-CB (Split System: Heat Pump with Remote Outdoor Unit-Air-Source) | (C,H,T)VH837GKA2* |  |  | EHD4X60AAL+WALLCON | *96CTN0802120B* | 33000 | 18 | 8.5 | 32000 | 24800 | 77.5% | 2.02 | 0 | 11.5 |  |  |  | No | R-410A | 2.75 | Residential & Commercial | Ducted CEE Tier 1
214720121 | Central HP <5.4 tons | FRASER-JOHNSTON | HRCU-A-CB (Split System: Heat Pump with Remote Outdoor Unit-Air-Source) | HH860E2S11 |  |  | CTU60C5XGS1+TXV | TM8E120C20MP11 | 44500 | 17 | 9 | 45000 | 33600 | 74.67% | 2 | 0 | 11.7 |  |  |  | No | R-454B | 3.7083 | Residential & Commercial | Ducted CEE Tier 1
214574516 | Central HP <5.4 tons | KENMORE | HRCU-A-CB (Split System: Heat Pump with Remote Outdoor Unit-Air-Source) | (C,H,T)VH837GKA2* |  |  | EN(A,D,W)4X42L21**+WALLCON | *80CTL0702120B* | 31800 | 17 | 8.1 | 33000 | 24600 | 74.55% | 1.88 | 0 | 11 |  |  |  | No | R-410A | 2.65 | Residential & Commercial | Ducted CEE Tier 1
214609078 | Central HP <5.4 tons | LUXAIRE | HRCU-A-CB (Split System: Heat Pump with Remote Outdoor Unit-Air-Source) | HH860E2S11 |  |  | CTM60C5CHS1 | Z9ES080C20SMPS1 | 53500 | 19 | 8.5 | 54000 | 39000 | 72.22% | 2 | 0 | 11 |  |  |  | No | R-454B | 4.4583 | Residential & Commercial | Ducted CEE Tier 1
214609142 | Central HP <5.4 tons | LUXAIRE | HRCU-A-CB (Split System: Heat Pump with Remote Outdoor Unit-Air-Source) | HH860E2S11 |  |  | CTM60D5CGS1 | Z9ES120D20SMPS1 | 46000 | 18 | 9 | 47000 | 34200 | 72.77% | 2 | 0 | 11.7 |  |  |  | No | R-454B | 3.8333 | Residential & Commercial | Ducted CEE Tier 1
214609201 | Central HP <5.4 tons | LUXAIRE | HRCU-A-CB (Split System: Heat Pump with Remote Outdoor Unit-Air-Source) | HH860E2S11 |  |  | CTM60C5CGS1 | Z9ES080C16SMPS1 | 45000 | 18 | 9 | 46000 | 33800 | 73.48% | 2 | 0 | 11.7 |  |  |  | No | R-454B | 3.75 | Residential & Commercial | Ducted CEE Tier 1
216374688 | Central HP <5.4 tons | FRASER-JOHNSTON | HRCU-A-CB (Split System: Heat Pump with Remote Outdoor Unit-Air-Source) | HH860E2S11 |  |  | CTM60C5CGS1 | Z9ET080C16SMPS1 | 44000 | 18 | 9 | 45000 | 32800 | 72.89% | 2 | 0 | 11 |  |  |  | No | R-454B | 3.6667 | Residential & Commercial | Ducted CEE Tier 1
213780363 | Central HP <5.4 tons | KENMORE | HRCU-A-CB (Split System: Heat Pump with Remote Outdoor Unit-Air-Source) | (C,H,T)VH837GKA** |  |  | EHD4X60AAL+WALLCON | *80CTL1352422B* | 33000 | 16.5 | 8.1 | 32200 | 24800 | 77.02% | 2 | 0 | 11.5 |  |  |  | No | R-410A | 2.75 | Residential & Commercial | Ducted CEE Tier 1
213780313 | Central HP <5.4 tons | KENMORE | HRCU-A-CB (Split System: Heat Pump with Remote Outdoor Unit-Air-Source) | (C,H,T)VH837GKA** |  |  | EHD4X60AAL+WALLCON | *80CTL0701412B* | 32800 | 16.5 | 8.1 | 32400 | 25600 | 79.01% | 2 | 0 | 11 |  |  |  | No | R-410A | 2.7333 | Residential & Commercial | Ducted CEE Tier 1
213780413 | Central HP <5.4 tons | KENMORE | HRCU-A-CB (Split System: Heat Pump with Remote Outdoor Unit-Air-Source) | (C,H,T)VH837GKA** |  |  | EHD4X60AAL+WALLCON | *97CMN1202422B* | 33000 | 16.5 | 8.1 | 32200 | 24800 | 77.02% | 2 | 0 | 11 |  |  |  | No | R-410A | 2.75 | Residential & Commercial | Ducted CEE Tier 1
213780163 | Central HP <5.4 tons | KENMORE | HRCU-A-CB (Split System: Heat Pump with Remote Outdoor Unit-Air-Source) | (C,H,T)VH837GKA** |  |  | EHD4X48AAL+WALLCON | *80CTL0701716B* | 32600 | 16.5 | 8.1 | 33200 | 25000 | 75.3% | 1.94 | 0 | 11 |  |  |  | No | R-410A | 2.7167 | Residential & Commercial | Ducted CEE Tier 1
213779693 | Central HP <5.4 tons | KENMORE | HRCU-A-CB (Split System: Heat Pump with Remote Outdoor Unit-Air-Source) | (C,H,T)VH837GKA** |  |  | EA*4X61L21A*+WALLCON | *97CMN0601714B* | 33000 | 17 | 8.1 | 32200 | 25200 | 78.26% | 1.94 | 0 | 11 |  |  |  | No | R-410A | 2.75 | Residential & Commercial | Ducted CEE Tier 1
214609069 | Central HP <5.4 tons | LUXAIRE | HRCU-A-CB (Split System: Heat Pump with Remote Outdoor Unit-Air-Source) | HH824E2S11 |  |  | CTF30B5ACS1 | Z9ES060B12SMPS1 | 23000 | 17 | 9.5 | 23000 | 19100 | 83.04% | 2 | 0 | 11.7 |  |  |  | No | R-454B | 1.9167 | Residential & Commercial | Ducted CEE Tier 1
214651015 | Central HP <5.4 tons | FRASER-JOHNSTON | HRCU-A-CB (Split System: Heat Pump with Remote Outdoor Unit-Air-Source) | HH824E2S11 |  |  | CTU36B5XDS1+TXV | TP9C080B12MP13 | 23000 | 18 | 9.5 | 23000 | 18400 | 80% | 2 | 0 | 12 |  |  |  | No | R-454B | 1.9167 | Residential & Commercial | Ducted CEE Tier 1
213772559 | Central HP <5.4 tons | ARCOAIRE | HRCU-A-CB (Split System: Heat Pump with Remote Outdoor Unit-Air-Source) | HVH825GKA2* |  |  | EHD4X48AAL+WALLCON | *96CTN0601714B* | 24200 | 16 | 8.1 | 21400 | 16700 | 78.04% | 2 | 0 | 10.5 |  |  |  | No | R-410A | 2.0167 | Residential & Commercial | Ducted CEE Tier 1
214396694 | Central HP <5.4 tons | LUXAIRE | HRCU-A-CB (Split System: Heat Pump with Remote Outdoor Unit-Air-Source) | HH824E2S11 |  |  | CTF30B5ACS1+JMC12B2SN1 |  | 23000 | 18 | 9.5 | 23000 | 19000 | 82.61% | 2 | 0 | 12 |  |  |  | No | R-454B | 1.9167 | Residential & Commercial | Ducted CEE Tier 1
214396233 | Central HP <5.4 tons | LUXAIRE | HRCU-A-CB (Split System: Heat Pump with Remote Outdoor Unit-Air-Source) | HH824E2S11 |  |  | CTF30A5ADS1 | TM9Y040A10MP11 | 23000 | 17 | 9 | 23000 | 18000 | 78.26% | 2 | 0 | 12 |  |  |  | No | R-454B | 1.9167 | Residential & Commercial | Ducted CEE Tier 1
215682349 | Central HP <5.4 tons | DAY & NIGHT | HRCU-A-CB (Split System: Heat Pump with Remote Outdoor Unit-Air-Source) | C5H0V48*K*AAA* |  |  | EVD5X60M21A*+WALLCON | *97CTN0801716A* | 47500 | 18.5 | 9 | 50000 | 37200 | 74.4% | 1.98 | 0 | 10 |  |  |  | No | R-454B | 3.9583 | Residential & Commercial | Ducted CEE Tier 1
215682519 | Central HP <5.4 tons | DAY & NIGHT | HRCU-A-CB (Split System: Heat Pump with Remote Outdoor Unit-Air-Source) | C5H0V48*K*AAA* |  |  | EVD5X61M24A*+WALLCON | *96CTN0802120B* | 48500 | 19 | 9.5 | 50000 | 36800 | 73.6% | 2.1 | 0 | 10.5 |  |  |  | No | R-454B | 4.0417 | Residential & Commercial | Ducted CEE Tier 1
214228992 | Central HP <5.4 tons | PAYNE HEATING AND COOLING | HRCU-A-CB (Split System: Heat Pump with Remote Outdoor Unit-Air-Source) | 38MURAQ18AB3* |  |  | CAP**2517AL* | PG80MSUA48060B** | 18200 | 16.5 | 8.5 | 18000 | 17500 | 97.22% | 2.12 | 0 | 11 |  |  |  | No | R-410A | 1.5167 | Residential & Commercial | Ducted CEE Tier 1
214075272 | Central HP <5.4 tons | RHEEM | HRCU-A-CB (Split System: Heat Pump with Remote Outdoor Unit-Air-Source) | RD17AZ60AJ3N |  |  | RCFZ6024STANM | R801V1255A24DZ | 55500 | 18 | 8.1 | 53500 | 49000 | 91.59% | 1.75 | 0 | 10 |  |  |  | No | R-410A | 4.625 | Residential & Commercial | Ducted CEE Tier 1
214075404 | Central HP <5.4 tons | RHEEM | HRCU-A-CB (Split System: Heat Pump with Remote Outdoor Unit-Air-Source) | RD17AZ60AJ3N |  |  | RCFZ6024STANM | R97MV1005A21DHS | 55000 | 18 | 8.1 | 54000 | 49500 | 91.67% | 1.75 | 0 | 10 |  |  |  | No | R-410A | 4.5833 | Residential & Commercial | Ducted CEE Tier 1
214075356 | Central HP <5.4 tons | RHEEM | HRCU-A-CB (Split System: Heat Pump with Remote Outdoor Unit-Air-Source) | RD17AZ60AJ3N |  |  | RCFZ6024STANM | R951V0705A21M4S | 55000 | 18 | 8.1 | 54000 | 49500 | 91.67% | 1.75 | 0 | 10 |  |  |  | No | R-410A | 4.5833 | Residential & Commercial | Ducted CEE Tier 1
213076618 | Central HP <5.4 tons | PAYNE HEATING AND COOLING | HRCU-A-CB (Split System: Heat Pump with Remote Outdoor Unit-Air-Source) | 38MURAQ36AB3* |  |  | CNPV*4217AL* | PG80VTLB48090B** | 35600 | 16 | 8.1 | 38500 | 35000 | 90.91% | 1.94 | 0 | 10 |  |  |  | No | R-410A | 2.9667 | Residential & Commercial | Ducted CEE Tier 1
214075415 | Central HP <5.4 tons | RHEEM | HRCU-A-CB (Split System: Heat Pump with Remote Outdoor Unit-Air-Source) | RD17AZ24AJ3N |  |  | RCFZ2417MTANM | R802V0754A17UHN | 22600 | 18 | 9.5 | 22600 | 16800 | 74.34% | 2.1 | 0 | 11.2 |  |  |  | No | R-410A | 1.8833 | Residential & Commercial | Ducted CEE Tier 1
215936458 | Central HP <5.4 tons | ARCOAIRE | HRCU-A-CB (Split System: Heat Pump with Remote Outdoor Unit-Air-Source) | H5H3V36*K*AAA* |  |  | EVD5X49M24A*+WALLCON | *80CTL1102120B* | 35600 | 22 | 8.5 | 38000 | 28400 | 74.74% | 2.04 | 0 | 12.5 |  |  |  | No | R-454B | 2.9667 | Residential & Commercial | Ducted CEE Tier 1
215936428 | Central HP <5.4 tons | ARCOAIRE | HRCU-A-CB (Split System: Heat Pump with Remote Outdoor Unit-Air-Source) | H5H3V36*K*AAA* |  |  | EVD5X49M24A*+WALLCON | *80CSU1002120A* | 35400 | 21.5 | 8.5 | 38500 | 28600 | 74.29% | 2.04 | 0 | 12 |  |  |  | No | R-454B | 2.95 | Residential & Commercial | Ducted CEE Tier 1
214075461 | Central HP <5.4 tons | RUSSELL | HRCU-A-CB (Split System: Heat Pump with Remote Outdoor Unit-Air-Source) | RD17AZ24AJ3N |  |  | TCFZ2417MTANM | S801V0754A17UHS | 22600 | 18 | 9.5 | 22600 | 16800 | 74.34% | 2.1 | 0 | 11.2 |  |  |  | No | R-410A | 1.8833 | Residential & Commercial | Ducted CEE Tier 1
215936908 | Central HP <5.4 tons | ARCOAIRE | HRCU-A-CB (Split System: Heat Pump with Remote Outdoor Unit-Air-Source) | H5H3V36*K*AAA* |  |  | EVD5X61M21A*+WALLCON | *97CMN0801714B* | 35600 | 21.5 | 8.5 | 38000 | 28800 | 75.79% | 2.04 | 0 | 12 |  |  |  | No | R-454B | 2.9667 | Residential & Commercial | Ducted CEE Tier 1
215936708 | Central HP <5.4 tons | ARCOAIRE | HRCU-A-CB (Split System: Heat Pump with Remote Outdoor Unit-Air-Source) | H5H3V36*K*AAA* |  |  | EVD5X60M21A*+WALLCON | *97CMN1002122B* | 35600 | 22 | 8.5 | 38000 | 28600 | 75.26% | 2.02 | 0 | 12.5 |  |  |  | No | R-454B | 2.9667 | Residential & Commercial | Ducted CEE Tier 1
214075506 | Central HP <5.4 tons | RHEEM | HRCU-A-CB (Split System: Heat Pump with Remote Outdoor Unit-Air-Source) | RD17AZ24AJ3N |  |  | RCFZ2417MTANM | R802V1004A17UHN | 22600 | 17 | 9.5 | 22600 | 16800 | 74.34% | 2.1 | 0 | 11.2 |  |  |  | No | R-410A | 1.8833 | Residential & Commercial | Ducted CEE Tier 1
214075567 | Central HP <5.4 tons | RUSSELL | HRCU-A-CB (Split System: Heat Pump with Remote Outdoor Unit-Air-Source) | RD17AZ24AJ3N |  |  | TCFZ2417MTANM | S802V1004A17UHS | 22600 | 17 | 9.5 | 22600 | 16800 | 74.34% | 2.1 | 0 | 11.2 |  |  |  | No | R-410A | 1.8833 | Residential & Commercial | Ducted CEE Tier 1
214075584 | Central HP <5.4 tons | RUSSELL | HRCU-A-CB (Split System: Heat Pump with Remote Outdoor Unit-Air-Source) | RD17AZ24AJ3N |  |  | TCFZ2417MTANM | S951V0403A17M4S | 22600 | 17 | 9.5 | 22600 | 16900 | 74.78% | 2 | 0 | 11.2 |  |  |  | No | R-410A | 1.8833 | Residential & Commercial | Ducted CEE Tier 1
213075278 | Central HP <5.4 tons | ACIQ | HRCU-A-CB (Split System: Heat Pump with Remote Outdoor Unit-Air-Source) | DLCURAH36ABK |  |  | EA*4X36L21A* | *80ESU0802120A | 36600 | 15.2 | 8.1 | 40000 | 35400 | 88.5% | 1.88 | 0 | 10 |  |  |  | No | R-410A | 3.05 | Residential & Commercial | Ducted CEE Tier 1
213075392 | Central HP <5.4 tons | ACIQ | HRCU-A-CB (Split System: Heat Pump with Remote Outdoor Unit-Air-Source) | DLCURAH36ABK |  |  | EN(A,D,W)4X42L21** | *92ESN0802120A* | 36400 | 15.5 | 8.1 | 39500 | 35200 | 89.11% | 1.92 | 0 | 10 |  |  |  | No | R-410A | 3.0333 | Residential & Commercial | Ducted CEE Tier 1
211227111 | Central HP <5.4 tons | SMART COMFORT | HRCU-A-CB (Split System: Heat Pump with Remote Outdoor Unit-Air-Source) | DLCURAH36ABK |  |  | EA*4X37L21A* | *96VSN0801716A* | 36800 | 15.2 | 8.5 | 38500 | 35000 | 90.91% | 2.1 | 0 | 10 |  |  |  | No | R-410A | 3.0667 | Residential & Commercial | Ducted CEE Tier 1
211226878 | Central HP <5.4 tons | SMART COMFORT | HRCU-A-CB (Split System: Heat Pump with Remote Outdoor Unit-Air-Source) | DLCURAH36ABK |  |  | EA*4X37L21A* | *80VSL0701716A* | 36600 | 15.5 | 8.5 | 38500 | 34800 | 90.39% | 2.08 | 0 | 10 |  |  |  | No | R-410A | 3.05 | Residential & Commercial | Ducted CEE Tier 1
212980160 | Central HP <5.4 tons | ARCOAIRE | HRCU-A-CB (Split System: Heat Pump with Remote Outdoor Unit-Air-Source) | DLCURAH36ABK |  |  | EA*4X48L21A* | *80MS(N,L)0902116A* | 35600 | 16.5 | 8.5 | 37800 | 34600 | 91.53% | 2.02 | 0 | 10 |  |  |  | No | R-410A | 2.9667 | Residential & Commercial | Ducted CEE Tier 1
214397579 | Central HP <5.4 tons | FRASER-JOHNSTON | HRCU-A-CB (Split System: Heat Pump with Remote Outdoor Unit-Air-Source) | HH860E2S11 |  |  | CTF60C5CHS1 | TM8E120C20MP11 | 54000 | 19 | 8.5 | 54500 | 39500 | 72.48% | 2 | 0 | 11 |  |  |  | No | R-454B | 4.5 | Residential & Commercial | Ducted CEE Tier 1
214398433 | Central HP <5.4 tons | FRASER-JOHNSTON | HRCU-A-CB (Split System: Heat Pump with Remote Outdoor Unit-Air-Source) | HH860E2S11 |  |  | CTF60C5CHS1 | TM8E100C20MP11 | 53500 | 19 | 8.5 | 55000 | 39000 | 70.91% | 2 | 0 | 11 |  |  |  | No | R-454B | 4.4583 | Residential & Commercial | Ducted CEE Tier 1
214720156 | Central HP <5.4 tons | FRASER-JOHNSTON | HRCU-A-CB (Split System: Heat Pump with Remote Outdoor Unit-Air-Source) | HH860E2S11 |  |  | CTU60C5XGS1+TXV | TM9Y100C16MP11 | 43500 | 17 | 9 | 44500 | 33800 | 75.96% | 2 | 0 | 11 |  |  |  | No | R-454B | 3.625 | Residential & Commercial | Ducted CEE Tier 1
214397465 | Central HP <5.4 tons | LUXAIRE | HRCU-A-CB (Split System: Heat Pump with Remote Outdoor Unit-Air-Source) | HH860E2S11 |  |  | CTF60C5CGS1 | TM8E120C20MP11 | 44500 | 17 | 9 | 45000 | 33600 | 74.67% | 2 | 0 | 11.7 |  |  |  | No | R-454B | 3.7083 | Residential & Commercial | Ducted CEE Tier 1
214809207 | Central HP <5.4 tons | LUXAIRE | HRCU-A-CB (Split System: Heat Pump with Remote Outdoor Unit-Air-Source) | HH860E2S11 |  |  | CTU60C5XGS1+TXV | TL8E080C16UH11 | 44000 | 18 | 9 | 44500 | 33600 | 75.51% | 2 | 0 | 11.7 |  |  |  | No | R-454B | 3.6667 | Residential & Commercial | Ducted CEE Tier 1
214397615 | Central HP <5.4 tons | CHAMPION HEATING AND COOLING | HRCU-A-CB (Split System: Heat Pump with Remote Outdoor Unit-Air-Source) | HH860E2S11 |  |  | CTF60C5CHS1 | TM8Y120C20MP11 | 54000 | 19 | 9 | 55000 | 39500 | 71.82% | 2 | 0 | 11 |  |  |  | No | R-454B | 4.5 | Residential & Commercial | Ducted CEE Tier 1
214396645 | Central HP <5.4 tons | LUXAIRE | HRCU-A-CB (Split System: Heat Pump with Remote Outdoor Unit-Air-Source) | HH860E2S11 |  |  | CTM60C5CGS1 | TPLC080C16MP13 | 44000 | 18 | 9 | 44500 | 33600 | 75.51% | 2 | 0 | 11.7 |  |  |  | No | R-454B | 3.6667 | Residential & Commercial | Ducted CEE Tier 1
214397590 | Central HP <5.4 tons | CHAMPION HEATING AND COOLING | HRCU-A-CB (Split System: Heat Pump with Remote Outdoor Unit-Air-Source) | HH860E2S11 |  |  | CTF60D5CHS1+JMET18DS2N1 |  | 54000 | 19 | 9 | 53500 | 38500 | 71.96% | 2 | 0 | 12 |  |  |  | No | R-454B | 4.5 | Residential & Commercial | Ducted CEE Tier 1
214066766 | Central HP <5.4 tons | RUSSELL | HRCU-A-CB (Split System: Heat Pump with Remote Outdoor Unit-Air-Source) | RD17AZ36AJ3N |  |  | TCFZ3621MTANM | S802VA075317M | 34200 | 18 | 8.1 | 34200 | 29400 | 85.96% | 2 | 0 | 10 |  |  |  | No | R-410A | 2.85 | Residential & Commercial | Ducted CEE Tier 1
214066466 | Central HP <5.4 tons | RHEEM | HRCU-A-CB (Split System: Heat Pump with Remote Outdoor Unit-Air-Source) | RD17AZ36AJ3N |  |  | RCFZ3621MTANM | R97MV1005A21DHS | 34200 | 18 | 8.1 | 34200 | 29400 | 85.96% | 1.9 | 0 | 10 |  |  |  | No | R-410A | 2.85 | Residential & Commercial | Ducted CEE Tier 1
214066530 | Central HP <5.4 tons | RHEEM | HRCU-A-CB (Split System: Heat Pump with Remote Outdoor Unit-Air-Source) | RD17AZ36AJ3N |  |  | RCFZ3621MTANM | R801V0754A17DZ | 34200 | 18 | 8.1 | 34200 | 29600 | 86.55% | 1.9 | 0 | 10 |  |  |  | No | R-410A | 2.85 | Residential & Commercial | Ducted CEE Tier 1
213829713 | Central HP <5.4 tons | RUSSELL | HRCU-A-CB (Split System: Heat Pump with Remote Outdoor Unit-Air-Source) | SP18AZ24AJVC |  |  | TCFZ2421HEAAM | S801V0704A17UHU | 22800 | 20 | 8.5 | 22800 | 26000 | 114% | 2.1 | 0 | 12.5 |  |  |  | No | R-410A | 1.9 | Residential & Commercial | Ducted CEE Tier 1
216051192 | Central HP <5.4 tons | RUSSELL | HRCU-A-CB (Split System: Heat Pump with Remote Outdoor Unit-Air-Source) | SP19AY24AJVC |  |  | TCFY2421HEAAM | S97MV0603A17DH | 22800 | 21 | 8.5 | 22800 | 18500 | 81.14% | 1.8 | 0 | 13 |  |  |  | No | R-454B | 1.9 | Residential & Commercial | Ducted CEE Tier 1
216051276 | Central HP <5.4 tons | RUSSELL | HRCU-A-CB (Split System: Heat Pump with Remote Outdoor Unit-Air-Source) | SP19AY48AJVC |  |  | TCFY4821SEAAM | S97MV0855A21DH | 45500 | 19 | 10 | 45500 | 42000 | 92.31% | 2.1 | 0 | 12 |  |  |  | No | R-454B | 3.7917 | Residential & Commercial | Ducted CEE Tier 1
213080216 | Central HP <5.4 tons | SMART COMFORT | HRCU-A-CB (Split System: Heat Pump with Remote Outdoor Unit-Air-Source) | DLCURAH36ABK |  |  | EA*4X48L24A* | *96MSN0802120A* | 36000 | 16 | 8.5 | 38000 | 34800 | 91.58% | 2.04 | 0 | 10 |  |  |  | No | R-410A | 3 | Residential & Commercial | Ducted CEE Tier 1
213078528 | Central HP <5.4 tons | SMART COMFORT | HRCU-A-CB (Split System: Heat Pump with Remote Outdoor Unit-Air-Source) | DLCURAH36ABK |  |  | EA*4X42L24A* | *80MS(N,L)0902120A* | 35400 | 16.5 | 8.1 | 38500 | 35000 | 90.91% | 1.9 | 0 | 10 |  |  |  | No | R-410A | 2.95 | Residential & Commercial | Ducted CEE Tier 1
213078660 | Central HP <5.4 tons | SMART COMFORT | HRCU-A-CB (Split System: Heat Pump with Remote Outdoor Unit-Air-Source) | DLCURAH36ABK |  |  | EA*4X43L21A* | *80MS(N,L)1102120A* | 36600 | 16.5 | 8.5 | 38000 | 34800 | 91.58% | 2.06 | 0 | 10 |  |  |  | No | R-410A | 3.05 | Residential & Commercial | Ducted CEE Tier 1
213079246 | Central HP <5.4 tons | SMART COMFORT | HRCU-A-CB (Split System: Heat Pump with Remote Outdoor Unit-Air-Source) | DLCURAH36ABK |  |  | EA*4X42L24A* | *80MSU0802120A* | 35200 | 16.5 | 8.1 | 38500 | 35000 | 90.91% | 1.9 | 0 | 10 |  |  |  | No | R-410A | 2.9333 | Residential & Commercial | Ducted CEE Tier 1
214075238 | Central HP <5.4 tons | RHEEM | HRCU-A-CB (Split System: Heat Pump with Remote Outdoor Unit-Air-Source) | RD17AZ60AJ3N |  |  | RCFZ6024STANM | R802VA100521Z | 55500 | 18 | 8.1 | 53500 | 49000 | 91.59% | 1.75 | 0 | 10 |  |  |  | No | R-410A | 4.625 | Residential & Commercial | Ducted CEE Tier 1
215681419 | Central HP <5.4 tons | DAY & NIGHT | HRCU-A-CB (Split System: Heat Pump with Remote Outdoor Unit-Air-Source) | C5H0V48*K*AAA* |  |  | EA*5X60M24A*+WALLCON | *97CTN1002122A* | 45000 | 18 | 9 | 47500 | 33600 | 70.74% | 2.06 | 0 | 10 |  |  |  | No | R-454B | 3.75 | Residential & Commercial | Ducted CEE Tier 1
215681939 | Central HP <5.4 tons | DAY & NIGHT | HRCU-A-CB (Split System: Heat Pump with Remote Outdoor Unit-Air-Source) | C5H0V48*K*AAA* |  |  | EVM5X60M21A*+WALLCON | *80CSU1002120B* | 48000 | 18.5 | 9 | 50000 | 36600 | 73.2% | 2 | 0 | 10 |  |  |  | No | R-454B | 4 | Residential & Commercial | Ducted CEE Tier 1
215681989 | Central HP <5.4 tons | DAY & NIGHT | HRCU-A-CB (Split System: Heat Pump with Remote Outdoor Unit-Air-Source) | C5H0V48*K*AAA* |  |  | EVM5X60M24A*+WALLCON | *80CSU0802120B* | 48000 | 19 | 9 | 50000 | 36200 | 72.4% | 2.12 | 0 | 10 |  |  |  | No | R-454B | 4 | Residential & Commercial | Ducted CEE Tier 1
215682019 | Central HP <5.4 tons | DAY & NIGHT | HRCU-A-CB (Split System: Heat Pump with Remote Outdoor Unit-Air-Source) | C5H0V48*K*AAA* |  |  | EVM5X60M24A*+WALLCON | *97CTN1002122A* | 48000 | 19 | 9 | 50000 | 36600 | 73.2% | 2 | 0 | 10 |  |  |  | No | R-454B | 4 | Residential & Commercial | Ducted CEE Tier 1
215681847 | Central HP <5.4 tons | ARCOAIRE | HRCU-A-CB (Split System: Heat Pump with Remote Outdoor Unit-Air-Source) | H5H0V48*K*AAA* |  |  | EVM5X49M21A*+WALLCON | *80CSU0802120B* | 48500 | 19 | 9 | 50000 | 36400 | 72.8% | 2.12 | 0 | 10 |  |  |  | No | R-454B | 4.0417 | Residential & Commercial | Ducted CEE Tier 1
215681377 | Central HP <5.4 tons | ARCOAIRE | HRCU-A-CB (Split System: Heat Pump with Remote Outdoor Unit-Air-Source) | H5H0V48*K*AAA* |  |  | EA*5X60M24A*+WALLCON | *96CTN0802120B* | 45000 | 18 | 9 | 47500 | 33600 | 70.74% | 2.06 | 0 | 10 |  |  |  | No | R-454B | 3.75 | Residential & Commercial | Ducted CEE Tier 1
211226519 | Central HP <5.4 tons | PAYNE HEATING AND COOLING | HRCU-A-CB (Split System: Heat Pump with Remote Outdoor Unit-Air-Source) | 38MURAQ36AB3* |  |  | CAP**3717AL* | PG80ES(A,L)A48070B** | 36200 | 15.5 | 8.5 | 39500 | 35000 | 88.61% | 2.02 | 0 | 10 |  |  |  | No | R-410A | 3.0167 | Residential & Commercial | Ducted CEE Tier 1
211226803 | Central HP <5.4 tons | PAYNE HEATING AND COOLING | HRCU-A-CB (Split System: Heat Pump with Remote Outdoor Unit-Air-Source) | 38MURAQ36AB3* |  |  | CAP**3721AL* | PG80ES(A,L)A48070C** | 37200 | 15.5 | 8.5 | 38500 | 35000 | 90.91% | 2.12 | 0 | 10 |  |  |  | No | R-410A | 3.1 | Residential & Commercial | Ducted CEE Tier 1
211227957 | Central HP <5.4 tons | PAYNE HEATING AND COOLING | HRCU-A-CB (Split System: Heat Pump with Remote Outdoor Unit-Air-Source) | 38MURAQ36AB3* |  |  | CAP**4224AL* | PG92ESAA60080C** | 35200 | 16.5 | 8.1 | 38500 | 35000 | 90.91% | 1.88 | 0 | 10 |  |  |  | No | R-410A | 2.9333 | Residential & Commercial | Ducted CEE Tier 1
213829720 | Central HP <5.4 tons | RUSSELL | HRCU-A-CB (Split System: Heat Pump with Remote Outdoor Unit-Air-Source) | SP18AZ36AJVC |  |  | TCFZ3621MEAAM | S801V0704A17UHU | 34200 | 19 | 8.5 | 34200 | 43500 | 127.2% | 2.2 | 0 | 12.5 |  |  |  | No | R-410A | 2.85 | Residential & Commercial | Ducted CEE Tier 1
214396674 | Central HP <5.4 tons | LUXAIRE | HRCU-A-CB (Split System: Heat Pump with Remote Outdoor Unit-Air-Source) | HH824E2S11 |  |  | CTF30A5ADS1 | TM8E060A12MP11 | 23000 | 18 | 9.5 | 23000 | 18600 | 80.87% | 2 | 0 | 12 |  |  |  | No | R-454B | 1.9167 | Residential & Commercial | Ducted CEE Tier 1
214397280 | Central HP <5.4 tons | LUXAIRE | HRCU-A-CB (Split System: Heat Pump with Remote Outdoor Unit-Air-Source) | HH836E2S11 |  |  | CTF36C5CDS1 | LP9C080C16MP13 | 33800 | 18 | 8.5 | 31800 | 26000 | 81.76% | 2 | 0 | 11 |  |  |  | No | R-454B | 2.8167 | Residential & Commercial | Ducted CEE Tier 1
214396392 | Central HP <5.4 tons | LUXAIRE | HRCU-A-CB (Split System: Heat Pump with Remote Outdoor Unit-Air-Source) | HH836E2S11 |  |  | CTF36B5CDS1+JMVT12BC2N1 |  | 34000 | 19 | 9 | 31400 | 25600 | 81.53% | 2 | 0 | 11.7 |  |  |  | No | R-454B | 2.8333 | Residential & Commercial | Ducted CEE Tier 1
214396553 | Central HP <5.4 tons | LUXAIRE | HRCU-A-CB (Split System: Heat Pump with Remote Outdoor Unit-Air-Source) | HH836E2S11 |  |  | CTM48C5CFS1 | TL8E080C16UH11 | 33800 | 19 | 9 | 32000 | 25600 | 80% | 2 | 0 | 11 |  |  |  | No | R-454B | 2.8167 | Residential & Commercial | Ducted CEE Tier 1
214396544 | Central HP <5.4 tons | LUXAIRE | HRCU-A-CB (Split System: Heat Pump with Remote Outdoor Unit-Air-Source) | HH836E2S11 |  |  | CTM48C5CFS1 | LPLC080C16MP13 | 33000 | 19 | 9 | 31200 | 25200 | 80.77% | 2 | 0 | 11 |  |  |  | No | R-454B | 2.75 | Residential & Commercial | Ducted CEE Tier 1
214398499 | Central HP <5.4 tons | CHAMPION HEATING AND COOLING | HRCU-A-CB (Split System: Heat Pump with Remote Outdoor Unit-Air-Source) | HH836E2S11 |  |  | CTF36C5CDS1+JMVT16CC2N1 |  | 34800 | 19 | 9 | 32200 | 25800 | 80.12% | 2 | 0 | 11.7 |  |  |  | No | R-454B | 2.9 | Residential & Commercial | Ducted CEE Tier 1
214398526 | Central HP <5.4 tons | CHAMPION HEATING AND COOLING | HRCU-A-CB (Split System: Heat Pump with Remote Outdoor Unit-Air-Source) | HH836E2S11 |  |  | CTF36C5CDS1 | TL9E100C20UH11 | 34200 | 17 | 8.5 | 32000 | 26200 | 81.88% | 2 | 0 | 11 |  |  |  | No | R-454B | 2.85 | Residential & Commercial | Ducted CEE Tier 1
214398531 | Central HP <5.4 tons | CHAMPION HEATING AND COOLING | HRCU-A-CB (Split System: Heat Pump with Remote Outdoor Unit-Air-Source) | HH836E2S11 |  |  | CTF36C5CDS1 | TM9E080C16MP12 | 34200 | 18 | 8.5 | 32200 | 25800 | 80.12% | 2 | 0 | 11 |  |  |  | No | R-454B | 2.85 | Residential & Commercial | Ducted CEE Tier 1
215678427 | Central HP <5.4 tons | ARCOAIRE | HRCU-A-CB (Split System: Heat Pump with Remote Outdoor Unit-Air-Source) | H5H0V24*K*AAA* |  |  | EA*5X37M21A*+WALLCON | *97CTN1002122A* | 24000 | 17.5 | 9 | 23200 | 16300 | 70.26% | 2.02 | 0 | 10.5 |  |  |  | No | R-454B | 2 | Residential & Commercial | Ducted CEE Tier 1
214398074 | Central HP <5.4 tons | CHAMPION HEATING AND COOLING | HRCU-A-CB (Split System: Heat Pump with Remote Outdoor Unit-Air-Source) | HH836E2S11 |  |  | CTM48C5CFS1 | TM9E100C16MP12 | 33400 | 19 | 9 | 31400 | 25400 | 80.89% | 2 | 0 | 11 |  |  |  | No | R-454B | 2.7833 | Residential & Commercial | Ducted CEE Tier 1
214779456 | Central HP <5.4 tons | FRASER-JOHNSTON | HRCU-A-CB (Split System: Heat Pump with Remote Outdoor Unit-Air-Source) | HH836E2S11 |  |  | CTU36B5XDS1+JMET12BS2N1+TXV |  | 34200 | 19 | 9 | 31600 | 25800 | 81.65% | 2 | 0 | 11.7 |  |  |  | No | R-454B | 2.85 | Residential & Commercial | Ducted CEE Tier 1
214396826 | Central HP <5.4 tons | LUXAIRE | HRCU-A-CB (Split System: Heat Pump with Remote Outdoor Unit-Air-Source) | HH836E2S11 |  |  | CTM36B5CDS1 | TMLE100B12MP11 | 33200 | 18 | 8.5 | 31200 | 25000 | 80.13% | 2 | 0 | 11 |  |  |  | No | R-454B | 2.7667 | Residential & Commercial | Ducted CEE Tier 1
215682039 | Central HP <5.4 tons | DAY & NIGHT | HRCU-A-CB (Split System: Heat Pump with Remote Outdoor Unit-Air-Source) | C5H0V48*K*AAA* |  |  | EVM5X61M24A*+WALLCON | *96CTN0802120B* | 48500 | 19 | 9.5 | 50000 | 36800 | 73.6% | 2.1 | 0 | 10.5 |  |  |  | No | R-454B | 4.0417 | Residential & Commercial | Ducted CEE Tier 1
215682439 | Central HP <5.4 tons | DAY & NIGHT | HRCU-A-CB (Split System: Heat Pump with Remote Outdoor Unit-Air-Source) | C5H0V48*K*AAA* |  |  | EVD5X61M21A*+WALLCON | *96CTN0802120B* | 48500 | 19 | 9 | 50000 | 36800 | 73.6% | 2 | 0 | 10.5 |  |  |  | No | R-454B | 4.0417 | Residential & Commercial | Ducted CEE Tier 1
215682539 | Central HP <5.4 tons | DAY & NIGHT | HRCU-A-CB (Split System: Heat Pump with Remote Outdoor Unit-Air-Source) | C5H0V48*K*AAA* |  |  | EVD5X61M24A*+WALLCON | *80CSU1002120B* | 48500 | 19 | 9 | 50000 | 36600 | 73.2% | 2.12 | 0 | 10 |  |  |  | No | R-454B | 4.0417 | Residential & Commercial | Ducted CEE Tier 1
212985934 | Central HP <5.4 tons | BRYANT HEATING AND COOLING SYSTEMS | HRCU-A-CB (Split System: Heat Pump with Remote Outdoor Unit-Air-Source) | 38MURAQ18AB3* |  |  | CNPV*1814AL* | 916SA30026M14*** | 17300 | 15.5 | 8.5 | 18600 | 19800 | 106.5% | 2.38 | 0 | 10.5 |  |  |  | No | R-410A | 1.4417 | Residential & Commercial | Ducted CEE Tier 1
212986284 | Central HP <5.4 tons | BRYANT HEATING AND COOLING SYSTEMS | HRCU-A-CB (Split System: Heat Pump with Remote Outdoor Unit-Air-Source) | 38MURAQ18AB3* |  |  | CAP**2414AL* | 916SA30040M14*** | 17400 | 16 | 8.5 | 18500 | 19500 | 105.4% | 2.34 | 0 | 10.5 |  |  |  | No | R-410A | 1.45 | Residential & Commercial | Ducted CEE Tier 1
212988806 | Central HP <5.4 tons | BRYANT HEATING AND COOLING SYSTEMS | HRCU-A-CB (Split System: Heat Pump with Remote Outdoor Unit-Air-Source) | 38MURAQ18AB3* |  |  | CAP**3017AL* | 935SB36040M17*** | 17400 | 16 | 8.5 | 18000 | 18800 | 104.4% | 2.26 | 0 | 10.5 |  |  |  | No | R-410A | 1.45 | Residential & Commercial | Ducted CEE Tier 1
214075455 | Central HP <5.4 tons | RUSSELL | HRCU-A-CB (Split System: Heat Pump with Remote Outdoor Unit-Air-Source) | RD17AZ24AJ3N |  |  | TCFZ2417MTANM | S98MV0603A17UPS | 22600 | 18 | 9.5 | 22600 | 16900 | 74.78% | 2 | 0 | 11.2 |  |  |  | No | R-410A | 1.8833 | Residential & Commercial | Ducted CEE Tier 1
214075457 | Central HP <5.4 tons | RHEEM | HRCU-A-CB (Split System: Heat Pump with Remote Outdoor Unit-Air-Source) | RD17AZ24AJ3N |  |  | RCFZ2417MTANM | R802VA075317M | 22600 | 18 | 9.5 | 22600 | 16800 | 74.34% | 2.1 | 0 | 11.2 |  |  |  | No | R-410A | 1.8833 | Residential & Commercial | Ducted CEE Tier 1
214075530 | Central HP <5.4 tons | RHEEM | HRCU-A-CB (Split System: Heat Pump with Remote Outdoor Unit-Air-Source) | RD17AZ24AJ3N |  |  | RCFZ2417MTANM | R951V0403A17UHU | 22400 | 17 | 9.5 | 22400 | 17100 | 76.34% | 2 | 0 | 10 |  |  |  | No | R-410A | 1.8667 | Residential & Commercial | Ducted CEE Tier 1
214075577 | Central HP <5.4 tons | RUSSELL | HRCU-A-CB (Split System: Heat Pump with Remote Outdoor Unit-Air-Source) | RD17AZ24AJ3N |  |  | TCFZ2417MTANM | S802V1004A17UHN | 22600 | 17 | 9.5 | 22600 | 16800 | 74.34% | 2.1 | 0 | 11.2 |  |  |  | No | R-410A | 1.8833 | Residential & Commercial | Ducted CEE Tier 1
214075594 | Central HP <5.4 tons | RUSSELL | HRCU-A-CB (Split System: Heat Pump with Remote Outdoor Unit-Air-Source) | RD17AZ24AJ3N |  |  | TCFZ2417MTANM | S951V0603A17UHU | 22400 | 17 | 9.5 | 22400 | 17000 | 75.89% | 2 | 0 | 10 |  |  |  | No | R-410A | 1.8667 | Residential & Commercial | Ducted CEE Tier 1
214075442 | Central HP <5.4 tons | RHEEM | HRCU-A-CB (Split System: Heat Pump with Remote Outdoor Unit-Air-Source) | RD17AZ24AJ3N |  |  | RCFZ2417MTANM | R98MV0703A17UPS | 22600 | 17 | 9.5 | 22600 | 16900 | 74.78% | 2 | 0 | 11.2 |  |  |  | No | R-410A | 1.8833 | Residential & Commercial | Ducted CEE Tier 1
213779713 | Central HP <5.4 tons | KENMORE | HRCU-A-CB (Split System: Heat Pump with Remote Outdoor Unit-Air-Source) | (C,H,T)VH837GKA** |  |  | EA*4X61L21A*+WALLCON | *97CMN1002122B* | 33200 | 17.5 | 8.5 | 32000 | 24800 | 77.5% | 1.98 | 0 | 11.7 |  |  |  | No | R-410A | 2.7667 | Residential & Commercial | Ducted CEE Tier 1
213779093 | Central HP <5.4 tons | KENMORE | HRCU-A-CB (Split System: Heat Pump with Remote Outdoor Unit-Air-Source) | (C,H,T)VH837GKA** |  |  | EA*4X42L21A*+WALLCON | *80CTL0902120B* | 31800 | 17 | 8.1 | 32800 | 24200 | 73.78% | 1.88 | 0 | 11 |  |  |  | No | R-410A | 2.65 | Residential & Commercial | Ducted CEE Tier 1
213779443 | Central HP <5.4 tons | KENMORE | HRCU-A-CB (Split System: Heat Pump with Remote Outdoor Unit-Air-Source) | (C,H,T)VH837GKA** |  |  | EA*4X48L21A*+WALLCON | *97CMN0801714B* | 32200 | 17 | 8.1 | 32600 | 25000 | 76.69% | 1.94 | 0 | 11 |  |  |  | No | R-410A | 2.6833 | Residential & Commercial | Ducted CEE Tier 1
213774443 | Central HP <5.4 tons | KENMORE | HRCU-A-CB (Split System: Heat Pump with Remote Outdoor Unit-Air-Source) | (C,H,T)VH825GKA3* |  |  | EHD4X42AAL+WALLCON | *80CTL1102120B* | 24200 | 16 | 8.1 | 21400 | 16600 | 77.57% | 2 | 0 | 10.5 |  |  |  | No | R-410A | 2.0167 | Residential & Commercial | Ducted CEE Tier 1
215681407 | Central HP <5.4 tons | ARCOAIRE | HRCU-A-CB (Split System: Heat Pump with Remote Outdoor Unit-Air-Source) | H5H0V48*K*AAA* |  |  | EA*5X60M24A*+WALLCON | *97CTN0802120A* | 45000 | 18 | 9 | 47500 | 33600 | 70.74% | 2.06 | 0 | 10 |  |  |  | No | R-454B | 3.75 | Residential & Commercial | Ducted CEE Tier 1
211227988 | Central HP <5.4 tons | PAYNE HEATING AND COOLING | HRCU-A-CB (Split System: Heat Pump with Remote Outdoor Unit-Air-Source) | 38MURAQ36AB3* |  |  | CAP**4224AL* | PG92ESAA60120D** | 35800 | 16 | 8.1 | 38500 | 35000 | 90.91% | 1.9 | 0 | 10 |  |  |  | No | R-410A | 2.9833 | Residential & Commercial | Ducted CEE Tier 1
211228224 | Central HP <5.4 tons | PAYNE HEATING AND COOLING | HRCU-A-CB (Split System: Heat Pump with Remote Outdoor Unit-Air-Source) | 38MURAQ36AB3* |  |  | CAP**4321AL* | PG80ES(A,L)A36070B** | 36400 | 15.5 | 8.5 | 38500 | 34800 | 90.39% | 2.08 | 0 | 10 |  |  |  | No | R-410A | 3.0333 | Residential & Commercial | Ducted CEE Tier 1
211228272 | Central HP <5.4 tons | PAYNE HEATING AND COOLING | HRCU-A-CB (Split System: Heat Pump with Remote Outdoor Unit-Air-Source) | 38MURAQ36AB3* |  |  | CAP**4321AL* | PG80ES(A,L)A60090C** | 36800 | 16 | 8.5 | 38500 | 34800 | 90.39% | 2.1 | 0 | 10 |  |  |  | No | R-410A | 3.0667 | Residential & Commercial | Ducted CEE Tier 1
211228924 | Central HP <5.4 tons | PAYNE HEATING AND COOLING | HRCU-A-CB (Split System: Heat Pump with Remote Outdoor Unit-Air-Source) | 38MURAQ36AB3* |  |  | CAP**4821AL* | PG80VTLA66110C** | 36800 | 16 | 8.5 | 38500 | 34800 | 90.39% | 2.1 | 0 | 10 |  |  |  | No | R-410A | 3.0667 | Residential & Commercial | Ducted CEE Tier 1
211228994 | Central HP <5.4 tons | PAYNE HEATING AND COOLING | HRCU-A-CB (Split System: Heat Pump with Remote Outdoor Unit-Air-Source) | 38MURAQ36AB3* |  |  | CAP**4821AL* | PG92ESAA60100C** | 35600 | 16.5 | 8.5 | 37800 | 34600 | 91.53% | 2.04 | 0 | 10 |  |  |  | No | R-410A | 2.9667 | Residential & Commercial | Ducted CEE Tier 1
211229259 | Central HP <5.4 tons | PAYNE HEATING AND COOLING | HRCU-A-CB (Split System: Heat Pump with Remote Outdoor Unit-Air-Source) | 38MURAQ36AB3* |  |  | CAP**4824AL* | PG80ES(A,L)A48090C** | 36400 | 16 | 8.5 | 38500 | 34600 | 89.87% | 2.08 | 0 | 10 |  |  |  | No | R-410A | 3.0333 | Residential & Commercial | Ducted CEE Tier 1
211229492 | Central HP <5.4 tons | PAYNE HEATING AND COOLING | HRCU-A-CB (Split System: Heat Pump with Remote Outdoor Unit-Air-Source) | 38MURAQ36AB3* |  |  | CAP**4824AL* | PG95ESAA60100C** | 36600 | 16 | 8.5 | 38500 | 34800 | 90.39% | 2.08 | 0 | 10 |  |  |  | No | R-410A | 3.05 | Residential & Commercial | Ducted CEE Tier 1
213077406 | Central HP <5.4 tons | SMART COMFORT | HRCU-A-CB (Split System: Heat Pump with Remote Outdoor Unit-Air-Source) | DLCURAH36ABK |  |  | EA*4X43L21A* | *96VTN0801716B* | 36600 | 15.5 | 8.5 | 38500 | 35000 | 90.91% | 2.06 | 0 | 10 |  |  |  | No | R-410A | 3.05 | Residential & Commercial | Ducted CEE Tier 1
213078078 | Central HP <5.4 tons | SMART COMFORT | HRCU-A-CB (Split System: Heat Pump with Remote Outdoor Unit-Air-Source) | DLCURAH36ABK |  |  | EA*4X37L21A* | *80MS(N,L)0701716A* | 36600 | 16 | 8.5 | 38500 | 35000 | 90.91% | 2.06 | 0 | 10 |  |  |  | No | R-410A | 3.05 | Residential & Commercial | Ducted CEE Tier 1
213078162 | Central HP <5.4 tons | SMART COMFORT | HRCU-A-CB (Split System: Heat Pump with Remote Outdoor Unit-Air-Source) | DLCURAH36ABK |  |  | EN(A,D,W)4X48L21** | *80MS(N,L)0701716A* | 35800 | 16.5 | 8.1 | 38500 | 35000 | 90.91% | 2 | 0 | 10 |  |  |  | No | R-410A | 2.9833 | Residential & Commercial | Ducted CEE Tier 1
213076856 | Central HP <5.4 tons | SMART COMFORT | HRCU-A-CB (Split System: Heat Pump with Remote Outdoor Unit-Air-Source) | DLCURAH36ABK |  |  | EN(A,D)4X48L24** | *80VTL1102122B* | 36400 | 16.5 | 8.1 | 38500 | 35000 | 90.91% | 2.02 | 0 | 10.5 |  |  |  | No | R-410A | 3.0333 | Residential & Commercial | Ducted CEE Tier 1
212384309 | Central HP <5.4 tons | SMART COMFORT | HRCU-A-CB (Split System: Heat Pump with Remote Outdoor Unit-Air-Source) | DLCURAH36ABK |  |  | END4X42L17** | *92ESN0601412A* | 36000 | 15.2 | 8.1 | 39500 | 35000 | 88.61% | 1.96 | 0 | 10 |  |  |  | No | R-410A | 3 | Residential & Commercial | Ducted CEE Tier 1
214398015 | Central HP <5.4 tons | CHAMPION HEATING AND COOLING | HRCU-A-CB (Split System: Heat Pump with Remote Outdoor Unit-Air-Source) | HH860E2S11 |  |  | CTF60C5CHS1 | TM8E080C20MP11 | 53500 | 19 | 8.5 | 55000 | 39000 | 70.91% | 2 | 0 | 11 |  |  |  | No | R-454B | 4.4583 | Residential & Commercial | Ducted CEE Tier 1
214398274 | Central HP <5.4 tons | CHAMPION HEATING AND COOLING | HRCU-A-CB (Split System: Heat Pump with Remote Outdoor Unit-Air-Source) | HH860E2S11 |  |  | CTF60C5CGS1 | TPLC100C20MP13 | 44500 | 18 | 9 | 45000 | 33800 | 75.11% | 2 | 0 | 11 |  |  |  | No | R-454B | 3.7083 | Residential & Commercial | Ducted CEE Tier 1
214397036 | Central HP <5.4 tons | LUXAIRE | HRCU-A-CB (Split System: Heat Pump with Remote Outdoor Unit-Air-Source) | HH860E2S11 |  |  | CTM60C5CGS1 | TM8Y100C16MP11 | 44000 | 18 | 9 | 44000 | 33400 | 75.91% | 2 | 0 | 11.7 |  |  |  | No | R-454B | 3.6667 | Residential & Commercial | Ducted CEE Tier 1
214809188 | Central HP <5.4 tons | LUXAIRE | HRCU-A-CB (Split System: Heat Pump with Remote Outdoor Unit-Air-Source) | HH860E2S11 |  |  | CTU60C5XGS1+TXV | TPLC100C16MP13 | 43500 | 18 | 9 | 44000 | 33400 | 75.91% | 2 | 0 | 11.7 |  |  |  | No | R-454B | 3.625 | Residential & Commercial | Ducted CEE Tier 1
214809021 | Central HP <5.4 tons | LUXAIRE | HRCU-A-CB (Split System: Heat Pump with Remote Outdoor Unit-Air-Source) | HH860E2S11 |  |  | CTU60D5XGS1+JMET18DS2N1+TXV |  | 45500 | 19 | 9.5 | 45500 | 33800 | 74.29% | 2 | 0 | 12 |  |  |  | No | R-454B | 3.7917 | Residential & Commercial | Ducted CEE Tier 1
214396573 | Central HP <5.4 tons | LUXAIRE | HRCU-A-CB (Split System: Heat Pump with Remote Outdoor Unit-Air-Source) | HH860E2S11 |  |  | CTF60C5CGS1 | TP9C100C16MP13 | 43500 | 18 | 9 | 44000 | 33200 | 75.45% | 2 | 0 | 11.7 |  |  |  | No | R-454B | 3.625 | Residential & Commercial | Ducted CEE Tier 1
214396657 | Central HP <5.4 tons | LUXAIRE | HRCU-A-CB (Split System: Heat Pump with Remote Outdoor Unit-Air-Source) | HH860E2S11 |  |  | CTM60C5CGS1 | LPLC100C16MP13 | 44000 | 18 | 9 | 44500 | 33600 | 75.51% | 2 | 0 | 11.7 |  |  |  | No | R-454B | 3.6667 | Residential & Commercial | Ducted CEE Tier 1
213781363 | Central HP <5.4 tons | KENMORE | HRCU-A-CB (Split System: Heat Pump with Remote Outdoor Unit-Air-Source) | (C,H,T)VH837GKA2* |  |  | EA*4X48L21A*+WALLCON | *97CMN1002122B* | 32400 | 17 | 8.1 | 32600 | 24800 | 76.07% | 1.98 | 0 | 11 |  |  |  | No | R-410A | 2.7 | Residential & Commercial | Ducted CEE Tier 1
213781365 | Central HP <5.4 tons | CARRIER | HRCU-A-CB (Split System: Heat Pump with Remote Outdoor Unit-Air-Source) | 25VNA837A*031* |  |  | CAP**4821AL*+UI | 59TN6C060C17**14 | 32200 | 17 | 8.1 | 32600 | 25200 | 77.3% | 1.94 | 0 | 11 |  |  |  | No | R-410A | 2.6833 | Residential & Commercial | Ducted CEE Tier 1
213781385 | Central HP <5.4 tons | CARRIER | HRCU-A-CB (Split System: Heat Pump with Remote Outdoor Unit-Air-Source) | 25VNA837A*031* |  |  | CAP**4821AL*+UI | 59TN6C100C21**22 | 32400 | 17 | 8.1 | 32600 | 24800 | 76.07% | 1.98 | 0 | 11 |  |  |  | No | R-410A | 2.7 | Residential & Commercial | Ducted CEE Tier 1
213781515 | Central HP <5.4 tons | CARRIER | HRCU-A-CB (Split System: Heat Pump with Remote Outdoor Unit-Air-Source) | 25VNA837A*031* |  |  | CAP**6024AL*+UI | 59TN6C100C21**22 | 32800 | 17.5 | 8.1 | 31800 | 24600 | 77.36% | 1.98 | 0 | 11.7 |  |  |  | No | R-410A | 2.7333 | Residential & Commercial | Ducted CEE Tier 1
213781615 | Central HP <5.4 tons | CARRIER | HRCU-A-CB (Split System: Heat Pump with Remote Outdoor Unit-Air-Source) | 25VNA837A*031* |  |  | CAP**6121AL*+UI | 59MN7C100C21**22 | 33200 | 17.5 | 8.5 | 32000 | 24800 | 77.5% | 1.98 | 0 | 11.7 |  |  |  | No | R-410A | 2.7667 | Residential & Commercial | Ducted CEE Tier 1
213782085 | Central HP <5.4 tons | CARRIER | HRCU-A-CB (Split System: Heat Pump with Remote Outdoor Unit-Air-Source) | 25VNA837A*031* |  |  | CSPH*4812AL*+UI | 58TN*B090C21**20 | 32600 | 16.5 | 8.1 | 33000 | 24800 | 75.15% | 1.96 | 0 | 11 |  |  |  | No | R-410A | 2.7167 | Residential & Commercial | Ducted CEE Tier 1
213163985 | Central HP <5.4 tons | RUSSELL | HRCU-A-CB (Split System: Heat Pump with Remote Outdoor Unit-Air-Source) | SP18AZ24AJVC |  |  | TCFZ2421HEAAM | S962V0705A21M4S | 22800 | 20 | 8.5 | 22800 | 26000 | 114% | 2.1 | 0 | 12.5 |  |  |  | No | R-410A | 1.9 | Residential & Commercial | Ducted CEE Tier 1
212609332 | Central HP <5.4 tons | RUSSELL | HRCU-A-CB (Split System: Heat Pump with Remote Outdoor Unit-Air-Source) | SP18AZ24AJVC |  |  | TCFZ2421HEAAM | S802V0754A17UHN | 22800 | 19 | 8.5 | 22800 | 26000 | 114% | 2.1 | 0 | 12.5 |  |  |  | No | R-410A | 1.9 | Residential & Commercial | Ducted CEE Tier 1
214066546 | Central HP <5.4 tons | RUSSELL | HRCU-A-CB (Split System: Heat Pump with Remote Outdoor Unit-Air-Source) | RD17AZ36AJ3N |  |  | TCFZ3621MTANM | S951V0603A17M4S | 34200 | 18 | 8.1 | 34200 | 29800 | 87.13% | 1.9 | 0 | 10 |  |  |  | No | R-410A | 2.85 | Residential & Commercial | Ducted CEE Tier 1
214574499 | Central HP <5.4 tons | BRYANT HEATING AND COOLING SYSTEMS | HRCU-A-CB (Split System: Heat Pump with Remote Outdoor Unit-Air-Source) | 288BNV037*0**B* |  |  | CNPV*3621AL*+UI | 986TD60080C21*** | 31400 | 17 | 8.1 | 33000 | 24000 | 72.73% | 1.84 | 0 | 11 |  |  |  | No | R-410A | 2.6167 | Residential & Commercial | Ducted CEE Tier 1
215679279 | Central HP <5.4 tons | DAY & NIGHT | HRCU-A-CB (Split System: Heat Pump with Remote Outdoor Unit-Air-Source) | C5H0V36*K*AAA* |  |  | EA*5X37M21A*+WALLCON | *96CTN0802120B* | 34400 | 18 | 9 | 35400 | 25200 | 71.19% | 1.88 | 0 | 10 |  |  |  | No | R-454B | 2.8667 | Residential & Commercial | Ducted CEE Tier 1
215679549 | Central HP <5.4 tons | DAY & NIGHT | HRCU-A-CB (Split System: Heat Pump with Remote Outdoor Unit-Air-Source) | C5H0V36*K*AAA* |  |  | EA*5X48M21A*+WALLCON | *97CTN1002122A* | 33800 | 18 | 9 | 35000 | 25000 | 71.43% | 1.9 | 0 | 10 |  |  |  | No | R-454B | 2.8167 | Residential & Commercial | Ducted CEE Tier 1
214398392 | Central HP <5.4 tons | CHAMPION HEATING AND COOLING | HRCU-A-CB (Split System: Heat Pump with Remote Outdoor Unit-Air-Source) | HH824E2S11 |  |  | CTF30B5ACS1 | TMLE100B12MP11 | 23000 | 17 | 9.5 | 23000 | 18400 | 80% | 2 | 0 | 12 |  |  |  | No | R-454B | 1.9167 | Residential & Commercial | Ducted CEE Tier 1
214397556 | Central HP <5.4 tons | CHAMPION HEATING AND COOLING | HRCU-A-CB (Split System: Heat Pump with Remote Outdoor Unit-Air-Source) | HH824E2S11 |  |  | CTM30B5ACS1 | TM8V080B12MP12 | 23000 | 17 | 9.5 | 23000 | 17900 | 77.83% | 2 | 0 | 12 |  |  |  | No | R-454B | 1.9167 | Residential & Commercial | Ducted CEE Tier 1
214649998 | Central HP <5.4 tons | FRASER-JOHNSTON | HRCU-A-CB (Split System: Heat Pump with Remote Outdoor Unit-Air-Source) | HH824E2S11 |  |  | CTU30B5XCS1+TXV | TL9E060B12UH11 | 23000 | 17 | 9.5 | 23000 | 18400 | 80% | 2 | 0 | 12 |  |  |  | No | R-454B | 1.9167 | Residential & Commercial | Ducted CEE Tier 1
214396912 | Central HP <5.4 tons | LUXAIRE | HRCU-A-CB (Split System: Heat Pump with Remote Outdoor Unit-Air-Source) | HH836E2S11 |  |  | CTF36C5CDS1 | TM8E080C20MP11 | 34800 | 17 | 8.5 | 32800 | 27000 | 82.32% | 2 | 0 | 11 |  |  |  | No | R-454B | 2.9 | Residential & Commercial | Ducted CEE Tier 1
214396937 | Central HP <5.4 tons | LUXAIRE | HRCU-A-CB (Split System: Heat Pump with Remote Outdoor Unit-Air-Source) | HH836E2S11 |  |  | CTF48C5CFS1 | TMLE080C16MP11 | 33200 | 19 | 9 | 31200 | 25400 | 81.41% | 2 | 0 | 11 |  |  |  | No | R-454B | 2.7667 | Residential & Commercial | Ducted CEE Tier 1
214397319 | Central HP <5.4 tons | LUXAIRE | HRCU-A-CB (Split System: Heat Pump with Remote Outdoor Unit-Air-Source) | HH836E2S11 |  |  | JHC42C5CF2SS1 |  | 34400 | 19 | 9 | 31600 | 25000 | 79.11% | 2 | 0 | 11.7 |  |  |  | No | R-454B | 2.8667 | Residential & Commercial | Ducted CEE Tier 1
214397371 | Central HP <5.4 tons | LUXAIRE | HRCU-A-CB (Split System: Heat Pump with Remote Outdoor Unit-Air-Source) | HH836E2S11 |  |  | CTF48C5CFS1 | TM9V100C20MP12 | 34200 | 18 | 9 | 32600 | 25800 | 79.14% | 2 | 0 | 11 |  |  |  | No | R-454B | 2.85 | Residential & Commercial | Ducted CEE Tier 1
214396519 | Central HP <5.4 tons | LUXAIRE | HRCU-A-CB (Split System: Heat Pump with Remote Outdoor Unit-Air-Source) | HH836E2S11 |  |  | CTM48C5CFS1 | TM8V100C16MP12 | 33000 | 19 | 9 | 31200 | 25200 | 80.77% | 2 | 0 | 11 |  |  |  | No | R-454B | 2.75 | Residential & Commercial | Ducted CEE Tier 1
214396853 | Central HP <5.4 tons | LUXAIRE | HRCU-A-CB (Split System: Heat Pump with Remote Outdoor Unit-Air-Source) | HH836E2S11 |  |  | CTF36B5CDS1+JMC12B2SN1 |  | 34000 | 19 | 9 | 31400 | 25600 | 81.53% | 2 | 0 | 11.7 |  |  |  | No | R-454B | 2.8333 | Residential & Commercial | Ducted CEE Tier 1
211229512 | Central HP <5.4 tons | PAYNE HEATING AND COOLING | HRCU-A-CB (Split System: Heat Pump with Remote Outdoor Unit-Air-Source) | 38MURAQ36AB3* |  |  | CAP**4824AL* | PG95ESAA66120D** | 37200 | 15.5 | 8.5 | 38500 | 35000 | 90.91% | 2.12 | 0 | 10 |  |  |  | No | R-410A | 3.1 | Residential & Commercial | Ducted CEE Tier 1
211229945 | Central HP <5.4 tons | PAYNE HEATING AND COOLING | HRCU-A-CB (Split System: Heat Pump with Remote Outdoor Unit-Air-Source) | 38MURAQ36AB3* |  |  | CNPV*4821AL* | PG80ES(A,L)A48090C** | 36400 | 16 | 8.1 | 38500 | 34800 | 90.39% | 2.04 | 0 | 10.5 |  |  |  | No | R-410A | 3.0333 | Residential & Commercial | Ducted CEE Tier 1
211230061 | Central HP <5.4 tons | PAYNE HEATING AND COOLING | HRCU-A-CB (Split System: Heat Pump with Remote Outdoor Unit-Air-Source) | 38MURAQ36AB3* |  |  | CNPV*4821AL* | PG80VTLA48070B** | 36000 | 16 | 8.1 | 38500 | 34800 | 90.39% | 2.02 | 0 | 10 |  |  |  | No | R-410A | 3 | Residential & Commercial | Ducted CEE Tier 1
211230730 | Central HP <5.4 tons | PAYNE HEATING AND COOLING | HRCU-A-CB (Split System: Heat Pump with Remote Outdoor Unit-Air-Source) | 38MURAQ36AB3* |  |  | CNPV*4824AL* | PG95ESUA60100C** | 36400 | 16 | 8.1 | 38500 | 34800 | 90.39% | 2.04 | 0 | 10.5 |  |  |  | No | R-410A | 3.0333 | Residential & Commercial | Ducted CEE Tier 1
213078975 | Central HP <5.4 tons | PAYNE HEATING AND COOLING | HRCU-A-CB (Split System: Heat Pump with Remote Outdoor Unit-Air-Source) | 38MURAQ36AB3* |  |  | CAP**3717AL* | PG80MSUA36040B** | 36000 | 15.5 | 8.5 | 38500 | 34800 | 90.39% | 2.02 | 0 | 10 |  |  |  | No | R-410A | 3 | Residential & Commercial | Ducted CEE Tier 1
213079227 | Central HP <5.4 tons | PAYNE HEATING AND COOLING | HRCU-A-CB (Split System: Heat Pump with Remote Outdoor Unit-Air-Source) | 38MURAQ36AB3* |  |  | CAP**4221AL* | PG80MSUA60080C** | 35000 | 16.5 | 8.1 | 38500 | 35000 | 90.91% | 1.9 | 0 | 10 |  |  |  | No | R-410A | 2.9167 | Residential & Commercial | Ducted CEE Tier 1
215679649 | Central HP <5.4 tons | DAY & NIGHT | HRCU-A-CB (Split System: Heat Pump with Remote Outdoor Unit-Air-Source) | C5H0V36*K*AAA* |  |  | EA*5X61M21A*+WALLCON | *97CTN0802120A* | 34800 | 18 | 9 | 34400 | 24800 | 72.09% | 1.92 | 0 | 10.5 |  |  |  | No | R-454B | 2.9 | Residential & Commercial | Ducted CEE Tier 1
214397245 | Central HP <5.4 tons | LUXAIRE | HRCU-A-CB (Split System: Heat Pump with Remote Outdoor Unit-Air-Source) | HH836E2S11 |  |  | CTF36B5CDS1 | TMLE100B12MP11 | 33200 | 18 | 8.5 | 31200 | 25200 | 80.77% | 2 | 0 | 11 |  |  |  | No | R-454B | 2.7667 | Residential & Commercial | Ducted CEE Tier 1
214397773 | Central HP <5.4 tons | CHAMPION HEATING AND COOLING | HRCU-A-CB (Split System: Heat Pump with Remote Outdoor Unit-Air-Source) | HH836E2S11 |  |  | CTM48C5CFS1 | TM8E100C20MP11 | 34400 | 17 | 8.5 | 32600 | 25800 | 79.14% | 2 | 0 | 11 |  |  |  | No | R-454B | 2.8667 | Residential & Commercial | Ducted CEE Tier 1
211391365 | Central HP <5.4 tons | COLEMAN | HRCU-A-CB (Split System: Heat Pump with Remote Outdoor Unit-Air-Source) | HMH72B341 |  |  | XAFC30CXXN1+TXV | TM8E120C16MP11 | 33200 | 18 | 8.5 | 33000 | 23200 | 70.3% | 2.06 | 0 | 10 |  |  |  | No | R-410A | 2.7667 | Residential & Commercial | Ducted CEE Tier 1
211391410 | Central HP <5.4 tons | COLEMAN | HRCU-A-CB (Split System: Heat Pump with Remote Outdoor Unit-Air-Source) | HMH72B341 |  |  | XAHC36DXXN1+TXV | TMLE100C16MP11 | 33600 | 17.5 | 8.1 | 33000 | 23200 | 70.3% | 2.04 | 0 | 10 |  |  |  | No | R-410A | 2.8 | Residential & Commercial | Ducted CEE Tier 1
211391515 | Central HP <5.4 tons | COLEMAN | HRCU-A-CB (Split System: Heat Pump with Remote Outdoor Unit-Air-Source) | HMH72B341 |  |  | XAFC36DBCN1 | TM8E100C16MP11 | 34000 | 17.5 | 8.1 | 33600 | 23800 | 70.83% | 2.08 | 0 | 10 |  |  |  | No | R-410A | 2.8333 | Residential & Commercial | Ducted CEE Tier 1
213778993 | Central HP <5.4 tons | KENMORE | HRCU-A-CB (Split System: Heat Pump with Remote Outdoor Unit-Air-Source) | (C,H,T)VH837GKA** |  |  | EA*4X37L21A*+WALLCON | *95CSU0601716B* | 32800 | 17 | 8.5 | 33000 | 25200 | 76.36% | 1.96 | 0 | 11 |  |  |  | No | R-410A | 2.7333 | Residential & Commercial | Ducted CEE Tier 1
213778743 | Central HP <5.4 tons | KENMORE | HRCU-A-CB (Split System: Heat Pump with Remote Outdoor Unit-Air-Source) | (C,H,T)VH837GKA** |  |  | EA*4X36L17A*+WALLCON | *80CTL0701412B* | 31400 | 16.5 | 8.1 | 33400 | 24400 | 73.05% | 1.82 | 0 | 10.5 |  |  |  | No | R-410A | 2.6167 | Residential & Commercial | Ducted CEE Tier 1
213774613 | Central HP <5.4 tons | KENMORE | HRCU-A-CB (Split System: Heat Pump with Remote Outdoor Unit-Air-Source) | (C,H,T)VH825GKA3* |  |  | EHD4X48AAL+WALLCON | *80CTL1102120B* | 24200 | 16 | 8.1 | 21200 | 16600 | 78.3% | 2.02 | 0 | 10.5 |  |  |  | No | R-410A | 2.0167 | Residential & Commercial | Ducted CEE Tier 1
213774563 | Central HP <5.4 tons | KENMORE | HRCU-A-CB (Split System: Heat Pump with Remote Outdoor Unit-Air-Source) | (C,H,T)VH825GKA3* |  |  | EHD4X48AAL+WALLCON | *80CTL0451712B* | 24200 | 16 | 8.1 | 21400 | 16700 | 78.04% | 2 | 0 | 10.5 |  |  |  | No | R-410A | 2.0167 | Residential & Commercial | Ducted CEE Tier 1
211260920 | Central HP <5.4 tons | SMART COMFORT | HRCU-A-CB (Split System: Heat Pump with Remote Outdoor Unit-Air-Source) | DLCURAH18ABK |  |  | EA*4X25L17A* | *95ESN0601412A* | 18400 | 16.5 | 8.5 | 18200 | 17500 | 96.15% | 2.12 | 0 | 11 |  |  |  | No | R-410A | 1.5333 | Residential & Commercial | Ducted CEE Tier 1
213072150 | Central HP <5.4 tons | ACIQ | HRCU-A-CB (Split System: Heat Pump with Remote Outdoor Unit-Air-Source) | DLCURAH18ABK |  |  | EA*4X24L14A* | *80ES(N,L)0451412A* | 18000 | 16 | 8.5 | 18900 | 18900 | 100% | 2.28 | 0 | 10.5 |  |  |  | No | R-410A | 1.5 | Residential & Commercial | Ducted CEE Tier 1
213072220 | Central HP <5.4 tons | ACIQ | HRCU-A-CB (Split System: Heat Pump with Remote Outdoor Unit-Air-Source) | DLCURAH18ABK |  |  | EA*4X30L14A* | *80VSL0451412A* | 17800 | 16 | 8.5 | 18400 | 18500 | 100.5% | 2.22 | 0 | 10.5 |  |  |  | No | R-410A | 1.4833 | Residential & Commercial | Ducted CEE Tier 1
213072252 | Central HP <5.4 tons | ACIQ | HRCU-A-CB (Split System: Heat Pump with Remote Outdoor Unit-Air-Source) | DLCURAH18ABK |  |  | EA*4X30L17A* | *95ESN0261410A* | 18200 | 15.5 | 8.5 | 18800 | 18400 | 97.87% | 2.22 | 0 | 10.5 |  |  |  | No | R-410A | 1.5167 | Residential & Commercial | Ducted CEE Tier 1
213072303 | Central HP <5.4 tons | ACIQ | HRCU-A-CB (Split System: Heat Pump with Remote Outdoor Unit-Air-Source) | DLCURAH18ABK |  |  | EN(A,D)4X24L17** | *96VTN0401712A* | 17700 | 15.5 | 8.5 | 18700 | 18800 | 100.5% | 2.26 | 0 | 10.5 |  |  |  | No | R-410A | 1.475 | Residential & Commercial | Ducted CEE Tier 1
213072336 | Central HP <5.4 tons | ACIQ | HRCU-A-CB (Split System: Heat Pump with Remote Outdoor Unit-Air-Source) | DLCURAH18ABK |  |  | EN(A,D)4X30L14** | *92ESN0601412A* | 18200 | 16 | 8.5 | 18700 | 18300 | 97.86% | 2.22 | 0 | 11 |  |  |  | No | R-410A | 1.5167 | Residential & Commercial | Ducted CEE Tier 1
213072369 | Central HP <5.4 tons | ACIQ | HRCU-A-CB (Split System: Heat Pump with Remote Outdoor Unit-Air-Source) | DLCURAH18ABK |  |  | EN(A,D)4X30L17** | OMV098J12* | 18400 | 16 | 8.5 | 18900 | 18300 | 96.83% | 2.2 | 0 | 11 |  |  |  | No | R-410A | 1.5333 | Residential & Commercial | Ducted CEE Tier 1
213072370 | Central HP <5.4 tons | ACIQ | HRCU-A-CB (Split System: Heat Pump with Remote Outdoor Unit-Air-Source) | DLCURAH18ABK |  |  | EN(A,D)4X30L17** | OLV098A12* | 18200 | 15.5 | 8.5 | 18800 | 18400 | 97.87% | 2.2 | 0 | 11 |  |  |  | No | R-410A | 1.5167 | Residential & Commercial | Ducted CEE Tier 1
214573352 | Central HP <5.4 tons | ARCOAIRE | HRCU-A-CB (Split System: Heat Pump with Remote Outdoor Unit-Air-Source) | HVH837GKA** |  |  | EN(A,D)4X36L21**+WALLCON | *97CMN0802120B* | 31400 | 17 | 8.1 | 33200 | 24200 | 72.89% | 1.82 | 0 | 11 |  |  |  | No | R-410A | 2.6167 | Residential & Commercial | Ducted CEE Tier 1
214573452 | Central HP <5.4 tons | ARCOAIRE | HRCU-A-CB (Split System: Heat Pump with Remote Outdoor Unit-Air-Source) | HVH837GKA** |  |  | EN(A,D,W)4X48L21**+WALLCON | *95CSU1002122B* | 32400 | 17.5 | 8.5 | 32600 | 24800 | 76.07% | 1.98 | 0 | 11.5 |  |  |  | No | R-410A | 2.7 | Residential & Commercial | Ducted CEE Tier 1
214573602 | Central HP <5.4 tons | ARCOAIRE | HRCU-A-CB (Split System: Heat Pump with Remote Outdoor Unit-Air-Source) | HVH837GKA** |  |  | EN(A,D,W)4X60L24**+WALLCON | *96CTN0802120B* | 32800 | 19 | 8.5 | 32200 | 24600 | 76.4% | 1.98 | 0 | 12 |  |  |  | No | R-410A | 2.7333 | Residential & Commercial | Ducted CEE Tier 1
213072215 | Central HP <5.4 tons | ACIQ | HRCU-A-CB (Split System: Heat Pump with Remote Outdoor Unit-Air-Source) | DLCURAH18ABK |  |  | EA*4X25L17A* | *80ES(N,L)0701412A* | 18200 | 16.5 | 8.5 | 17900 | 17500 | 97.77% | 2.12 | 0 | 11 |  |  |  | No | R-410A | 1.5167 | Residential & Commercial | Ducted CEE Tier 1
211241661 | Central HP <5.4 tons | PAYNE HEATING AND COOLING | HRCU-A-CB (Split System: Heat Pump with Remote Outdoor Unit-Air-Source) | 38MURAQ24AB3* |  |  | CAP**3017AL* | PG80ES(A,L)A36070B** | 24400 | 16.5 | 8.5 | 26400 | 22800 | 86.36% | 1.88 | 0 | 10 |  |  |  | No | R-410A | 2.0333 | Residential & Commercial | Ducted CEE Tier 1
211242063 | Central HP <5.4 tons | PAYNE HEATING AND COOLING | HRCU-A-CB (Split System: Heat Pump with Remote Outdoor Unit-Air-Source) | 38MURAQ24AB3* |  |  | CAP**3617AL* | PG96VTAA42060B** | 24000 | 16.5 | 8.5 | 26000 | 22800 | 87.69% | 1.88 | 0 | 10 |  |  |  | No | R-410A | 2 | Residential & Commercial | Ducted CEE Tier 1
211244099 | Central HP <5.4 tons | PAYNE HEATING AND COOLING | HRCU-A-CB (Split System: Heat Pump with Remote Outdoor Unit-Air-Source) | 38MURAQ24AB3* |  |  | CNPV*2417AL* | PG80ES(A,L)A36045A** | 24200 | 15.5 | 8.5 | 27200 | 22600 | 83.09% | 1.86 | 0 | 10 |  |  |  | No | R-410A | 2.0167 | Residential & Commercial | Ducted CEE Tier 1
214571215 | Central HP <5.4 tons | KEEPRITE | HRCU-A-CB (Split System: Heat Pump with Remote Outdoor Unit-Air-Source) | CVH825GKA3* |  |  | EN(A,D,W)4X48L21**+WALLCON | *80CTL0702120B* | 24200 | 17 | 8.1 | 21200 | 16600 | 78.3% | 2.02 | 0 | 11 |  |  |  | No | R-410A | 2.0167 | Residential & Commercial | Ducted CEE Tier 1
213781563 | Central HP <5.4 tons | KENMORE | HRCU-A-CB (Split System: Heat Pump with Remote Outdoor Unit-Air-Source) | (C,H,T)VH837GKA2* |  |  | EA*4X61L21A*+WALLCON | *80CTL0901716B* | 33200 | 17.5 | 8.1 | 32000 | 24800 | 77.5% | 1.98 | 0 | 11.5 |  |  |  | No | R-410A | 2.7667 | Residential & Commercial | Ducted CEE Tier 1
214595042 | Central HP <5.4 tons | CHAMPION HEATING AND COOLING | HRCU-A-CB (Split System: Heat Pump with Remote Outdoor Unit-Air-Source) | HH860E2S11 |  |  | CTF60C5CHS1 | Z8ES080C20SMPS1 | 54000 | 19 | 9 | 54000 | 39000 | 72.22% | 2 | 0 | 11.7 |  |  |  | No | R-454B | 4.5 | Residential & Commercial | Ducted CEE Tier 1
213780963 | Central HP <5.4 tons | KENMORE | HRCU-A-CB (Split System: Heat Pump with Remote Outdoor Unit-Air-Source) | (C,H,T)VH837GKA2* |  |  | EA*4X37L21A*+WALLCON | *96CTN1002122B* | 33000 | 17 | 8.5 | 32600 | 25000 | 76.69% | 1.98 | 0 | 11.5 |  |  |  | No | R-410A | 2.75 | Residential & Commercial | Ducted CEE Tier 1
214397408 | Central HP <5.4 tons | LUXAIRE | HRCU-A-CB (Split System: Heat Pump with Remote Outdoor Unit-Air-Source) | HH860E2S11 |  |  | CTF60D5CGS1 | TM9V120D20MP12 | 44000 | 18 | 9 | 44500 | 33400 | 75.06% | 2 | 0 | 11.7 |  |  |  | No | R-454B | 3.6667 | Residential & Commercial | Ducted CEE Tier 1
214397056 | Central HP <5.4 tons | LUXAIRE | HRCU-A-CB (Split System: Heat Pump with Remote Outdoor Unit-Air-Source) | HH860E2S11 |  |  | CTM60C5CGS1 | TMLE080C20MP11 | 44500 | 17 | 9 | 45000 | 33800 | 75.11% | 2 | 0 | 11.7 |  |  |  | No | R-454B | 3.7083 | Residential & Commercial | Ducted CEE Tier 1
214397076 | Central HP <5.4 tons | LUXAIRE | HRCU-A-CB (Split System: Heat Pump with Remote Outdoor Unit-Air-Source) | HH860E2S11 |  |  | CTM60D5CGS1 | TMLE130D20MP11 | 46000 | 17 | 9 | 47000 | 34800 | 74.04% | 2 | 0 | 11 |  |  |  | No | R-454B | 3.8333 | Residential & Commercial | Ducted CEE Tier 1
214396605 | Central HP <5.4 tons | LUXAIRE | HRCU-A-CB (Split System: Heat Pump with Remote Outdoor Unit-Air-Source) | HH860E2S11 |  |  | CTM60C5CGS1 | TMLE120C20MP11 | 44500 | 17 | 9 | 45000 | 33600 | 74.67% | 2 | 0 | 11.7 |  |  |  | No | R-454B | 3.7083 | Residential & Commercial | Ducted CEE Tier 1
214397403 | Central HP <5.4 tons | LUXAIRE | HRCU-A-CB (Split System: Heat Pump with Remote Outdoor Unit-Air-Source) | HH860E2S11 |  |  | JHE48C5CG2SS1 |  | 44000 | 19 | 9 | 44000 | 33000 | 75% | 2 | 0 | 12 |  |  |  | No | R-454B | 3.6667 | Residential & Commercial | Ducted CEE Tier 1
213781433 | Central HP <5.4 tons | KENMORE | HRCU-A-CB (Split System: Heat Pump with Remote Outdoor Unit-Air-Source) | (C,H,T)VH837GKA2* |  |  | EA*4X48L24A*+WALLCON | *97CMN1002122B* | 32400 | 17 | 8.5 | 32200 | 24800 | 77.02% | 1.98 | 0 | 11 |  |  |  | No | R-410A | 2.7 | Residential & Commercial | Ducted CEE Tier 1
213780883 | Central HP <5.4 tons | KENMORE | HRCU-A-CB (Split System: Heat Pump with Remote Outdoor Unit-Air-Source) | (C,H,T)VH837GKA2* |  |  | EA*4X37L21A*+WALLCON | *80CTL0902120B* | 32800 | 17 | 8.5 | 33000 | 25000 | 75.76% | 1.98 | 0 | 11 |  |  |  | No | R-410A | 2.7333 | Residential & Commercial | Ducted CEE Tier 1
214397210 | Central HP <5.4 tons | LUXAIRE | HRCU-A-CB (Split System: Heat Pump with Remote Outdoor Unit-Air-Source) | HH860E2S11 |  |  | CTM60D5CJS1+JME18D2SN1 |  | 53500 | 19 | 9 | 54000 | 39000 | 72.22% | 2 | 0 | 11 |  |  |  | No | R-454B | 4.4583 | Residential & Commercial | Ducted CEE Tier 1
214397425 | Central HP <5.4 tons | LUXAIRE | HRCU-A-CB (Split System: Heat Pump with Remote Outdoor Unit-Air-Source) | HH860E2S11 |  |  | CTF60C5CGS1 | TMLE100C16MP11 | 44500 | 18 | 9 | 45500 | 34200 | 75.16% | 2 | 0 | 11 |  |  |  | No | R-454B | 3.7083 | Residential & Commercial | Ducted CEE Tier 1
214398660 | Central HP <5.4 tons | CHAMPION HEATING AND COOLING | HRCU-A-CB (Split System: Heat Pump with Remote Outdoor Unit-Air-Source) | HH860E2S11 |  |  | CTF60C5CGS1 | TPLC100C16MP13 | 43500 | 18 | 9 | 44000 | 33400 | 75.91% | 2 | 0 | 11.7 |  |  |  | No | R-454B | 3.625 | Residential & Commercial | Ducted CEE Tier 1
214398444 | Central HP <5.4 tons | CHAMPION HEATING AND COOLING | HRCU-A-CB (Split System: Heat Pump with Remote Outdoor Unit-Air-Source) | HH860E2S11 |  |  | CTM60C5CHS1 | TM8E100C20MP11 | 53500 | 19 | 8.5 | 55000 | 39000 | 70.91% | 2 | 0 | 11 |  |  |  | No | R-454B | 4.4583 | Residential & Commercial | Ducted CEE Tier 1
213782123 | Central HP <5.4 tons | KENMORE | HRCU-A-CB (Split System: Heat Pump with Remote Outdoor Unit-Air-Source) | (C,H,T)VH837GKA2* |  |  | EHD4X48AAL+WALLCON | *95CSU0601716B* | 32400 | 16 | 8.1 | 33000 | 25000 | 75.76% | 1.94 | 0 | 11 |  |  |  | No | R-410A | 2.7 | Residential & Commercial | Ducted CEE Tier 1
216411119 | Central HP <5.4 tons | CHAMPION HEATING AND COOLING | HRCU-A-CB (Split System: Heat Pump with Remote Outdoor Unit-Air-Source) | HMH72B341 |  |  | XAHB36DBCN1 | Z9ET080B12SMPS1 | 33200 | 17.5 | 8.5 | 33000 | 23200 | 70.3% | 2 | 0 | 10 |  |  |  | No | R-410A | 2.7667 | Residential & Commercial | Ducted CEE Tier 1
211391858 | Central HP <5.4 tons | COLEMAN | HRCU-A-CB (Split System: Heat Pump with Remote Outdoor Unit-Air-Source) | HMH72B341 |  |  | XAUB36DXXN1+TXV | TM8E100B12MP11 | 34000 | 18 | 8.1 | 33800 | 23800 | 70.41% | 2.06 | 0 | 10 |  |  |  | No | R-410A | 2.8333 | Residential & Commercial | Ducted CEE Tier 1
211392117 | Central HP <5.4 tons | COLEMAN | HRCU-A-CB (Split System: Heat Pump with Remote Outdoor Unit-Air-Source) | HMH72B341 |  |  | XAFC30CXXN1+TXV | TMLE080C16MP11 | 33000 | 18 | 8.5 | 33000 | 23200 | 70.3% | 2.04 | 0 | 10 |  |  |  | No | R-410A | 2.75 | Residential & Commercial | Ducted CEE Tier 1
214396424 | Central HP <5.4 tons | LUXAIRE | HRCU-A-CB (Split System: Heat Pump with Remote Outdoor Unit-Air-Source) | HH836E2S11 |  |  | CTM36B5CDS1 | TM9E060B12MP12 | 33000 | 17 | 8.5 | 31400 | 25400 | 80.89% | 2 | 0 | 11 |  |  |  | No | R-454B | 2.75 | Residential & Commercial | Ducted CEE Tier 1
214396474 | Central HP <5.4 tons | LUXAIRE | HRCU-A-CB (Split System: Heat Pump with Remote Outdoor Unit-Air-Source) | HH836E2S11 |  |  | CTM36C5CDS1 | TMLE080C20MP11 | 34400 | 17 | 8.5 | 32400 | 26400 | 81.48% | 2 | 0 | 11 |  |  |  | No | R-454B | 2.8667 | Residential & Commercial | Ducted CEE Tier 1
214396539 | Central HP <5.4 tons | LUXAIRE | HRCU-A-CB (Split System: Heat Pump with Remote Outdoor Unit-Air-Source) | HH836E2S11 |  |  | CTM48C5CFS1 | TPLC100C16MP13 | 33000 | 19 | 9 | 31200 | 25200 | 80.77% | 2 | 0 | 11 |  |  |  | No | R-454B | 2.75 | Residential & Commercial | Ducted CEE Tier 1
214779588 | Central HP <5.4 tons | FRASER-JOHNSTON | HRCU-A-CB (Split System: Heat Pump with Remote Outdoor Unit-Air-Source) | HMH72B341 |  |  | XAHC36DBCN1 | Z9ES080C16SMPS1 | 33200 | 17 | 8.5 | 32000 | 22400 | 70% | 1.8 | 0 | 10 |  |  |  | No | R-410A | 2.7667 | Residential & Commercial | Ducted CEE Tier 1
214807783 | Central HP <5.4 tons | FRASER-JOHNSTON | HRCU-A-CB (Split System: Heat Pump with Remote Outdoor Unit-Air-Source) | HH836E2S11 |  |  | CTU48C5XFS1+JMVT17CC2N1+TXV |  | 34400 | 19 | 9 | 32000 | 25200 | 78.75% | 2 | 0 | 11.7 |  |  |  | No | R-454B | 2.8667 | Residential & Commercial | Ducted CEE Tier 1
212383408 | Central HP <5.4 tons | SMART COMFORT | HRCU-A-CB (Split System: Heat Pump with Remote Outdoor Unit-Air-Source) | DLCURAH36ABK |  |  | EA*4X37L21A* | *80ES(N,L)0701716A* | 36600 | 15.5 | 8.5 | 39000 | 34800 | 89.23% | 2.1 | 0 | 10 |  |  |  | No | R-410A | 3.05 | Residential & Commercial | Ducted CEE Tier 1
212383372 | Central HP <5.4 tons | SMART COMFORT | HRCU-A-CB (Split System: Heat Pump with Remote Outdoor Unit-Air-Source) | DLCURAH36ABK |  |  | EA*4X36L21A* | *80ESU0802120A | 36600 | 15.2 | 8.1 | 40000 | 35400 | 88.5% | 1.88 | 0 | 10 |  |  |  | No | R-410A | 3.05 | Residential & Commercial | Ducted CEE Tier 1
212970483 | Central HP <5.4 tons | KEEPRITE | HRCU-A-CB (Split System: Heat Pump with Remote Outdoor Unit-Air-Source) | DLCURAH36ABK |  |  | EN(A,D,W)4X48L21** | *80VSL0701716B* | 36200 | 16 | 8.1 | 38500 | 35000 | 90.91% | 2 | 0 | 10 |  |  |  | No | R-410A | 3.0167 | Residential & Commercial | Ducted CEE Tier 1
213076505 | Central HP <5.4 tons | SMART COMFORT | HRCU-A-CB (Split System: Heat Pump with Remote Outdoor Unit-Air-Source) | DLCURAH36ABK |  |  | EA*4X37L21A* | *80VTL0701716B* | 36200 | 16 | 8.5 | 38000 | 34800 | 91.58% | 2.04 | 0 | 10 |  |  |  | No | R-410A | 3.0167 | Residential & Commercial | Ducted CEE Tier 1
212384695 | Central HP <5.4 tons | SMART COMFORT | HRCU-A-CB (Split System: Heat Pump with Remote Outdoor Unit-Air-Source) | DLCURAH36ABK |  |  | EN(A,D,W)4X42L21** | *92ESN1002120A* | 36200 | 15.5 | 8.1 | 39500 | 35200 | 89.11% | 1.9 | 0 | 10 |  |  |  | No | R-410A | 3.0167 | Residential & Commercial | Ducted CEE Tier 1
213076527 | Central HP <5.4 tons | SMART COMFORT | HRCU-A-CB (Split System: Heat Pump with Remote Outdoor Unit-Air-Source) | DLCURAH36ABK |  |  | EA*4X43L21A* | *80VTL0701716B* | 36200 | 16 | 8.5 | 38000 | 34800 | 91.58% | 2.04 | 0 | 10 |  |  |  | No | R-410A | 3.0167 | Residential & Commercial | Ducted CEE Tier 1
213075363 | Central HP <5.4 tons | ACIQ | HRCU-A-CB (Split System: Heat Pump with Remote Outdoor Unit-Air-Source) | DLCURAH36ABK |  |  | END4X42L17** | *80ESU0601716A | 36400 | 15.5 | 8.1 | 39500 | 35000 | 88.61% | 1.98 | 0 | 10 |  |  |  | No | R-410A | 3.0333 | Residential & Commercial | Ducted CEE Tier 1
214573614 | Central HP <5.4 tons | DAY & NIGHT | HRCU-A-CB (Split System: Heat Pump with Remote Outdoor Unit-Air-Source) | CVH837GKA2* |  |  | EA*4X36L21A*+WALLCON | *80CTL0702120B* | 31400 | 17 | 8.1 | 33000 | 24200 | 73.33% | 1.86 | 0 | 11 |  |  |  | No | R-410A | 2.6167 | Residential & Commercial | Ducted CEE Tier 1
214719694 | Central HP <5.4 tons | FRASER-JOHNSTON | HRCU-A-CB (Split System: Heat Pump with Remote Outdoor Unit-Air-Source) | HH836E2S11 |  |  | CTU36B5XDS1+TXV | TM9Y080B12MP11 | 33400 | 18 | 8.5 | 31400 | 25600 | 81.53% | 2 | 0 | 11 |  |  |  | No | R-454B | 2.7833 | Residential & Commercial | Ducted CEE Tier 1
216508739 | Central HP <5.4 tons | CHAMPION HEATING AND COOLING | HRCU-A-CB (Split System: Heat Pump with Remote Outdoor Unit-Air-Source) | HH836E2S11 |  |  | CTF30A5ADS1 | TMLE040A12MP11 | 33000 | 18 | 8.5 | 31000 | 25400 | 81.94% | 2 | 0 | 11 |  |  |  | No | R-454B | 2.75 | Residential & Commercial | Ducted CEE Tier 1
216508734 | Central HP <5.4 tons | CHAMPION HEATING AND COOLING | HRCU-A-CB (Split System: Heat Pump with Remote Outdoor Unit-Air-Source) | HH836E2S11 |  |  | CTF30A5ADS1 | Z8ES040A12SMPS1 | 33000 | 18 | 8.5 | 30400 | 24800 | 81.58% | 2 | 0 | 11.7 |  |  |  | No | R-454B | 2.75 | Residential & Commercial | Ducted CEE Tier 1
214397156 | Central HP <5.4 tons | LUXAIRE | HRCU-A-CB (Split System: Heat Pump with Remote Outdoor Unit-Air-Source) | HH824E2S11 |  |  | CTF30B5ACS1 | TPLC080B12MP13 | 23000 | 17 | 9.5 | 23000 | 17900 | 77.83% | 2 | 0 | 12 |  |  |  | No | R-454B | 1.9167 | Residential & Commercial | Ducted CEE Tier 1
214397126 | Central HP <5.4 tons | LUXAIRE | HRCU-A-CB (Split System: Heat Pump with Remote Outdoor Unit-Air-Source) | HH824E2S11 |  |  | CTF30B5ACS1 | TM9E060B12MP12 | 23000 | 17 | 9.5 | 23000 | 18900 | 82.17% | 2 | 0 | 11.7 |  |  |  | No | R-454B | 1.9167 | Residential & Commercial | Ducted CEE Tier 1
214396238 | Central HP <5.4 tons | LUXAIRE | HRCU-A-CB (Split System: Heat Pump with Remote Outdoor Unit-Air-Source) | HH824E2S11 |  |  | CTF36B5ADS1 | TM8E100B12MP11 | 23000 | 18 | 9.5 | 23000 | 18900 | 82.17% | 2 | 0 | 12 |  |  |  | No | R-454B | 1.9167 | Residential & Commercial | Ducted CEE Tier 1
214396273 | Central HP <5.4 tons | LUXAIRE | HRCU-A-CB (Split System: Heat Pump with Remote Outdoor Unit-Air-Source) | HH824E2S11 |  |  | CTM30B5ACS1 | TP9C080B12MP13 | 23000 | 17 | 9.5 | 23000 | 17800 | 77.39% | 2 | 0 | 12 |  |  |  | No | R-454B | 1.9167 | Residential & Commercial | Ducted CEE Tier 1
213771429 | Central HP <5.4 tons | ARCOAIRE | HRCU-A-CB (Split System: Heat Pump with Remote Outdoor Unit-Air-Source) | HVH825GKA2* |  |  | EA*4X42L24A*+WALLCON | *96CTN1202422B* | 23800 | 17 | 8.1 | 21400 | 16600 | 77.57% | 1.96 | 0 | 11 |  |  |  | No | R-410A | 1.9833 | Residential & Commercial | Ducted CEE Tier 1
213771449 | Central HP <5.4 tons | ARCOAIRE | HRCU-A-CB (Split System: Heat Pump with Remote Outdoor Unit-Air-Source) | HVH825GKA2* |  |  | EA*4X43L21A*+WALLCON | *80CTL0701716B* | 24400 | 17 | 8.5 | 21200 | 16600 | 78.3% | 2.02 | 0 | 11 |  |  |  | No | R-410A | 2.0333 | Residential & Commercial | Ducted CEE Tier 1
213771499 | Central HP <5.4 tons | ARCOAIRE | HRCU-A-CB (Split System: Heat Pump with Remote Outdoor Unit-Air-Source) | HVH825GKA2* |  |  | EA*4X43L21A*+WALLCON | *97CMN0601714B* | 24200 | 16.5 | 8.1 | 21200 | 16700 | 78.77% | 2.02 | 0 | 10.5 |  |  |  | No | R-410A | 2.0167 | Residential & Commercial | Ducted CEE Tier 1
214066779 | Central HP <5.4 tons | RHEEM | HRCU-A-CB (Split System: Heat Pump with Remote Outdoor Unit-Air-Source) | RD17AZ36AJ3N |  |  | RCFZ3621MTANM | R802V0755A21UHS | 34200 | 18 | 8.1 | 34200 | 29400 | 85.96% | 2 | 0 | 11.7 |  |  |  | No | R-410A | 2.85 | Residential & Commercial | Ducted CEE Tier 1
214066810 | Central HP <5.4 tons | RHEEM | HRCU-A-CB (Split System: Heat Pump with Remote Outdoor Unit-Air-Source) | RD17AZ36AJ3N |  |  | RCFZ3621MTANM | R802V0504A17UHS | 34200 | 18 | 8.1 | 34200 | 29800 | 87.13% | 1.9 | 0 | 10 |  |  |  | No | R-410A | 2.85 | Residential & Commercial | Ducted CEE Tier 1
214066812 | Central HP <5.4 tons | RHEEM | HRCU-A-CB (Split System: Heat Pump with Remote Outdoor Unit-Air-Source) | RD17AZ36AJ3N |  |  | RCFZ3621MTANM | R951V0703A17M4S | 34200 | 18 | 8.1 | 34200 | 29600 | 86.55% | 1.9 | 0 | 10 |  |  |  | No | R-410A | 2.85 | Residential & Commercial | Ducted CEE Tier 1
214066742 | Central HP <5.4 tons | RUSSELL | HRCU-A-CB (Split System: Heat Pump with Remote Outdoor Unit-Air-Source) | RD17AZ36AJ3N |  |  | TCFZ3621MTANM | S802V0504A17UHN | 34200 | 18 | 8.1 | 34200 | 29800 | 87.13% | 1.9 | 0 | 10 |  |  |  | No | R-410A | 2.85 | Residential & Commercial | Ducted CEE Tier 1
214651756 | Central HP <5.4 tons | FRASER-JOHNSTON | HRCU-A-CB (Split System: Heat Pump with Remote Outdoor Unit-Air-Source) | HH824E2S11 |  |  | CTU30B5XCS1+TXV | TM9Y060B12MP11 | 23000 | 17 | 9.5 | 23000 | 18400 | 80% | 2 | 0 | 11.7 |  |  |  | No | R-454B | 1.9167 | Residential & Commercial | Ducted CEE Tier 1
214651805 | Central HP <5.4 tons | FRASER-JOHNSTON | HRCU-A-CB (Split System: Heat Pump with Remote Outdoor Unit-Air-Source) | HH824E2S11 |  |  | CTU30B5XCS1+TXV | TM9E080B12MP12 | 23000 | 17 | 9.5 | 23000 | 19400 | 84.35% | 2 | 0 | 11.7 |  |  |  | No | R-454B | 1.9167 | Residential & Commercial | Ducted CEE Tier 1
214396239 | Central HP <5.4 tons | FRASER-JOHNSTON | HRCU-A-CB (Split System: Heat Pump with Remote Outdoor Unit-Air-Source) | HH824E2S11 |  |  | CTF36B5ADS1 | TM8E100B12MP11 | 23000 | 18 | 9.5 | 23000 | 18900 | 82.17% | 2 | 0 | 12 |  |  |  | No | R-454B | 1.9167 | Residential & Commercial | Ducted CEE Tier 1
214651883 | Central HP <5.4 tons | FRASER-JOHNSTON | HRCU-A-CB (Split System: Heat Pump with Remote Outdoor Unit-Air-Source) | HH824E2S11 |  |  | CTU36B5XDS1+TXV | Z9ES060B12SMPS1 | 23000 | 17 | 9.5 | 23000 | 18700 | 81.3% | 2 | 0 | 12 |  |  |  | No | R-454B | 1.9167 | Residential & Commercial | Ducted CEE Tier 1
214396231 | Central HP <5.4 tons | LUXAIRE | HRCU-A-CB (Split System: Heat Pump with Remote Outdoor Unit-Air-Source) | HH824E2S11 |  |  | CTF36B5ADS1 | LPLC080B12MP13 | 23000 | 18 | 9 | 23000 | 18500 | 80.43% | 2 | 0 | 12 |  |  |  | No | R-454B | 1.9167 | Residential & Commercial | Ducted CEE Tier 1
213781553 | Central HP <5.4 tons | KENMORE | HRCU-A-CB (Split System: Heat Pump with Remote Outdoor Unit-Air-Source) | (C,H,T)VH837GKA2* |  |  | EA*4X61L21A*+WALLCON | *80CTL0701716B* | 32800 | 17 | 8.1 | 32200 | 25000 | 77.64% | 1.96 | 0 | 11 |  |  |  | No | R-410A | 2.7333 | Residential & Commercial | Ducted CEE Tier 1
213781053 | Central HP <5.4 tons | KENMORE | HRCU-A-CB (Split System: Heat Pump with Remote Outdoor Unit-Air-Source) | (C,H,T)VH837GKA2* |  |  | EA*4X42L21A*+WALLCON | *97CMN1002122B* | 31800 | 17 | 8.1 | 33000 | 24400 | 73.94% | 1.88 | 0 | 11 |  |  |  | No | R-410A | 2.65 | Residential & Commercial | Ducted CEE Tier 1
214396756 | Central HP <5.4 tons | LUXAIRE | HRCU-A-CB (Split System: Heat Pump with Remote Outdoor Unit-Air-Source) | HH860E2S11 |  |  | CTM60C5CHS1 | TM9E100C20MP12 | 53500 | 19 | 8.5 | 55000 | 39000 | 70.91% | 2 | 0 | 11 |  |  |  | No | R-454B | 4.4583 | Residential & Commercial | Ducted CEE Tier 1
214397911 | Central HP <5.4 tons | CHAMPION HEATING AND COOLING | HRCU-A-CB (Split System: Heat Pump with Remote Outdoor Unit-Air-Source) | HH860E2S11 |  |  | CTM60C5CGS1+JMVT17CC2N1 |  | 45000 | 19 | 9.5 | 45000 | 33800 | 75.11% | 2 | 0 | 12 |  |  |  | No | R-454B | 3.75 | Residential & Commercial | Ducted CEE Tier 1
214398010 | Central HP <5.4 tons | CHAMPION HEATING AND COOLING | HRCU-A-CB (Split System: Heat Pump with Remote Outdoor Unit-Air-Source) | HH860E2S11 |  |  | CTM60D5CHS1+JMC20D2SN1 |  | 53000 | 19 | 8.5 | 53000 | 38000 | 71.7% | 2 | 0 | 11.7 |  |  |  | No | R-454B | 4.4167 | Residential & Commercial | Ducted CEE Tier 1
214397477 | Central HP <5.4 tons | CHAMPION HEATING AND COOLING | HRCU-A-CB (Split System: Heat Pump with Remote Outdoor Unit-Air-Source) | HH860E2S11 |  |  | CTM60C5CGS1 | TM9V100C20MP12 | 44000 | 18 | 9 | 44500 | 33600 | 75.51% | 2 | 0 | 11.7 |  |  |  | No | R-454B | 3.6667 | Residential & Commercial | Ducted CEE Tier 1
214397610 | Central HP <5.4 tons | CHAMPION HEATING AND COOLING | HRCU-A-CB (Split System: Heat Pump with Remote Outdoor Unit-Air-Source) | HH860E2S11 |  |  | CTM60D5CHS1 | TMLE130D20MP11 | 54500 | 19 | 8.5 | 55000 | 40000 | 72.73% | 2 | 0 | 11.7 |  |  |  | No | R-454B | 4.5417 | Residential & Commercial | Ducted CEE Tier 1
211244169 | Central HP <5.4 tons | PAYNE HEATING AND COOLING | HRCU-A-CB (Split System: Heat Pump with Remote Outdoor Unit-Air-Source) | 38MURAQ24AB3* |  |  | CNPV*2417AL* | PG92ESAA48080B** | 23800 | 16.5 | 8.5 | 26800 | 23200 | 86.57% | 1.92 | 0 | 10 |  |  |  | No | R-410A | 1.9833 | Residential & Commercial | Ducted CEE Tier 1
211244301 | Central HP <5.4 tons | PAYNE HEATING AND COOLING | HRCU-A-CB (Split System: Heat Pump with Remote Outdoor Unit-Air-Source) | 38MURAQ24AB3* |  |  | CNPV*3014AL* | PG80VTLA36045A** | 24000 | 16.5 | 8.1 | 26200 | 23000 | 87.79% | 1.9 | 0 | 10.5 |  |  |  | No | R-410A | 2 | Residential & Commercial | Ducted CEE Tier 1
211244335 | Central HP <5.4 tons | PAYNE HEATING AND COOLING | HRCU-A-CB (Split System: Heat Pump with Remote Outdoor Unit-Air-Source) | 38MURAQ24AB3* |  |  | CNPV*3014AL* | PG96VTAA30040A** | 23600 | 15.5 | 8.1 | 26200 | 23600 | 90.08% | 1.92 | 0 | 10 |  |  |  | No | R-410A | 1.9667 | Residential & Commercial | Ducted CEE Tier 1
211244486 | Central HP <5.4 tons | PAYNE HEATING AND COOLING | HRCU-A-CB (Split System: Heat Pump with Remote Outdoor Unit-Air-Source) | 38MURAQ24AB3* |  |  | CNPV*3017AL* | PG80ES(A,L)A48070B** | 24800 | 16 | 8.1 | 26800 | 22200 | 82.84% | 1.82 | 0 | 10.5 |  |  |  | No | R-410A | 2.0667 | Residential & Commercial | Ducted CEE Tier 1
211244569 | Central HP <5.4 tons | PAYNE HEATING AND COOLING | HRCU-A-CB (Split System: Heat Pump with Remote Outdoor Unit-Air-Source) | 38MURAQ24AB3* |  |  | CNPV*3017AL* | PG96VTAA36040B** | 23400 | 16 | 8.1 | 25800 | 24000 | 93.02% | 1.98 | 0 | 10 |  |  |  | No | R-410A | 1.95 | Residential & Commercial | Ducted CEE Tier 1
211245068 | Central HP <5.4 tons | PAYNE HEATING AND COOLING | HRCU-A-CB (Split System: Heat Pump with Remote Outdoor Unit-Air-Source) | 38MURAQ24AB3* |  |  | CNPV*3617AL* | PG96VTAA30040A** | 23400 | 16 | 8.1 | 25800 | 24000 | 93.02% | 2 | 0 | 10 |  |  |  | No | R-410A | 1.95 | Residential & Commercial | Ducted CEE Tier 1
212985805 | Central HP <5.4 tons | PAYNE HEATING AND COOLING | HRCU-A-CB (Split System: Heat Pump with Remote Outdoor Unit-Air-Source) | 38MURAQ24AB3* |  |  | CAP**3617AL* | PG96MSAA30026A** | 23400 | 16.5 | 8.5 | 26200 | 24400 | 93.13% | 2.02 | 0 | 10 |  |  |  | No | R-410A | 1.95 | Residential & Commercial | Ducted CEE Tier 1
214075475 | Central HP <5.4 tons | RHEEM | HRCU-A-CB (Split System: Heat Pump with Remote Outdoor Unit-Air-Source) | RD17AZ24AJ3N |  |  | RCFZ2417MTANM | R97MV0603A17DHS | 22600 | 18 | 9.5 | 22600 | 16900 | 74.78% | 2 | 0 | 11.2 |  |  |  | No | R-410A | 1.8833 | Residential & Commercial | Ducted CEE Tier 1
214075488 | Central HP <5.4 tons | RHEEM | HRCU-A-CB (Split System: Heat Pump with Remote Outdoor Unit-Air-Source) | RD17AZ24AJ3N |  |  | RCFZ2417MTANM | R801V0704A17UHU | 22600 | 17 | 9.5 | 22600 | 16900 | 74.78% | 2 | 0 | 11.2 |  |  |  | No | R-410A | 1.8833 | Residential & Commercial | Ducted CEE Tier 1
213782093 | Central HP <5.4 tons | KENMORE | HRCU-A-CB (Split System: Heat Pump with Remote Outdoor Unit-Air-Source) | (C,H,T)VH837GKA2* |  |  | EHD4X48AAL+WALLCON | *80CTL0902120B* | 32600 | 16.5 | 8.1 | 33000 | 24800 | 75.15% | 1.96 | 0 | 11 |  |  |  | No | R-410A | 2.7167 | Residential & Commercial | Ducted CEE Tier 1
213781473 | Central HP <5.4 tons | KENMORE | HRCU-A-CB (Split System: Heat Pump with Remote Outdoor Unit-Air-Source) | (C,H,T)VH837GKA2* |  |  | EA*4X60L24A*+WALLCON | *80CTL0902120B* | 32800 | 17.5 | 8.1 | 31800 | 24600 | 77.36% | 1.98 | 0 | 11.5 |  |  |  | No | R-410A | 2.7333 | Residential & Commercial | Ducted CEE Tier 1
213781293 | Central HP <5.4 tons | KENMORE | HRCU-A-CB (Split System: Heat Pump with Remote Outdoor Unit-Air-Source) | (C,H,T)VH837GKA2* |  |  | EA*4X48L21A*+WALLCON | *80CTL0701716B* | 32200 | 17 | 8.1 | 32600 | 25000 | 76.69% | 1.96 | 0 | 11 |  |  |  | No | R-410A | 2.6833 | Residential & Commercial | Ducted CEE Tier 1
213781323 | Central HP <5.4 tons | KENMORE | HRCU-A-CB (Split System: Heat Pump with Remote Outdoor Unit-Air-Source) | (C,H,T)VH837GKA2* |  |  | EA*4X48L21A*+WALLCON | *80CTL1102120B* | 32400 | 17 | 8.1 | 32400 | 24800 | 76.54% | 1.98 | 0 | 11 |  |  |  | No | R-410A | 2.7 | Residential & Commercial | Ducted CEE Tier 1
214396568 | Central HP <5.4 tons | LUXAIRE | HRCU-A-CB (Split System: Heat Pump with Remote Outdoor Unit-Air-Source) | HH860E2S11 |  |  | CTF60C5CGS1 | TM9V100C16MP12 | 43500 | 18 | 9 | 44000 | 33200 | 75.45% | 2 | 0 | 11.7 |  |  |  | No | R-454B | 3.625 | Residential & Commercial | Ducted CEE Tier 1
214396300 | Central HP <5.4 tons | LUXAIRE | HRCU-A-CB (Split System: Heat Pump with Remote Outdoor Unit-Air-Source) | HH860E2S11 |  |  | CTF60C5CHS1 | TM9V100C20MP12 | 53000 | 19 | 8.5 | 53500 | 38500 | 71.96% | 2 | 0 | 11 |  |  |  | No | R-454B | 4.4167 | Residential & Commercial | Ducted CEE Tier 1
214396311 | Central HP <5.4 tons | LUXAIRE | HRCU-A-CB (Split System: Heat Pump with Remote Outdoor Unit-Air-Source) | HH860E2S11 |  |  | CTF60C5CHS1 | LP9C100C20MP13 | 53000 | 19 | 8.5 | 53500 | 38500 | 71.96% | 2 | 0 | 11 |  |  |  | No | R-454B | 4.4167 | Residential & Commercial | Ducted CEE Tier 1
214809198 | Central HP <5.4 tons | FRASER-JOHNSTON | HRCU-A-CB (Split System: Heat Pump with Remote Outdoor Unit-Air-Source) | HH860E2S11 |  |  | CTU60C5XGS1+TXV | TM9V100C16MP12 | 43500 | 18 | 9 | 44000 | 33200 | 75.45% | 2 | 0 | 11.7 |  |  |  | No | R-454B | 3.625 | Residential & Commercial | Ducted CEE Tier 1
215681867 | Central HP <5.4 tons | ARCOAIRE | HRCU-A-CB (Split System: Heat Pump with Remote Outdoor Unit-Air-Source) | H5H0V48*K*AAA* |  |  | EVM5X49M21A*+WALLCON | *97CTN0801716A* | 47500 | 18.5 | 9 | 50000 | 37200 | 74.4% | 1.98 | 0 | 10 |  |  |  | No | R-454B | 3.9583 | Residential & Commercial | Ducted CEE Tier 1
213780403 | Central HP <5.4 tons | KENMORE | HRCU-A-CB (Split System: Heat Pump with Remote Outdoor Unit-Air-Source) | (C,H,T)VH837GKA** |  |  | EHD4X60AAL+WALLCON | *97CMN1002122B* | 33000 | 16.5 | 8.1 | 32200 | 24800 | 77.02% | 2 | 0 | 11.5 |  |  |  | No | R-410A | 2.75 | Residential & Commercial | Ducted CEE Tier 1
213780433 | Central HP <5.4 tons | KENMORE | HRCU-A-CB (Split System: Heat Pump with Remote Outdoor Unit-Air-Source) | (C,H,T)VH837GKA** |  |  | EHD4X60AAL+WALLCON | *96CTN0801714B* | 32800 | 16.5 | 8.1 | 32200 | 25000 | 77.64% | 1.98 | 0 | 11 |  |  |  | No | R-410A | 2.7333 | Residential & Commercial | Ducted CEE Tier 1
213780283 | Central HP <5.4 tons | KENMORE | HRCU-A-CB (Split System: Heat Pump with Remote Outdoor Unit-Air-Source) | (C,H,T)VH837GKA** |  |  | EHD4X48AAL+WALLCON | *96CTN1002122B* | 32600 | 16.5 | 8.1 | 33000 | 24800 | 75.15% | 1.96 | 0 | 11 |  |  |  | No | R-410A | 2.7167 | Residential & Commercial | Ducted CEE Tier 1
213780133 | Central HP <5.4 tons | KENMORE | HRCU-A-CB (Split System: Heat Pump with Remote Outdoor Unit-Air-Source) | (C,H,T)VH837GKA** |  |  | EHD4X42AAL+WALLCON | *96CTN1202422B* | 32600 | 16.5 | 8.1 | 33000 | 24600 | 74.55% | 1.94 | 0 | 11 |  |  |  | No | R-410A | 2.7167 | Residential & Commercial | Ducted CEE Tier 1
215937108 | Central HP <5.4 tons | ARCOAIRE | HRCU-A-CB (Split System: Heat Pump with Remote Outdoor Unit-Air-Source) | H5H3V48*K*AAA* |  |  | EVM5X48M21A*+WALLCON | *96CTN0801714B* | 43000 | 19 | 8.1 | 53000 | 37600 | 70.94% | 2 | 0 | 11 |  |  |  | No | R-454B | 3.5833 | Residential & Commercial | Ducted CEE Tier 1
213780373 | Central HP <5.4 tons | KENMORE | HRCU-A-CB (Split System: Heat Pump with Remote Outdoor Unit-Air-Source) | (C,H,T)VH837GKA** |  |  | EHD4X60AAL+WALLCON | *95CSU0601716B* | 32800 | 16.5 | 8.1 | 32200 | 25000 | 77.64% | 1.96 | 0 | 11 |  |  |  | No | R-410A | 2.7333 | Residential & Commercial | Ducted CEE Tier 1
214573744 | Central HP <5.4 tons | DAY & NIGHT | HRCU-A-CB (Split System: Heat Pump with Remote Outdoor Unit-Air-Source) | CVH837GKA2* |  |  | EA*4X42L21A*+WALLCON | *95CSU0802120B* | 31800 | 17 | 8.5 | 33000 | 24400 | 73.94% | 1.9 | 0 | 11 |  |  |  | No | R-410A | 2.65 | Residential & Commercial | Ducted CEE Tier 1
214573814 | Central HP <5.4 tons | DAY & NIGHT | HRCU-A-CB (Split System: Heat Pump with Remote Outdoor Unit-Air-Source) | CVH837GKA2* |  |  | EA*4X42L24A*+WALLCON | *95CSU1002122B* | 31800 | 17.5 | 8.5 | 32800 | 24400 | 74.39% | 1.9 | 0 | 11 |  |  |  | No | R-410A | 2.65 | Residential & Commercial | Ducted CEE Tier 1
214573864 | Central HP <5.4 tons | DAY & NIGHT | HRCU-A-CB (Split System: Heat Pump with Remote Outdoor Unit-Air-Source) | CVH837GKA2* |  |  | EA*4X43L21A*+WALLCON | *95CSU0802120B* | 32800 | 17.5 | 8.5 | 32800 | 25200 | 76.83% | 2 | 0 | 11 |  |  |  | No | R-410A | 2.7333 | Residential & Commercial | Ducted CEE Tier 1
214573914 | Central HP <5.4 tons | DAY & NIGHT | HRCU-A-CB (Split System: Heat Pump with Remote Outdoor Unit-Air-Source) | CVH837GKA2* |  |  | EA*4X48L21A*+WALLCON | *80CTL0702120B* | 32200 | 17.5 | 8.5 | 32400 | 25000 | 77.16% | 1.98 | 0 | 11 |  |  |  | No | R-410A | 2.6833 | Residential & Commercial | Ducted CEE Tier 1
211226426 | Central HP <5.4 tons | SMART COMFORT | HRCU-A-CB (Split System: Heat Pump with Remote Outdoor Unit-Air-Source) | DLCURAH36ABK |  |  | EA*4X36L21A* | *96VTN1002122A* | 35200 | 16.5 | 8.1 | 38500 | 35200 | 91.43% | 1.82 | 0 | 10 |  |  |  | No | R-410A | 2.9333 | Residential & Commercial | Ducted CEE Tier 1
215935965 | Central HP <5.4 tons | BRYANT HEATING AND COOLING SYSTEMS | HRCU-A-CB (Split System: Heat Pump with Remote Outdoor Unit-Air-Source) | 293VAN036**AA* |  |  | CVAVA4221XMA*+UI | 83*CA60100C21*** | 34400 | 20.5 | 8.5 | 38500 | 28200 | 73.25% | 2.04 | 0 | 11.7 |  |  |  | No | R-454B | 2.8667 | Residential & Commercial | Ducted CEE Tier 1
215936135 | Central HP <5.4 tons | BRYANT HEATING AND COOLING SYSTEMS | HRCU-A-CB (Split System: Heat Pump with Remote Outdoor Unit-Air-Source) | 293VAN036**AA* |  |  | CVAVA4221XMA*+UI | 986TD66100C21*** | 34400 | 21 | 8.5 | 38500 | 28000 | 72.73% | 2.06 | 0 | 12 |  |  |  | No | R-454B | 2.8667 | Residential & Commercial | Ducted CEE Tier 1
215936235 | Central HP <5.4 tons | BRYANT HEATING AND COOLING SYSTEMS | HRCU-A-CB (Split System: Heat Pump with Remote Outdoor Unit-Air-Source) | 293VAN036**AA* |  |  | CVAVA4224XMA*+UI | 987MC66100C21*** | 35600 | 22 | 8.5 | 38000 | 28400 | 74.74% | 2.04 | 0 | 12.5 |  |  |  | No | R-454B | 2.9667 | Residential & Commercial | Ducted CEE Tier 1
214779586 | Central HP <5.4 tons | FRASER-JOHNSTON | HRCU-A-CB (Split System: Heat Pump with Remote Outdoor Unit-Air-Source) | HMH72B341 |  |  | XAHB36DBCN1 | Z9ES080B12SMPS1 | 33000 | 17 | 8.5 | 32000 | 22400 | 70% | 1.8 | 0 | 10 |  |  |  | No | R-410A | 2.75 | Residential & Commercial | Ducted CEE Tier 1
214719845 | Central HP <5.4 tons | FRASER-JOHNSTON | HRCU-A-CB (Split System: Heat Pump with Remote Outdoor Unit-Air-Source) | HH836E2S11 |  |  | CTU48C5XFS1+TXV | TMLE120C16MP11 | 33600 | 19 | 9 | 31400 | 25400 | 80.89% | 2 | 0 | 11 |  |  |  | No | R-454B | 2.8 | Residential & Commercial | Ducted CEE Tier 1
216508725 | Central HP <5.4 tons | CHAMPION HEATING AND COOLING | HRCU-A-CB (Split System: Heat Pump with Remote Outdoor Unit-Air-Source) | HH836E2S11 |  |  | CTF30A5ADS1 | TM8Y060A12MP11 | 32600 | 18 | 8.5 | 30600 | 25200 | 82.35% | 2 | 0 | 11 |  |  |  | No | R-454B | 2.7167 | Residential & Commercial | Ducted CEE Tier 1
216508764 | Central HP <5.4 tons | CHAMPION HEATING AND COOLING | HRCU-A-CB (Split System: Heat Pump with Remote Outdoor Unit-Air-Source) | HH836E2S11 |  |  | CTF30A5ADS1 | TPLC060A12MP13 | 32800 | 17 | 8.5 | 30600 | 25200 | 82.35% | 2 | 0 | 11 |  |  |  | No | R-454B | 2.7333 | Residential & Commercial | Ducted CEE Tier 1
214075529 | Central HP <5.4 tons | RHEEM | HRCU-A-CB (Split System: Heat Pump with Remote Outdoor Unit-Air-Source) | RD17AZ24AJ3N |  |  | RCFZ2417MTANM | R801V0503A14UH | 22600 | 17 | 9.5 | 22600 | 16900 | 74.78% | 2 | 0 | 11.2 |  |  |  | No | R-410A | 1.8833 | Residential & Commercial | Ducted CEE Tier 1
214075466 | Central HP <5.4 tons | RHEEM | HRCU-A-CB (Split System: Heat Pump with Remote Outdoor Unit-Air-Source) | RD17AZ24AJ3N |  |  | RCFZ2417MTANM | R802V1004A17UHS | 22600 | 17 | 9.5 | 22600 | 16800 | 74.34% | 2.1 | 0 | 11.2 |  |  |  | No | R-410A | 1.8833 | Residential & Commercial | Ducted CEE Tier 1
214396684 | Central HP <5.4 tons | LUXAIRE | HRCU-A-CB (Split System: Heat Pump with Remote Outdoor Unit-Air-Source) | HH824E2S11 |  |  | CTF36B5ADS1 | TM9E060B12MP12 | 23000 | 18 | 9.5 | 23000 | 19200 | 83.48% | 2 | 0 | 12 |  |  |  | No | R-454B | 1.9167 | Residential & Commercial | Ducted CEE Tier 1
214396709 | Central HP <5.4 tons | LUXAIRE | HRCU-A-CB (Split System: Heat Pump with Remote Outdoor Unit-Air-Source) | HH824E2S11 |  |  | CTF30B5ACS1 | TM9E080B12MP12 | 23000 | 17 | 9.5 | 23000 | 19400 | 84.35% | 2 | 0 | 11.7 |  |  |  | No | R-454B | 1.9167 | Residential & Commercial | Ducted CEE Tier 1
214807803 | Central HP <5.4 tons | FRASER-JOHNSTON | HRCU-A-CB (Split System: Heat Pump with Remote Outdoor Unit-Air-Source) | HH824E2S11 |  |  | CTU30B5XCS1+JME08B2SN1+TXV |  | 23000 | 19 | 9.5 | 23000 | 18500 | 80.43% | 2 | 0 | 12 |  |  |  | No | R-454B | 1.9167 | Residential & Commercial | Ducted CEE Tier 1
214397546 | Central HP <5.4 tons | CHAMPION HEATING AND COOLING | HRCU-A-CB (Split System: Heat Pump with Remote Outdoor Unit-Air-Source) | HH824E2S11 |  |  | CTF30B5ACS1 | TM8Y080B12MP11 | 23000 | 18 | 9.5 | 23000 | 18800 | 81.74% | 2 | 0 | 12 |  |  |  | No | R-454B | 1.9167 | Residential & Commercial | Ducted CEE Tier 1
214396348 | Central HP <5.4 tons | LUXAIRE | HRCU-A-CB (Split System: Heat Pump with Remote Outdoor Unit-Air-Source) | HH860E2S11 |  |  | CTM60C5CHS1 | LP9C100C20MP13 | 53000 | 19 | 8.5 | 53500 | 38500 | 71.96% | 2 | 0 | 11 |  |  |  | No | R-454B | 4.4167 | Residential & Commercial | Ducted CEE Tier 1
214574336 | Central HP <5.4 tons | KENMORE | HRCU-A-CB (Split System: Heat Pump with Remote Outdoor Unit-Air-Source) | (C,H,T)VH837GKA2* |  |  | EHD4X48AAL+WALLCON | *80CTL0702120B* | 32600 | 17.5 | 8.5 | 32800 | 25000 | 76.22% | 1.98 | 0 | 11 |  |  |  | No | R-410A | 2.7167 | Residential & Commercial | Ducted CEE Tier 1
214574116 | Central HP <5.4 tons | KENMORE | HRCU-A-CB (Split System: Heat Pump with Remote Outdoor Unit-Air-Source) | (C,H,T)VH837GKA2* |  |  | EA*4X61L21A*+WALLCON | *95CSU1002122B* | 33200 | 18.5 | 8.5 | 31800 | 24800 | 77.99% | 2 | 0 | 11.5 |  |  |  | No | R-410A | 2.7667 | Residential & Commercial | Ducted CEE Tier 1
214574166 | Central HP <5.4 tons | KENMORE | HRCU-A-CB (Split System: Heat Pump with Remote Outdoor Unit-Air-Source) | (C,H,T)VH837GKA2* |  |  | EA*4X61L24A*+WALLCON | *95CSU0802120B* | 33200 | 17.5 | 8.5 | 32000 | 24800 | 77.5% | 2 | 0 | 11.5 |  |  |  | No | R-410A | 2.7667 | Residential & Commercial | Ducted CEE Tier 1
213780763 | Central HP <5.4 tons | KENMORE | HRCU-A-CB (Split System: Heat Pump with Remote Outdoor Unit-Air-Source) | (C,H,T)VH837GKA2* |  |  | EA*4X36L21A*+WALLCON | *80CTL0902120B* | 31600 | 17 | 8.1 | 32800 | 24200 | 73.78% | 1.86 | 0 | 11 |  |  |  | No | R-410A | 2.6333 | Residential & Commercial | Ducted CEE Tier 1
214397857 | Central HP <5.4 tons | CHAMPION HEATING AND COOLING | HRCU-A-CB (Split System: Heat Pump with Remote Outdoor Unit-Air-Source) | HH860E2S11 |  |  | CTF60D5CGS1+JMC20D2SN1 |  | 46000 | 19 | 9.5 | 46000 | 34000 | 73.91% | 2 | 0 | 12 |  |  |  | No | R-454B | 3.8333 | Residential & Commercial | Ducted CEE Tier 1
214397862 | Central HP <5.4 tons | CHAMPION HEATING AND COOLING | HRCU-A-CB (Split System: Heat Pump with Remote Outdoor Unit-Air-Source) | HH860E2S11 |  |  | CTM60C5CGS1 | TM8E120C16MP11 | 44500 | 18 | 9 | 45500 | 34200 | 75.16% | 2 | 0 | 11 |  |  |  | No | R-454B | 3.7083 | Residential & Commercial | Ducted CEE Tier 1
212987377 | Central HP <5.4 tons | PAYNE HEATING AND COOLING | HRCU-A-CB (Split System: Heat Pump with Remote Outdoor Unit-Air-Source) | 38MURAQ24AB3* |  |  | CAP**2517AL* | PG96MSAA48080B** | 24400 | 17 | 8.5 | 25200 | 21600 | 85.71% | 1.8 | 0 | 10 |  |  |  | No | R-410A | 2.0333 | Residential & Commercial | Ducted CEE Tier 1
212988699 | Central HP <5.4 tons | PAYNE HEATING AND COOLING | HRCU-A-CB (Split System: Heat Pump with Remote Outdoor Unit-Air-Source) | 38MURAQ24AB3* |  |  | CAP**3717AL* | PG95MSUA36040B** | 24000 | 16.5 | 8.5 | 25200 | 22200 | 88.1% | 1.84 | 0 | 10 |  |  |  | No | R-410A | 2 | Residential & Commercial | Ducted CEE Tier 1
214572492 | Central HP <5.4 tons | ARCOAIRE | HRCU-A-CB (Split System: Heat Pump with Remote Outdoor Unit-Air-Source) | HVH837GKA** |  |  | EA*4X36L21A*+WALLCON | *95CSU1002122B* | 31600 | 17 | 8.1 | 32800 | 24200 | 73.78% | 1.86 | 0 | 11 |  |  |  | No | R-410A | 2.6333 | Residential & Commercial | Ducted CEE Tier 1
214570622 | Central HP <5.4 tons | ARCOAIRE | HRCU-A-CB (Split System: Heat Pump with Remote Outdoor Unit-Air-Source) | HVH825GKA3* |  |  | EA*4X43L21A*+WALLCON | *95CSU0802120B* | 24400 | 16.5 | 8.5 | 21200 | 16600 | 78.3% | 2.02 | 0 | 11 |  |  |  | No | R-410A | 2.0333 | Residential & Commercial | Ducted CEE Tier 1
214571222 | Central HP <5.4 tons | ARCOAIRE | HRCU-A-CB (Split System: Heat Pump with Remote Outdoor Unit-Air-Source) | HVH825GKA3* |  |  | EN(A,D,W)4X48L21**+WALLCON | *95CSU0802120B* | 24200 | 17 | 8.1 | 21400 | 16600 | 77.57% | 2 | 0 | 11 |  |  |  | No | R-410A | 2.0167 | Residential & Commercial | Ducted CEE Tier 1
212970854 | Central HP <5.4 tons | KEEPRITE | HRCU-A-CB (Split System: Heat Pump with Remote Outdoor Unit-Air-Source) | DLCURAH18ABK |  |  | EA*4X19L17A* | *80VTL0451412B* | 18200 | 16.5 | 8.5 | 18100 | 17700 | 97.79% | 2.14 | 0 | 11 |  |  |  | No | R-410A | 1.5167 | Residential & Commercial | Ducted CEE Tier 1
212985348 | Central HP <5.4 tons | BRYANT HEATING AND COOLING SYSTEMS | HRCU-A-CB (Split System: Heat Pump with Remote Outdoor Unit-Air-Source) | 38MURAQ24AB3* |  |  | CAP**3721AL* | 912SE60100M21*** | 24200 | 17.5 | 8.5 | 25200 | 21600 | 85.71% | 1.82 | 0 | 10.5 |  |  |  | No | R-410A | 2.0167 | Residential & Commercial | Ducted CEE Tier 1
214571149 | Central HP <5.4 tons | BRYANT HEATING AND COOLING SYSTEMS | HRCU-A-CB (Split System: Heat Pump with Remote Outdoor Unit-Air-Source) | 288BNV025*0**C* |  |  | CNPV*4221AL*+UI | 88*TB60070C21*** | 23800 | 16.5 | 8.1 | 21400 | 16700 | 78.04% | 1.96 | 0 | 11 |  |  |  | No | R-410A | 1.9833 | Residential & Commercial | Ducted CEE Tier 1
215676167 | Central HP <5.4 tons | ARCOAIRE | HRCU-A-CB (Split System: Heat Pump with Remote Outdoor Unit-Air-Source) | H5H0V48*K*AAA* |  |  | EVD5X48M21A*+WALLCON | *96CTN1002122B* | 47000 | 18.5 | 9 | 50000 | 36400 | 72.8% | 2 | 0 | 10 |  |  |  | No | R-454B | 3.9167 | Residential & Commercial | Ducted CEE Tier 1
215675517 | Central HP <5.4 tons | ARCOAIRE | HRCU-A-CB (Split System: Heat Pump with Remote Outdoor Unit-Air-Source) | H5H0V48*K*AAA* |  |  | EVM5X49M21A*+WALLCON | *80CSU1002120A* | 48000 | 18.5 | 9 | 50000 | 36800 | 73.6% | 2 | 0 | 10 |  |  |  | No | R-454B | 4 | Residential & Commercial | Ducted CEE Tier 1
213080874 | Central HP <5.4 tons | PAYNE HEATING AND COOLING | HRCU-A-CB (Split System: Heat Pump with Remote Outdoor Unit-Air-Source) | 38MURAQ36AB3* |  |  | CNPV*4824AL* | PG95MSUA60080C** | 35800 | 16.5 | 8.1 | 38500 | 35000 | 90.91% | 2 | 0 | 10 |  |  |  | No | R-410A | 2.9833 | Residential & Commercial | Ducted CEE Tier 1
214719932 | Central HP <5.4 tons | FRASER-JOHNSTON | HRCU-A-CB (Split System: Heat Pump with Remote Outdoor Unit-Air-Source) | HH836E2S11 |  |  | CTU48C5XFS1+TXV | TM9V100C16MP12 | 33200 | 18 | 9 | 31200 | 25200 | 80.77% | 2 | 0 | 11 |  |  |  | No | R-454B | 2.7667 | Residential & Commercial | Ducted CEE Tier 1
211390196 | Central HP <5.4 tons | COLEMAN | HRCU-A-CB (Split System: Heat Pump with Remote Outdoor Unit-Air-Source) | HMH72B341 |  |  | XAFC36DXXN1+TXV | TPLC080C16MP13 | 34000 | 17.5 | 8.5 | 33800 | 23800 | 70.41% | 2.08 | 0 | 10 |  |  |  | No | R-410A | 2.8333 | Residential & Commercial | Ducted CEE Tier 1
214570654 | Central HP <5.4 tons | DAY & NIGHT | HRCU-A-CB (Split System: Heat Pump with Remote Outdoor Unit-Air-Source) | CVH825GKA3* |  |  | EA*4X43L21A*+WALLCON | *97CMN0802120B* | 24400 | 16.5 | 8.5 | 21200 | 16600 | 78.3% | 2.04 | 0 | 11 |  |  |  | No | R-410A | 2.0333 | Residential & Commercial | Ducted CEE Tier 1
214570704 | Central HP <5.4 tons | DAY & NIGHT | HRCU-A-CB (Split System: Heat Pump with Remote Outdoor Unit-Air-Source) | CVH825GKA3* |  |  | EA*4X48L21A*+WALLCON | *97CMN0602120B* | 24000 | 16.5 | 8.5 | 21000 | 16600 | 79.05% | 2 | 0 | 10.5 |  |  |  | No | R-410A | 2 | Residential & Commercial | Ducted CEE Tier 1
214574466 | Central HP <5.4 tons | KENMORE | HRCU-A-CB (Split System: Heat Pump with Remote Outdoor Unit-Air-Source) | (C,H,T)VH837GKA2* |  |  | EN(A,D)4X36L21**+WALLCON | *95CSU0802120B* | 31400 | 16.5 | 8.1 | 33200 | 24200 | 72.89% | 1.82 | 0 | 11 |  |  |  | No | R-410A | 2.6167 | Residential & Commercial | Ducted CEE Tier 1
214574616 | Central HP <5.4 tons | KENMORE | HRCU-A-CB (Split System: Heat Pump with Remote Outdoor Unit-Air-Source) | (C,H,T)VH837GKA2* |  |  | EN(A,D,W)4X48L21**+WALLCON | *97CMN0802120B* | 32400 | 17.5 | 8.5 | 32800 | 24800 | 75.61% | 1.96 | 0 | 11.5 |  |  |  | No | R-410A | 2.7 | Residential & Commercial | Ducted CEE Tier 1
214574716 | Central HP <5.4 tons | KENMORE | HRCU-A-CB (Split System: Heat Pump with Remote Outdoor Unit-Air-Source) | (C,H,T)VH837GKA2* |  |  | EN(A,D,W)4X60L24**+WALLCON | *95CSU1002122B* | 32800 | 19 | 8.5 | 32200 | 24600 | 76.4% | 1.98 | 0 | 12 |  |  |  | No | R-410A | 2.7333 | Residential & Commercial | Ducted CEE Tier 1
214574296 | Central HP <5.4 tons | KENMORE | HRCU-A-CB (Split System: Heat Pump with Remote Outdoor Unit-Air-Source) | (C,H,T)VH837GKA2* |  |  | EHD4X42AAL+WALLCON | *95CSU1002122B* | 32600 | 17 | 8.5 | 32800 | 24800 | 75.61% | 1.96 | 0 | 11 |  |  |  | No | R-410A | 2.7167 | Residential & Commercial | Ducted CEE Tier 1
214574416 | Central HP <5.4 tons | KENMORE | HRCU-A-CB (Split System: Heat Pump with Remote Outdoor Unit-Air-Source) | (C,H,T)VH837GKA2* |  |  | EHD4X60AAL+WALLCON | *95CSU1002122B* | 33000 | 18 | 8.5 | 32000 | 24800 | 77.5% | 2.02 | 0 | 11.5 |  |  |  | No | R-410A | 2.75 | Residential & Commercial | Ducted CEE Tier 1
214606543 | Central HP <5.4 tons | LUXAIRE | HRCU-A-C (Split System: Heat Pump with Remote Outdoor Unit with No Indoor Fan --Air Source) | HH860E2S11 |  |  | CTM60D5CHS1 |  | 53500 | 15.2 | 8.1 | 55000 | 40000 | 72.73% | 2 | 0 | 11 |  |  |  | No | R-454B | 4.4583 | Residential & Commercial | Ducted CEE Tier 1
214606545 | Central HP <5.4 tons | LUXAIRE | HRCU-A-C (Split System: Heat Pump with Remote Outdoor Unit with No Indoor Fan --Air Source) | HH860E2S11 |  |  | CTF60C5CHS1 |  | 54000 | 15.2 | 8.1 | 55000 | 40000 | 72.73% | 2 | 0 | 11 |  |  |  | No | R-454B | 4.5 | Residential & Commercial | Ducted CEE Tier 1
212986200 | Central HP <5.4 tons | BRYANT HEATING AND COOLING SYSTEMS | HRCU-A-CB (Split System: Heat Pump with Remote Outdoor Unit-Air-Source) | 38MURAQ24AB3* |  |  | CAP**3717AL* | 916SA30040M14*** | 24000 | 16 | 8.1 | 25200 | 22200 | 88.1% | 1.84 | 0 | 10 |  |  |  | No | R-410A | 2 | Residential & Commercial | Ducted CEE Tier 1
212986248 | Central HP <5.4 tons | BRYANT HEATING AND COOLING SYSTEMS | HRCU-A-CB (Split System: Heat Pump with Remote Outdoor Unit-Air-Source) | 38MURAQ24AB3* |  |  | CNPV*3017AL* | 916SA30040M14*** | 23400 | 16 | 8.1 | 26400 | 24400 | 92.42% | 2.02 | 0 | 10 |  |  |  | No | R-410A | 1.95 | Residential & Commercial | Ducted CEE Tier 1
212986968 | Central HP <5.4 tons | BRYANT HEATING AND COOLING SYSTEMS | HRCU-A-CB (Split System: Heat Pump with Remote Outdoor Unit-Air-Source) | 38MURAQ24AB3* |  |  | CNPV*3617AL* | 916SA36060M14*** | 23600 | 16.5 | 8.1 | 26400 | 24200 | 91.67% | 2.02 | 0 | 10 |  |  |  | No | R-410A | 1.9667 | Residential & Commercial | Ducted CEE Tier 1
212979858 | Central HP <5.4 tons | BRYANT HEATING AND COOLING SYSTEMS | HRCU-A-CB (Split System: Heat Pump with Remote Outdoor Unit-Air-Source) | 38MURAQ24AB3* |  |  | CAP**3621AL* | 8(0,1)*SB42090M17*** | 23800 | 17.5 | 8.5 | 26200 | 23600 | 90.08% | 1.98 | 0 | 10 |  |  |  | No | R-410A | 1.9833 | Residential & Commercial | Ducted CEE Tier 1
212979906 | Central HP <5.4 tons | BRYANT HEATING AND COOLING SYSTEMS | HRCU-A-CB (Split System: Heat Pump with Remote Outdoor Unit-Air-Source) | 38MURAQ24AB3* |  |  | CNPV*3017AL* | 8(0,1)*SB42090M17*** | 23600 | 17 | 8.5 | 26400 | 24400 | 92.42% | 2.02 | 0 | 10.5 |  |  |  | No | R-410A | 1.9667 | Residential & Commercial | Ducted CEE Tier 1
212978103 | Central HP <5.4 tons | BRYANT HEATING AND COOLING SYSTEMS | HRCU-A-CB (Split System: Heat Pump with Remote Outdoor Unit-Air-Source) | 38MURAQ24AB3* |  |  | CAP**2517AL* | 8(0,1)*SB36070M14*** | 24200 | 17.5 | 8.5 | 25200 | 21800 | 86.51% | 1.82 | 0 | 10.5 |  |  |  | No | R-410A | 2.0167 | Residential & Commercial | Ducted CEE Tier 1
214569445 | Central HP <5.4 tons | BRYANT HEATING AND COOLING SYSTEMS | HRCU-A-CB (Split System: Heat Pump with Remote Outdoor Unit-Air-Source) | 284ANV048*0**B* |  |  | CAP**6124AL*+UI | 88*TB60070C21*** | 45000 | 21 | 10 | 46000 | 36400 | 79.13% | 2.34 | 0 | 11.5 |  |  |  | No | R-410A | 3.75 | Residential & Commercial | Ducted CEE Tier 1
212980479 | Central HP <5.4 tons | ARCOAIRE | HRCU-A-CB (Split System: Heat Pump with Remote Outdoor Unit-Air-Source) | DLCURAH36ABK |  |  | EA*4X48L21A* | *80MS(N,L)0902120A* | 35800 | 16.5 | 8.5 | 37800 | 34600 | 91.53% | 2.02 | 0 | 10 |  |  |  | No | R-410A | 2.9833 | Residential & Commercial | Ducted CEE Tier 1
213075373 | Central HP <5.4 tons | ACIQ | HRCU-A-CB (Split System: Heat Pump with Remote Outdoor Unit-Air-Source) | DLCURAH36ABK |  |  | EN(A,D,W)4X42L21** | *95ESN1002122A* | 36600 | 15.2 | 8.1 | 40000 | 35200 | 88% | 1.92 | 0 | 10 |  |  |  | No | R-410A | 3.05 | Residential & Commercial | Ducted CEE Tier 1
211391232 | Central HP <5.4 tons | COLEMAN | HRCU-A-CB (Split System: Heat Pump with Remote Outdoor Unit-Air-Source) | HMH72B341 |  |  | XAHC36DXXN1+TXV | TMLE120C16MP11 | 33600 | 17.5 | 8.1 | 33000 | 23200 | 70.3% | 2.04 | 0 | 10 |  |  |  | No | R-410A | 2.8 | Residential & Commercial | Ducted CEE Tier 1
216508754 | Central HP <5.4 tons | CHAMPION HEATING AND COOLING | HRCU-A-CB (Split System: Heat Pump with Remote Outdoor Unit-Air-Source) | HH836E2S11 |  |  | CTF30A5ADS1 | TMLV060A12MP12 | 32800 | 17 | 8.5 | 30600 | 25200 | 82.35% | 2 | 0 | 11 |  |  |  | No | R-454B | 2.7333 | Residential & Commercial | Ducted CEE Tier 1
214595027 | Central HP <5.4 tons | CHAMPION HEATING AND COOLING | HRCU-A-CB (Split System: Heat Pump with Remote Outdoor Unit-Air-Source) | HH836E2S11 |  |  | CTM48C5CFS1 | Z8ES100C20SMPS1 | 34400 | 19 | 9 | 32000 | 25400 | 79.38% | 2 | 0 | 11 |  |  |  | No | R-454B | 2.8667 | Residential & Commercial | Ducted CEE Tier 1
211392601 | Central HP <5.4 tons | COLEMAN | HRCU-A-CB (Split System: Heat Pump with Remote Outdoor Unit-Air-Source) | HMH72B341 |  |  | XAFB36DXXN1+TXV | TM8E060A12MP11 | 34000 | 18 | 8.1 | 33800 | 23800 | 70.41% | 2.06 | 0 | 10 |  |  |  | No | R-410A | 2.8333 | Residential & Commercial | Ducted CEE Tier 1
214396806 | Central HP <5.4 tons | LUXAIRE | HRCU-A-CB (Split System: Heat Pump with Remote Outdoor Unit-Air-Source) | HH836E2S11 |  |  | CTF36B5CDS1 | TM9E060B12MP12 | 33200 | 17 | 8.5 | 31600 | 25400 | 80.38% | 2 | 0 | 11 |  |  |  | No | R-454B | 2.7667 | Residential & Commercial | Ducted CEE Tier 1
214397292 | Central HP <5.4 tons | LUXAIRE | HRCU-A-CB (Split System: Heat Pump with Remote Outdoor Unit-Air-Source) | HH836E2S11 |  |  | CTF36B5CDS1+JME12B2SN1 |  | 33400 | 19 | 9 | 30400 | 24800 | 81.58% | 2 | 0 | 12 |  |  |  | No | R-454B | 2.7833 | Residential & Commercial | Ducted CEE Tier 1
214397359 | Central HP <5.4 tons | LUXAIRE | HRCU-A-CB (Split System: Heat Pump with Remote Outdoor Unit-Air-Source) | HH836E2S11 |  |  | CTM48C5CFS1 | TM9V080C16MP12 | 32800 | 19 | 9 | 31200 | 25200 | 80.77% | 2 | 0 | 11 |  |  |  | No | R-454B | 2.7333 | Residential & Commercial | Ducted CEE Tier 1
214066747 | Central HP <5.4 tons | RUSSELL | HRCU-A-CB (Split System: Heat Pump with Remote Outdoor Unit-Air-Source) | RD17AZ36AJ3N |  |  | TCFZ3621MTANM | S802V0754A17DZ | 34200 | 18 | 8.1 | 34200 | 29600 | 86.55% | 1.9 | 0 | 10 |  |  |  | No | R-410A | 2.85 | Residential & Commercial | Ducted CEE Tier 1
214066897 | Central HP <5.4 tons | RUSSELL | HRCU-A-CB (Split System: Heat Pump with Remote Outdoor Unit-Air-Source) | RD17AZ36AJ3N |  |  | TCFZ3621MTANM | S97MV1005A21DHS | 34200 | 18 | 8.1 | 34200 | 29400 | 85.96% | 1.9 | 0 | 10 |  |  |  | No | R-410A | 2.85 | Residential & Commercial | Ducted CEE Tier 1
215678209 | Central HP <5.4 tons | DAY & NIGHT | HRCU-A-CB (Split System: Heat Pump with Remote Outdoor Unit-Air-Source) | C5H0V24*K*AAA* |  |  | EA*5X24M17A*+WALLCON | *97CTN0601716A* | 22800 | 16.5 | 9 | 24000 | 16900 | 70.42% | 1.94 | 0 | 10 |  |  |  | No | R-454B | 1.9 | Residential & Commercial | Ducted CEE Tier 1
215662867 | Central HP <5.4 tons | ARCOAIRE | HRCU-A-CB (Split System: Heat Pump with Remote Outdoor Unit-Air-Source) | H5H0V48*K*AAA* |  |  | FCMA5B48L0C*+WALLCON |  | 45500 | 19 | 9 | 48000 | 33600 | 70% | 2.1 | 0 | 10.5 |  |  |  | No | R-454B | 3.7917 | Residential & Commercial | Ducted CEE Tier 1
215674448 | Central HP <5.4 tons | ARCOAIRE | HRCU-A-CB (Split System: Heat Pump with Remote Outdoor Unit-Air-Source) | H5H0V48*K*AAA* |  |  | EA*5X61M21A*+WALLCON | *96CTN1002122B* | 46000 | 18 | 9 | 47500 | 33800 | 71.16% | 2.08 | 0 | 10 |  |  |  | No | R-454B | 3.8333 | Residential & Commercial | Ducted CEE Tier 1
214571254 | Central HP <5.4 tons | DAY & NIGHT | HRCU-A-CB (Split System: Heat Pump with Remote Outdoor Unit-Air-Source) | CVH825GKA3* |  |  | EN(A,D,W)4X48L21**+WALLCON | *97CMN0802120B* | 24200 | 17 | 8.1 | 21200 | 16600 | 78.3% | 2.02 | 0 | 11.5 |  |  |  | No | R-410A | 2.0167 | Residential & Commercial | Ducted CEE Tier 1
214571199 | Central HP <5.4 tons | BRYANT HEATING AND COOLING SYSTEMS | HRCU-A-CB (Split System: Heat Pump with Remote Outdoor Unit-Air-Source) | 288BNV025*0**C* |  |  | CNPV*4221AL*+UI | 986TD60080C21*** | 23800 | 16.5 | 8.1 | 21400 | 16600 | 77.57% | 1.96 | 0 | 11 |  |  |  | No | R-410A | 1.9833 | Residential & Commercial | Ducted CEE Tier 1
214570379 | Central HP <5.4 tons | BRYANT HEATING AND COOLING SYSTEMS | HRCU-A-CB (Split System: Heat Pump with Remote Outdoor Unit-Air-Source) | 288BNV025*0**C* |  |  | CAP**3621AL*+UI | 935CB60080C21*** | 23600 | 16.5 | 8.1 | 21400 | 16700 | 78.04% | 1.94 | 0 | 10.5 |  |  |  | No | R-410A | 1.9667 | Residential & Commercial | Ducted CEE Tier 1
212609354 | Central HP <5.4 tons | RUSSELL | HRCU-A-CB (Split System: Heat Pump with Remote Outdoor Unit-Air-Source) | SP18AZ36AJVC |  |  | TCFZ6021SEAAM | S802V0755A21DZ | 34200 | 18 | 8.5 | 34200 | 43000 | 125.7% | 2.2 | 0 | 12.5 |  |  |  | No | R-410A | 2.85 | Residential & Commercial | Ducted CEE Tier 1
213072238 | Central HP <5.4 tons | ACIQ | HRCU-A-CB (Split System: Heat Pump with Remote Outdoor Unit-Air-Source) | DLCURAH18ABK |  |  | EA*4X30L17A* | *96VSN0801716A* | 17600 | 16 | 8.5 | 18100 | 18600 | 102.8% | 2.24 | 0 | 10.5 |  |  |  | No | R-410A | 1.4667 | Residential & Commercial | Ducted CEE Tier 1
213072290 | Central HP <5.4 tons | ACIQ | HRCU-A-CB (Split System: Heat Pump with Remote Outdoor Unit-Air-Source) | DLCURAH18ABK |  |  | EN(A,D)4X24L14** | *80ES(N,L)0701412A* | 17500 | 16 | 8.5 | 18400 | 18800 | 102.2% | 2.26 | 0 | 11 |  |  |  | No | R-410A | 1.4583 | Residential & Commercial | Ducted CEE Tier 1
213072197 | Central HP <5.4 tons | ACIQ | HRCU-A-CB (Split System: Heat Pump with Remote Outdoor Unit-Air-Source) | DLCURAH18ABK |  |  | EA*4X25L17A* | *80VTL0451412A* | 18200 | 16.5 | 8.5 | 18000 | 17500 | 97.22% | 2.12 | 0 | 11 |  |  |  | No | R-410A | 1.5167 | Residential & Commercial | Ducted CEE Tier 1
211244950 | Central HP <5.4 tons | BRYANT HEATING AND COOLING SYSTEMS | HRCU-A-CB (Split System: Heat Pump with Remote Outdoor Unit-Air-Source) | 38MURAQ24AB3* |  |  | CNPV*3617AL* | 82*SA48045V17*** | 24200 | 16 | 8.1 | 26400 | 22800 | 86.36% | 1.88 | 0 | 10.5 |  |  |  | No | R-410A | 2.0167 | Residential & Commercial | Ducted CEE Tier 1
211245000 | Central HP <5.4 tons | BRYANT HEATING AND COOLING SYSTEMS | HRCU-A-CB (Split System: Heat Pump with Remote Outdoor Unit-Air-Source) | 38MURAQ24AB3* |  |  | CNPV*3617AL* | 82*TA36070V14*** | 24400 | 16.5 | 8.1 | 26400 | 22800 | 86.36% | 1.88 | 0 | 10.5 |  |  |  | No | R-410A | 2.0333 | Residential & Commercial | Ducted CEE Tier 1
213075405 | Central HP <5.4 tons | ACIQ | HRCU-A-CB (Split System: Heat Pump with Remote Outdoor Unit-Air-Source) | DLCURAH36ABK |  |  | FJMA4*42L*C* |  | 37000 | 16 | 8.1 | 39000 | 34800 | 89.23% | 2 | 0 | 10 |  |  |  | No | R-410A | 3.0833 | Residential & Commercial | Ducted CEE Tier 1
213075358 | Central HP <5.4 tons | ACIQ | HRCU-A-CB (Split System: Heat Pump with Remote Outdoor Unit-Air-Source) | DLCURAH36ABK |  |  | END4X42L17** | *80ES(N,L)0901714A* | 36200 | 15.5 | 8.1 | 39500 | 35000 | 88.61% | 1.98 | 0 | 10 |  |  |  | No | R-410A | 3.0167 | Residential & Commercial | Ducted CEE Tier 1
216581439 | Central HP <5.4 tons | BRYANT HEATING AND COOLING SYSTEMS | HRCU-A-CB (Split System: Heat Pump with Remote Outdoor Unit-Air-Source) | 284ANV048*0**B* |  |  | CAP**4821AL*+UI | 987TA60080C21*** | 43000 | 20.5 | 9 | 46500 | 36200 | 77.85% | 2 | 0 | 10.5 |  |  |  | No | R-410A | 3.5833 | Residential & Commercial | Ducted CEE Tier 1
216581455 | Central HP <5.4 tons | BRYANT HEATING AND COOLING SYSTEMS | HRCU-A-CB (Split System: Heat Pump with Remote Outdoor Unit-Air-Source) | 284ANV048*0**B* |  |  | CAP**6124AL*+UI | 987TA60080C21*** | 45000 | 21 | 9.5 | 46000 | 36000 | 78.26% | 2 | 0 | 11 |  |  |  | No | R-410A | 3.75 | Residential & Commercial | Ducted CEE Tier 1
212383273 | Central HP <5.4 tons | SMART COMFORT | HRCU-A-CB (Split System: Heat Pump with Remote Outdoor Unit-Air-Source) | DLCURAH36ABK |  |  | EA*4X36L21A* | *80VTL1102122A* | 36000 | 15.5 | 8.1 | 39500 | 35200 | 89.11% | 1.84 | 0 | 10 |  |  |  | No | R-410A | 3 | Residential & Commercial | Ducted CEE Tier 1
211230698 | Central HP <5.4 tons | SMART COMFORT | HRCU-A-CB (Split System: Heat Pump with Remote Outdoor Unit-Air-Source) | DLCURAH36ABK |  |  | EN(A,D)4X48L24** | *96VSN0802120A* | 36200 | 16 | 8.1 | 38500 | 34800 | 90.39% | 2.02 | 0 | 10 |  |  |  | No | R-410A | 3.0167 | Residential & Commercial | Ducted CEE Tier 1
213780003 | Central HP <5.4 tons | KENMORE | HRCU-A-CB (Split System: Heat Pump with Remote Outdoor Unit-Air-Source) | (C,H,T)VH837GKA** |  |  | EHD4X42AAL+WALLCON | *80CTL0701716B* | 32400 | 16 | 8.1 | 33200 | 24800 | 74.7% | 1.92 | 0 | 11 |  |  |  | No | R-410A | 2.7 | Residential & Commercial | Ducted CEE Tier 1
213779763 | Central HP <5.4 tons | KENMORE | HRCU-A-CB (Split System: Heat Pump with Remote Outdoor Unit-Air-Source) | (C,H,T)VH837GKA** |  |  | EA*4X61L24A*+WALLCON | *80CTL1102120B* | 33200 | 17.5 | 8.5 | 32000 | 24800 | 77.5% | 2 | 0 | 11.5 |  |  |  | No | R-410A | 2.7667 | Residential & Commercial | Ducted CEE Tier 1
213779643 | Central HP <5.4 tons | KENMORE | HRCU-A-CB (Split System: Heat Pump with Remote Outdoor Unit-Air-Source) | (C,H,T)VH837GKA** |  |  | EA*4X61L21A*+WALLCON | *80CTL0701716B* | 32800 | 17 | 8.1 | 32200 | 25000 | 77.64% | 1.96 | 0 | 11 |  |  |  | No | R-410A | 2.7333 | Residential & Commercial | Ducted CEE Tier 1
213779293 | Central HP <5.4 tons | KENMORE | HRCU-A-CB (Split System: Heat Pump with Remote Outdoor Unit-Air-Source) | (C,H,T)VH837GKA** |  |  | EA*4X43L21A*+WALLCON | *80CTL1102120B* | 33000 | 17 | 8.5 | 32600 | 25000 | 76.69% | 1.98 | 0 | 11.5 |  |  |  | No | R-410A | 2.75 | Residential & Commercial | Ducted CEE Tier 1
213779043 | Central HP <5.4 tons | KENMORE | HRCU-A-CB (Split System: Heat Pump with Remote Outdoor Unit-Air-Source) | (C,H,T)VH837GKA** |  |  | EA*4X37L21A*+WALLCON | *96CTN0801714B* | 32800 | 17 | 8.5 | 33000 | 25200 | 76.36% | 1.96 | 0 | 11 |  |  |  | No | R-410A | 2.7333 | Residential & Commercial | Ducted CEE Tier 1
214397376 | Central HP <5.4 tons | LUXAIRE | HRCU-A-CB (Split System: Heat Pump with Remote Outdoor Unit-Air-Source) | HH836E2S11 |  |  | CTF48C5CFS1 | TP9C100C20MP13 | 34200 | 18 | 9 | 32600 | 25800 | 79.14% | 2 | 0 | 11 |  |  |  | No | R-454B | 2.85 | Residential & Commercial | Ducted CEE Tier 1
216374629 | Central HP <5.4 tons | CHAMPION HEATING AND COOLING | HRCU-A-CB (Split System: Heat Pump with Remote Outdoor Unit-Air-Source) | HH836E2S11 |  |  | CTF36B5CDS1 | Z9ET060B12SMPS1 | 33400 | 18 | 8.5 | 31600 | 24200 | 76.58% | 2 | 0 | 11 |  |  |  | No | R-454B | 2.7833 | Residential & Commercial | Ducted CEE Tier 1
214397778 | Central HP <5.4 tons | CHAMPION HEATING AND COOLING | HRCU-A-CB (Split System: Heat Pump with Remote Outdoor Unit-Air-Source) | HH836E2S11 |  |  | CTM48C5CFS1 | TMLE100C20MP11 | 34400 | 17 | 8.5 | 32600 | 25800 | 79.14% | 2 | 0 | 11 |  |  |  | No | R-454B | 2.8667 | Residential & Commercial | Ducted CEE Tier 1
214398479 | Central HP <5.4 tons | CHAMPION HEATING AND COOLING | HRCU-A-CB (Split System: Heat Pump with Remote Outdoor Unit-Air-Source) | HH836E2S11 |  |  | CTM48C5CFS1 | TM8E100C16MP11 | 33600 | 19 | 9 | 31400 | 25400 | 80.89% | 2 | 0 | 11 |  |  |  | No | R-454B | 2.8 | Residential & Commercial | Ducted CEE Tier 1
214398595 | Central HP <5.4 tons | CHAMPION HEATING AND COOLING | HRCU-A-CB (Split System: Heat Pump with Remote Outdoor Unit-Air-Source) | HH836E2S11 |  |  | CTF48C5CFS1 | TM8Y120C20MP11 | 34400 | 19 | 9 | 32600 | 25800 | 79.14% | 2 | 0 | 11 |  |  |  | No | R-454B | 2.8667 | Residential & Commercial | Ducted CEE Tier 1
214396455 | Central HP <5.4 tons | FRASER-JOHNSTON | HRCU-A-CB (Split System: Heat Pump with Remote Outdoor Unit-Air-Source) | HH836E2S11 |  |  | CTF36C5CDS1 | TMLE120C16MP11 | 33200 | 18 | 8.5 | 30600 | 25000 | 81.7% | 2 | 0 | 11.7 |  |  |  | No | R-454B | 2.7667 | Residential & Commercial | Ducted CEE Tier 1
216374657 | Central HP <5.4 tons | LUXAIRE | HRCU-A-CB (Split System: Heat Pump with Remote Outdoor Unit-Air-Source) | HH860E2S11 |  |  | CTF60D5CHS1 | Z9ET120D20SMPS1 | 54000 | 19 | 9 | 55000 | 40000 | 72.73% | 2 | 0 | 11 |  |  |  | No | R-454B | 4.5 | Residential & Commercial | Ducted CEE Tier 1
214397623 | Central HP <5.4 tons | LUXAIRE | HRCU-A-CB (Split System: Heat Pump with Remote Outdoor Unit-Air-Source) | HH860E2S11 |  |  | CTM60C5CHS1 | TM8E120C20MP11 | 53500 | 19 | 8.5 | 54000 | 39000 | 72.22% | 2 | 0 | 11 |  |  |  | No | R-454B | 4.4583 | Residential & Commercial | Ducted CEE Tier 1
214396338 | Central HP <5.4 tons | LUXAIRE | HRCU-A-CB (Split System: Heat Pump with Remote Outdoor Unit-Air-Source) | HH860E2S11 |  |  | CTM60C5CHS1 | TM9V100C20MP12 | 53000 | 19 | 8.5 | 53500 | 38500 | 71.96% | 2 | 0 | 11 |  |  |  | No | R-454B | 4.4167 | Residential & Commercial | Ducted CEE Tier 1
214396355 | Central HP <5.4 tons | LUXAIRE | HRCU-A-CB (Split System: Heat Pump with Remote Outdoor Unit-Air-Source) | HH860E2S11 |  |  | CTM60D5CJS1+JMC20D2SN1 |  | 54000 | 19 | 9 | 55500 | 39500 | 71.17% | 2 | 0 | 11 |  |  |  | No | R-454B | 4.5 | Residential & Commercial | Ducted CEE Tier 1
214396558 | Central HP <5.4 tons | LUXAIRE | HRCU-A-CB (Split System: Heat Pump with Remote Outdoor Unit-Air-Source) | HH860E2S11 |  |  | CTM60C5CGS1 | TM9Y100C16MP11 | 44000 | 18 | 9 | 44500 | 33800 | 75.96% | 2 | 0 | 11 |  |  |  | No | R-454B | 3.6667 | Residential & Commercial | Ducted CEE Tier 1
214574546 | Central HP <5.4 tons | KENMORE | HRCU-A-CB (Split System: Heat Pump with Remote Outdoor Unit-Air-Source) | (C,H,T)VH837GKA2* |  |  | EN(A,D,W)4X42L21**+WALLCON | *97CMN0602120B* | 31600 | 16.5 | 8.1 | 33200 | 24600 | 74.1% | 1.86 | 0 | 11 |  |  |  | No | R-410A | 2.6333 | Residential & Commercial | Ducted CEE Tier 1
214574476 | Central HP <5.4 tons | KENMORE | HRCU-A-CB (Split System: Heat Pump with Remote Outdoor Unit-Air-Source) | (C,H,T)VH837GKA2* |  |  | EN(A,D)4X36L21**+WALLCON | *95CSU1002122B* | 31400 | 17 | 8.1 | 33000 | 24000 | 72.73% | 1.84 | 0 | 11 |  |  |  | No | R-410A | 2.6167 | Residential & Commercial | Ducted CEE Tier 1
214574576 | Central HP <5.4 tons | KENMORE | HRCU-A-CB (Split System: Heat Pump with Remote Outdoor Unit-Air-Source) | (C,H,T)VH837GKA2* |  |  | EN(A,D,W)4X48L21**+WALLCON | *80CTL0702120B* | 32400 | 18.5 | 8.1 | 32800 | 24800 | 75.61% | 1.96 | 0 | 11.5 |  |  |  | No | R-410A | 2.7 | Residential & Commercial | Ducted CEE Tier 1
214397672 | Central HP <5.4 tons | CHAMPION HEATING AND COOLING | HRCU-A-CB (Split System: Heat Pump with Remote Outdoor Unit-Air-Source) | HH836E2S11 |  |  | CTF36C5CDS1 | TMLE080C16MP11 | 33800 | 18 | 8.5 | 31400 | 25600 | 81.53% | 2 | 0 | 11 |  |  |  | No | R-454B | 2.8167 | Residential & Commercial | Ducted CEE Tier 1
214397697 | Central HP <5.4 tons | CHAMPION HEATING AND COOLING | HRCU-A-CB (Split System: Heat Pump with Remote Outdoor Unit-Air-Source) | HH836E2S11 |  |  | CTF36C5CDS1 | TM8E100C16MP11 | 34000 | 18 | 8.5 | 31600 | 25800 | 81.65% | 2 | 0 | 11 |  |  |  | No | R-454B | 2.8333 | Residential & Commercial | Ducted CEE Tier 1
214397645 | Central HP <5.4 tons | CHAMPION HEATING AND COOLING | HRCU-A-CB (Split System: Heat Pump with Remote Outdoor Unit-Air-Source) | HH836E2S11 |  |  | CTF48C5CFS1+JMET12CS2N1 |  | 34000 | 19 | 9 | 31800 | 25200 | 79.25% | 2 | 0 | 11.7 |  |  |  | No | R-454B | 2.8333 | Residential & Commercial | Ducted CEE Tier 1
214396402 | Central HP <5.4 tons | LUXAIRE | HRCU-A-CB (Split System: Heat Pump with Remote Outdoor Unit-Air-Source) | HH836E2S11 |  |  | CTF36C5CDS1 | TM9V100C20MP12 | 34600 | 18 | 8.5 | 33000 | 27200 | 82.42% | 2 | 0 | 10 |  |  |  | No | R-454B | 2.8833 | Residential & Commercial | Ducted CEE Tier 1
211387927 | Central HP <5.4 tons | CHAMPION HEATING AND COOLING | HRCU-A-CB (Split System: Heat Pump with Remote Outdoor Unit-Air-Source) | HMH72B341 |  |  | XAUB36DXXN1+TXV | TM9V080B12MP12 | 33600 | 17.5 | 8.5 | 33400 | 23400 | 70.06% | 2.04 | 0 | 10 |  |  |  | No | R-410A | 2.8 | Residential & Commercial | Ducted CEE Tier 1
215223948 | Central HP <5.4 tons | CHAMPION HEATING AND COOLING | HRCU-A-CB (Split System: Heat Pump with Remote Outdoor Unit-Air-Source) | HH824E2S11 |  |  | CTM36B5ADS1 | Z8ES080B12SMPS1 | 23000 | 18 | 9.5 | 23000 | 18600 | 80.87% | 2 | 0 | 12 |  |  |  | No | R-454B | 1.9167 | Residential & Commercial | Ducted CEE Tier 1
214396216 | Central HP <5.4 tons | LUXAIRE | HRCU-A-CB (Split System: Heat Pump with Remote Outdoor Unit-Air-Source) | HH824E2S11 |  |  | JHE30B5AD2SS1 |  | 23000 | 19 | 9.5 | 23000 | 18100 | 78.7% | 2 | 0 | 12 |  |  |  | No | R-454B | 1.9167 | Residential & Commercial | Ducted CEE Tier 1
214396268 | Central HP <5.4 tons | LUXAIRE | HRCU-A-CB (Split System: Heat Pump with Remote Outdoor Unit-Air-Source) | HH824E2S11 |  |  | CTM30B5ACS1 | TM9V080B12MP12 | 23000 | 17 | 9.5 | 23000 | 17800 | 77.39% | 2 | 0 | 12 |  |  |  | No | R-454B | 1.9167 | Residential & Commercial | Ducted CEE Tier 1
214396659 | Central HP <5.4 tons | LUXAIRE | HRCU-A-CB (Split System: Heat Pump with Remote Outdoor Unit-Air-Source) | HH824E2S11 |  |  | JHC36B5AD2SS1 |  | 23000 | 19 | 9.5 | 23000 | 18700 | 81.3% | 2 | 0 | 12 |  |  |  | No | R-454B | 1.9167 | Residential & Commercial | Ducted CEE Tier 1
214609186 | Central HP <5.4 tons | LUXAIRE | HRCU-A-CB (Split System: Heat Pump with Remote Outdoor Unit-Air-Source) | HH824E2S11 |  |  | CTF36B5ADS1 | Z9ES080B12SMPS1 | 23000 | 18 | 9.5 | 23000 | 18600 | 80.87% | 2 | 0 | 12 |  |  |  | No | R-454B | 1.9167 | Residential & Commercial | Ducted CEE Tier 1
213779733 | Central HP <5.4 tons | KENMORE | HRCU-A-CB (Split System: Heat Pump with Remote Outdoor Unit-Air-Source) | (C,H,T)VH837GKA** |  |  | EA*4X61L21A*+WALLCON | *96CTN0801714B* | 33000 | 17 | 8.1 | 32000 | 25000 | 78.12% | 1.96 | 0 | 11 |  |  |  | No | R-410A | 2.75 | Residential & Commercial | Ducted CEE Tier 1
213779683 | Central HP <5.4 tons | KENMORE | HRCU-A-CB (Split System: Heat Pump with Remote Outdoor Unit-Air-Source) | (C,H,T)VH837GKA** |  |  | EA*4X61L21A*+WALLCON | *95CSU0601716B* | 33000 | 17 | 8.1 | 32200 | 25000 | 77.64% | 1.96 | 0 | 11 |  |  |  | No | R-410A | 2.75 | Residential & Commercial | Ducted CEE Tier 1
213779363 | Central HP <5.4 tons | KENMORE | HRCU-A-CB (Split System: Heat Pump with Remote Outdoor Unit-Air-Source) | (C,H,T)VH837GKA** |  |  | EA*4X43L21A*+WALLCON | *96CTN1002122B* | 33000 | 17 | 8.5 | 32600 | 25000 | 76.69% | 1.98 | 0 | 11.5 |  |  |  | No | R-410A | 2.75 | Residential & Commercial | Ducted CEE Tier 1
213779383 | Central HP <5.4 tons | KENMORE | HRCU-A-CB (Split System: Heat Pump with Remote Outdoor Unit-Air-Source) | (C,H,T)VH837GKA** |  |  | EA*4X48L21A*+WALLCON | *80CTL0701716B* | 32200 | 17 | 8.1 | 32600 | 25000 | 76.69% | 1.96 | 0 | 11 |  |  |  | No | R-410A | 2.6833 | Residential & Commercial | Ducted CEE Tier 1
214570544 | Central HP <5.4 tons | DAY & NIGHT | HRCU-A-CB (Split System: Heat Pump with Remote Outdoor Unit-Air-Source) | CVH825GKA3* |  |  | EA*4X42L21A*+WALLCON | *96CTN0802120B* | 23800 | 16.5 | 8.1 | 21400 | 16600 | 77.57% | 1.96 | 0 | 11 |  |  |  | No | R-410A | 1.9833 | Residential & Commercial | Ducted CEE Tier 1
214570614 | Central HP <5.4 tons | DAY & NIGHT | HRCU-A-CB (Split System: Heat Pump with Remote Outdoor Unit-Air-Source) | CVH825GKA3* |  |  | EA*4X43L21A*+WALLCON | *80CTL0702120B* | 24400 | 16.5 | 8.5 | 21200 | 16600 | 78.3% | 2.02 | 0 | 11 |  |  |  | No | R-410A | 2.0333 | Residential & Commercial | Ducted CEE Tier 1
214574626 | Central HP <5.4 tons | KENMORE | HRCU-A-CB (Split System: Heat Pump with Remote Outdoor Unit-Air-Source) | (C,H,T)VH837GKA2* |  |  | EN(A,D,W)4X48L21**+WALLCON | *96CTN0802120B* | 32400 | 17.5 | 8.5 | 32600 | 24800 | 76.07% | 1.98 | 0 | 11.5 |  |  |  | No | R-410A | 2.7 | Residential & Commercial | Ducted CEE Tier 1
214574676 | Central HP <5.4 tons | KENMORE | HRCU-A-CB (Split System: Heat Pump with Remote Outdoor Unit-Air-Source) | (C,H,T)VH837GKA2* |  |  | EN(A,D)4X48L24**+WALLCON | *97CMN0802120B* | 32400 | 17.5 | 8.5 | 32800 | 24800 | 75.61% | 1.96 | 0 | 11.5 |  |  |  | No | R-410A | 2.7 | Residential & Commercial | Ducted CEE Tier 1
214396323 | Central HP <5.4 tons | LUXAIRE | HRCU-A-CB (Split System: Heat Pump with Remote Outdoor Unit-Air-Source) | HH860E2S11 |  |  | CTM60C5CHS1+JMC17C2SN1 |  | 53500 | 19 | 9 | 53000 | 38000 | 71.7% | 2 | 0 | 12 |  |  |  | No | R-454B | 4.4583 | Residential & Commercial | Ducted CEE Tier 1
214609088 | Central HP <5.4 tons | LUXAIRE | HRCU-A-CB (Split System: Heat Pump with Remote Outdoor Unit-Air-Source) | HH860E2S11 |  |  | CTF60C5CGS1 | Z9ES080C16SMPS1 | 44500 | 18 | 9 | 46000 | 33800 | 73.48% | 2 | 0 | 11.7 |  |  |  | No | R-454B | 3.7083 | Residential & Commercial | Ducted CEE Tier 1
214609171 | Central HP <5.4 tons | LUXAIRE | HRCU-A-CB (Split System: Heat Pump with Remote Outdoor Unit-Air-Source) | HH860E2S11 |  |  | CTF60D5CGS1 | Z9ES120D20SMPS1 | 46000 | 18 | 9 | 47000 | 34200 | 72.77% | 2 | 0 | 11.7 |  |  |  | No | R-454B | 3.8333 | Residential & Commercial | Ducted CEE Tier 1
214719942 | Central HP <5.4 tons | FRASER-JOHNSTON | HRCU-A-CB (Split System: Heat Pump with Remote Outdoor Unit-Air-Source) | HH860E2S11 |  |  | CTU60C5XGS1+TXV | TM9Y080C16MP11 | 43500 | 17 | 9 | 44500 | 33800 | 75.96% | 2 | 0 | 11 |  |  |  | No | R-454B | 3.625 | Residential & Commercial | Ducted CEE Tier 1
214720111 | Central HP <5.4 tons | FRASER-JOHNSTON | HRCU-A-CB (Split System: Heat Pump with Remote Outdoor Unit-Air-Source) | HH860E2S11 |  |  | CTU60C5XGS1+TXV | TM8E100C20MP11 | 44500 | 17 | 9 | 45000 | 33800 | 75.11% | 2 | 0 | 11.7 |  |  |  | No | R-454B | 3.7083 | Residential & Commercial | Ducted CEE Tier 1
214809169 | Central HP <5.4 tons | FRASER-JOHNSTON | HRCU-A-CB (Split System: Heat Pump with Remote Outdoor Unit-Air-Source) | HH860E2S11 |  |  | CTU60C5XGS1+TXV | TM8Y120C20MP11 | 44500 | 18 | 9 | 45000 | 33800 | 75.11% | 2 | 0 | 11.7 |  |  |  | No | R-454B | 3.7083 | Residential & Commercial | Ducted CEE Tier 1
213782145 | Central HP <5.4 tons | CARRIER | HRCU-A-CB (Split System: Heat Pump with Remote Outdoor Unit-Air-Source) | 25VNA837A*031* |  |  | CSPH*4812AL*+UI | 59MN7C100C21**22 | 32600 | 16.5 | 8.1 | 33000 | 24800 | 75.15% | 1.96 | 0 | 11 |  |  |  | No | R-410A | 2.7167 | Residential & Commercial | Ducted CEE Tier 1
213782175 | Central HP <5.4 tons | CARRIER | HRCU-A-CB (Split System: Heat Pump with Remote Outdoor Unit-Air-Source) | 25VNA837A*031* |  |  | CSPH*4812AL*+UI | 59TN6C080C17**14 | 32600 | 16.5 | 8.1 | 33000 | 25000 | 75.76% | 1.94 | 0 | 11 |  |  |  | No | R-410A | 2.7167 | Residential & Commercial | Ducted CEE Tier 1
213782195 | Central HP <5.4 tons | CARRIER | HRCU-A-CB (Split System: Heat Pump with Remote Outdoor Unit-Air-Source) | 25VNA837A*031* |  |  | CSPH*4812AL*+UI | 59TN6C120C24**22 | 32600 | 16.5 | 8.1 | 33000 | 24800 | 75.15% | 1.96 | 0 | 11 |  |  |  | No | R-410A | 2.7167 | Residential & Commercial | Ducted CEE Tier 1
214570469 | Central HP <5.4 tons | BRYANT HEATING AND COOLING SYSTEMS | HRCU-A-CB (Split System: Heat Pump with Remote Outdoor Unit-Air-Source) | 288BNV025*0**C* |  |  | CAP**3721AL*+UI | 987MC60080C21*** | 24400 | 16.5 | 8.5 | 21200 | 16600 | 78.3% | 2.02 | 0 | 11 |  |  |  | No | R-410A | 2.0333 | Residential & Commercial | Ducted CEE Tier 1
214570489 | Central HP <5.4 tons | BRYANT HEATING AND COOLING SYSTEMS | HRCU-A-CB (Split System: Heat Pump with Remote Outdoor Unit-Air-Source) | 288BNV025*0**C* |  |  | CAP**4221AL*+UI | 88*TB60070C21*** | 23800 | 16.5 | 8.1 | 21400 | 16600 | 77.57% | 1.96 | 0 | 10.5 |  |  |  | No | R-410A | 1.9833 | Residential & Commercial | Ducted CEE Tier 1
211245132 | Central HP <5.4 tons | BRYANT HEATING AND COOLING SYSTEMS | HRCU-A-CB (Split System: Heat Pump with Remote Outdoor Unit-Air-Source) | 38MURAQ24AB3* |  |  | CNPV*3617AL* | 8(0,1)*SA36070E17*** | 24400 | 16.5 | 8.1 | 26400 | 22600 | 85.61% | 1.88 | 0 | 10.5 |  |  |  | No | R-410A | 2.0333 | Residential & Commercial | Ducted CEE Tier 1
214572532 | Central HP <5.4 tons | ARCOAIRE | HRCU-A-CB (Split System: Heat Pump with Remote Outdoor Unit-Air-Source) | HVH837GKA** |  |  | EA*4X37L21A*+WALLCON | *80CTL0702120B* | 32800 | 17.5 | 8.5 | 32800 | 25200 | 76.83% | 2 | 0 | 11 |  |  |  | No | R-410A | 2.7333 | Residential & Commercial | Ducted CEE Tier 1
214573332 | Central HP <5.4 tons | ARCOAIRE | HRCU-A-CB (Split System: Heat Pump with Remote Outdoor Unit-Air-Source) | HVH837GKA** |  |  | EN(A,D)4X36L21**+WALLCON | *95CSU1002122B* | 31400 | 17 | 8.1 | 33000 | 24000 | 72.73% | 1.84 | 0 | 11 |  |  |  | No | R-410A | 2.6167 | Residential & Commercial | Ducted CEE Tier 1
212971442 | Central HP <5.4 tons | KEEPRITE | HRCU-A-CB (Split System: Heat Pump with Remote Outdoor Unit-Air-Source) | DLCURAH18ABK |  |  | EA*4X19L17A* | *80VTL0701716B* | 18000 | 16.5 | 8.5 | 18000 | 17800 | 98.89% | 2.14 | 0 | 10.5 |  |  |  | No | R-410A | 1.5 | Residential & Commercial | Ducted CEE Tier 1
213942099 | Central HP <5.4 tons | PAYNE HEATING AND COOLING | HRCU-A-CB (Split System: Heat Pump with Remote Outdoor Unit-Air-Source) | 38MURAQ24AB3* |  |  | CNPV*3617AL* | PG96VTAB48060B** | 24000 | 16.5 | 9 | 26000 | 23200 | 89.23% | 1.92 | 0 | 10.5 |  |  |  | No | R-410A | 2 | Residential & Commercial | Ducted CEE Tier 1
212986665 | Central HP <5.4 tons | SMART COMFORT | HRCU-A-CB (Split System: Heat Pump with Remote Outdoor Unit-Air-Source) | DLCURAH18ABK |  |  | EA*4X19L17A* | *96MSM0401712A* | 17600 | 15.5 | 8.1 | 17800 | 17900 | 100.6% | 2.14 | 0 | 10.5 |  |  |  | No | R-410A | 1.4667 | Residential & Commercial | Ducted CEE Tier 1
214572819 | Central HP <5.4 tons | BRYANT HEATING AND COOLING SYSTEMS | HRCU-A-CB (Split System: Heat Pump with Remote Outdoor Unit-Air-Source) | 288BNV037*0**A* |  |  | CAP**4821AL*+UI | 986TD60080C21*** | 32400 | 17.5 | 8.5 | 32400 | 24800 | 76.54% | 2 | 0 | 11.5 |  |  |  | No | R-410A | 2.7 | Residential & Commercial | Ducted CEE Tier 1
214572919 | Central HP <5.4 tons | BRYANT HEATING AND COOLING SYSTEMS | HRCU-A-CB (Split System: Heat Pump with Remote Outdoor Unit-Air-Source) | 288BNV037*0**A* |  |  | CAP**6024AL*+UI | 987MC60060C21*** | 32600 | 17.5 | 8.5 | 31800 | 25000 | 78.62% | 1.96 | 0 | 11 |  |  |  | No | R-410A | 2.7167 | Residential & Commercial | Ducted CEE Tier 1
214573269 | Central HP <5.4 tons | BRYANT HEATING AND COOLING SYSTEMS | HRCU-A-CB (Split System: Heat Pump with Remote Outdoor Unit-Air-Source) | 288BNV037*0**A* |  |  | CSPH*6012AL*+UI | 935CB66100C21*** | 33000 | 18 | 8.5 | 32000 | 24800 | 77.5% | 2.02 | 0 | 11.5 |  |  |  | No | R-410A | 2.75 | Residential & Commercial | Ducted CEE Tier 1
214573369 | Central HP <5.4 tons | BRYANT HEATING AND COOLING SYSTEMS | HRCU-A-CB (Split System: Heat Pump with Remote Outdoor Unit-Air-Source) | 288BNV037*0**A* |  |  | CNPV*4221AL*+UI | 88*TB60070C21*** | 31800 | 17 | 8.1 | 33000 | 24600 | 74.55% | 1.88 | 0 | 11 |  |  |  | No | R-410A | 2.65 | Residential & Commercial | Ducted CEE Tier 1
214573459 | Central HP <5.4 tons | BRYANT HEATING AND COOLING SYSTEMS | HRCU-A-CB (Split System: Heat Pump with Remote Outdoor Unit-Air-Source) | 288BNV037*0**A* |  |  | CNPV*4821AL*+UI | 987MC60060C21*** | 32200 | 17 | 8.1 | 33000 | 25000 | 75.76% | 1.94 | 0 | 11.5 |  |  |  | No | R-410A | 2.6833 | Residential & Commercial | Ducted CEE Tier 1
214572589 | Central HP <5.4 tons | BRYANT HEATING AND COOLING SYSTEMS | HRCU-A-CB (Split System: Heat Pump with Remote Outdoor Unit-Air-Source) | 288BNV037*0**A* |  |  | CAP**4221AL*+UI | 88*TB60070C21*** | 31800 | 17 | 8.5 | 33000 | 24400 | 73.94% | 1.9 | 0 | 11 |  |  |  | No | R-410A | 2.65 | Residential & Commercial | Ducted CEE Tier 1
214572689 | Central HP <5.4 tons | BRYANT HEATING AND COOLING SYSTEMS | HRCU-A-CB (Split System: Heat Pump with Remote Outdoor Unit-Air-Source) | 288BNV037*0**A* |  |  | CAP**4224AL*+UI | 987MC60080C21*** | 31800 | 17 | 8.5 | 32800 | 24400 | 74.39% | 1.9 | 0 | 11 |  |  |  | No | R-410A | 2.65 | Residential & Commercial | Ducted CEE Tier 1
214075469 | Central HP <5.4 tons | RHEEM | HRCU-A-CB (Split System: Heat Pump with Remote Outdoor Unit-Air-Source) | RD17AZ24AJ3N |  |  | RCFZ2417MTANM | R802V0503A14UHS | 22600 | 17 | 9.5 | 22600 | 16900 | 74.78% | 2 | 0 | 11.2 |  |  |  | No | R-410A | 1.8833 | Residential & Commercial | Ducted CEE Tier 1
214075557 | Central HP <5.4 tons | RUSSELL | HRCU-A-CB (Split System: Heat Pump with Remote Outdoor Unit-Air-Source) | RD17AZ24AJ3N |  |  | TCFZ2417MTANM | S802VA075317Z | 22600 | 18 | 9.5 | 22600 | 16800 | 74.34% | 2.1 | 0 | 11.2 |  |  |  | No | R-410A | 1.8833 | Residential & Commercial | Ducted CEE Tier 1
214075429 | Central HP <5.4 tons | RHEEM | HRCU-A-CB (Split System: Heat Pump with Remote Outdoor Unit-Air-Source) | RD17AZ24AJ3N |  |  | RCFZ2417MTANM | R802V0754A17UHS | 22600 | 18 | 9.5 | 22600 | 16800 | 74.34% | 2.1 | 0 | 11.2 |  |  |  | No | R-410A | 1.8833 | Residential & Commercial | Ducted CEE Tier 1
214075440 | Central HP <5.4 tons | RHEEM | HRCU-A-CB (Split System: Heat Pump with Remote Outdoor Unit-Air-Source) | RD17AZ24AJ3N |  |  | RCFZ2417MTANM | R802VA075317Z | 22600 | 18 | 9.5 | 22600 | 16800 | 74.34% | 2.1 | 0 | 11.2 |  |  |  | No | R-410A | 1.8833 | Residential & Commercial | Ducted CEE Tier 1
214075515 | Central HP <5.4 tons | RHEEM | HRCU-A-CB (Split System: Heat Pump with Remote Outdoor Unit-Air-Source) | RD17AZ24AJ3N |  |  | RCFZ2417MTANM | R98MV0603A17UPS | 22600 | 18 | 9.5 | 22600 | 16900 | 74.78% | 2 | 0 | 11.2 |  |  |  | No | R-410A | 1.8833 | Residential & Commercial | Ducted CEE Tier 1
214569525 | Central HP <5.4 tons | BRYANT HEATING AND COOLING SYSTEMS | HRCU-A-CB (Split System: Heat Pump with Remote Outdoor Unit-Air-Source) | 284ANV036*0**B* |  |  | CAP**3721AL*+UI | 987MC60080C21*** | 34400 | 19 | 9.5 | 36400 | 25600 | 70.33% | 2.04 | 0 | 12 |  |  |  | No | R-410A | 2.8667 | Residential & Commercial | Ducted CEE Tier 1
214569541 | Central HP <5.4 tons | BRYANT HEATING AND COOLING SYSTEMS | HRCU-A-CB (Split System: Heat Pump with Remote Outdoor Unit-Air-Source) | 284ANV036*0**B* |  |  | CAP**4224AL*+UI | 935CB60080C21*** | 33200 | 19 | 9.5 | 37800 | 26600 | 70.37% | 1.98 | 0 | 11.5 |  |  |  | No | R-410A | 2.7667 | Residential & Commercial | Ducted CEE Tier 1
214569577 | Central HP <5.4 tons | BRYANT HEATING AND COOLING SYSTEMS | HRCU-A-CB (Split System: Heat Pump with Remote Outdoor Unit-Air-Source) | 284ANV036*0**B* |  |  | CAP**4824AL*+UI | 935CB66100C21*** | 33800 | 19.5 | 9.5 | 36400 | 25600 | 70.33% | 2.04 | 0 | 12 |  |  |  | No | R-410A | 2.8167 | Residential & Commercial | Ducted CEE Tier 1
214396786 | Central HP <5.4 tons | LUXAIRE | HRCU-A-CB (Split System: Heat Pump with Remote Outdoor Unit-Air-Source) | HH836E2S11 |  |  | CTM36C5CDS1 | TM8Y100C16MP11 | 33600 | 18 | 8.5 | 31400 | 25200 | 80.25% | 2 | 0 | 11 |  |  |  | No | R-454B | 2.8 | Residential & Commercial | Ducted CEE Tier 1
214397329 | Central HP <5.4 tons | LUXAIRE | HRCU-A-CB (Split System: Heat Pump with Remote Outdoor Unit-Air-Source) | HH836E2S11 |  |  | CTM48C5CFS1+JMVT17CC2N1 |  | 34000 | 19 | 9 | 31600 | 25000 | 79.11% | 2 | 0 | 11.7 |  |  |  | No | R-454B | 2.8333 | Residential & Commercial | Ducted CEE Tier 1
214573719 | Central HP <5.4 tons | BRYANT HEATING AND COOLING SYSTEMS | HRCU-A-CB (Split System: Heat Pump with Remote Outdoor Unit-Air-Source) | 288BNV037*0**B* |  |  | CAP**3721AL*+UI | 986TD60080C21*** | 33000 | 17.5 | 8.5 | 32600 | 25000 | 76.69% | 2 | 0 | 11.5 |  |  |  | No | R-410A | 2.75 | Residential & Commercial | Ducted CEE Tier 1
214807712 | Central HP <5.4 tons | FRASER-JOHNSTON | HRCU-A-CB (Split System: Heat Pump with Remote Outdoor Unit-Air-Source) | HH824E2S11 |  |  | CTU36B5XDS1+JMET12BS2N1+TXV |  | 23000 | 19 | 9.5 | 23000 | 18100 | 78.7% | 2 | 0 | 12 |  |  |  | No | R-454B | 1.9167 | Residential & Commercial | Ducted CEE Tier 1
214807828 | Central HP <5.4 tons | FRASER-JOHNSTON | HRCU-A-CB (Split System: Heat Pump with Remote Outdoor Unit-Air-Source) | HH824E2S11 |  |  | CTU30B5XCS1+JMET12BS2N1+TXV |  | 23000 | 18 | 9.5 | 23000 | 18500 | 80.43% | 2 | 0 | 12 |  |  |  | No | R-454B | 1.9167 | Residential & Commercial | Ducted CEE Tier 1
214609181 | Central HP <5.4 tons | LUXAIRE | HRCU-A-CB (Split System: Heat Pump with Remote Outdoor Unit-Air-Source) | HH824E2S11 |  |  | CTM30B5ACS1 | Z9ES080B12SMPS1 | 23000 | 18 | 9.5 | 23000 | 19100 | 83.04% | 2 | 0 | 12 |  |  |  | No | R-454B | 1.9167 | Residential & Commercial | Ducted CEE Tier 1
214807692 | Central HP <5.4 tons | FRASER-JOHNSTON | HRCU-A-CB (Split System: Heat Pump with Remote Outdoor Unit-Air-Source) | HH824E2S11 |  |  | CTU36B5XDS1+JMET08BS2N1+TXV |  | 23000 | 19 | 9 | 23000 | 17800 | 77.39% | 2 | 0 | 12 |  |  |  | No | R-454B | 1.9167 | Residential & Commercial | Ducted CEE Tier 1
215674204 | Central HP <5.4 tons | CARRIER | HRCU-A-CB (Split System: Heat Pump with Remote Outdoor Unit-Air-Source) | 27VNA048A*030* |  |  | CAA**6024AM*+UI | 58TN*B135C24**22 | 45000 | 18 | 9 | 47500 | 33400 | 70.32% | 2.08 | 0 | 10 |  |  |  | No | R-454B | 3.75 | Residential & Commercial | Ducted CEE Tier 1
215674254 | Central HP <5.4 tons | CARRIER | HRCU-A-CB (Split System: Heat Pump with Remote Outdoor Unit-Air-Source) | 27VNA048A*030* |  |  | CAA**6024AM*+UI | 59MN7C100C21**22 | 45000 | 18 | 9 | 47500 | 33600 | 70.74% | 2.06 | 0 | 10 |  |  |  | No | R-454B | 3.75 | Residential & Commercial | Ducted CEE Tier 1
214570434 | Central HP <5.4 tons | DAY & NIGHT | HRCU-A-CB (Split System: Heat Pump with Remote Outdoor Unit-Air-Source) | CVH825GKA3* |  |  | EA*4X37L21A*+WALLCON | *80CTL0702120B* | 24400 | 16.5 | 8.5 | 21200 | 16600 | 78.3% | 2.02 | 0 | 11 |  |  |  | No | R-410A | 2.0333 | Residential & Commercial | Ducted CEE Tier 1
214570534 | Central HP <5.4 tons | DAY & NIGHT | HRCU-A-CB (Split System: Heat Pump with Remote Outdoor Unit-Air-Source) | CVH825GKA3* |  |  | EA*4X42L21A*+WALLCON | *97CMN0802120B* | 23800 | 16.5 | 8.1 | 21400 | 16600 | 77.57% | 1.96 | 0 | 10.5 |  |  |  | No | R-410A | 1.9833 | Residential & Commercial | Ducted CEE Tier 1
214570734 | Central HP <5.4 tons | DAY & NIGHT | HRCU-A-CB (Split System: Heat Pump with Remote Outdoor Unit-Air-Source) | CVH825GKA3* |  |  | EA*4X48L24A*+WALLCON | *80CTL0702120B* | 24000 | 17 | 8.5 | 21000 | 16500 | 78.57% | 2.02 | 0 | 11 |  |  |  | No | R-410A | 2 | Residential & Commercial | Ducted CEE Tier 1
213779233 | Central HP <5.4 tons | KENMORE | HRCU-A-CB (Split System: Heat Pump with Remote Outdoor Unit-Air-Source) | (C,H,T)VH837GKA** |  |  | EA*4X42L24A*+WALLCON | *96CTN1002122B* | 31800 | 17 | 8.1 | 33000 | 24200 | 73.33% | 1.88 | 0 | 11 |  |  |  | No | R-410A | 2.65 | Residential & Commercial | Ducted CEE Tier 1
213778963 | Central HP <5.4 tons | KENMORE | HRCU-A-CB (Split System: Heat Pump with Remote Outdoor Unit-Air-Source) | (C,H,T)VH837GKA** |  |  | EA*4X37L21A*+WALLCON | *80CTL0901716B* | 32600 | 17 | 8.5 | 32800 | 25000 | 76.22% | 1.98 | 0 | 11 |  |  |  | No | R-410A | 2.7167 | Residential & Commercial | Ducted CEE Tier 1
213779113 | Central HP <5.4 tons | KENMORE | HRCU-A-CB (Split System: Heat Pump with Remote Outdoor Unit-Air-Source) | (C,H,T)VH837GKA** |  |  | EA*4X42L21A*+WALLCON | *95CSU0601716B* | 31600 | 16.5 | 8.1 | 33000 | 24600 | 74.55% | 1.86 | 0 | 10.5 |  |  |  | No | R-410A | 2.6333 | Residential & Commercial | Ducted CEE Tier 1
213779133 | Central HP <5.4 tons | KENMORE | HRCU-A-CB (Split System: Heat Pump with Remote Outdoor Unit-Air-Source) | (C,H,T)VH837GKA** |  |  | EA*4X42L21A*+WALLCON | *97CMN0801714B* | 31600 | 16.5 | 8.1 | 33400 | 24600 | 73.65% | 1.86 | 0 | 10.5 |  |  |  | No | R-410A | 2.6333 | Residential & Commercial | Ducted CEE Tier 1
215669312 | Central HP <5.4 tons | CARRIER | HRCU-A-CB (Split System: Heat Pump with Remote Outdoor Unit-Air-Source) | 27VNA036A*030* |  |  | CAA**6024AM*+UI | 58TN*B090C21**20 | 34400 | 18.5 | 9 | 34200 | 24600 | 71.93% | 1.92 | 0 | 10.5 |  |  |  | No | R-454B | 2.8667 | Residential & Commercial | Ducted CEE Tier 1
215669662 | Central HP <5.4 tons | CARRIER | HRCU-A-CB (Split System: Heat Pump with Remote Outdoor Unit-Air-Source) | 27VNA036A*030* |  |  | CAA**6124AM*+UI | 59CU5B080C21**20 | 34800 | 18 | 9 | 34400 | 24800 | 72.09% | 1.92 | 0 | 10 |  |  |  | No | R-454B | 2.9 | Residential & Commercial | Ducted CEE Tier 1
215669712 | Central HP <5.4 tons | CARRIER | HRCU-A-CB (Split System: Heat Pump with Remote Outdoor Unit-Air-Source) | 27VNA036A*030* |  |  | CAA**6124AM*+UI | 59MN7C120C24**22 | 34800 | 18.5 | 9 | 34400 | 24800 | 72.09% | 1.92 | 0 | 10.5 |  |  |  | No | R-454B | 2.9 | Residential & Commercial | Ducted CEE Tier 1
215670446 | Central HP <5.4 tons | CARRIER | HRCU-A-CB (Split System: Heat Pump with Remote Outdoor Unit-Air-Source) | 27VNA036A*030* |  |  | CSAH*6012AM*+UI | 58TN*B090C21**20 | 34600 | 17 | 8.5 | 34600 | 24800 | 71.68% | 1.92 | 0 | 10 |  |  |  | No | R-454B | 2.8833 | Residential & Commercial | Ducted CEE Tier 1
213072124 | Central HP <5.4 tons | ACIQ | HRCU-A-CB (Split System: Heat Pump with Remote Outdoor Unit-Air-Source) | DLCURAH18ABK |  |  | EA*4X19L17A* | *95ESN0601412A* | 18400 | 16.5 | 8.5 | 18300 | 17600 | 96.17% | 2.14 | 0 | 11 |  |  |  | No | R-410A | 1.5333 | Residential & Commercial | Ducted CEE Tier 1
213072140 | Central HP <5.4 tons | ACIQ | HRCU-A-CB (Split System: Heat Pump with Remote Outdoor Unit-Air-Source) | DLCURAH18ABK |  |  | EA*4X19L17A* | OMV112K14A | 18600 | 15.5 | 8.5 | 18700 | 17500 | 93.58% | 2.12 | 0 | 10.5 |  |  |  | No | R-410A | 1.55 | Residential & Commercial | Ducted CEE Tier 1
213072156 | Central HP <5.4 tons | ACIQ | HRCU-A-CB (Split System: Heat Pump with Remote Outdoor Unit-Air-Source) | DLCURAH18ABK |  |  | EA*4X24L17A* | *96VSN0401410A* | 17400 | 16 | 8.5 | 18300 | 19200 | 104.9% | 2.3 | 0 | 10.5 |  |  |  | No | R-410A | 1.45 | Residential & Commercial | Ducted CEE Tier 1
214574326 | Central HP <5.4 tons | KENMORE | HRCU-A-CB (Split System: Heat Pump with Remote Outdoor Unit-Air-Source) | (C,H,T)VH837GKA2* |  |  | EHD4X42AAL+WALLCON | *96CTN0802120B* | 32600 | 17.5 | 8.5 | 32800 | 24800 | 75.61% | 1.96 | 0 | 11 |  |  |  | No | R-410A | 2.7167 | Residential & Commercial | Ducted CEE Tier 1
214720028 | Central HP <5.4 tons | FRASER-JOHNSTON | HRCU-A-CB (Split System: Heat Pump with Remote Outdoor Unit-Air-Source) | HH860E2S11 |  |  | CTU60C5XGS1+TXV | TL9E080C16UH11 | 44500 | 18 | 9 | 45500 | 33800 | 74.29% | 2 | 0 | 11 |  |  |  | No | R-454B | 3.7083 | Residential & Commercial | Ducted CEE Tier 1
213780793 | Central HP <5.4 tons | KENMORE | HRCU-A-CB (Split System: Heat Pump with Remote Outdoor Unit-Air-Source) | (C,H,T)VH837GKA2* |  |  | EA*4X36L21A*+WALLCON | *97CMN0601714B* | 31200 | 16.5 | 8.1 | 33200 | 24600 | 74.1% | 1.82 | 0 | 10.5 |  |  |  | No | R-410A | 2.6 | Residential & Commercial | Ducted CEE Tier 1
213780843 | Central HP <5.4 tons | KENMORE | HRCU-A-CB (Split System: Heat Pump with Remote Outdoor Unit-Air-Source) | (C,H,T)VH837GKA2* |  |  | EA*4X36L21A*+WALLCON | *96CTN1002122B* | 31600 | 17 | 8.1 | 32800 | 24200 | 73.78% | 1.86 | 0 | 11 |  |  |  | No | R-410A | 2.6333 | Residential & Commercial | Ducted CEE Tier 1
214574186 | Central HP <5.4 tons | KENMORE | HRCU-A-CB (Split System: Heat Pump with Remote Outdoor Unit-Air-Source) | (C,H,T)VH837GKA2* |  |  | EA*4X61L24A*+WALLCON | *97CMN0602120B* | 33000 | 18 | 8.5 | 32000 | 25000 | 78.12% | 1.98 | 0 | 11.5 |  |  |  | No | R-410A | 2.75 | Residential & Commercial | Ducted CEE Tier 1
214574436 | Central HP <5.4 tons | KENMORE | HRCU-A-CB (Split System: Heat Pump with Remote Outdoor Unit-Air-Source) | (C,H,T)VH837GKA2* |  |  | EHD4X60AAL+WALLCON | *97CMN0802120B* | 33000 | 17 | 8.5 | 32200 | 24800 | 77.02% | 2 | 0 | 11.5 |  |  |  | No | R-410A | 2.75 | Residential & Commercial | Ducted CEE Tier 1
214719957 | Central HP <5.4 tons | FRASER-JOHNSTON | HRCU-A-CB (Split System: Heat Pump with Remote Outdoor Unit-Air-Source) | HH860E2S11 |  |  | CTU60C5XGS1+TXV | TMLV120C20MP12 | 44500 | 18 | 9 | 45000 | 33800 | 75.11% | 2 | 0 | 11 |  |  |  | No | R-454B | 3.7083 | Residential & Commercial | Ducted CEE Tier 1
214396504 | Central HP <5.4 tons | LUXAIRE | HRCU-A-CB (Split System: Heat Pump with Remote Outdoor Unit-Air-Source) | HH836E2S11 |  |  | CTF48C5CFS1 | TMLE100C20MP11 | 34400 | 17 | 8.5 | 32600 | 25800 | 79.14% | 2 | 0 | 11 |  |  |  | No | R-454B | 2.8667 | Residential & Commercial | Ducted CEE Tier 1
214396479 | Central HP <5.4 tons | LUXAIRE | HRCU-A-CB (Split System: Heat Pump with Remote Outdoor Unit-Air-Source) | HH836E2S11 |  |  | CTF48C5CFS1+JMET16CS2N1 |  | 33800 | 19 | 9 | 31200 | 25200 | 80.77% | 2 | 0 | 11.7 |  |  |  | No | R-454B | 2.8167 | Residential & Commercial | Ducted CEE Tier 1
214396382 | Central HP <5.4 tons | LUXAIRE | HRCU-A-CB (Split System: Heat Pump with Remote Outdoor Unit-Air-Source) | HH836E2S11 |  |  | CTM48C5CFS1 | TM8Y080C16MP11 | 33800 | 19 | 9 | 31800 | 25400 | 79.87% | 2 | 0 | 11 |  |  |  | No | R-454B | 2.8167 | Residential & Commercial | Ducted CEE Tier 1
213072165 | Central HP <5.4 tons | ACIQ | HRCU-A-CB (Split System: Heat Pump with Remote Outdoor Unit-Air-Source) | DLCURAH18ABK |  |  | EA*4X24L17A* | *96VTN0401712A* | 17700 | 15.5 | 8.5 | 18700 | 19100 | 102.1% | 2.28 | 0 | 10.5 |  |  |  | No | R-410A | 1.475 | Residential & Commercial | Ducted CEE Tier 1
213072179 | Central HP <5.4 tons | ACIQ | HRCU-A-CB (Split System: Heat Pump with Remote Outdoor Unit-Air-Source) | DLCURAH18ABK |  |  | EA*4X24L17A* | *92ESN0601714A* | 17700 | 16.5 | 8.5 | 18500 | 19100 | 103.2% | 2.3 | 0 | 10.5 |  |  |  | No | R-410A | 1.475 | Residential & Commercial | Ducted CEE Tier 1
213072249 | Central HP <5.4 tons | ACIQ | HRCU-A-CB (Split System: Heat Pump with Remote Outdoor Unit-Air-Source) | DLCURAH18ABK |  |  | EA*4X30L17A* | *95ESN0601412A* | 18000 | 16 | 8.5 | 18500 | 18500 | 100% | 2.22 | 0 | 10.5 |  |  |  | No | R-410A | 1.5 | Residential & Commercial | Ducted CEE Tier 1
213072281 | Central HP <5.4 tons | ACIQ | HRCU-A-CB (Split System: Heat Pump with Remote Outdoor Unit-Air-Source) | DLCURAH18ABK |  |  | EN(A,D)4X24L14** | *80VTL0451412A* | 17600 | 16 | 8.5 | 18500 | 18800 | 101.6% | 2.26 | 0 | 11 |  |  |  | No | R-410A | 1.4667 | Residential & Commercial | Ducted CEE Tier 1
213072283 | Central HP <5.4 tons | ACIQ | HRCU-A-CB (Split System: Heat Pump with Remote Outdoor Unit-Air-Source) | DLCURAH18ABK |  |  | EN(A,D)4X24L14** | *95ESN0601412A* | 17800 | 16 | 8.5 | 18700 | 18800 | 100.5% | 2.26 | 0 | 11 |  |  |  | No | R-410A | 1.4833 | Residential & Commercial | Ducted CEE Tier 1
213072363 | Central HP <5.4 tons | ACIQ | HRCU-A-CB (Split System: Heat Pump with Remote Outdoor Unit-Air-Source) | DLCURAH18ABK |  |  | EN(A,D)4X30L17** | *92ESN0601412A* | 18300 | 16 | 8.5 | 18800 | 18300 | 97.34% | 2.22 | 0 | 11 |  |  |  | No | R-410A | 1.525 | Residential & Commercial | Ducted CEE Tier 1
212983607 | Central HP <5.4 tons | BRYANT HEATING AND COOLING SYSTEMS | HRCU-A-CB (Split System: Heat Pump with Remote Outdoor Unit-Air-Source) | 38MURAQ24AB3* |  |  | CNPV*3017AL* | 912SE36060M14*** | 23800 | 17 | 8.5 | 26400 | 23800 | 90.15% | 1.98 | 0 | 10.5 |  |  |  | No | R-410A | 1.9833 | Residential & Commercial | Ducted CEE Tier 1
214396962 | Central HP <5.4 tons | LUXAIRE | HRCU-A-CB (Split System: Heat Pump with Remote Outdoor Unit-Air-Source) | HH836E2S11 |  |  | CTM48C5CFS1 | TMLE120C16MP11 | 33600 | 19 | 9 | 31400 | 25400 | 80.89% | 2 | 0 | 11 |  |  |  | No | R-454B | 2.8 | Residential & Commercial | Ducted CEE Tier 1
214396987 | Central HP <5.4 tons | LUXAIRE | HRCU-A-CB (Split System: Heat Pump with Remote Outdoor Unit-Air-Source) | HH836E2S11 |  |  | CTF48C5CFS1 | TPLC100C16MP13 | 33400 | 18 | 9 | 31600 | 25400 | 80.38% | 2 | 0 | 11 |  |  |  | No | R-454B | 2.7833 | Residential & Commercial | Ducted CEE Tier 1
214807763 | Central HP <5.4 tons | FRASER-JOHNSTON | HRCU-A-CB (Split System: Heat Pump with Remote Outdoor Unit-Air-Source) | HH836E2S11 |  |  | CTU36B5XDS1+TXV | Z8ES080B12SMPS1 | 33200 | 18 | 8.5 | 30400 | 24800 | 81.58% | 2 | 0 | 11.7 |  |  |  | No | R-454B | 2.7667 | Residential & Commercial | Ducted CEE Tier 1
214573739 | Central HP <5.4 tons | BRYANT HEATING AND COOLING SYSTEMS | HRCU-A-CB (Split System: Heat Pump with Remote Outdoor Unit-Air-Source) | 288BNV037*0**B* |  |  | CAP**4221AL*+UI | 935CB60080C21*** | 31800 | 17 | 8.5 | 33000 | 24400 | 73.94% | 1.9 | 0 | 11 |  |  |  | No | R-410A | 2.65 | Residential & Commercial | Ducted CEE Tier 1
216051296 | Central HP <5.4 tons | RUSSELL | HRCU-A-CB (Split System: Heat Pump with Remote Outdoor Unit-Air-Source) | SP19AY60AJVC |  |  | TCFY6021SEAAM | S802V1005A21UH | 54000 | 17 | 10 | 54000 | 48500 | 89.81% | 2 | 0 | 10 |  |  |  | No | R-454B | 4.5 | Residential & Commercial | Ducted CEE Tier 1
214574089 | Central HP <5.4 tons | BRYANT HEATING AND COOLING SYSTEMS | HRCU-A-CB (Split System: Heat Pump with Remote Outdoor Unit-Air-Source) | 288BNV037*0**B* |  |  | CAP**6121AL*+UI | 88*TB60070C21*** | 33200 | 17.5 | 8.5 | 32000 | 25000 | 78.12% | 2 | 0 | 11.5 |  |  |  | No | R-410A | 2.7667 | Residential & Commercial | Ducted CEE Tier 1
214573039 | Central HP <5.4 tons | BRYANT HEATING AND COOLING SYSTEMS | HRCU-A-CB (Split System: Heat Pump with Remote Outdoor Unit-Air-Source) | 288BNV037*0**A* |  |  | CAP**6124AL*+UI | 987MC60060C21*** | 33000 | 18 | 8.5 | 32000 | 25000 | 78.12% | 1.98 | 0 | 11.5 |  |  |  | No | R-410A | 2.75 | Residential & Commercial | Ducted CEE Tier 1
210106989 | Central HP <5.4 tons | RUSSELL | HRCU-A-CB (Split System: Heat Pump with Remote Outdoor Unit-Air-Source) | SP18AZ60AJVC |  |  | TCFZ6021SEAAM | S962V1005A21M4S | 52500 | 18 | 8.1 | 52500 | 50500 | 96.19% | 1.9 | 0 | 10 |  |  |  | No | R-410A | 4.375 | Residential & Commercial | Ducted CEE Tier 1
212609372 | Central HP <5.4 tons | RUSSELL | HRCU-A-CB (Split System: Heat Pump with Remote Outdoor Unit-Air-Source) | SP18AZ48AJVC |  |  | TCFZ6021SEAAM | S802V0755A21UHN | 44500 | 18 | 8.1 | 43500 | 45000 | 103.4% | 2 | 0 | 10 |  |  |  | No | R-410A | 3.7083 | Residential & Commercial | Ducted CEE Tier 1
214572469 | Central HP <5.4 tons | BRYANT HEATING AND COOLING SYSTEMS | HRCU-A-CB (Split System: Heat Pump with Remote Outdoor Unit-Air-Source) | 288BNV037*0**A* |  |  | CAP**3621AL*+UI | 88*TB60070C21*** | 31400 | 17 | 8.1 | 33000 | 24200 | 73.33% | 1.86 | 0 | 11 |  |  |  | No | R-410A | 2.6167 | Residential & Commercial | Ducted CEE Tier 1
214396821 | Central HP <5.4 tons | LUXAIRE | HRCU-A-CB (Split System: Heat Pump with Remote Outdoor Unit-Air-Source) | HH836E2S11 |  |  | CTM36B5CDS1 | TM8E100B12MP11 | 33200 | 18 | 8.5 | 31200 | 25000 | 80.13% | 2 | 0 | 11 |  |  |  | No | R-454B | 2.7667 | Residential & Commercial | Ducted CEE Tier 1
214396878 | Central HP <5.4 tons | LUXAIRE | HRCU-A-CB (Split System: Heat Pump with Remote Outdoor Unit-Air-Source) | HH836E2S11 |  |  | CTM36C5CDS1 | TPLC100C16MP13 | 34000 | 18 | 8.5 | 32000 | 26200 | 81.88% | 2 | 0 | 11 |  |  |  | No | R-454B | 2.8333 | Residential & Commercial | Ducted CEE Tier 1
211392884 | Central HP <5.4 tons | COLEMAN | HRCU-A-CB (Split System: Heat Pump with Remote Outdoor Unit-Air-Source) | HMH72B341 |  |  | XAFB36DBCN1 | TMLE040A12MP11 | 34000 | 18 | 8.1 | 33600 | 23800 | 70.83% | 2.06 | 0 | 10 |  |  |  | No | R-410A | 2.8333 | Residential & Commercial | Ducted CEE Tier 1
214396449 | Central HP <5.4 tons | LUXAIRE | HRCU-A-CB (Split System: Heat Pump with Remote Outdoor Unit-Air-Source) | HH836E2S11 |  |  | CTF36C5CDS1 | TM8E120C16MP11 | 33200 | 18 | 8.5 | 30600 | 25000 | 81.7% | 2 | 0 | 11.7 |  |  |  | No | R-454B | 2.7667 | Residential & Commercial | Ducted CEE Tier 1
214396464 | Central HP <5.4 tons | LUXAIRE | HRCU-A-CB (Split System: Heat Pump with Remote Outdoor Unit-Air-Source) | HH836E2S11 |  |  | CTF36C5CDS1 | TM8Y100C20MP11 | 33600 | 18 | 8.5 | 31000 | 25200 | 81.29% | 2 | 0 | 11.7 |  |  |  | No | R-454B | 2.8 | Residential & Commercial | Ducted CEE Tier 1
214396883 | Central HP <5.4 tons | LUXAIRE | HRCU-A-CB (Split System: Heat Pump with Remote Outdoor Unit-Air-Source) | HH836E2S11 |  |  | CTM36C5CDS1 | LPLC080C16MP13 | 34000 | 18 | 8.5 | 32000 | 26200 | 81.88% | 2 | 0 | 11 |  |  |  | No | R-454B | 2.8333 | Residential & Commercial | Ducted CEE Tier 1
214396873 | Central HP <5.4 tons | LUXAIRE | HRCU-A-CB (Split System: Heat Pump with Remote Outdoor Unit-Air-Source) | HH836E2S11 |  |  | CTM36C5CDS1 | TPLC080C16MP13 | 34000 | 18 | 8.5 | 32000 | 26200 | 81.88% | 2 | 0 | 11 |  |  |  | No | R-454B | 2.8333 | Residential & Commercial | Ducted CEE Tier 1
214396922 | Central HP <5.4 tons | LUXAIRE | HRCU-A-CB (Split System: Heat Pump with Remote Outdoor Unit-Air-Source) | HH836E2S11 |  |  | CTM48C5CFS1 | TM8E080C16MP11 | 33400 | 19 | 9 | 31400 | 25400 | 80.89% | 2 | 0 | 11 |  |  |  | No | R-454B | 2.7833 | Residential & Commercial | Ducted CEE Tier 1
214609093 | Central HP <5.4 tons | LUXAIRE | HRCU-A-CB (Split System: Heat Pump with Remote Outdoor Unit-Air-Source) | HH836E2S11 |  |  | CTF48C5CFS1 | Z9ES080C20SMPS1 | 34200 | 18 | 9 | 32000 | 25600 | 80% | 2 | 0 | 11 |  |  |  | No | R-454B | 2.85 | Residential & Commercial | Ducted CEE Tier 1
214876093 | Central HP <5.4 tons | CHAMPION HEATING AND COOLING | HRCU-A-CB (Split System: Heat Pump with Remote Outdoor Unit-Air-Source) | HMH72B341 |  |  | XAHC36DBCN1+JMC16C2SN1 |  | 34000 | 18.5 | 8.5 | 34000 | 23800 | 70% | 2 | 0 | 10 |  |  |  | No | R-410A | 2.8333 | Residential & Commercial | Ducted CEE Tier 1
214396484 | Central HP <5.4 tons | LUXAIRE | HRCU-A-CB (Split System: Heat Pump with Remote Outdoor Unit-Air-Source) | HH836E2S11 |  |  | CTF48C5CFS1 | TM9Y100C20MP11 | 34200 | 17 | 8.5 | 32800 | 26000 | 79.27% | 2 | 0 | 10 |  |  |  | No | R-454B | 2.85 | Residential & Commercial | Ducted CEE Tier 1
214807753 | Central HP <5.4 tons | FRASER-JOHNSTON | HRCU-A-CB (Split System: Heat Pump with Remote Outdoor Unit-Air-Source) | HH836E2S11 |  |  | CTU36B5XDS1+TXV | Z8ET080B12LMPS1 | 33200 | 19 | 9 | 30400 | 24800 | 81.58% | 2 | 0 | 11.7 |  |  |  | No | R-454B | 2.7667 | Residential & Commercial | Ducted CEE Tier 1
212609311 | Central HP <5.4 tons | RUSSELL | HRCU-A-CB (Split System: Heat Pump with Remote Outdoor Unit-Air-Source) | SP18AZ24AJVC |  |  | TCFZ2421HEAAM | S802V0754A17UHS | 22800 | 19 | 8.5 | 22800 | 26000 | 114% | 2.1 | 0 | 12.5 |  |  |  | No | R-410A | 1.9 | Residential & Commercial | Ducted CEE Tier 1
214066510 | Central HP <5.4 tons | RHEEM | HRCU-A-CB (Split System: Heat Pump with Remote Outdoor Unit-Air-Source) | RD17AZ36AJ3N |  |  | RCFZ3621MTANM | R962V0603A17M4S | 34200 | 18 | 8.1 | 34200 | 29800 | 87.13% | 1.9 | 0 | 10 |  |  |  | No | R-410A | 2.85 | Residential & Commercial | Ducted CEE Tier 1
214066562 | Central HP <5.4 tons | RHEEM | HRCU-A-CB (Split System: Heat Pump with Remote Outdoor Unit-Air-Source) | RD17AZ36AJ3N |  |  | RCFZ3621MTANM | R921V0403A17M4S | 34200 | 18 | 8.1 | 34200 | 29600 | 86.55% | 1.9 | 0 | 10 |  |  |  | No | R-410A | 2.85 | Residential & Commercial | Ducted CEE Tier 1
215669152 | Central HP <5.4 tons | CARRIER | HRCU-A-CB (Split System: Heat Pump with Remote Outdoor Unit-Air-Source) | 27VNA036A*030* |  |  | CAA**4821AM*+UI | 58TN*B090C17**16 | 33800 | 18 | 9 | 35000 | 25000 | 71.43% | 1.88 | 0 | 10 |  |  |  | No | R-454B | 2.8167 | Residential & Commercial | Ducted CEE Tier 1
215669552 | Central HP <5.4 tons | CARRIER | HRCU-A-CB (Split System: Heat Pump with Remote Outdoor Unit-Air-Source) | 27VNA036A*030* |  |  | CAA**6121AM*+UI | 59MN7C080C17**14 | 34600 | 18 | 9 | 34600 | 25000 | 72.25% | 1.9 | 0 | 10 |  |  |  | No | R-454B | 2.8833 | Residential & Commercial | Ducted CEE Tier 1
214396333 | Central HP <5.4 tons | LUXAIRE | HRCU-A-CB (Split System: Heat Pump with Remote Outdoor Unit-Air-Source) | HH860E2S11 |  |  | CTM60C5CHS1 | TM8Y100C20MP11 | 54000 | 19 | 9 | 55000 | 39500 | 71.82% | 2 | 0 | 11 |  |  |  | No | R-454B | 4.5 | Residential & Commercial | Ducted CEE Tier 1
214396771 | Central HP <5.4 tons | LUXAIRE | HRCU-A-CB (Split System: Heat Pump with Remote Outdoor Unit-Air-Source) | HH860E2S11 |  |  | CTF60D5CJS1 | TM8E130D20MP11 | 53500 | 18 | 9 | 55500 | 40000 | 72.07% | 2 | 0 | 11 |  |  |  | No | R-454B | 4.4583 | Residential & Commercial | Ducted CEE Tier 1
214396328 | Central HP <5.4 tons | LUXAIRE | HRCU-A-CB (Split System: Heat Pump with Remote Outdoor Unit-Air-Source) | HH860E2S11 |  |  | CTM60C5CHS1 | TM8Y120C20MP11 | 54000 | 19 | 9 | 55000 | 39500 | 71.82% | 2 | 0 | 11 |  |  |  | No | R-454B | 4.5 | Residential & Commercial | Ducted CEE Tier 1
214397195 | Central HP <5.4 tons | LUXAIRE | HRCU-A-CB (Split System: Heat Pump with Remote Outdoor Unit-Air-Source) | HH860E2S11 |  |  | CTF60D5CHS1 | TM9E120D20MP12 | 53500 | 19 | 8.5 | 54500 | 39500 | 72.48% | 2 | 0 | 11 |  |  |  | No | R-454B | 4.4583 | Residential & Commercial | Ducted CEE Tier 1
214396350 | Central HP <5.4 tons | LUXAIRE | HRCU-A-CB (Split System: Heat Pump with Remote Outdoor Unit-Air-Source) | HH860E2S11 |  |  | JHC60D5CJ2SS1 |  | 54500 | 19 | 9 | 56500 | 40000 | 70.8% | 2 | 0 | 11 |  |  |  | No | R-454B | 4.5417 | Residential & Commercial | Ducted CEE Tier 1
214574656 | Central HP <5.4 tons | KENMORE | HRCU-A-CB (Split System: Heat Pump with Remote Outdoor Unit-Air-Source) | (C,H,T)VH837GKA2* |  |  | EN(A,D)4X48L24**+WALLCON | *95CSU1002122B* | 32400 | 17.5 | 8.5 | 32600 | 24800 | 76.07% | 1.98 | 0 | 11.5 |  |  |  | No | R-410A | 2.7 | Residential & Commercial | Ducted CEE Tier 1
214574406 | Central HP <5.4 tons | KENMORE | HRCU-A-CB (Split System: Heat Pump with Remote Outdoor Unit-Air-Source) | (C,H,T)VH837GKA2* |  |  | EHD4X60AAL+WALLCON | *95CSU0802120B* | 33000 | 17 | 8.5 | 32200 | 25000 | 77.64% | 2 | 0 | 11 |  |  |  | No | R-410A | 2.75 | Residential & Commercial | Ducted CEE Tier 1
213780863 | Central HP <5.4 tons | KENMORE | HRCU-A-CB (Split System: Heat Pump with Remote Outdoor Unit-Air-Source) | (C,H,T)VH837GKA2* |  |  | EA*4X37L21A*+WALLCON | *80CTL0701716B* | 32800 | 17 | 8.5 | 33000 | 25200 | 76.36% | 1.96 | 0 | 11 |  |  |  | No | R-410A | 2.7333 | Residential & Commercial | Ducted CEE Tier 1
214807778 | Central HP <5.4 tons | FRASER-JOHNSTON | HRCU-A-CB (Split System: Heat Pump with Remote Outdoor Unit-Air-Source) | HH836E2S11 |  |  | CTU48C5XFS1+TXV | Z8ES120C16SMPS1 | 34000 | 19 | 9 | 31600 | 25200 | 79.75% | 2 | 0 | 11.7 |  |  |  | No | R-454B | 2.8333 | Residential & Commercial | Ducted CEE Tier 1
214609176 | Central HP <5.4 tons | LUXAIRE | HRCU-A-CB (Split System: Heat Pump with Remote Outdoor Unit-Air-Source) | HH836E2S11 |  |  | CTM48C5CFS1 | Z9ES080C16SMPS1 | 34400 | 19 | 9 | 32600 | 25800 | 79.14% | 2 | 0 | 11 |  |  |  | No | R-454B | 2.8667 | Residential & Commercial | Ducted CEE Tier 1
214875990 | Central HP <5.4 tons | CHAMPION HEATING AND COOLING | HRCU-A-CB (Split System: Heat Pump with Remote Outdoor Unit-Air-Source) | HMH72B341 |  |  | XAFC36DBCN1+JME12C2SN1 |  | 34000 | 18.5 | 8.5 | 33600 | 23600 | 70.24% | 2 | 0 | 10.5 |  |  |  | No | R-410A | 2.8333 | Residential & Commercial | Ducted CEE Tier 1
216581407 | Central HP <5.4 tons | BRYANT HEATING AND COOLING SYSTEMS | HRCU-A-CB (Split System: Heat Pump with Remote Outdoor Unit-Air-Source) | 284ANV036*0**B* |  |  | CAP**4221AL*+UI | 987TA66100C21*** | 32800 | 19 | 9.5 | 34800 | 26200 | 75.29% | 1.8 | 0 | 11.5 |  |  |  | No | R-410A | 2.7333 | Residential & Commercial | Ducted CEE Tier 1
216581423 | Central HP <5.4 tons | BRYANT HEATING AND COOLING SYSTEMS | HRCU-A-CB (Split System: Heat Pump with Remote Outdoor Unit-Air-Source) | 284ANV036*0**B* |  |  | CAP**6121AL*+UI | 987TA42060C17*** | 34000 | 19 | 9 | 35200 | 25200 | 71.59% | 1.8 | 0 | 11 |  |  |  | No | R-410A | 2.8333 | Residential & Commercial | Ducted CEE Tier 1
214569645 | Central HP <5.4 tons | BRYANT HEATING AND COOLING SYSTEMS | HRCU-A-CB (Split System: Heat Pump with Remote Outdoor Unit-Air-Source) | 284ANV036*0**B* |  |  | CSPH*4812AL*+UI | 88*TB60070C21*** | 34000 | 18.5 | 9 | 36600 | 25800 | 70.49% | 2.04 | 0 | 12 |  |  |  | No | R-410A | 2.8333 | Residential & Commercial | Ducted CEE Tier 1
214569693 | Central HP <5.4 tons | BRYANT HEATING AND COOLING SYSTEMS | HRCU-A-CB (Split System: Heat Pump with Remote Outdoor Unit-Air-Source) | 284ANV036*0**B* |  |  | CNPV*4824AL*+UI | 987MC60080C21*** | 33800 | 19.5 | 9 | 36800 | 26000 | 70.65% | 2.04 | 0 | 12.5 |  |  |  | No | R-410A | 2.8167 | Residential & Commercial | Ducted CEE Tier 1
214573939 | Central HP <5.4 tons | BRYANT HEATING AND COOLING SYSTEMS | HRCU-A-CB (Split System: Heat Pump with Remote Outdoor Unit-Air-Source) | 288BNV037*0**B* |  |  | CAP**4821AL*+UI | 987MC60060C21*** | 32200 | 17 | 8.5 | 32600 | 25200 | 77.3% | 1.96 | 0 | 11 |  |  |  | No | R-410A | 2.6833 | Residential & Commercial | Ducted CEE Tier 1
214573869 | Central HP <5.4 tons | BRYANT HEATING AND COOLING SYSTEMS | HRCU-A-CB (Split System: Heat Pump with Remote Outdoor Unit-Air-Source) | 288BNV037*0**B* |  |  | CAP**4321AL*+UI | 935CB66100C21*** | 33000 | 17.5 | 8.5 | 32600 | 25000 | 76.69% | 2 | 0 | 11.5 |  |  |  | No | R-410A | 2.75 | Residential & Commercial | Ducted CEE Tier 1
214573899 | Central HP <5.4 tons | BRYANT HEATING AND COOLING SYSTEMS | HRCU-A-CB (Split System: Heat Pump with Remote Outdoor Unit-Air-Source) | 288BNV037*0**B* |  |  | CAP**4321AL*+UI | 986TD60080C21*** | 33000 | 18.5 | 8.5 | 32600 | 25000 | 76.69% | 2 | 0 | 11.5 |  |  |  | No | R-410A | 2.75 | Residential & Commercial | Ducted CEE Tier 1
214569463 | Central HP <5.4 tons | BRYANT HEATING AND COOLING SYSTEMS | HRCU-A-CB (Split System: Heat Pump with Remote Outdoor Unit-Air-Source) | 284ANV048*0**B* |  |  | CSPH*4812AL*+UI | 987MC60060C21*** | 43500 | 19.5 | 9 | 47000 | 37200 | 79.15% | 2.16 | 0 | 10.5 |  |  |  | No | R-410A | 3.625 | Residential & Commercial | Ducted CEE Tier 1
212970423 | Central HP <5.4 tons | KEEPRITE | HRCU-A-CB (Split System: Heat Pump with Remote Outdoor Unit-Air-Source) | DLCURAH36ABK |  |  | EA*4X43L21A* | *80VSL0701716B* | 36400 | 16 | 8.5 | 39000 | 35000 | 89.74% | 2.06 | 0 | 10 |  |  |  | No | R-410A | 3.0333 | Residential & Commercial | Ducted CEE Tier 1
216581451 | Central HP <5.4 tons | BRYANT HEATING AND COOLING SYSTEMS | HRCU-A-CB (Split System: Heat Pump with Remote Outdoor Unit-Air-Source) | 284ANV048*0**B* |  |  | CAP**6121AL*+UI | 987TA60080C21*** | 45000 | 21 | 9.5 | 46000 | 36000 | 78.26% | 2 | 0 | 11 |  |  |  | No | R-410A | 3.75 | Residential & Commercial | Ducted CEE Tier 1
212982301 | Central HP <5.4 tons | BRYANT HEATING AND COOLING SYSTEMS | HRCU-A-CB (Split System: Heat Pump with Remote Outdoor Unit-Air-Source) | 38MURAQ24AB3* |  |  | CAP**3717AL* | 83*SB36040M17*** | 24200 | 16.5 | 8.5 | 25200 | 22000 | 87.3% | 1.84 | 0 | 10 |  |  |  | No | R-410A | 2.0167 | Residential & Commercial | Ducted CEE Tier 1
212981785 | Central HP <5.4 tons | BRYANT HEATING AND COOLING SYSTEMS | HRCU-A-CB (Split System: Heat Pump with Remote Outdoor Unit-Air-Source) | 38MURAQ24AB3* |  |  | CNPV*3017AL* | 83*SB60100M21*** | 23800 | 16.5 | 8.5 | 26400 | 24000 | 90.91% | 1.98 | 0 | 10.5 |  |  |  | No | R-410A | 1.9833 | Residential & Commercial | Ducted CEE Tier 1
212980256 | Central HP <5.4 tons | BRYANT HEATING AND COOLING SYSTEMS | HRCU-A-CB (Split System: Heat Pump with Remote Outdoor Unit-Air-Source) | 38MURAQ24AB3* |  |  | CAP**3621AL* | 8(0,1)*SB48090M21*** | 23400 | 17.5 | 8.5 | 26000 | 24400 | 93.85% | 2.04 | 0 | 10 |  |  |  | No | R-410A | 1.95 | Residential & Commercial | Ducted CEE Tier 1
211260314 | Central HP <5.4 tons | SMART COMFORT | HRCU-A-CB (Split System: Heat Pump with Remote Outdoor Unit-Air-Source) | DLCURAH18ABK |  |  | EA*4X24L17A* | *96VSN0801716A* | 17400 | 16 | 8.5 | 18300 | 19200 | 104.9% | 2.3 | 0 | 10.5 |  |  |  | No | R-410A | 1.45 | Residential & Commercial | Ducted CEE Tier 1
211260023 | Central HP <5.4 tons | SMART COMFORT | HRCU-A-CB (Split System: Heat Pump with Remote Outdoor Unit-Air-Source) | DLCURAH18ABK |  |  | EA*4X19L17A* | *80ESU0601716A | 19100 | 16.5 | 9 | 19000 | 17400 | 91.58% | 2.14 | 0 | 11 |  |  |  | No | R-410A | 1.5917 | Residential & Commercial | Ducted CEE Tier 1
211259896 | Central HP <5.4 tons | SMART COMFORT | HRCU-A-CB (Split System: Heat Pump with Remote Outdoor Unit-Air-Source) | DLCURAH18ABK |  |  | EA*4X19L17A* | *80ES(N,L)0451412A* | 18600 | 16.5 | 8.5 | 18500 | 17500 | 94.59% | 2.14 | 0 | 11 |  |  |  | No | R-410A | 1.55 | Residential & Commercial | Ducted CEE Tier 1
211245024 | Central HP <5.4 tons | BRYANT HEATING AND COOLING SYSTEMS | HRCU-A-CB (Split System: Heat Pump with Remote Outdoor Unit-Air-Source) | 38MURAQ24AB3* |  |  | CNPV*3617AL* | 82*TA48070V17*** | 24200 | 17 | 8.1 | 26200 | 23000 | 87.79% | 1.9 | 0 | 10.5 |  |  |  | No | R-410A | 2.0167 | Residential & Commercial | Ducted CEE Tier 1
212971656 | Central HP <5.4 tons | PAYNE HEATING AND COOLING | HRCU-A-CB (Split System: Heat Pump with Remote Outdoor Unit-Air-Source) | 38MURAQ24AB3* |  |  | CAP**3617AL* | PG80VTLB48070B** | 23800 | 17 | 8.5 | 26200 | 23800 | 90.84% | 1.98 | 0 | 10 |  |  |  | No | R-410A | 1.9833 | Residential & Commercial | Ducted CEE Tier 1
212972122 | Central HP <5.4 tons | PAYNE HEATING AND COOLING | HRCU-A-CB (Split System: Heat Pump with Remote Outdoor Unit-Air-Source) | 38MURAQ24AB3* |  |  | CAP**3621AL* | PG80VTLB60090C** | 23600 | 17 | 8.5 | 26200 | 24000 | 91.6% | 1.98 | 0 | 10 |  |  |  | No | R-410A | 1.9667 | Residential & Commercial | Ducted CEE Tier 1
211244447 | Central HP <5.4 tons | BRYANT HEATING AND COOLING SYSTEMS | HRCU-A-CB (Split System: Heat Pump with Remote Outdoor Unit-Air-Source) | 38MURAQ24AB3* |  |  | CNPV*3017AL* | 926SA36040V17*** | 23400 | 16 | 8.1 | 25800 | 24000 | 93.02% | 1.98 | 0 | 10 |  |  |  | No | R-410A | 1.95 | Residential & Commercial | Ducted CEE Tier 1
214595045 | Central HP <5.4 tons | LUXAIRE | HRCU-A-CB (Split System: Heat Pump with Remote Outdoor Unit-Air-Source) | HH836E2S11 |  |  | CTF36C5CDS1 | Z8ES100C20SMPS1 | 34600 | 18 | 8.5 | 32200 | 26200 | 81.37% | 2 | 0 | 11 |  |  |  | No | R-454B | 2.8833 | Residential & Commercial | Ducted CEE Tier 1
214807788 | Central HP <5.4 tons | FRASER-JOHNSTON | HRCU-A-CB (Split System: Heat Pump with Remote Outdoor Unit-Air-Source) | HH836E2S11 |  |  | CTU48C5XFS1+JMC17C2SN1+TXV |  | 34400 | 19 | 9 | 32000 | 25200 | 78.75% | 2 | 0 | 11.7 |  |  |  | No | R-454B | 2.8667 | Residential & Commercial | Ducted CEE Tier 1
214396892 | Central HP <5.4 tons | LUXAIRE | HRCU-A-CB (Split System: Heat Pump with Remote Outdoor Unit-Air-Source) | HH836E2S11 |  |  | CTM36C5CDS1 | TM8E100C20MP11 | 34600 | 17 | 8.5 | 32600 | 26800 | 82.21% | 2 | 0 | 11 |  |  |  | No | R-454B | 2.8833 | Residential & Commercial | Ducted CEE Tier 1
214396407 | Central HP <5.4 tons | LUXAIRE | HRCU-A-CB (Split System: Heat Pump with Remote Outdoor Unit-Air-Source) | HH836E2S11 |  |  | CTF36C5CDS1 | TP9C100C20MP13 | 34600 | 18 | 8.5 | 33000 | 27200 | 82.42% | 2 | 0 | 10 |  |  |  | No | R-454B | 2.8833 | Residential & Commercial | Ducted CEE Tier 1
214719709 | Central HP <5.4 tons | FRASER-JOHNSTON | HRCU-A-CB (Split System: Heat Pump with Remote Outdoor Unit-Air-Source) | HH836E2S11 |  |  | CTU36B5XDS1+TXV | TM9V080B12MP12 | 33000 | 18 | 8.5 | 30800 | 25000 | 81.17% | 2 | 0 | 11 |  |  |  | No | R-454B | 2.75 | Residential & Commercial | Ducted CEE Tier 1
214807768 | Central HP <5.4 tons | FRASER-JOHNSTON | HRCU-A-CB (Split System: Heat Pump with Remote Outdoor Unit-Air-Source) | HH836E2S11 |  |  | CTU36B5XDS1+JME12B2SN1+TXV |  | 33400 | 19 | 9 | 30400 | 24800 | 81.58% | 2 | 0 | 12 |  |  |  | No | R-454B | 2.7833 | Residential & Commercial | Ducted CEE Tier 1
211392660 | Central HP <5.4 tons | COLEMAN | HRCU-A-CB (Split System: Heat Pump with Remote Outdoor Unit-Air-Source) | HMH72B341 |  |  | XAFB36DBCN1 | TMLE060A12MP11 | 34000 | 18 | 8.1 | 33800 | 23800 | 70.41% | 2.06 | 0 | 10 |  |  |  | No | R-410A | 2.8333 | Residential & Commercial | Ducted CEE Tier 1
210473201 | Central HP <5.4 tons | KEEPRITE | HRCU-A-CB (Split System: Heat Pump with Remote Outdoor Unit-Air-Source) | CVH825GKA3* |  |  | EA*4X43L21A*+WALLCON | *97CMN0601714A* | 24200 | 16.5 | 8.1 | 21200 | 16800 | 79.25% | 2 | 0 | 11 |  |  |  | No | R-410A | 2.0167 | Residential & Commercial | Ducted CEE Tier 1
210473190 | Central HP <5.4 tons | KEEPRITE | HRCU-A-CB (Split System: Heat Pump with Remote Outdoor Unit-Air-Source) | CVH825GKA3* |  |  | EA*4X43L21A*+WALLCON | *96CTN0801714A* | 24400 | 16.5 | 8.1 | 21200 | 16700 | 78.77% | 2.02 | 0 | 11 |  |  |  | No | R-410A | 2.0333 | Residential & Commercial | Ducted CEE Tier 1
214570374 | Central HP <5.4 tons | DAY & NIGHT | HRCU-A-CB (Split System: Heat Pump with Remote Outdoor Unit-Air-Source) | CVH825GKA3* |  |  | EA*4X36L21A*+WALLCON | *80CTL0702120B* | 23600 | 16.5 | 8.1 | 21400 | 16600 | 77.57% | 1.94 | 0 | 10.5 |  |  |  | No | R-410A | 1.9667 | Residential & Commercial | Ducted CEE Tier 1
214396414 | Central HP <5.4 tons | LUXAIRE | HRCU-A-CB (Split System: Heat Pump with Remote Outdoor Unit-Air-Source) | HH836E2S11 |  |  | CTM36C5CDS1 | TM8E080C16MP11 | 33800 | 18 | 8.5 | 31400 | 25600 | 81.53% | 2 | 0 | 11 |  |  |  | No | R-454B | 2.8167 | Residential & Commercial | Ducted CEE Tier 1
214396831 | Central HP <5.4 tons | LUXAIRE | HRCU-A-CB (Split System: Heat Pump with Remote Outdoor Unit-Air-Source) | HH836E2S11 |  |  | CTF36B5CDS1 | TM8E080B12MP11 | 33600 | 18 | 8.5 | 31800 | 26000 | 81.76% | 2 | 0 | 11 |  |  |  | No | R-454B | 2.8 | Residential & Commercial | Ducted CEE Tier 1
214396897 | Central HP <5.4 tons | LUXAIRE | HRCU-A-CB (Split System: Heat Pump with Remote Outdoor Unit-Air-Source) | HH836E2S11 |  |  | CTM36C5CDS1 | TMLE100C20MP11 | 34600 | 17 | 8.5 | 32600 | 26800 | 82.21% | 2 | 0 | 11 |  |  |  | No | R-454B | 2.8833 | Residential & Commercial | Ducted CEE Tier 1
214075482 | Central HP <5.4 tons | RHEEM | HRCU-A-CB (Split System: Heat Pump with Remote Outdoor Unit-Air-Source) | RD17AZ24AJ3N |  |  | RCFZ2417MTANM | R801V0504A17UHU | 22400 | 17 | 8.1 | 22400 | 17000 | 75.89% | 2 | 0 | 10 |  |  |  | No | R-410A | 1.8667 | Residential & Commercial | Ducted CEE Tier 1
210471119 | Central HP <5.4 tons | KEEPRITE | HRCU-A-CB (Split System: Heat Pump with Remote Outdoor Unit-Air-Source) | CVH837GKA2* |  |  | EHD4X60AAL+WALLCON | *95CSU0802120A* | 33000 | 17 | 8.1 | 32200 | 24800 | 77.02% | 2.02 | 0 | 11.5 |  |  |  | No | R-410A | 2.75 | Residential & Commercial | Ducted CEE Tier 1
210470426 | Central HP <5.4 tons | KEEPRITE | HRCU-A-CB (Split System: Heat Pump with Remote Outdoor Unit-Air-Source) | CVH837GKA2* |  |  | EA*4X61L21A*+WALLCON | *80CSU1002120A* | 33200 | 17 | 8.1 | 32200 | 24800 | 77.02% | 1.98 | 0 | 11.5 |  |  |  | No | R-410A | 2.7667 | Residential & Commercial | Ducted CEE Tier 1
210470894 | Central HP <5.4 tons | KEEPRITE | HRCU-A-CB (Split System: Heat Pump with Remote Outdoor Unit-Air-Source) | CVH837GKA2* |  |  | EN(A,D,W)4X60L24**+WALLCON | *95CSU1002122A* | 32800 | 18 | 8.1 | 32200 | 24600 | 76.4% | 1.98 | 0 | 12 |  |  |  | No | R-410A | 2.7333 | Residential & Commercial | Ducted CEE Tier 1
214573634 | Central HP <5.4 tons | DAY & NIGHT | HRCU-A-CB (Split System: Heat Pump with Remote Outdoor Unit-Air-Source) | CVH837GKA2* |  |  | EA*4X36L21A*+WALLCON | *95CSU1002122B* | 31600 | 17 | 8.1 | 32800 | 24200 | 73.78% | 1.86 | 0 | 11 |  |  |  | No | R-410A | 2.6333 | Residential & Commercial | Ducted CEE Tier 1
214569405 | Central HP <5.4 tons | BRYANT HEATING AND COOLING SYSTEMS | HRCU-A-CB (Split System: Heat Pump with Remote Outdoor Unit-Air-Source) | 284ANV048*0**B* |  |  | CAP**4821AL*+UI | 987MC60080C21*** | 43500 | 20.5 | 9.5 | 46500 | 36600 | 78.71% | 2.26 | 0 | 11 |  |  |  | No | R-410A | 3.625 | Residential & Commercial | Ducted CEE Tier 1
214396994 | Central HP <5.4 tons | LUXAIRE | HRCU-A-CB (Split System: Heat Pump with Remote Outdoor Unit-Air-Source) | HH836E2S11 |  |  | CTF48C5CFS1 | LPLC100C16MP13 | 33400 | 18 | 9 | 31600 | 25400 | 80.38% | 2 | 0 | 11 |  |  |  | No | R-454B | 2.7833 | Residential & Commercial | Ducted CEE Tier 1
214396444 | Central HP <5.4 tons | LUXAIRE | HRCU-A-CB (Split System: Heat Pump with Remote Outdoor Unit-Air-Source) | HH836E2S11 |  |  | JHE36C5CD2SS1 |  | 33600 | 19 | 9 | 30600 | 25000 | 81.7% | 2 | 0 | 11.7 |  |  |  | No | R-454B | 2.8 | Residential & Commercial | Ducted CEE Tier 1
214396887 | Central HP <5.4 tons | LUXAIRE | HRCU-A-CB (Split System: Heat Pump with Remote Outdoor Unit-Air-Source) | HH836E2S11 |  |  | CTF36C5CDS1 | TL9E080C16UH11 | 33800 | 18 | 8.5 | 32000 | 26000 | 81.25% | 2 | 0 | 11 |  |  |  | No | R-454B | 2.8167 | Residential & Commercial | Ducted CEE Tier 1
214397737 | Central HP <5.4 tons | LUXAIRE | HRCU-A-CB (Split System: Heat Pump with Remote Outdoor Unit-Air-Source) | HH836E2S11 |  |  | CTM36C5CDS1 | TMLE120C20MP11 | 34600 | 16 | 8.5 | 32600 | 26800 | 82.21% | 2 | 0 | 11 |  |  |  | No | R-454B | 2.8833 | Residential & Commercial | Ducted CEE Tier 1
214396902 | Central HP <5.4 tons | LUXAIRE | HRCU-A-CB (Split System: Heat Pump with Remote Outdoor Unit-Air-Source) | HH836E2S11 |  |  | CTM36C5CDS1 | TM9E080C20MP12 | 34400 | 17 | 8.5 | 32600 | 26600 | 81.6% | 2 | 0 | 11 |  |  |  | No | R-454B | 2.8667 | Residential & Commercial | Ducted CEE Tier 1
214807773 | Central HP <5.4 tons | FRASER-JOHNSTON | HRCU-A-CB (Split System: Heat Pump with Remote Outdoor Unit-Air-Source) | HH836E2S11 |  |  | CTU36B5XDS1+TXV | Z8ES100B12SMPS1 | 33400 | 18 | 8.5 | 30800 | 25000 | 81.17% | 2 | 0 | 11.7 |  |  |  | No | R-454B | 2.7833 | Residential & Commercial | Ducted CEE Tier 1
214807758 | Central HP <5.4 tons | FRASER-JOHNSTON | HRCU-A-CB (Split System: Heat Pump with Remote Outdoor Unit-Air-Source) | HH836E2S11 |  |  | CTU36B5XDS1+JMC12B2SN1+TXV |  | 34000 | 19 | 9 | 31400 | 25600 | 81.53% | 2 | 0 | 11.7 |  |  |  | No | R-454B | 2.8333 | Residential & Commercial | Ducted CEE Tier 1
211387653 | Central HP <5.4 tons | CHAMPION HEATING AND COOLING | HRCU-A-CB (Split System: Heat Pump with Remote Outdoor Unit-Air-Source) | HMH72B341 |  |  | XAFC36DBCN1 | TP9C080C16MP13 | 34000 | 17.5 | 8.1 | 33800 | 23800 | 70.41% | 2.08 | 0 | 10 |  |  |  | No | R-410A | 2.8333 | Residential & Commercial | Ducted CEE Tier 1
211387646 | Central HP <5.4 tons | CHAMPION HEATING AND COOLING | HRCU-A-CB (Split System: Heat Pump with Remote Outdoor Unit-Air-Source) | HMH72B341 |  |  | XAFC36DBCN1 | TM9V080C16MP12 | 34000 | 17.5 | 8.1 | 33800 | 23800 | 70.41% | 2.08 | 0 | 10 |  |  |  | No | R-410A | 2.8333 | Residential & Commercial | Ducted CEE Tier 1
211387548 | Central HP <5.4 tons | CHAMPION HEATING AND COOLING | HRCU-A-CB (Split System: Heat Pump with Remote Outdoor Unit-Air-Source) | HMH72B341 |  |  | XAFC30CXXN1+TXV | TM9V100C16MP12 | 33200 | 17.5 | 8.5 | 33000 | 23200 | 70.3% | 2.06 | 0 | 10 |  |  |  | No | R-410A | 2.7667 | Residential & Commercial | Ducted CEE Tier 1
216581405 | Central HP <5.4 tons | BRYANT HEATING AND COOLING SYSTEMS | HRCU-A-CB (Split System: Heat Pump with Remote Outdoor Unit-Air-Source) | 284ANV036*0**B* |  |  | CAP**4221AL*+UI | 987TA60080C21*** | 32600 | 19 | 9.5 | 34800 | 26200 | 75.29% | 1.8 | 0 | 11.7 |  |  |  | No | R-410A | 2.7167 | Residential & Commercial | Ducted CEE Tier 1
211387504 | Central HP <5.4 tons | CHAMPION HEATING AND COOLING | HRCU-A-CB (Split System: Heat Pump with Remote Outdoor Unit-Air-Source) | HMH72B341 |  |  | XAFC36DXXN1+TXV | TM9V100C16MP12 | 34000 | 17.5 | 8.5 | 34000 | 24000 | 70.59% | 2.1 | 0 | 10 |  |  |  | No | R-410A | 2.8333 | Residential & Commercial | Ducted CEE Tier 1
211386660 | Central HP <5.4 tons | CHAMPION HEATING AND COOLING | HRCU-A-CB (Split System: Heat Pump with Remote Outdoor Unit-Air-Source) | HMH72B341 |  |  | JHVTC42FBCC2N1 |  | 34000 | 17.5 | 8.5 | 32400 | 23400 | 72.22% | 2.12 | 0 | 10 |  |  |  | No | R-410A | 2.8333 | Residential & Commercial | Ducted CEE Tier 1
214569327 | Central HP <5.4 tons | BRYANT HEATING AND COOLING SYSTEMS | HRCU-A-CB (Split System: Heat Pump with Remote Outdoor Unit-Air-Source) | 284ANV024*0**B* |  |  | CAP**3721AL*+UI | 935CB60080C21*** | 24200 | 20 | 11 | 26400 | 19700 | 74.62% | 2.54 | 0 | 13 |  |  |  | No | R-410A | 2.0167 | Residential & Commercial | Ducted CEE Tier 1
214569377 | Central HP <5.4 tons | BRYANT HEATING AND COOLING SYSTEMS | HRCU-A-CB (Split System: Heat Pump with Remote Outdoor Unit-Air-Source) | 284ANV024*0**B* |  |  | CSPH*4212AL*+UI | 935CB66100C21*** | 23800 | 19.5 | 10.5 | 26400 | 19600 | 74.24% | 2.54 | 0 | 13 |  |  |  | No | R-410A | 1.9833 | Residential & Commercial | Ducted CEE Tier 1
214570474 | Central HP <5.4 tons | DAY & NIGHT | HRCU-A-CB (Split System: Heat Pump with Remote Outdoor Unit-Air-Source) | CVH825GKA3* |  |  | EA*4X37L21A*+WALLCON | *97CMN0802120B* | 24400 | 16.5 | 8.5 | 21200 | 16600 | 78.3% | 2.02 | 0 | 11 |  |  |  | No | R-410A | 2.0333 | Residential & Commercial | Ducted CEE Tier 1
210473256 | Central HP <5.4 tons | KEEPRITE | HRCU-A-CB (Split System: Heat Pump with Remote Outdoor Unit-Air-Source) | CVH825GKA3* |  |  | EA*4X43L21A*+WALLCON | *97CMN0602120A* | 24400 | 16.5 | 8.1 | 21200 | 16700 | 78.77% | 2.02 | 0 | 11 |  |  |  | No | R-410A | 2.0333 | Residential & Commercial | Ducted CEE Tier 1
214570425 | Central HP <5.4 tons | KEEPRITE | HRCU-A-CB (Split System: Heat Pump with Remote Outdoor Unit-Air-Source) | CVH825GKA3* |  |  | EA*4X36L21A*+WALLCON | *96CTN0802120B* | 23600 | 16.5 | 8.1 | 21400 | 16600 | 77.57% | 1.94 | 0 | 11 |  |  |  | No | R-410A | 1.9667 | Residential & Commercial | Ducted CEE Tier 1
214570725 | Central HP <5.4 tons | KEEPRITE | HRCU-A-CB (Split System: Heat Pump with Remote Outdoor Unit-Air-Source) | CVH825GKA3* |  |  | EA*4X48L21A*+WALLCON | *96CTN0802120B* | 24200 | 17 | 8.5 | 20800 | 16500 | 79.33% | 2.02 | 0 | 11 |  |  |  | No | R-410A | 2.0167 | Residential & Commercial | Ducted CEE Tier 1
214569421 | Central HP <5.4 tons | BRYANT HEATING AND COOLING SYSTEMS | HRCU-A-CB (Split System: Heat Pump with Remote Outdoor Unit-Air-Source) | 284ANV048*0**B* |  |  | CAP**6024AL*+UI | 88*TB60070C21*** | 44500 | 21 | 10 | 46000 | 36400 | 79.13% | 2.32 | 0 | 11.5 |  |  |  | No | R-410A | 3.7083 | Residential & Commercial | Ducted CEE Tier 1
214569437 | Central HP <5.4 tons | BRYANT HEATING AND COOLING SYSTEMS | HRCU-A-CB (Split System: Heat Pump with Remote Outdoor Unit-Air-Source) | 284ANV048*0**B* |  |  | CAP**6121AL*+UI | 935CB66100C21*** | 45500 | 21.5 | 10 | 46000 | 36200 | 78.7% | 2.38 | 0 | 12 |  |  |  | No | R-410A | 3.7917 | Residential & Commercial | Ducted CEE Tier 1
214569471 | Central HP <5.4 tons | BRYANT HEATING AND COOLING SYSTEMS | HRCU-A-CB (Split System: Heat Pump with Remote Outdoor Unit-Air-Source) | 284ANV048*0**B* |  |  | CSPH*6012AL*+UI | 935CB60080C21*** | 45000 | 20 | 9.5 | 46500 | 36400 | 78.28% | 2.34 | 0 | 11.5 |  |  |  | No | R-410A | 3.75 | Residential & Commercial | Ducted CEE Tier 1
214569487 | Central HP <5.4 tons | BRYANT HEATING AND COOLING SYSTEMS | HRCU-A-CB (Split System: Heat Pump with Remote Outdoor Unit-Air-Source) | 284ANV048*0**B* |  |  | CNPV*4821AL*+UI | 987MC60060C21*** | 43000 | 20 | 9 | 47000 | 37000 | 78.72% | 2.12 | 0 | 11 |  |  |  | No | R-410A | 3.5833 | Residential & Commercial | Ducted CEE Tier 1
212383432 | Central HP <5.4 tons | SMART COMFORT | HRCU-A-CB (Split System: Heat Pump with Remote Outdoor Unit-Air-Source) | DLCURAH36ABK |  |  | EA*4X37L21A* | *80VTL0902120A* | 36200 | 16 | 8.5 | 38500 | 34800 | 90.39% | 2.06 | 0 | 10 |  |  |  | No | R-410A | 3.0167 | Residential & Commercial | Ducted CEE Tier 1
212383465 | Central HP <5.4 tons | SMART COMFORT | HRCU-A-CB (Split System: Heat Pump with Remote Outdoor Unit-Air-Source) | DLCURAH36ABK |  |  | EA*4X43L21A* | *80ES(N,L)0701716A* | 36800 | 15.5 | 8.5 | 39000 | 34800 | 89.23% | 2.1 | 0 | 10 |  |  |  | No | R-410A | 3.0667 | Residential & Commercial | Ducted CEE Tier 1
212384719 | Central HP <5.4 tons | SMART COMFORT | HRCU-A-CB (Split System: Heat Pump with Remote Outdoor Unit-Air-Source) | DLCURAH36ABK |  |  | EN(A,D,W)4X42L21** | *80ESU0802120A | 36800 | 15.2 | 8.1 | 40000 | 35200 | 88% | 1.94 | 0 | 10 |  |  |  | No | R-410A | 3.0667 | Residential & Commercial | Ducted CEE Tier 1
214570699 | Central HP <5.4 tons | BRYANT HEATING AND COOLING SYSTEMS | HRCU-A-CB (Split System: Heat Pump with Remote Outdoor Unit-Air-Source) | 288BNV025*0**C* |  |  | CAP**4821AL*+UI | 987MC60060C21*** | 24000 | 16.5 | 8.5 | 21000 | 16600 | 79.05% | 2 | 0 | 10.5 |  |  |  | No | R-410A | 2 | Residential & Commercial | Ducted CEE Tier 1
214570769 | Central HP <5.4 tons | BRYANT HEATING AND COOLING SYSTEMS | HRCU-A-CB (Split System: Heat Pump with Remote Outdoor Unit-Air-Source) | 288BNV025*0**C* |  |  | CAP**4824AL*+UI | 987MC60080C21*** | 24000 | 16.5 | 8.5 | 21000 | 16500 | 78.57% | 2.02 | 0 | 11 |  |  |  | No | R-410A | 2 | Residential & Commercial | Ducted CEE Tier 1
214807697 | Central HP <5.4 tons | FRASER-JOHNSTON | HRCU-A-CB (Split System: Heat Pump with Remote Outdoor Unit-Air-Source) | HH824E2S11 |  |  | CTU36B5XDS1+JMVT12BC2N1+TXV |  | 23000 | 19 | 9.5 | 23000 | 18500 | 80.43% | 2 | 0 | 12 |  |  |  | No | R-454B | 1.9167 | Residential & Commercial | Ducted CEE Tier 1
214807813 | Central HP <5.4 tons | FRASER-JOHNSTON | HRCU-A-CB (Split System: Heat Pump with Remote Outdoor Unit-Air-Source) | HH824E2S11 |  |  | CTU30B5XCS1+JMVT12BC2N1+TXV |  | 23000 | 18 | 9.5 | 23000 | 19000 | 82.61% | 2 | 0 | 12 |  |  |  | No | R-454B | 1.9167 | Residential & Commercial | Ducted CEE Tier 1
214650198 | Central HP <5.4 tons | FRASER-JOHNSTON | HRCU-A-CB (Split System: Heat Pump with Remote Outdoor Unit-Air-Source) | HH824E2S11 |  |  | CTU36B5XDS1+TXV | TPLC080B12MP13 | 23000 | 18 | 9 | 23000 | 18500 | 80.43% | 2 | 0 | 12 |  |  |  | No | R-454B | 1.9167 | Residential & Commercial | Ducted CEE Tier 1
214097590 | Central HP <5.4 tons | RUSSELL | HRCU-A-CB (Split System: Heat Pump with Remote Outdoor Unit-Air-Source) | RD17AZ48AJ3N |  |  | TCFZ6024SEANM | S802V1255A24UHS | 45500 | 17 | 8.1 | 45500 | 40000 | 87.91% | 2.1 | 0 | 10 |  |  |  | No | R-410A | 3.7917 | Residential & Commercial | Ducted CEE Tier 1
214807702 | Central HP <5.4 tons | FRASER-JOHNSTON | HRCU-A-CB (Split System: Heat Pump with Remote Outdoor Unit-Air-Source) | HH824E2S11 |  |  | CTU36B5XDS1+JMC12B2SN1+TXV |  | 23000 | 19 | 9.5 | 23000 | 18500 | 80.43% | 2 | 0 | 12 |  |  |  | No | R-454B | 1.9167 | Residential & Commercial | Ducted CEE Tier 1
214397146 | Central HP <5.4 tons | LUXAIRE | HRCU-A-CB (Split System: Heat Pump with Remote Outdoor Unit-Air-Source) | HH824E2S11 |  |  | CTF30B5ACS1 | TMLE080B12MP11 | 23000 | 17 | 9.5 | 23000 | 18400 | 80% | 2 | 0 | 12 |  |  |  | No | R-454B | 1.9167 | Residential & Commercial | Ducted CEE Tier 1
214396226 | Central HP <5.4 tons | LUXAIRE | HRCU-A-CB (Split System: Heat Pump with Remote Outdoor Unit-Air-Source) | HH824E2S11 |  |  | CTF36B5ADS1 | TPLC080B12MP13 | 23000 | 18 | 9 | 23000 | 18500 | 80.43% | 2 | 0 | 12 |  |  |  | No | R-454B | 1.9167 | Residential & Commercial | Ducted CEE Tier 1
214609098 | Central HP <5.4 tons | LUXAIRE | HRCU-A-CB (Split System: Heat Pump with Remote Outdoor Unit-Air-Source) | HH824E2S11 |  |  | CTF30A5ADS1 | Z9ES040A10SMPS1 | 23000 | 18 | 9 | 23000 | 17700 | 76.96% | 2 | 0 | 12 |  |  |  | No | R-454B | 1.9167 | Residential & Commercial | Ducted CEE Tier 1
214396263 | Central HP <5.4 tons | LUXAIRE | HRCU-A-CB (Split System: Heat Pump with Remote Outdoor Unit-Air-Source) | HH824E2S11 |  |  | CTM30B5ACS1+JMC12B2SN1 |  | 23000 | 18 | 9.5 | 23000 | 19000 | 82.61% | 2 | 0 | 12 |  |  |  | No | R-454B | 1.9167 | Residential & Commercial | Ducted CEE Tier 1
214807808 | Central HP <5.4 tons | FRASER-JOHNSTON | HRCU-A-CB (Split System: Heat Pump with Remote Outdoor Unit-Air-Source) | HH824E2S11 |  |  | CTU30B5XCS1+JMET08BS2N1+TXV |  | 23000 | 18 | 9.5 | 23000 | 18200 | 79.13% | 2 | 0 | 12 |  |  |  | No | R-454B | 1.9167 | Residential & Commercial | Ducted CEE Tier 1
214807823 | Central HP <5.4 tons | FRASER-JOHNSTON | HRCU-A-CB (Split System: Heat Pump with Remote Outdoor Unit-Air-Source) | HH824E2S11 |  |  | CTU30B5XCS1+JME12B2SN1+TXV |  | 23000 | 19 | 9.5 | 23000 | 19000 | 82.61% | 2 | 0 | 12 |  |  |  | No | R-454B | 1.9167 | Residential & Commercial | Ducted CEE Tier 1
214650074 | Central HP <5.4 tons | FRASER-JOHNSTON | HRCU-A-CB (Split System: Heat Pump with Remote Outdoor Unit-Air-Source) | HH824E2S11 |  |  | CTU36B5XDS1+TXV | TL9E060B12UH11 | 23000 | 18 | 9.5 | 23000 | 18900 | 82.17% | 2 | 0 | 12 |  |  |  | No | R-454B | 1.9167 | Residential & Commercial | Ducted CEE Tier 1
214810231 | Central HP <5.4 tons | FRASER-JOHNSTON | HRCU-A-CB (Split System: Heat Pump with Remote Outdoor Unit-Air-Source) | HH824E2S11 |  |  | CTM36B5ADS1 | TM8V080B12MP12 | 23000 | 17 | 9 | 23000 | 17700 | 76.96% | 2 | 0 | 12 |  |  |  | No | R-454B | 1.9167 | Residential & Commercial | Ducted CEE Tier 1
214573799 | Central HP <5.4 tons | BRYANT HEATING AND COOLING SYSTEMS | HRCU-A-CB (Split System: Heat Pump with Remote Outdoor Unit-Air-Source) | 288BNV037*0**B* |  |  | CAP**4224AL*+UI | 935CB60080C21*** | 31800 | 17 | 8.5 | 33000 | 24400 | 73.94% | 1.9 | 0 | 11 |  |  |  | No | R-410A | 2.65 | Residential & Commercial | Ducted CEE Tier 1
213779403 | Central HP <5.4 tons | KENMORE | HRCU-A-CB (Split System: Heat Pump with Remote Outdoor Unit-Air-Source) | (C,H,T)VH837GKA** |  |  | EA*4X48L21A*+WALLCON | *80CTL0902120B* | 32200 | 17 | 8.1 | 32600 | 24800 | 76.07% | 1.98 | 0 | 11 |  |  |  | No | R-410A | 2.6833 | Residential & Commercial | Ducted CEE Tier 1
213779453 | Central HP <5.4 tons | KENMORE | HRCU-A-CB (Split System: Heat Pump with Remote Outdoor Unit-Air-Source) | (C,H,T)VH837GKA** |  |  | EA*4X48L21A*+WALLCON | *97CMN1002122B* | 32400 | 17 | 8.1 | 32600 | 24800 | 76.07% | 1.98 | 0 | 11 |  |  |  | No | R-410A | 2.7 | Residential & Commercial | Ducted CEE Tier 1
213773723 | Central HP <5.4 tons | KENMORE | HRCU-A-CB (Split System: Heat Pump with Remote Outdoor Unit-Air-Source) | (C,H,T)VH825GKA3* |  |  | EA*4X48L21A*+WALLCON | *80CTL0902120B* | 24000 | 17 | 8.1 | 21000 | 16500 | 78.57% | 2.02 | 0 | 11 |  |  |  | No | R-410A | 2 | Residential & Commercial | Ducted CEE Tier 1
215679407 | Central HP <5.4 tons | ARCOAIRE | HRCU-A-CB (Split System: Heat Pump with Remote Outdoor Unit-Air-Source) | H5H0V36*K*AAA* |  |  | EA*5X42M21A*+WALLCON | *97CTN1002122A* | 33200 | 17.5 | 9 | 35800 | 25600 | 71.51% | 1.84 | 0 | 10 |  |  |  | No | R-454B | 2.7667 | Residential & Commercial | Ducted CEE Tier 1
214075277 | Central HP <5.4 tons | RHEEM | HRCU-A-CB (Split System: Heat Pump with Remote Outdoor Unit-Air-Source) | RD17AZ60AJ3N |  |  | RCFZ6024STANM | R801V1505A24UH | 55500 | 18 | 8.1 | 53500 | 49000 | 91.59% | 1.75 | 0 | 10 |  |  |  | No | R-410A | 4.625 | Residential & Commercial | Ducted CEE Tier 1
214075326 | Central HP <5.4 tons | RHEEM | HRCU-A-CB (Split System: Heat Pump with Remote Outdoor Unit-Air-Source) | RD17AZ60AJ3N |  |  | RCFZ6024STANM | R951V0855A21M4S | 55000 | 17 | 8.1 | 54000 | 49500 | 91.67% | 1.75 | 0 | 10 |  |  |  | No | R-410A | 4.5833 | Residential & Commercial | Ducted CEE Tier 1
215676629 | Central HP <5.4 tons | DAY & NIGHT | HRCU-A-CB (Split System: Heat Pump with Remote Outdoor Unit-Air-Source) | C5H0V48*K*AAA* |  |  | EVD5X60M24A*+WALLCON | *80CTL1102120B* | 48000 | 19 | 9 | 50000 | 36400 | 72.8% | 2 | 0 | 10.5 |  |  |  | No | R-454B | 4 | Residential & Commercial | Ducted CEE Tier 1
215676649 | Central HP <5.4 tons | DAY & NIGHT | HRCU-A-CB (Split System: Heat Pump with Remote Outdoor Unit-Air-Source) | C5H0V48*K*AAA* |  |  | EVD5X60M24A*+WALLCON | *95CSU1002122B* | 48000 | 19 | 9 | 50000 | 36400 | 72.8% | 2.02 | 0 | 10 |  |  |  | No | R-454B | 4 | Residential & Commercial | Ducted CEE Tier 1
215681509 | Central HP <5.4 tons | DAY & NIGHT | HRCU-A-CB (Split System: Heat Pump with Remote Outdoor Unit-Air-Source) | C5H0V48*K*AAA* |  |  | EA*5X61M21A*+WALLCON | *97CTN1002122A* | 46000 | 18 | 9 | 47500 | 33800 | 71.16% | 2.08 | 0 | 10 |  |  |  | No | R-454B | 3.8333 | Residential & Commercial | Ducted CEE Tier 1
214650793 | Central HP <5.4 tons | FRASER-JOHNSTON | HRCU-A-CB (Split System: Heat Pump with Remote Outdoor Unit-Air-Source) | HH824E2S11 |  |  | CTU30B5XCS1+TXV | TM9V060B12MP12 | 23000 | 17 | 9.5 | 23000 | 18300 | 79.57% | 2 | 0 | 12 |  |  |  | No | R-454B | 1.9167 | Residential & Commercial | Ducted CEE Tier 1
214807741 | Central HP <5.4 tons | FRASER-JOHNSTON | HRCU-A-CB (Split System: Heat Pump with Remote Outdoor Unit-Air-Source) | HH824E2S11 |  |  | CTM36B5ADS1 | TP9C080B12MP13 | 23000 | 18 | 9.5 | 23000 | 18500 | 80.43% | 2 | 0 | 12 |  |  |  | No | R-454B | 1.9167 | Residential & Commercial | Ducted CEE Tier 1
214397151 | Central HP <5.4 tons | LUXAIRE | HRCU-A-CB (Split System: Heat Pump with Remote Outdoor Unit-Air-Source) | HH824E2S11 |  |  | CTF30B5ACS1 | TM8V080B12MP12 | 23000 | 17 | 9.5 | 23000 | 17900 | 77.83% | 2 | 0 | 12 |  |  |  | No | R-454B | 1.9167 | Residential & Commercial | Ducted CEE Tier 1
214396664 | Central HP <5.4 tons | LUXAIRE | HRCU-A-CB (Split System: Heat Pump with Remote Outdoor Unit-Air-Source) | HH824E2S11 |  |  | CTF36B5ADS1 | TL9E060B12UH11 | 23000 | 18 | 9.5 | 23000 | 18900 | 82.17% | 2 | 0 | 12 |  |  |  | No | R-454B | 1.9167 | Residential & Commercial | Ducted CEE Tier 1
214569403 | Central HP <5.4 tons | BRYANT HEATING AND COOLING SYSTEMS | HRCU-A-CB (Split System: Heat Pump with Remote Outdoor Unit-Air-Source) | 284ANV048*0**B* |  |  | CAP**4821AL*+UI | 987MC60060C21*** | 43000 | 20 | 9.5 | 47000 | 37000 | 78.72% | 2.22 | 0 | 10.5 |  |  |  | No | R-410A | 3.5833 | Residential & Commercial | Ducted CEE Tier 1
214569439 | Central HP <5.4 tons | BRYANT HEATING AND COOLING SYSTEMS | HRCU-A-CB (Split System: Heat Pump with Remote Outdoor Unit-Air-Source) | 284ANV048*0**B* |  |  | CAP**6121AL*+UI | 987MC60060C21*** | 44500 | 20.5 | 9.5 | 46500 | 37000 | 79.57% | 2.3 | 0 | 11 |  |  |  | No | R-410A | 3.7083 | Residential & Commercial | Ducted CEE Tier 1
211227772 | Central HP <5.4 tons | SMART COMFORT | HRCU-A-CB (Split System: Heat Pump with Remote Outdoor Unit-Air-Source) | DLCURAH36ABK |  |  | EA*4X42L24A* | *80ES(N,L)0702116A* | 35200 | 16 | 8.1 | 38500 | 35000 | 90.91% | 1.88 | 0 | 10 |  |  |  | No | R-410A | 2.9333 | Residential & Commercial | Ducted CEE Tier 1
214396635 | Central HP <5.4 tons | LUXAIRE | HRCU-A-CB (Split System: Heat Pump with Remote Outdoor Unit-Air-Source) | HH860E2S11 |  |  | CTM60C5CGS1 | TM8V080C16MP12 | 44000 | 18 | 9 | 44500 | 33600 | 75.51% | 2 | 0 | 11.7 |  |  |  | No | R-454B | 3.6667 | Residential & Commercial | Ducted CEE Tier 1
214609117 | Central HP <5.4 tons | LUXAIRE | HRCU-A-CB (Split System: Heat Pump with Remote Outdoor Unit-Air-Source) | HH860E2S11 |  |  | CTF60C5CGS1 | Z9ES100C20SMPS1 | 45500 | 18 | 9 | 46500 | 34000 | 73.12% | 2 | 0 | 11.7 |  |  |  | No | R-454B | 3.7917 | Residential & Commercial | Ducted CEE Tier 1
214574566 | Central HP <5.4 tons | KENMORE | HRCU-A-CB (Split System: Heat Pump with Remote Outdoor Unit-Air-Source) | (C,H,T)VH837GKA2* |  |  | EN(A,D,W)4X42L21**+WALLCON | *96CTN0802120B* | 31800 | 17 | 8.1 | 33000 | 24400 | 73.94% | 1.9 | 0 | 11.5 |  |  |  | No | R-410A | 2.65 | Residential & Commercial | Ducted CEE Tier 1
214574396 | Central HP <5.4 tons | KENMORE | HRCU-A-CB (Split System: Heat Pump with Remote Outdoor Unit-Air-Source) | (C,H,T)VH837GKA2* |  |  | EHD4X60AAL+WALLCON | *80CTL0702120B* | 33000 | 17 | 8.5 | 32200 | 25000 | 77.64% | 2 | 0 | 11 |  |  |  | No | R-410A | 2.75 | Residential & Commercial | Ducted CEE Tier 1
214574346 | Central HP <5.4 tons | KENMORE | HRCU-A-CB (Split System: Heat Pump with Remote Outdoor Unit-Air-Source) | (C,H,T)VH837GKA2* |  |  | EHD4X48AAL+WALLCON | *95CSU0802120B* | 32600 | 17.5 | 8.5 | 32800 | 25000 | 76.22% | 1.98 | 0 | 11 |  |  |  | No | R-410A | 2.7167 | Residential & Commercial | Ducted CEE Tier 1
214720166 | Central HP <5.4 tons | FRASER-JOHNSTON | HRCU-A-CB (Split System: Heat Pump with Remote Outdoor Unit-Air-Source) | HH860E2S11 |  |  | CTU60C5XGS1+TXV | TMLE100C16MP11 | 44500 | 18 | 9 | 45500 | 34200 | 75.16% | 2 | 0 | 11 |  |  |  | No | R-454B | 3.7083 | Residential & Commercial | Ducted CEE Tier 1
214809015 | Central HP <5.4 tons | FRASER-JOHNSTON | HRCU-A-CB (Split System: Heat Pump with Remote Outdoor Unit-Air-Source) | HH860E2S11 |  |  | CTU60C5XGS1+TXV | TP9C100C16MP13 | 43500 | 18 | 9 | 44000 | 33200 | 75.45% | 2 | 0 | 11.7 |  |  |  | No | R-454B | 3.625 | Residential & Commercial | Ducted CEE Tier 1
214397504 | Central HP <5.4 tons | CHAMPION HEATING AND COOLING | HRCU-A-CB (Split System: Heat Pump with Remote Outdoor Unit-Air-Source) | HH860E2S11 |  |  | CTF60C5CGS1 | TP9C080C16MP13 | 43500 | 17 | 9 | 44000 | 33600 | 76.36% | 2 | 0 | 11 |  |  |  | No | R-454B | 3.625 | Residential & Commercial | Ducted CEE Tier 1
214396343 | Central HP <5.4 tons | LUXAIRE | HRCU-A-CB (Split System: Heat Pump with Remote Outdoor Unit-Air-Source) | HH860E2S11 |  |  | CTM60C5CHS1 | TP9C100C20MP13 | 53000 | 19 | 8.5 | 53500 | 38500 | 71.96% | 2 | 0 | 11 |  |  |  | No | R-454B | 4.4167 | Residential & Commercial | Ducted CEE Tier 1
214396370 | Central HP <5.4 tons | LUXAIRE | HRCU-A-CB (Split System: Heat Pump with Remote Outdoor Unit-Air-Source) | HH860E2S11 |  |  | CTF60D5CJS1 | LP9C120D20MP13 | 53000 | 19 | 9 | 55000 | 39500 | 71.82% | 2 | 0 | 11 |  |  |  | No | R-454B | 4.4167 | Residential & Commercial | Ducted CEE Tier 1
214809159 | Central HP <5.4 tons | FRASER-JOHNSTON | HRCU-A-CB (Split System: Heat Pump with Remote Outdoor Unit-Air-Source) | HH860E2S11 |  |  | CTU60C5XGS1+JME16C2SN1+TXV |  | 45000 | 19 | 9 | 45000 | 33000 | 73.33% | 2 | 0 | 12 |  |  |  | No | R-454B | 3.75 | Residential & Commercial | Ducted CEE Tier 1
214809022 | Central HP <5.4 tons | FRASER-JOHNSTON | HRCU-A-CB (Split System: Heat Pump with Remote Outdoor Unit-Air-Source) | HH860E2S11 |  |  | CTU60D5XGS1+JMET18DS2N1+TXV |  | 45500 | 19 | 9.5 | 45500 | 33800 | 74.29% | 2 | 0 | 12 |  |  |  | No | R-454B | 3.7917 | Residential & Commercial | Ducted CEE Tier 1
214397041 | Central HP <5.4 tons | LUXAIRE | HRCU-A-CB (Split System: Heat Pump with Remote Outdoor Unit-Air-Source) | HH860E2S11 |  |  | CTM60C5CGS1 | TM8Y080C16MP11 | 44000 | 18 | 9 | 44000 | 33400 | 75.91% | 2 | 0 | 11.7 |  |  |  | No | R-454B | 3.6667 | Residential & Commercial | Ducted CEE Tier 1
214396625 | Central HP <5.4 tons | LUXAIRE | HRCU-A-CB (Split System: Heat Pump with Remote Outdoor Unit-Air-Source) | HH860E2S11 |  |  | CTF60D5CGS1 | TMLE130D20MP11 | 46000 | 18 | 9 | 47500 | 35200 | 74.11% | 2 | 0 | 11 |  |  |  | No | R-454B | 3.8333 | Residential & Commercial | Ducted CEE Tier 1
214574496 | Central HP <5.4 tons | KENMORE | HRCU-A-CB (Split System: Heat Pump with Remote Outdoor Unit-Air-Source) | (C,H,T)VH837GKA2* |  |  | EN(A,D)4X36L21**+WALLCON | *97CMN0802120B* | 31400 | 17 | 8.1 | 33200 | 24200 | 72.89% | 1.82 | 0 | 11 |  |  |  | No | R-410A | 2.6167 | Residential & Commercial | Ducted CEE Tier 1
214397026 | Central HP <5.4 tons | LUXAIRE | HRCU-A-CB (Split System: Heat Pump with Remote Outdoor Unit-Air-Source) | HH860E2S11 |  |  | CTF60C5CGS1+JMVT16CC2N1 |  | 45000 | 19 | 9 | 45000 | 33600 | 74.67% | 2 | 0 | 12 |  |  |  | No | R-454B | 3.75 | Residential & Commercial | Ducted CEE Tier 1
215669372 | Central HP <5.4 tons | CARRIER | HRCU-A-CB (Split System: Heat Pump with Remote Outdoor Unit-Air-Source) | 27VNA036A*030* |  |  | CAA**6024AM*+UI | 59MN7C080C21**20 | 34400 | 18 | 9 | 34200 | 24800 | 72.51% | 1.9 | 0 | 10 |  |  |  | No | R-454B | 2.8667 | Residential & Commercial | Ducted CEE Tier 1
215669472 | Central HP <5.4 tons | CARRIER | HRCU-A-CB (Split System: Heat Pump with Remote Outdoor Unit-Air-Source) | 27VNA036A*030* |  |  | CAA**6121AM*+UI | 58TN*B070C21**20 | 34800 | 18.5 | 9 | 34400 | 24800 | 72.09% | 1.92 | 0 | 10 |  |  |  | No | R-454B | 2.9 | Residential & Commercial | Ducted CEE Tier 1
215669692 | Central HP <5.4 tons | CARRIER | HRCU-A-CB (Split System: Heat Pump with Remote Outdoor Unit-Air-Source) | 27VNA036A*030* |  |  | CAA**6124AM*+UI | 59MN7C080C21**20 | 34800 | 18 | 9 | 34400 | 24800 | 72.09% | 1.92 | 0 | 10.5 |  |  |  | No | R-454B | 2.9 | Residential & Commercial | Ducted CEE Tier 1
215669322 | Central HP <5.4 tons | CARRIER | HRCU-A-CB (Split System: Heat Pump with Remote Outdoor Unit-Air-Source) | 27VNA036A*030* |  |  | CAA**6024AM*+UI | 58TN*B110C21**20 | 34400 | 18.5 | 9 | 34200 | 24600 | 71.93% | 1.92 | 0 | 10.5 |  |  |  | No | R-454B | 2.8667 | Residential & Commercial | Ducted CEE Tier 1
215669342 | Central HP <5.4 tons | CARRIER | HRCU-A-CB (Split System: Heat Pump with Remote Outdoor Unit-Air-Source) | 27VNA036A*030* |  |  | CAA**6024AM*+UI | 59CU5B080C21**20 | 34400 | 18 | 9 | 34200 | 24800 | 72.51% | 1.9 | 0 | 10 |  |  |  | No | R-454B | 2.8667 | Residential & Commercial | Ducted CEE Tier 1
215669392 | Central HP <5.4 tons | CARRIER | HRCU-A-CB (Split System: Heat Pump with Remote Outdoor Unit-Air-Source) | 27VNA036A*030* |  |  | CAA**6024AM*+UI | 59MN7C120C24**22 | 34400 | 18.5 | 9 | 34200 | 24800 | 72.51% | 1.9 | 0 | 10 |  |  |  | No | R-454B | 2.8667 | Residential & Commercial | Ducted CEE Tier 1
215669422 | Central HP <5.4 tons | CARRIER | HRCU-A-CB (Split System: Heat Pump with Remote Outdoor Unit-Air-Source) | 27VNA036A*030* |  |  | CAA**6121AM*+UI | 58CU*A040C17**12 | 34800 | 18.5 | 9 | 34400 | 24800 | 72.09% | 1.92 | 0 | 10 |  |  |  | No | R-454B | 2.9 | Residential & Commercial | Ducted CEE Tier 1
213774583 | Central HP <5.4 tons | KENMORE | HRCU-A-CB (Split System: Heat Pump with Remote Outdoor Unit-Air-Source) | (C,H,T)VH825GKA3* |  |  | EHD4X48AAL+WALLCON | *80CTL0701716B* | 24200 | 16 | 8.1 | 21200 | 16600 | 78.3% | 2 | 0 | 10.5 |  |  |  | No | R-410A | 2.0167 | Residential & Commercial | Ducted CEE Tier 1
213773493 | Central HP <5.4 tons | KENMORE | HRCU-A-CB (Split System: Heat Pump with Remote Outdoor Unit-Air-Source) | (C,H,T)VH825GKA3* |  |  | EA*4X42L21A*+WALLCON | *96CTN1002122B* | 23800 | 16.5 | 8.1 | 21400 | 16600 | 77.57% | 1.96 | 0 | 11 |  |  |  | No | R-410A | 1.9833 | Residential & Commercial | Ducted CEE Tier 1
214397260 | Central HP <5.4 tons | LUXAIRE | HRCU-A-CB (Split System: Heat Pump with Remote Outdoor Unit-Air-Source) | HH836E2S11 |  |  | CTF36B5CDS1 | TM8Y080B12MP11 | 33400 | 18 | 8.5 | 31200 | 25600 | 82.05% | 2 | 0 | 11 |  |  |  | No | R-454B | 2.7833 | Residential & Commercial | Ducted CEE Tier 1
214396439 | Central HP <5.4 tons | LUXAIRE | HRCU-A-CB (Split System: Heat Pump with Remote Outdoor Unit-Air-Source) | HH836E2S11 |  |  | CTM36B5CDS1 | TM9E080B12MP12 | 33400 | 17 | 8.5 | 31800 | 26000 | 81.76% | 2 | 0 | 11 |  |  |  | No | R-454B | 2.7833 | Residential & Commercial | Ducted CEE Tier 1
214569363 | Central HP <5.4 tons | BRYANT HEATING AND COOLING SYSTEMS | HRCU-A-CB (Split System: Heat Pump with Remote Outdoor Unit-Air-Source) | 284ANV024*0**B* |  |  | CSPH*3012AL*+UI | 987MC60060C21*** | 23400 | 18.5 | 10.5 | 27000 | 20000 | 74.07% | 2.44 | 0 | 12.5 |  |  |  | No | R-410A | 1.95 | Residential & Commercial | Ducted CEE Tier 1
213072371 | Central HP <5.4 tons | ACIQ | HRCU-A-CB (Split System: Heat Pump with Remote Outdoor Unit-Air-Source) | DLCURAH18ABK |  |  | EN(A,D)4X30L17** | OMV112K14A | 18200 | 15.5 | 8.5 | 18900 | 18400 | 97.35% | 2.2 | 0 | 11 |  |  |  | No | R-410A | 1.5167 | Residential & Commercial | Ducted CEE Tier 1
213072385 | Central HP <5.4 tons | ACIQ | HRCU-A-CB (Split System: Heat Pump with Remote Outdoor Unit-Air-Source) | DLCURAH18ABK |  |  | FVM4X24***L |  | 18100 | 16.5 | 8.5 | 18500 | 18000 | 97.3% | 2.18 | 0 | 11 |  |  |  | No | R-410A | 1.5083 | Residential & Commercial | Ducted CEE Tier 1
211244742 | Central HP <5.4 tons | BRYANT HEATING AND COOLING SYSTEMS | HRCU-A-CB (Split System: Heat Pump with Remote Outdoor Unit-Air-Source) | 38MURAQ24AB3* |  |  | CNPV*3017AL* | 912SD48080E17*** | 24200 | 17 | 8.1 | 26200 | 22800 | 87.02% | 1.88 | 0 | 10.5 |  |  |  | No | R-410A | 2.0167 | Residential & Commercial | Ducted CEE Tier 1
211245077 | Central HP <5.4 tons | BRYANT HEATING AND COOLING SYSTEMS | HRCU-A-CB (Split System: Heat Pump with Remote Outdoor Unit-Air-Source) | 38MURAQ24AB3* |  |  | CNPV*3617AL* | 926TB36060V14*** | 23600 | 16.5 | 8.1 | 25800 | 23800 | 92.25% | 1.98 | 0 | 10 |  |  |  | No | R-410A | 1.9667 | Residential & Commercial | Ducted CEE Tier 1
211260066 | Central HP <5.4 tons | SMART COMFORT | HRCU-A-CB (Split System: Heat Pump with Remote Outdoor Unit-Air-Source) | DLCURAH18ABK |  |  | EA*4X19L17A* | OMV112K14A | 18600 | 15.5 | 8.5 | 18700 | 17500 | 93.58% | 2.12 | 0 | 10.5 |  |  |  | No | R-410A | 1.55 | Residential & Commercial | Ducted CEE Tier 1
211260132 | Central HP <5.4 tons | SMART COMFORT | HRCU-A-CB (Split System: Heat Pump with Remote Outdoor Unit-Air-Source) | DLCURAH18ABK |  |  | EA*4X24L14A* | *95ESN0401410A* | 17700 | 15.5 | 8.5 | 18700 | 19000 | 101.6% | 2.28 | 0 | 10.5 |  |  |  | No | R-410A | 1.475 | Residential & Commercial | Ducted CEE Tier 1
214569659 | Central HP <5.4 tons | BRYANT HEATING AND COOLING SYSTEMS | HRCU-A-CB (Split System: Heat Pump with Remote Outdoor Unit-Air-Source) | 284ANV036*0**B* |  |  | CSPH*6012AL*+UI | 935CB60080C21*** | 34400 | 18.5 | 9 | 36000 | 25400 | 70.56% | 2.04 | 0 | 12 |  |  |  | No | R-410A | 2.8667 | Residential & Commercial | Ducted CEE Tier 1
214569695 | Central HP <5.4 tons | BRYANT HEATING AND COOLING SYSTEMS | HRCU-A-CB (Split System: Heat Pump with Remote Outdoor Unit-Air-Source) | 284ANV036*0**B* |  |  | CNPV*4824AL*+UI | 986TD60080C21*** | 34000 | 19.5 | 9 | 36600 | 26000 | 71.04% | 2.04 | 0 | 12.5 |  |  |  | No | R-410A | 2.8333 | Residential & Commercial | Ducted CEE Tier 1
214569531 | Central HP <5.4 tons | BRYANT HEATING AND COOLING SYSTEMS | HRCU-A-CB (Split System: Heat Pump with Remote Outdoor Unit-Air-Source) | 284ANV036*0**B* |  |  | CAP**4221AL*+UI | 935CB60080C21*** | 33000 | 19 | 9.5 | 37800 | 26600 | 70.37% | 1.98 | 0 | 11.5 |  |  |  | No | R-410A | 2.75 | Residential & Commercial | Ducted CEE Tier 1
214569549 | Central HP <5.4 tons | BRYANT HEATING AND COOLING SYSTEMS | HRCU-A-CB (Split System: Heat Pump with Remote Outdoor Unit-Air-Source) | 284ANV036*0**B* |  |  | CAP**4321AL*+UI | 88*TB60070C21*** | 34400 | 19.5 | 9.5 | 36400 | 25600 | 70.33% | 2.04 | 0 | 12 |  |  |  | No | R-410A | 2.8667 | Residential & Commercial | Ducted CEE Tier 1
214396885 | Central HP <5.4 tons | LUXAIRE | HRCU-A-CB (Split System: Heat Pump with Remote Outdoor Unit-Air-Source) | HH836E2S11 |  |  | CTM36C5CDS1 | LPLC100C16MP13 | 34000 | 18 | 8.5 | 32000 | 26200 | 81.88% | 2 | 0 | 11 |  |  |  | No | R-454B | 2.8333 | Residential & Commercial | Ducted CEE Tier 1
214397265 | Central HP <5.4 tons | LUXAIRE | HRCU-A-CB (Split System: Heat Pump with Remote Outdoor Unit-Air-Source) | HH836E2S11 |  |  | CTF36C5CDS1 | TM9Y100C16MP11 | 33400 | 18 | 9 | 31000 | 25200 | 81.29% | 2 | 0 | 11 |  |  |  | No | R-454B | 2.7833 | Residential & Commercial | Ducted CEE Tier 1
211387517 | Central HP <5.4 tons | CHAMPION HEATING AND COOLING | HRCU-A-CB (Split System: Heat Pump with Remote Outdoor Unit-Air-Source) | HMH72B341 |  |  | XAFC36DXXN1+TXV | TP9C100C16MP13 | 34000 | 17.5 | 8.5 | 34000 | 24000 | 70.59% | 2.1 | 0 | 10 |  |  |  | No | R-410A | 2.8333 | Residential & Commercial | Ducted CEE Tier 1
213779143 | Central HP <5.4 tons | KENMORE | HRCU-A-CB (Split System: Heat Pump with Remote Outdoor Unit-Air-Source) | (C,H,T)VH837GKA** |  |  | EA*4X42L21A*+WALLCON | *97CMN1002122B* | 31800 | 17 | 8.1 | 33000 | 24400 | 73.94% | 1.88 | 0 | 11 |  |  |  | No | R-410A | 2.65 | Residential & Commercial | Ducted CEE Tier 1
215938111 | Central HP <5.4 tons | KEEPRITE | HRCU-A-CB (Split System: Heat Pump with Remote Outdoor Unit-Air-Source) | C5H3V48*K*AAA* |  |  | EVD5X49M24A*+WALLCON | *96CTN1002122B* | 45500 | 20.5 | 8.1 | 52500 | 38000 | 72.38% | 1.9 | 0 | 11.5 |  |  |  | No | R-454B | 3.7917 | Residential & Commercial | Ducted CEE Tier 1
214397349 | Central HP <5.4 tons | LUXAIRE | HRCU-A-CB (Split System: Heat Pump with Remote Outdoor Unit-Air-Source) | HH836E2S11 |  |  | CTM48C5CFS1 | TM8E120C20MP11 | 34600 | 17 | 8.5 | 32600 | 25600 | 78.53% | 2 | 0 | 11 |  |  |  | No | R-454B | 2.8833 | Residential & Commercial | Ducted CEE Tier 1
214779597 | Central HP <5.4 tons | FRASER-JOHNSTON | HRCU-A-CB (Split System: Heat Pump with Remote Outdoor Unit-Air-Source) | HMH72B341 |  |  | XAHB36DBCN1 | Z9ES060B12SMPS1 | 32800 | 16.5 | 8.5 | 31600 | 22200 | 70.25% | 1.8 | 0 | 10 |  |  |  | No | R-410A | 2.7333 | Residential & Commercial | Ducted CEE Tier 1
214397235 | Central HP <5.4 tons | LUXAIRE | HRCU-A-CB (Split System: Heat Pump with Remote Outdoor Unit-Air-Source) | HH836E2S11 |  |  | CTF36C5CDS1+JMET16CS2N1 |  | 34200 | 19 | 9 | 31400 | 25600 | 81.53% | 2 | 0 | 11.7 |  |  |  | No | R-454B | 2.85 | Residential & Commercial | Ducted CEE Tier 1
214397302 | Central HP <5.4 tons | LUXAIRE | HRCU-A-CB (Split System: Heat Pump with Remote Outdoor Unit-Air-Source) | HH836E2S11 |  |  | CTF36C5CDS1 | TM9E080C20MP12 | 34600 | 17 | 8.5 | 32600 | 26800 | 82.21% | 2 | 0 | 11 |  |  |  | No | R-454B | 2.8833 | Residential & Commercial | Ducted CEE Tier 1
211226494 | Central HP <5.4 tons | BRYANT HEATING AND COOLING SYSTEMS | HRCU-A-CB (Split System: Heat Pump with Remote Outdoor Unit-Air-Source) | 38MURAQ36AB3* |  |  | CAP**3717AL* | 8(0,1)*SA36070E14*** | 35800 | 15.5 | 8.1 | 38500 | 35000 | 90.91% | 2 | 0 | 10 |  |  |  | No | R-410A | 2.9833 | Residential & Commercial | Ducted CEE Tier 1
214571139 | Central HP <5.4 tons | BRYANT HEATING AND COOLING SYSTEMS | HRCU-A-CB (Split System: Heat Pump with Remote Outdoor Unit-Air-Source) | 288BNV025*0**C* |  |  | CNPV*3621AL*+UI | 986TD60080C21*** | 23600 | 16.5 | 8.1 | 21400 | 16700 | 78.04% | 1.92 | 0 | 11 |  |  |  | No | R-410A | 1.9667 | Residential & Commercial | Ducted CEE Tier 1
213829729 | Central HP <5.4 tons | RUSSELL | HRCU-A-CB (Split System: Heat Pump with Remote Outdoor Unit-Air-Source) | SP18AZ36AJVC |  |  | TCFZ3621MEAAM | S801V1005A21UHU | 34200 | 19 | 8.5 | 34200 | 43000 | 125.7% | 2.2 | 0 | 12.5 |  |  |  | No | R-410A | 2.85 | Residential & Commercial | Ducted CEE Tier 1
213372376 | Central HP <5.4 tons | RUSSELL | HRCU-A-CB (Split System: Heat Pump with Remote Outdoor Unit-Air-Source) | SP18AZ36AJVC |  |  | TCFZ3621MEAAM | S951V0403A17UHU | 34200 | 19 | 8.5 | 34200 | 43000 | 125.7% | 2.2 | 0 | 12.5 |  |  |  | No | R-410A | 2.85 | Residential & Commercial | Ducted CEE Tier 1
216581403 | Central HP <5.4 tons | BRYANT HEATING AND COOLING SYSTEMS | HRCU-A-CB (Split System: Heat Pump with Remote Outdoor Unit-Air-Source) | 284ANV036*0**B* |  |  | CAP**4221AL*+UI | 987TA42080C17*** | 32400 | 18.5 | 9.5 | 35200 | 26400 | 75% | 1.88 | 0 | 11 |  |  |  | No | R-410A | 2.7 | Residential & Commercial | Ducted CEE Tier 1
216581417 | Central HP <5.4 tons | BRYANT HEATING AND COOLING SYSTEMS | HRCU-A-CB (Split System: Heat Pump with Remote Outdoor Unit-Air-Source) | 284ANV036*0**B* |  |  | CAP**6024AL*+UI | 987TA60080C21*** | 34000 | 19.5 | 9 | 34200 | 25000 | 73.1% | 1.85 | 0 | 11.7 |  |  |  | No | R-410A | 2.8333 | Residential & Commercial | Ducted CEE Tier 1
213779253 | Central HP <5.4 tons | KENMORE | HRCU-A-CB (Split System: Heat Pump with Remote Outdoor Unit-Air-Source) | (C,H,T)VH837GKA** |  |  | EA*4X43L21A*+WALLCON | *80CTL0451712B* | 32600 | 16.5 | 8.1 | 33200 | 25400 | 76.51% | 1.94 | 0 | 10.5 |  |  |  | No | R-410A | 2.7167 | Residential & Commercial | Ducted CEE Tier 1
210106934 | Central HP <5.4 tons | RUSSELL | HRCU-A-CB (Split System: Heat Pump with Remote Outdoor Unit-Air-Source) | SP18AZ36AJVC |  |  | TCFZ6021SEAAM | S962V0703A17M4S | 34200 | 19 | 8.5 | 35000 | 43000 | 122.9% | 2.2 | 0 | 12.5 |  |  |  | No | R-410A | 2.85 | Residential & Commercial | Ducted CEE Tier 1
213779623 | Central HP <5.4 tons | KENMORE | HRCU-A-CB (Split System: Heat Pump with Remote Outdoor Unit-Air-Source) | (C,H,T)VH837GKA** |  |  | EA*4X60L24A*+WALLCON | *96CTN1202422B* | 32800 | 17.5 | 8.1 | 31800 | 24600 | 77.36% | 1.98 | 0 | 11.5 |  |  |  | No | R-410A | 2.7333 | Residential & Commercial | Ducted CEE Tier 1
213779273 | Central HP <5.4 tons | KENMORE | HRCU-A-CB (Split System: Heat Pump with Remote Outdoor Unit-Air-Source) | (C,H,T)VH837GKA** |  |  | EA*4X43L21A*+WALLCON | *80CTL0901716B* | 33000 | 17 | 8.5 | 32800 | 25000 | 76.22% | 1.98 | 0 | 11 |  |  |  | No | R-410A | 2.75 | Residential & Commercial | Ducted CEE Tier 1
213779073 | Central HP <5.4 tons | KENMORE | HRCU-A-CB (Split System: Heat Pump with Remote Outdoor Unit-Air-Source) | (C,H,T)VH837GKA** |  |  | EA*4X42L21A*+WALLCON | *80CTL0701716B* | 31400 | 17 | 8.1 | 33200 | 24400 | 73.49% | 1.86 | 0 | 10.5 |  |  |  | No | R-410A | 2.6167 | Residential & Commercial | Ducted CEE Tier 1
215938298 | Central HP <5.4 tons | ARCOAIRE | HRCU-A-CB (Split System: Heat Pump with Remote Outdoor Unit-Air-Source) | H5H3V48*K*AAA* |  |  | EVD5X60M24A*+WALLCON | *80CTL0902120B* | 45500 | 21 | 8.1 | 52500 | 38000 | 72.38% | 1.95 | 0 | 11.5 |  |  |  | No | R-454B | 3.7917 | Residential & Commercial | Ducted CEE Tier 1
214397173 | Central HP <5.4 tons | LUXAIRE | HRCU-A-CB (Split System: Heat Pump with Remote Outdoor Unit-Air-Source) | HH860E2S11 |  |  | CTM60D5CHS1+JME18D2SN1 |  | 54000 | 19 | 9 | 53500 | 38500 | 71.96% | 2 | 0 | 12 |  |  |  | No | R-454B | 4.5 | Residential & Commercial | Ducted CEE Tier 1
214396590 | Central HP <5.4 tons | LUXAIRE | HRCU-A-CB (Split System: Heat Pump with Remote Outdoor Unit-Air-Source) | HH860E2S11 |  |  | CTM60C5CGS1 | TL9E080C16UH11 | 44500 | 18 | 9 | 46000 | 34400 | 74.78% | 2 | 0 | 11 |  |  |  | No | R-454B | 3.7083 | Residential & Commercial | Ducted CEE Tier 1
214396640 | Central HP <5.4 tons | LUXAIRE | HRCU-A-CB (Split System: Heat Pump with Remote Outdoor Unit-Air-Source) | HH860E2S11 |  |  | CTM60C5CGS1 | TMLV100C16MP12 | 44000 | 18 | 9 | 44500 | 33600 | 75.51% | 2 | 0 | 11.7 |  |  |  | No | R-454B | 3.6667 | Residential & Commercial | Ducted CEE Tier 1
214650950 | Central HP <5.4 tons | FRASER-JOHNSTON | HRCU-A-CB (Split System: Heat Pump with Remote Outdoor Unit-Air-Source) | HH860E2S11 |  |  | CTU60D5XHS1+TXV | Z8ES130D20SMPS1 | 54000 | 19 | 9 | 53500 | 38500 | 71.96% | 2 | 0 | 12 |  |  |  | No | R-454B | 4.5 | Residential & Commercial | Ducted CEE Tier 1
214574356 | Central HP <5.4 tons | KENMORE | HRCU-A-CB (Split System: Heat Pump with Remote Outdoor Unit-Air-Source) | (C,H,T)VH837GKA2* |  |  | EHD4X48AAL+WALLCON | *95CSU1002122B* | 32600 | 17.5 | 8.5 | 32600 | 24800 | 76.07% | 1.98 | 0 | 11 |  |  |  | No | R-410A | 2.7167 | Residential & Commercial | Ducted CEE Tier 1
214574106 | Central HP <5.4 tons | KENMORE | HRCU-A-CB (Split System: Heat Pump with Remote Outdoor Unit-Air-Source) | (C,H,T)VH837GKA2* |  |  | EA*4X61L21A*+WALLCON | *95CSU0802120B* | 33200 | 17.5 | 8.5 | 32000 | 25000 | 78.12% | 2 | 0 | 11.5 |  |  |  | No | R-410A | 2.7667 | Residential & Commercial | Ducted CEE Tier 1
214809257 | Central HP <5.4 tons | FRASER-JOHNSTON | HRCU-A-CB (Split System: Heat Pump with Remote Outdoor Unit-Air-Source) | HH860E2S11 |  |  | CTU60C5XGS1+TXV | TL9E100C20UH11 | 44000 | 17 | 9 | 44500 | 33400 | 75.06% | 2 | 0 | 11.7 |  |  |  | No | R-454B | 3.6667 | Residential & Commercial | Ducted CEE Tier 1
214397183 | Central HP <5.4 tons | LUXAIRE | HRCU-A-CB (Split System: Heat Pump with Remote Outdoor Unit-Air-Source) | HH860E2S11 |  |  | CTM60D5CHS1 | TP9C120D20MP13 | 54000 | 19 | 9 | 54000 | 39000 | 72.22% | 2 | 0 | 11 |  |  |  | No | R-454B | 4.5 | Residential & Commercial | Ducted CEE Tier 1
215670526 | Central HP <5.4 tons | CARRIER | HRCU-A-CB (Split System: Heat Pump with Remote Outdoor Unit-Air-Source) | 27VNA036A*030* |  |  | CSAH*6012AM*+UI | 59MN7C080C21**20 | 34600 | 17 | 8.5 | 34600 | 24800 | 71.68% | 1.8 | 0 | 10 |  |  |  | No | R-454B | 2.8833 | Residential & Commercial | Ducted CEE Tier 1
213780005 | Central HP <5.4 tons | CARRIER | HRCU-A-CB (Split System: Heat Pump with Remote Outdoor Unit-Air-Source) | 25VNA837A*030* |  |  | CSPH*4212AL*+UI | 58TN*B090C17**16 | 32200 | 16.5 | 8.1 | 33000 | 24800 | 75.15% | 1.94 | 0 | 11 |  |  |  | No | R-410A | 2.6833 | Residential & Commercial | Ducted CEE Tier 1
213780105 | Central HP <5.4 tons | CARRIER | HRCU-A-CB (Split System: Heat Pump with Remote Outdoor Unit-Air-Source) | 25VNA837A*030* |  |  | CSPH*4212AL*+UI | 59TN6C080C17**14 | 32400 | 16 | 8.1 | 33000 | 24800 | 75.15% | 1.92 | 0 | 11 |  |  |  | No | R-410A | 2.7 | Residential & Commercial | Ducted CEE Tier 1
214396615 | Central HP <5.4 tons | LUXAIRE | HRCU-A-CB (Split System: Heat Pump with Remote Outdoor Unit-Air-Source) | HH860E2S11 |  |  | CTF60C5CGS1 | TL9E080C16UH11 | 44500 | 18 | 9 | 45500 | 33800 | 74.29% | 2 | 0 | 11 |  |  |  | No | R-454B | 3.7083 | Residential & Commercial | Ducted CEE Tier 1
214396766 | Central HP <5.4 tons | LUXAIRE | HRCU-A-CB (Split System: Heat Pump with Remote Outdoor Unit-Air-Source) | HH860E2S11 |  |  | CTF60D5CJS1+JME18D2SN1 |  | 53500 | 19 | 9 | 54000 | 39000 | 72.22% | 2 | 0 | 11 |  |  |  | No | R-454B | 4.4583 | Residential & Commercial | Ducted CEE Tier 1
214809179 | Central HP <5.4 tons | FRASER-JOHNSTON | HRCU-A-CB (Split System: Heat Pump with Remote Outdoor Unit-Air-Source) | HH860E2S11 |  |  | CTU60C5XGS1+TXV | TMLV100C16MP12 | 43500 | 18 | 9 | 44000 | 33400 | 75.91% | 2 | 0 | 11.7 |  |  |  | No | R-454B | 3.625 | Residential & Commercial | Ducted CEE Tier 1
213780893 | Central HP <5.4 tons | KENMORE | HRCU-A-CB (Split System: Heat Pump with Remote Outdoor Unit-Air-Source) | (C,H,T)VH837GKA2* |  |  | EA*4X37L21A*+WALLCON | *80CTL1102120B* | 33000 | 17 | 8.5 | 32800 | 25000 | 76.22% | 1.98 | 0 | 11.5 |  |  |  | No | R-410A | 2.75 | Residential & Commercial | Ducted CEE Tier 1
214396600 | Central HP <5.4 tons | LUXAIRE | HRCU-A-CB (Split System: Heat Pump with Remote Outdoor Unit-Air-Source) | HH860E2S11 |  |  | CTM60C5CGS1 | TM8E120C20MP11 | 44500 | 17 | 9 | 45000 | 33600 | 74.67% | 2 | 0 | 11.7 |  |  |  | No | R-454B | 3.7083 | Residential & Commercial | Ducted CEE Tier 1
214396650 | Central HP <5.4 tons | LUXAIRE | HRCU-A-CB (Split System: Heat Pump with Remote Outdoor Unit-Air-Source) | HH860E2S11 |  |  | CTM60C5CGS1 | TPLC100C16MP13 | 44000 | 18 | 9 | 44500 | 33600 | 75.51% | 2 | 0 | 11.7 |  |  |  | No | R-454B | 3.6667 | Residential & Commercial | Ducted CEE Tier 1
214649908 | Central HP <5.4 tons | FRASER-JOHNSTON | HRCU-A-CB (Split System: Heat Pump with Remote Outdoor Unit-Air-Source) | HH860E2S11 |  |  | CTU60D5XGS1+TXV | TM9E120D20MP12 | 45000 | 17 | 9 | 47000 | 35000 | 74.47% | 2 | 0 | 11 |  |  |  | No | R-454B | 3.75 | Residential & Commercial | Ducted CEE Tier 1
213780913 | Central HP <5.4 tons | KENMORE | HRCU-A-CB (Split System: Heat Pump with Remote Outdoor Unit-Air-Source) | (C,H,T)VH837GKA2* |  |  | EA*4X37L21A*+WALLCON | *97CMN0601714B* | 32600 | 16.5 | 8.1 | 33200 | 25400 | 76.51% | 1.94 | 0 | 11 |  |  |  | No | R-410A | 2.7167 | Residential & Commercial | Ducted CEE Tier 1
214066618 | Central HP <5.4 tons | RUSSELL | HRCU-A-CB (Split System: Heat Pump with Remote Outdoor Unit-Air-Source) | RD17AZ36AJ3N |  |  | TCFZ3621MTANM | S921V0603A17M4S | 34200 | 18 | 8.1 | 34200 | 29800 | 87.13% | 1.9 | 0 | 10 |  |  |  | No | R-410A | 2.85 | Residential & Commercial | Ducted CEE Tier 1
214066724 | Central HP <5.4 tons | RUSSELL | HRCU-A-CB (Split System: Heat Pump with Remote Outdoor Unit-Air-Source) | RD17AZ36AJ3N |  |  | TCFZ3621MTANM | S951V0703A17M4S | 34200 | 18 | 8.1 | 34200 | 29600 | 86.55% | 1.9 | 0 | 10 |  |  |  | No | R-410A | 2.85 | Residential & Commercial | Ducted CEE Tier 1
214397071 | Central HP <5.4 tons | LUXAIRE | HRCU-A-CB (Split System: Heat Pump with Remote Outdoor Unit-Air-Source) | HH860E2S11 |  |  | CTM60D5CGS1 | TM8E130D20MP11 | 46000 | 17 | 9 | 47000 | 34800 | 74.04% | 2 | 0 | 11 |  |  |  | No | R-454B | 3.8333 | Residential & Commercial | Ducted CEE Tier 1
214396751 | Central HP <5.4 tons | LUXAIRE | HRCU-A-CB (Split System: Heat Pump with Remote Outdoor Unit-Air-Source) | HH860E2S11 |  |  | CTF60D5CHS1 | TMLE130D20MP11 | 54000 | 19 | 8.5 | 55000 | 38500 | 70% | 2 | 0 | 11.7 |  |  |  | No | R-454B | 4.5 | Residential & Commercial | Ducted CEE Tier 1
214397021 | Central HP <5.4 tons | LUXAIRE | HRCU-A-CB (Split System: Heat Pump with Remote Outdoor Unit-Air-Source) | HH860E2S11 |  |  | CTF60C5CGS1+JMET16CS2N1 |  | 45500 | 19 | 9 | 45500 | 34200 | 75.16% | 2 | 0 | 11.7 |  |  |  | No | R-454B | 3.7917 | Residential & Commercial | Ducted CEE Tier 1
214397046 | Central HP <5.4 tons | LUXAIRE | HRCU-A-CB (Split System: Heat Pump with Remote Outdoor Unit-Air-Source) | HH860E2S11 |  |  | CTF60C5CGS1 | TM9E100C20MP12 | 44500 | 17 | 9 | 45000 | 33800 | 75.11% | 2 | 0 | 11.7 |  |  |  | No | R-454B | 3.7083 | Residential & Commercial | Ducted CEE Tier 1
214397205 | Central HP <5.4 tons | LUXAIRE | HRCU-A-CB (Split System: Heat Pump with Remote Outdoor Unit-Air-Source) | HH860E2S11 |  |  | CTF60D5CJS1+JMET18DS2N1 |  | 53000 | 19 | 9 | 54000 | 39000 | 72.22% | 2 | 0 | 11 |  |  |  | No | R-454B | 4.4167 | Residential & Commercial | Ducted CEE Tier 1
214396585 | Central HP <5.4 tons | LUXAIRE | HRCU-A-CB (Split System: Heat Pump with Remote Outdoor Unit-Air-Source) | HH860E2S11 |  |  | CTM60D5CGS1+JME18D2SN1 |  | 45000 | 19 | 9 | 44500 | 33000 | 74.16% | 2 | 0 | 12 |  |  |  | No | R-454B | 3.75 | Residential & Commercial | Ducted CEE Tier 1
214609083 | Central HP <5.4 tons | LUXAIRE | HRCU-A-CB (Split System: Heat Pump with Remote Outdoor Unit-Air-Source) | HH860E2S11 |  |  | CTF60C5CGS1 | Z9ES080C20SMPS1 | 44500 | 18 | 9 | 45500 | 33400 | 73.41% | 2 | 0 | 11.7 |  |  |  | No | R-454B | 3.7083 | Residential & Commercial | Ducted CEE Tier 1
214809247 | Central HP <5.4 tons | FRASER-JOHNSTON | HRCU-A-CB (Split System: Heat Pump with Remote Outdoor Unit-Air-Source) | HH860E2S11 |  |  | CTU60C5XGS1+TXV | TM8Y080C16MP11 | 44000 | 18 | 9 | 44000 | 33400 | 75.91% | 2 | 0 | 11.7 |  |  |  | No | R-454B | 3.6667 | Residential & Commercial | Ducted CEE Tier 1
214876088 | Central HP <5.4 tons | CHAMPION HEATING AND COOLING | HRCU-A-CB (Split System: Heat Pump with Remote Outdoor Unit-Air-Source) | HMH72B341 |  |  | XAFB36DBCN1+JME12B2SN1 |  | 34000 | 18.5 | 8.5 | 33000 | 23200 | 70.3% | 2 | 0 | 10.5 |  |  |  | No | R-410A | 2.8333 | Residential & Commercial | Ducted CEE Tier 1
215669382 | Central HP <5.4 tons | CARRIER | HRCU-A-CB (Split System: Heat Pump with Remote Outdoor Unit-Air-Source) | 27VNA036A*030* |  |  | CAA**6024AM*+UI | 59MN7C100C21**22 | 34400 | 18 | 9 | 34200 | 24800 | 72.51% | 1.9 | 0 | 10.5 |  |  |  | No | R-454B | 2.8667 | Residential & Commercial | Ducted CEE Tier 1
215669172 | Central HP <5.4 tons | CARRIER | HRCU-A-CB (Split System: Heat Pump with Remote Outdoor Unit-Air-Source) | 27VNA036A*030* |  |  | CAA**4821AM*+UI | 58TN*B110C21**20 | 33800 | 18 | 9 | 35000 | 25000 | 71.43% | 1.9 | 0 | 10 |  |  |  | No | R-454B | 2.8167 | Residential & Commercial | Ducted CEE Tier 1
215669292 | Central HP <5.4 tons | CARRIER | HRCU-A-CB (Split System: Heat Pump with Remote Outdoor Unit-Air-Source) | 27VNA036A*030* |  |  | CAA**6024AM*+UI | 58CU*A100C21**20 | 34400 | 18 | 9 | 34200 | 24800 | 72.51% | 1.9 | 0 | 10 |  |  |  | No | R-454B | 2.8667 | Residential & Commercial | Ducted CEE Tier 1
214807798 | Central HP <5.4 tons | FRASER-JOHNSTON | HRCU-A-CB (Split System: Heat Pump with Remote Outdoor Unit-Air-Source) | HH836E2S11 |  |  | CTU48C5XFS1+JME16C2SN1+TXV |  | 34200 | 19 | 9 | 31600 | 25200 | 79.75% | 2 | 0 | 11.7 |  |  |  | No | R-454B | 2.85 | Residential & Commercial | Ducted CEE Tier 1
211387627 | Central HP <5.4 tons | CHAMPION HEATING AND COOLING | HRCU-A-CB (Split System: Heat Pump with Remote Outdoor Unit-Air-Source) | HMH72B341 |  |  | XAFC36DXXN1+TXV | TM9V080C16MP12 | 34000 | 17.5 | 8.1 | 33800 | 23800 | 70.41% | 2.08 | 0 | 10 |  |  |  | No | R-410A | 2.8333 | Residential & Commercial | Ducted CEE Tier 1
215679439 | Central HP <5.4 tons | DAY & NIGHT | HRCU-A-CB (Split System: Heat Pump with Remote Outdoor Unit-Air-Source) | C5H0V36*K*AAA* |  |  | EA*5X43M21A*+WALLCON | *80CSU0601716B* | 34600 | 18 | 9 | 35200 | 25000 | 71.02% | 1.9 | 0 | 10 |  |  |  | No | R-454B | 2.8833 | Residential & Commercial | Ducted CEE Tier 1
215679589 | Central HP <5.4 tons | DAY & NIGHT | HRCU-A-CB (Split System: Heat Pump with Remote Outdoor Unit-Air-Source) | C5H0V36*K*AAA* |  |  | EA*5X60M24A*+WALLCON | *97CTN1202422A* | 34400 | 18.5 | 9 | 34200 | 24800 | 72.51% | 1.9 | 0 | 10.5 |  |  |  | No | R-454B | 2.8667 | Residential & Commercial | Ducted CEE Tier 1
216051301 | Central HP <5.4 tons | RUSSELL | HRCU-A-CB (Split System: Heat Pump with Remote Outdoor Unit-Air-Source) | SP19AY60AJVC |  |  | TCFY6021SEAAM | S962V1005A21M4 | 53500 | 16 | 10 | 53500 | 49000 | 91.59% | 2 | 0 | 10 |  |  |  | No | R-454B | 4.4583 | Residential & Commercial | Ducted CEE Tier 1
213780985 | Central HP <5.4 tons | CARRIER | HRCU-A-CB (Split System: Heat Pump with Remote Outdoor Unit-Air-Source) | 25VNA837A*031* |  |  | CAP**4221AL*+UI | 58TN*B090C17**16 | 31800 | 17 | 8.1 | 33000 | 24400 | 73.94% | 1.88 | 0 | 11 |  |  |  | No | R-410A | 2.65 | Residential & Commercial | Ducted CEE Tier 1
213781155 | Central HP <5.4 tons | CARRIER | HRCU-A-CB (Split System: Heat Pump with Remote Outdoor Unit-Air-Source) | 25VNA837A*031* |  |  | CAP**4321AL*+UI | 58TN*B045C17**12 | 32600 | 16.5 | 8.1 | 33200 | 25400 | 76.51% | 1.94 | 0 | 10.5 |  |  |  | No | R-410A | 2.7167 | Residential & Commercial | Ducted CEE Tier 1
213781185 | Central HP <5.4 tons | CARRIER | HRCU-A-CB (Split System: Heat Pump with Remote Outdoor Unit-Air-Source) | 25VNA837A*031* |  |  | CAP**4321AL*+UI | 58TN*B090C21**20 | 32800 | 17 | 8.5 | 32600 | 25000 | 76.69% | 1.98 | 0 | 11.5 |  |  |  | No | R-410A | 2.7333 | Residential & Commercial | Ducted CEE Tier 1
213781655 | Central HP <5.4 tons | CARRIER | HRCU-A-CB (Split System: Heat Pump with Remote Outdoor Unit-Air-Source) | 25VNA837A*031* |  |  | CAP**6124AL*+UI | 58TN*B090C21**20 | 33200 | 17.5 | 8.5 | 32000 | 24800 | 77.5% | 2 | 0 | 11.7 |  |  |  | No | R-410A | 2.7667 | Residential & Commercial | Ducted CEE Tier 1
213782055 | Central HP <5.4 tons | CARRIER | HRCU-A-CB (Split System: Heat Pump with Remote Outdoor Unit-Air-Source) | 25VNA837A*031* |  |  | CSPH*4812AL*+UI | 58TN*B070C14**12 | 32600 | 16.5 | 8.1 | 33200 | 25000 | 75.3% | 1.94 | 0 | 11 |  |  |  | No | R-410A | 2.7167 | Residential & Commercial | Ducted CEE Tier 1
214809010 | Central HP <5.4 tons | FRASER-JOHNSTON | HRCU-A-CB (Split System: Heat Pump with Remote Outdoor Unit-Air-Source) | HH860E2S11 |  |  | CTU60C5XGS1+TXV | TM8V100C16MP12 | 43500 | 18 | 9 | 44000 | 33400 | 75.91% | 2 | 0 | 11.7 |  |  |  | No | R-454B | 3.625 | Residential & Commercial | Ducted CEE Tier 1
214719983 | Central HP <5.4 tons | FRASER-JOHNSTON | HRCU-A-CB (Split System: Heat Pump with Remote Outdoor Unit-Air-Source) | HH860E2S11 |  |  | CTU60C5XGS1+TXV | TM9E100C20MP12 | 44500 | 17 | 9 | 45000 | 33800 | 75.11% | 2 | 0 | 11.7 |  |  |  | No | R-454B | 3.7083 | Residential & Commercial | Ducted CEE Tier 1
214650830 | Central HP <5.4 tons | FRASER-JOHNSTON | HRCU-A-CB (Split System: Heat Pump with Remote Outdoor Unit-Air-Source) | HH860E2S11 |  |  | CTU60D5XGS1+TXV | Z8ES130D20SMPS1 | 45000 | 18 | 9 | 45000 | 33200 | 73.78% | 2 | 0 | 12 |  |  |  | No | R-454B | 3.75 | Residential & Commercial | Ducted CEE Tier 1
214809184 | Central HP <5.4 tons | FRASER-JOHNSTON | HRCU-A-CB (Split System: Heat Pump with Remote Outdoor Unit-Air-Source) | HH860E2S11 |  |  | CTU60C5XGS1+TXV | TPLC080C16MP13 | 43500 | 18 | 9 | 44000 | 33400 | 75.91% | 2 | 0 | 11.7 |  |  |  | No | R-454B | 3.625 | Residential & Commercial | Ducted CEE Tier 1
214574606 | Central HP <5.4 tons | KENMORE | HRCU-A-CB (Split System: Heat Pump with Remote Outdoor Unit-Air-Source) | (C,H,T)VH837GKA2* |  |  | EN(A,D,W)4X48L21**+WALLCON | *97CMN0602120B* | 32200 | 17 | 8.1 | 33000 | 25000 | 75.76% | 1.94 | 0 | 11.5 |  |  |  | No | R-410A | 2.6833 | Residential & Commercial | Ducted CEE Tier 1
214574506 | Central HP <5.4 tons | KENMORE | HRCU-A-CB (Split System: Heat Pump with Remote Outdoor Unit-Air-Source) | (C,H,T)VH837GKA2* |  |  | EN(A,D)4X36L21**+WALLCON | *96CTN0802120B* | 31400 | 17 | 8.1 | 33000 | 24000 | 72.73% | 1.84 | 0 | 11 |  |  |  | No | R-410A | 2.6167 | Residential & Commercial | Ducted CEE Tier 1
214720181 | Central HP <5.4 tons | FRASER-JOHNSTON | HRCU-A-CB (Split System: Heat Pump with Remote Outdoor Unit-Air-Source) | HH860E2S11 |  |  | CTU60C5XGS1+TXV | TMLE120C16MP11 | 44500 | 18 | 9 | 45500 | 34200 | 75.16% | 2 | 0 | 11 |  |  |  | No | R-454B | 3.7083 | Residential & Commercial | Ducted CEE Tier 1
214807843 | Central HP <5.4 tons | FRASER-JOHNSTON | HRCU-A-CB (Split System: Heat Pump with Remote Outdoor Unit-Air-Source) | HH860E2S11 |  |  | CTU60D5XHS1+JMC20D2SN1+TXV |  | 53000 | 19 | 8.5 | 53000 | 38000 | 71.7% | 2 | 0 | 12 |  |  |  | No | R-454B | 4.4167 | Residential & Commercial | Ducted CEE Tier 1
214809027 | Central HP <5.4 tons | FRASER-JOHNSTON | HRCU-A-CB (Split System: Heat Pump with Remote Outdoor Unit-Air-Source) | HH860E2S11 |  |  | CTU60C5XGS1+JMC16C2SN1+TXV |  | 45000 | 19 | 9 | 45000 | 33600 | 74.67% | 2 | 0 | 12 |  |  |  | No | R-454B | 3.75 | Residential & Commercial | Ducted CEE Tier 1
214809144 | Central HP <5.4 tons | FRASER-JOHNSTON | HRCU-A-CB (Split System: Heat Pump with Remote Outdoor Unit-Air-Source) | HH860E2S11 |  |  | CTU60C5XGS1+JMVT16CC2N1+TXV |  | 45000 | 19 | 9 | 45000 | 33600 | 74.67% | 2 | 0 | 12 |  |  |  | No | R-454B | 3.75 | Residential & Commercial | Ducted CEE Tier 1
214809262 | Central HP <5.4 tons | FRASER-JOHNSTON | HRCU-A-CB (Split System: Heat Pump with Remote Outdoor Unit-Air-Source) | HH860E2S11 |  |  | CTU60C5XGS1+TXV | Z9ES100C20SMPS1 | 45500 | 18 | 9 | 46500 | 34000 | 73.12% | 2 | 0 | 11.7 |  |  |  | No | R-454B | 3.7917 | Residential & Commercial | Ducted CEE Tier 1
214397418 | Central HP <5.4 tons | LUXAIRE | HRCU-A-CB (Split System: Heat Pump with Remote Outdoor Unit-Air-Source) | HH860E2S11 |  |  | CTF60D5CGS1 | LP9C120D20MP13 | 44000 | 18 | 9 | 44500 | 33400 | 75.06% | 2 | 0 | 11.7 |  |  |  | No | R-454B | 3.6667 | Residential & Commercial | Ducted CEE Tier 1
214609112 | Central HP <5.4 tons | LUXAIRE | HRCU-A-CB (Split System: Heat Pump with Remote Outdoor Unit-Air-Source) | HH860E2S11 |  |  | CTM60C5CGS1 | Z9ES100C16SMPS1 | 45500 | 18 | 9 | 46000 | 33800 | 73.48% | 2 | 0 | 11.7 |  |  |  | No | R-454B | 3.7917 | Residential & Commercial | Ducted CEE Tier 1
214395393 | Central HP <5.4 tons | LUXAIRE | HRCU-A-CB (Split System: Heat Pump with Remote Outdoor Unit-Air-Source) | HH860E2S11 |  |  | JHC48C5CG2SS1 |  | 46000 | 19 | 9 | 46000 | 34000 | 73.91% | 2.1 | 0 | 12 |  |  |  | No | R-454B | 3.8333 | Residential & Commercial | Ducted CEE Tier 1
214396365 | Central HP <5.4 tons | LUXAIRE | HRCU-A-CB (Split System: Heat Pump with Remote Outdoor Unit-Air-Source) | HH860E2S11 |  |  | CTF60D5CJS1 | TP9C120D20MP13 | 53000 | 19 | 9 | 55000 | 39500 | 71.82% | 2 | 0 | 11 |  |  |  | No | R-454B | 4.4167 | Residential & Commercial | Ducted CEE Tier 1
214574176 | Central HP <5.4 tons | KENMORE | HRCU-A-CB (Split System: Heat Pump with Remote Outdoor Unit-Air-Source) | (C,H,T)VH837GKA2* |  |  | EA*4X61L24A*+WALLCON | *95CSU1002122B* | 33200 | 18.5 | 8.5 | 31800 | 24800 | 77.99% | 2 | 0 | 11.5 |  |  |  | No | R-410A | 2.7667 | Residential & Commercial | Ducted CEE Tier 1
214574596 | Central HP <5.4 tons | KENMORE | HRCU-A-CB (Split System: Heat Pump with Remote Outdoor Unit-Air-Source) | (C,H,T)VH837GKA2* |  |  | EN(A,D,W)4X48L21**+WALLCON | *95CSU1002122B* | 32400 | 17.5 | 8.5 | 32600 | 24800 | 76.07% | 1.98 | 0 | 11.5 |  |  |  | No | R-410A | 2.7 | Residential & Commercial | Ducted CEE Tier 1
214606532 | Central HP <5.4 tons | LUXAIRE | HRCU-A-C (Split System: Heat Pump with Remote Outdoor Unit with No Indoor Fan --Air Source) | HH860E2S11 |  |  | CTF60D5CGS1 |  | 44500 | 15.2 | 8.5 | 46000 | 34200 | 74.35% | 2 | 0 | 11 |  |  |  | No | R-454B | 3.7083 | Residential & Commercial | Ducted CEE Tier 1
214398028 | Central HP <5.4 tons | LUXAIRE | HRCU-A-CB (Split System: Heat Pump with Remote Outdoor Unit-Air-Source) | HH860E2S11 |  |  | CTM60C5CHS1 | TMLE080C20MP11 | 53500 | 19 | 8.5 | 54000 | 39000 | 72.22% | 2 | 0 | 11 |  |  |  | No | R-454B | 4.4583 | Residential & Commercial | Ducted CEE Tier 1
214398060 | Central HP <5.4 tons | LUXAIRE | HRCU-A-CB (Split System: Heat Pump with Remote Outdoor Unit-Air-Source) | HH860E2S11 |  |  | CTM60C5CHS1 | LPLC120C20MP13 | 53500 | 19 | 9 | 54000 | 39000 | 72.22% | 2 | 0 | 11 |  |  |  | No | R-454B | 4.4583 | Residential & Commercial | Ducted CEE Tier 1
214398277 | Central HP <5.4 tons | LUXAIRE | HRCU-A-CB (Split System: Heat Pump with Remote Outdoor Unit-Air-Source) | HH860E2S11 |  |  | CTF60C5CGS1 | TPLC120C20MP13 | 44500 | 18 | 9 | 45000 | 33800 | 75.11% | 2 | 0 | 11 |  |  |  | No | R-454B | 3.7083 | Residential & Commercial | Ducted CEE Tier 1
214398663 | Central HP <5.4 tons | LUXAIRE | HRCU-A-CB (Split System: Heat Pump with Remote Outdoor Unit-Air-Source) | HH860E2S11 |  |  | CTF60C5CGS1 | LPLC080C16MP13 | 43500 | 18 | 9 | 44000 | 33400 | 75.91% | 2 | 0 | 11.7 |  |  |  | No | R-454B | 3.625 | Residential & Commercial | Ducted CEE Tier 1
214397475 | Central HP <5.4 tons | LUXAIRE | HRCU-A-CB (Split System: Heat Pump with Remote Outdoor Unit-Air-Source) | HH860E2S11 |  |  | CTM60C5CGS1 | TM9V100C20MP12 | 44000 | 18 | 9 | 44500 | 33600 | 75.51% | 2 | 0 | 11.7 |  |  |  | No | R-454B | 3.6667 | Residential & Commercial | Ducted CEE Tier 1
214569579 | Central HP <5.4 tons | BRYANT HEATING AND COOLING SYSTEMS | HRCU-A-CB (Split System: Heat Pump with Remote Outdoor Unit-Air-Source) | 284ANV036*0**B* |  |  | CAP**4824AL*+UI | 987MC60060C21*** | 33600 | 19 | 9.5 | 36600 | 25800 | 70.49% | 2.02 | 0 | 11.5 |  |  |  | No | R-410A | 2.8 | Residential & Commercial | Ducted CEE Tier 1
214569629 | Central HP <5.4 tons | BRYANT HEATING AND COOLING SYSTEMS | HRCU-A-CB (Split System: Heat Pump with Remote Outdoor Unit-Air-Source) | 284ANV036*0**B* |  |  | CSPH*3612AL*+UI | 987MC60080C21*** | 33600 | 18 | 9 | 37000 | 26200 | 70.81% | 2.02 | 0 | 11.5 |  |  |  | No | R-410A | 2.8 | Residential & Commercial | Ducted CEE Tier 1
214569631 | Central HP <5.4 tons | BRYANT HEATING AND COOLING SYSTEMS | HRCU-A-CB (Split System: Heat Pump with Remote Outdoor Unit-Air-Source) | 284ANV036*0**B* |  |  | CSPH*3612AL*+UI | 986TD60080C21*** | 33800 | 18.5 | 9 | 37000 | 26200 | 70.81% | 2.02 | 0 | 11.5 |  |  |  | No | R-410A | 2.8167 | Residential & Commercial | Ducted CEE Tier 1
215669492 | Central HP <5.4 tons | CARRIER | HRCU-A-CB (Split System: Heat Pump with Remote Outdoor Unit-Air-Source) | 27VNA036A*030* |  |  | CAA**6121AM*+UI | 58TN*B110C21**20 | 35000 | 18.5 | 9 | 34400 | 24800 | 72.09% | 1.92 | 0 | 10.5 |  |  |  | No | R-454B | 2.9167 | Residential & Commercial | Ducted CEE Tier 1
215669522 | Central HP <5.4 tons | CARRIER | HRCU-A-CB (Split System: Heat Pump with Remote Outdoor Unit-Air-Source) | 27VNA036A*030* |  |  | CAA**6121AM*+UI | 59CU5B100C21**22 | 35000 | 18 | 9 | 34400 | 24800 | 72.09% | 1.92 | 0 | 10 |  |  |  | No | R-454B | 2.9167 | Residential & Commercial | Ducted CEE Tier 1
215669542 | Central HP <5.4 tons | CARRIER | HRCU-A-CB (Split System: Heat Pump with Remote Outdoor Unit-Air-Source) | 27VNA036A*030* |  |  | CAA**6121AM*+UI | 59MN7C060C21**20 | 34600 | 18 | 9 | 34600 | 25000 | 72.25% | 1.9 | 0 | 10 |  |  |  | No | R-454B | 2.8833 | Residential & Commercial | Ducted CEE Tier 1
215669602 | Central HP <5.4 tons | CARRIER | HRCU-A-CB (Split System: Heat Pump with Remote Outdoor Unit-Air-Source) | 27VNA036A*030* |  |  | CAA**6121AM*+UI | 59TN6C100C21**22 | 34800 | 18.5 | 9 | 34400 | 24800 | 72.09% | 1.92 | 0 | 10.5 |  |  |  | No | R-454B | 2.9 | Residential & Commercial | Ducted CEE Tier 1
215669652 | Central HP <5.4 tons | CARRIER | HRCU-A-CB (Split System: Heat Pump with Remote Outdoor Unit-Air-Source) | 27VNA036A*030* |  |  | CAA**6124AM*+UI | 58TN*B135C24**22 | 35000 | 18.5 | 9 | 34400 | 24600 | 71.51% | 1.92 | 0 | 10.5 |  |  |  | No | R-454B | 2.9167 | Residential & Commercial | Ducted CEE Tier 1
216581415 | Central HP <5.4 tons | BRYANT HEATING AND COOLING SYSTEMS | HRCU-A-CB (Split System: Heat Pump with Remote Outdoor Unit-Air-Source) | 284ANV036*0**B* |  |  | CAP**4821AL*+UI | 987TA66100C21*** | 33400 | 19.5 | 9.5 | 34400 | 25600 | 74.42% | 1.8 | 0 | 11.7 |  |  |  | No | R-410A | 2.7833 | Residential & Commercial | Ducted CEE Tier 1
215683993 | Central HP <5.4 tons | CARRIER | HRCU-A-CB (Split System: Heat Pump with Remote Outdoor Unit-Air-Source) | 27VNA036A*030* |  |  | CAA**4321AM*+UI | 59CU5B100C21**22 | 34600 | 18 | 9 | 35200 | 25000 | 71.02% | 1.9 | 0 | 10 |  |  |  | No | R-454B | 2.8833 | Residential & Commercial | Ducted CEE Tier 1
214066619 | Central HP <5.4 tons | RUSSELL | HRCU-A-CB (Split System: Heat Pump with Remote Outdoor Unit-Air-Source) | RD17AZ36AJ3N |  |  | TCFZ3621MTANM | S801V0755A21UHS | 34200 | 18 | 8.1 | 34200 | 29400 | 85.96% | 2 | 0 | 11.7 |  |  |  | No | R-410A | 2.85 | Residential & Commercial | Ducted CEE Tier 1
211387895 | Central HP <5.4 tons | CHAMPION HEATING AND COOLING | HRCU-A-CB (Split System: Heat Pump with Remote Outdoor Unit-Air-Source) | HMH72B341 |  |  | XAFB36DXXN1+TXV | TP9C080B12MP13 | 33600 | 17.5 | 8.5 | 33400 | 23400 | 70.06% | 2.04 | 0 | 10 |  |  |  | No | R-410A | 2.8 | Residential & Commercial | Ducted CEE Tier 1
210470430 | Central HP <5.4 tons | BRYANT HEATING AND COOLING SYSTEMS | HRCU-A-CB (Split System: Heat Pump with Remote Outdoor Unit-Air-Source) | 288BNV037*0**B* |  |  | CAP**6121AL*+UI | 88*TA48070C17*** | 33200 | 17.5 | 8.5 | 32200 | 25000 | 77.64% | 1.98 | 0 | 11.7 |  |  |  | No | R-410A | 2.7667 | Residential & Commercial | Ducted CEE Tier 1
214720070 | Central HP <5.4 tons | FRASER-JOHNSTON | HRCU-A-CB (Split System: Heat Pump with Remote Outdoor Unit-Air-Source) | HH836E2S11 |  |  | CTU48C5XFS1+TXV | TPLC080C16MP13 | 33400 | 18 | 9 | 31600 | 25400 | 80.38% | 2 | 0 | 11 |  |  |  | No | R-454B | 2.7833 | Residential & Commercial | Ducted CEE Tier 1
214720106 | Central HP <5.4 tons | FRASER-JOHNSTON | HRCU-A-CB (Split System: Heat Pump with Remote Outdoor Unit-Air-Source) | HH836E2S11 |  |  | CTU48C5XFS1+TXV | TM8Y080C16MP11 | 33200 | 19 | 9 | 31400 | 25000 | 79.62% | 2 | 0 | 11 |  |  |  | No | R-454B | 2.7667 | Residential & Commercial | Ducted CEE Tier 1
211387942 | Central HP <5.4 tons | CHAMPION HEATING AND COOLING | HRCU-A-CB (Split System: Heat Pump with Remote Outdoor Unit-Air-Source) | HMH72B341 |  |  | XAFB36DBCN1 | TP9C080B12MP13 | 33600 | 17.5 | 8.5 | 33400 | 23400 | 70.06% | 2.04 | 0 | 10 |  |  |  | No | R-410A | 2.8 | Residential & Commercial | Ducted CEE Tier 1
214396494 | Central HP <5.4 tons | LUXAIRE | HRCU-A-CB (Split System: Heat Pump with Remote Outdoor Unit-Air-Source) | HH836E2S11 |  |  | CTM48C5CFS1+JME16C2SN1 |  | 34400 | 19 | 9 | 31600 | 25200 | 79.75% | 2 | 0 | 11.7 |  |  |  | No | R-454B | 2.8667 | Residential & Commercial | Ducted CEE Tier 1
211386782 | Central HP <5.4 tons | CHAMPION HEATING AND COOLING | HRCU-A-CB (Split System: Heat Pump with Remote Outdoor Unit-Air-Source) | HMH72B341 |  |  | XAFC30CXXN1+TXV | TM9Y100C16MP11 | 32800 | 18 | 8.1 | 33400 | 23400 | 70.06% | 2.04 | 0 | 10 |  |  |  | No | R-410A | 2.7333 | Residential & Commercial | Ducted CEE Tier 1
214569323 | Central HP <5.4 tons | BRYANT HEATING AND COOLING SYSTEMS | HRCU-A-CB (Split System: Heat Pump with Remote Outdoor Unit-Air-Source) | 284ANV024*0**B* |  |  | CAP**3621AL*+UI | 987MC60060C21*** | 23200 | 20 | 10.5 | 26600 | 19900 | 74.81% | 2.42 | 0 | 12.5 |  |  |  | No | R-410A | 1.9333 | Residential & Commercial | Ducted CEE Tier 1
214569373 | Central HP <5.4 tons | BRYANT HEATING AND COOLING SYSTEMS | HRCU-A-CB (Split System: Heat Pump with Remote Outdoor Unit-Air-Source) | 284ANV024*0**B* |  |  | CSPH*4212AL*+UI | 88*TB60070C21*** | 23800 | 19.5 | 10.5 | 26400 | 19700 | 74.62% | 2.52 | 0 | 13 |  |  |  | No | R-410A | 1.9833 | Residential & Commercial | Ducted CEE Tier 1
215932341 | Central HP <5.4 tons | KEEPRITE | HRCU-A-CB (Split System: Heat Pump with Remote Outdoor Unit-Air-Source) | C5H3V36*K*AAA* |  |  | EA*5X42M21A*+WALLCON | *96CTN0601714B* | 32400 | 19.5 | 9.5 | 34200 | 26400 | 77.19% | 2.02 | 0 | 10.5 |  |  |  | No | R-454B | 2.7 | Residential & Commercial | Ducted CEE Tier 1
215932241 | Central HP <5.4 tons | KEEPRITE | HRCU-A-CB (Split System: Heat Pump with Remote Outdoor Unit-Air-Source) | C5H3V36*K*AAA* |  |  | EA*5X42M21A*+WALLCON | *80CTL0702120B* | 32600 | 19.5 | 9.5 | 35000 | 26800 | 76.57% | 2.02 | 0 | 11 |  |  |  | No | R-454B | 2.7167 | Residential & Commercial | Ducted CEE Tier 1
215932091 | Central HP <5.4 tons | KEEPRITE | HRCU-A-CB (Split System: Heat Pump with Remote Outdoor Unit-Air-Source) | C5H3V36*K*AAA* |  |  | EA*5X36M17A*+WALLCON | *97CMN0601714B* | 32000 | 19 | 9.5 | 34600 | 26600 | 76.88% | 2 | 0 | 10.5 |  |  |  | No | R-454B | 2.6667 | Residential & Commercial | Ducted CEE Tier 1
210106946 | Central HP <5.4 tons | RUSSELL | HRCU-A-CB (Split System: Heat Pump with Remote Outdoor Unit-Air-Source) | SP18AZ36AJVC |  |  | TCFZ6021SEAAM | S97MV1005A21DHS | 34200 | 19 | 8.5 | 34200 | 43000 | 125.7% | 2.2 | 0 | 12.5 |  |  |  | No | R-410A | 2.85 | Residential & Commercial | Ducted CEE Tier 1
211387880 | Central HP <5.4 tons | CHAMPION HEATING AND COOLING | HRCU-A-CB (Split System: Heat Pump with Remote Outdoor Unit-Air-Source) | HMH72B341 |  |  | XAFB36DXXN1+TXV | TM9V080B12MP12 | 33600 | 17.5 | 8.5 | 33400 | 23400 | 70.06% | 2.04 | 0 | 10 |  |  |  | No | R-410A | 2.8 | Residential & Commercial | Ducted CEE Tier 1
211387916 | Central HP <5.4 tons | CHAMPION HEATING AND COOLING | HRCU-A-CB (Split System: Heat Pump with Remote Outdoor Unit-Air-Source) | HMH72B341 |  |  | XAFB36DBCN1 | TM9V080B12MP12 | 33600 | 17.5 | 8.5 | 33400 | 23400 | 70.06% | 2.04 | 0 | 10 |  |  |  | No | R-410A | 2.8 | Residential & Commercial | Ducted CEE Tier 1
211387532 | Central HP <5.4 tons | CHAMPION HEATING AND COOLING | HRCU-A-CB (Split System: Heat Pump with Remote Outdoor Unit-Air-Source) | HMH72B341 |  |  | XAFC36DBCN1 | TM9V100C16MP12 | 34000 | 17.5 | 8.5 | 34000 | 24000 | 70.59% | 2.1 | 0 | 10 |  |  |  | No | R-410A | 2.8333 | Residential & Commercial | Ducted CEE Tier 1
214396429 | Central HP <5.4 tons | LUXAIRE | HRCU-A-CB (Split System: Heat Pump with Remote Outdoor Unit-Air-Source) | HH836E2S11 |  |  | CTM36C5CDS1 | TM9E100C20MP12 | 34400 | 17 | 8.5 | 32400 | 26600 | 82.1% | 2 | 0 | 11 |  |  |  | No | R-454B | 2.8667 | Residential & Commercial | Ducted CEE Tier 1
214569321 | Central HP <5.4 tons | BRYANT HEATING AND COOLING SYSTEMS | HRCU-A-CB (Split System: Heat Pump with Remote Outdoor Unit-Air-Source) | 284ANV024*0**B* |  |  | CAP**3621AL*+UI | 935CB66100C21*** | 23400 | 20.5 | 10.5 | 26600 | 19700 | 74.06% | 2.44 | 0 | 13 |  |  |  | No | R-410A | 1.95 | Residential & Commercial | Ducted CEE Tier 1
214569355 | Central HP <5.4 tons | BRYANT HEATING AND COOLING SYSTEMS | HRCU-A-CB (Split System: Heat Pump with Remote Outdoor Unit-Air-Source) | 284ANV024*0**B* |  |  | CAP**4321AL*+UI | 987MC60060C21*** | 24000 | 20 | 11 | 26400 | 19800 | 75% | 2.54 | 0 | 13 |  |  |  | No | R-410A | 2 | Residential & Commercial | Ducted CEE Tier 1
214569371 | Central HP <5.4 tons | BRYANT HEATING AND COOLING SYSTEMS | HRCU-A-CB (Split System: Heat Pump with Remote Outdoor Unit-Air-Source) | 284ANV024*0**B* |  |  | CSPH*3612AL*+UI | 987MC60060C21*** | 23600 | 19 | 10.5 | 26600 | 19900 | 74.81% | 2.48 | 0 | 12.5 |  |  |  | No | R-410A | 1.9667 | Residential & Commercial | Ducted CEE Tier 1
214397509 | Central HP <5.4 tons | LUXAIRE | HRCU-A-CB (Split System: Heat Pump with Remote Outdoor Unit-Air-Source) | HH860E2S11 |  |  | CTM60D5CGS1 | TM9E120D20MP12 | 45000 | 17 | 9 | 46500 | 34800 | 74.84% | 2 | 0 | 11 |  |  |  | No | R-454B | 3.75 | Residential & Commercial | Ducted CEE Tier 1
214397593 | Central HP <5.4 tons | LUXAIRE | HRCU-A-CB (Split System: Heat Pump with Remote Outdoor Unit-Air-Source) | HH860E2S11 |  |  | CTM60D5CHS1+JMVT20DC2N1 |  | 53500 | 19 | 9 | 53000 | 38000 | 71.7% | 2 | 0 | 12 |  |  |  | No | R-454B | 4.4583 | Residential & Commercial | Ducted CEE Tier 1
214397828 | Central HP <5.4 tons | LUXAIRE | HRCU-A-CB (Split System: Heat Pump with Remote Outdoor Unit-Air-Source) | HH860E2S11 |  |  | CTM60C5CGS1 | TP9C080C16MP13 | 43500 | 18 | 9 | 44000 | 34000 | 77.27% | 2 | 0 | 11 |  |  |  | No | R-454B | 3.625 | Residential & Commercial | Ducted CEE Tier 1
214397875 | Central HP <5.4 tons | LUXAIRE | HRCU-A-CB (Split System: Heat Pump with Remote Outdoor Unit-Air-Source) | HH860E2S11 |  |  | CTM60C5CGS1 | TL8E080C16UH11 | 44000 | 18 | 9 | 44500 | 33600 | 75.51% | 2 | 0 | 11.7 |  |  |  | No | R-454B | 3.6667 | Residential & Commercial | Ducted CEE Tier 1
214396295 | Central HP <5.4 tons | LUXAIRE | HRCU-A-CB (Split System: Heat Pump with Remote Outdoor Unit-Air-Source) | HH860E2S11 |  |  | CTM60C5CHS1 | TM9Y100C20MP11 | 53000 | 19 | 8.5 | 54500 | 39500 | 72.48% | 2 | 0 | 11 |  |  |  | No | R-454B | 4.4167 | Residential & Commercial | Ducted CEE Tier 1
214609059 | Central HP <5.4 tons | LUXAIRE | HRCU-A-CB (Split System: Heat Pump with Remote Outdoor Unit-Air-Source) | HH860E2S11 |  |  | CTF60C5CGS1 | Z9ES100C16SMPS1 | 45500 | 18 | 9 | 46500 | 34200 | 73.55% | 2 | 0 | 11 |  |  |  | No | R-454B | 3.7917 | Residential & Commercial | Ducted CEE Tier 1
214650725 | Central HP <5.4 tons | FRASER-JOHNSTON | HRCU-A-CB (Split System: Heat Pump with Remote Outdoor Unit-Air-Source) | HH860E2S11 |  |  | CTU60D5XHS1+TXV | TM9E120D20MP12 | 53500 | 19 | 8.5 | 54500 | 39500 | 72.48% | 2 | 0 | 11 |  |  |  | No | R-454B | 4.4583 | Residential & Commercial | Ducted CEE Tier 1
214807848 | Central HP <5.4 tons | FRASER-JOHNSTON | HRCU-A-CB (Split System: Heat Pump with Remote Outdoor Unit-Air-Source) | HH860E2S11 |  |  | CTU60D5XHS1+JME18D2SN1+TXV |  | 54000 | 19 | 9 | 53500 | 38500 | 71.96% | 2 | 0 | 12 |  |  |  | No | R-454B | 4.5 | Residential & Commercial | Ducted CEE Tier 1
211387541 | Central HP <5.4 tons | CHAMPION HEATING AND COOLING | HRCU-A-CB (Split System: Heat Pump with Remote Outdoor Unit-Air-Source) | HMH72B341 |  |  | XAFC36DBCN1 | TP9C100C16MP13 | 34000 | 17.5 | 8.5 | 34000 | 24000 | 70.59% | 2.1 | 0 | 10 |  |  |  | No | R-410A | 2.8333 | Residential & Commercial | Ducted CEE Tier 1
211388886 | Central HP <5.4 tons | COLEMAN | HRCU-A-CB (Split System: Heat Pump with Remote Outdoor Unit-Air-Source) | HMH72B341 |  |  | XAFB36DBCN1 | TM9E080B12MP12 | 34000 | 17.5 | 8.1 | 33800 | 24000 | 71.01% | 2.06 | 0 | 10 |  |  |  | No | R-410A | 2.8333 | Residential & Commercial | Ducted CEE Tier 1
214229009 | Central HP <5.4 tons | KEEPRITE | HRCU-A-CB (Split System: Heat Pump with Remote Outdoor Unit-Air-Source) | DLCURAH18ABK |  |  | EA*4X30L17A* | *80MSU0601716A* | 17800 | 16.5 | 8.5 | 18400 | 18500 | 100.5% | 2.24 | 0 | 10.5 |  |  |  | No | R-410A | 1.4833 | Residential & Commercial | Ducted CEE Tier 1
211245156 | Central HP <5.4 tons | BRYANT HEATING AND COOLING SYSTEMS | HRCU-A-CB (Split System: Heat Pump with Remote Outdoor Unit-Air-Source) | 38MURAQ24AB3* |  |  | CNPV*3617AL* | 912SD36060E14*** | 23400 | 17 | 8.1 | 25800 | 24000 | 93.02% | 2 | 0 | 10 |  |  |  | No | R-410A | 1.95 | Residential & Commercial | Ducted CEE Tier 1
211261600 | Central HP <5.4 tons | KEEPRITE | HRCU-A-CB (Split System: Heat Pump with Remote Outdoor Unit-Air-Source) | DLCURAH18ABK |  |  | EA*4X30L17A* | *96VSN0401712A* | 17900 | 15.5 | 8.5 | 18500 | 18500 | 100% | 2.22 | 0 | 10.5 |  |  |  | No | R-410A | 1.4917 | Residential & Commercial | Ducted CEE Tier 1
211261851 | Central HP <5.4 tons | KEEPRITE | HRCU-A-CB (Split System: Heat Pump with Remote Outdoor Unit-Air-Source) | DLCURAH18ABK |  |  | EA*4X30L17A* | *95ESN0401410A* | 17900 | 15.5 | 8.5 | 18500 | 18500 | 100% | 2.22 | 0 | 10.5 |  |  |  | No | R-410A | 1.4917 | Residential & Commercial | Ducted CEE Tier 1
211262033 | Central HP <5.4 tons | KEEPRITE | HRCU-A-CB (Split System: Heat Pump with Remote Outdoor Unit-Air-Source) | DLCURAH18ABK |  |  | EA*4X30L17A* | *80ES(N,L)0451712A* | 18000 | 16 | 8.5 | 18500 | 18500 | 100% | 2.22 | 0 | 10.5 |  |  |  | No | R-410A | 1.5 | Residential & Commercial | Ducted CEE Tier 1
214572952 | Central HP <5.4 tons | ARCOAIRE | HRCU-A-CB (Split System: Heat Pump with Remote Outdoor Unit-Air-Source) | HVH837GKA** |  |  | EA*4X61L21A*+WALLCON | *80CTL0702120B* | 33200 | 17.5 | 8.5 | 32000 | 25000 | 78.12% | 2 | 0 | 11.5 |  |  |  | No | R-410A | 2.7667 | Residential & Commercial | Ducted CEE Tier 1
215937028 | Central HP <5.4 tons | ARCOAIRE | HRCU-A-CB (Split System: Heat Pump with Remote Outdoor Unit-Air-Source) | H5H3V48*K*AAA* |  |  | EVM5X48M21A*+WALLCON | *80CTL1102120B* | 44500 | 20 | 8.1 | 52000 | 38000 | 73.08% | 1.9 | 0 | 11 |  |  |  | No | R-454B | 3.7083 | Residential & Commercial | Ducted CEE Tier 1
211389538 | Central HP <5.4 tons | COLEMAN | HRCU-A-CB (Split System: Heat Pump with Remote Outdoor Unit-Air-Source) | HMH72B341 |  |  | XAFC36DXXN1+TXV | TM8Y080C16MP11 | 34000 | 18.5 | 8.5 | 34000 | 24000 | 70.59% | 2.1 | 0 | 10 |  |  |  | No | R-410A | 2.8333 | Residential & Commercial | Ducted CEE Tier 1
211389845 | Central HP <5.4 tons | COLEMAN | HRCU-A-CB (Split System: Heat Pump with Remote Outdoor Unit-Air-Source) | HMH72B341 |  |  | XAFB36DXXN1+TXV | TM8Y060A12MP11 | 33800 | 18 | 8.1 | 33400 | 23400 | 70.06% | 2.04 | 0 | 10 |  |  |  | No | R-410A | 2.8167 | Residential & Commercial | Ducted CEE Tier 1
214569523 | Central HP <5.4 tons | BRYANT HEATING AND COOLING SYSTEMS | HRCU-A-CB (Split System: Heat Pump with Remote Outdoor Unit-Air-Source) | 284ANV036*0**B* |  |  | CAP**3721AL*+UI | 987MC60060C21*** | 34200 | 19 | 9.5 | 36600 | 25800 | 70.49% | 2.04 | 0 | 11.5 |  |  |  | No | R-410A | 2.85 | Residential & Commercial | Ducted CEE Tier 1
211388566 | Central HP <5.4 tons | COLEMAN | HRCU-A-CB (Split System: Heat Pump with Remote Outdoor Unit-Air-Source) | HMH72B341 |  |  | XAHC36DXXN1+TXV | TM9E100C16MP12 | 33600 | 17.5 | 8.1 | 33000 | 23200 | 70.3% | 2.04 | 0 | 10 |  |  |  | No | R-410A | 2.8 | Residential & Commercial | Ducted CEE Tier 1
211388700 | Central HP <5.4 tons | COLEMAN | HRCU-A-CB (Split System: Heat Pump with Remote Outdoor Unit-Air-Source) | HMH72B341 |  |  | XAFC36DXXN1+TXV | TM9E080C16MP12 | 34000 | 18 | 8.1 | 33600 | 23800 | 70.83% | 2.08 | 0 | 10 |  |  |  | No | R-410A | 2.8333 | Residential & Commercial | Ducted CEE Tier 1
211388893 | Central HP <5.4 tons | COLEMAN | HRCU-A-CB (Split System: Heat Pump with Remote Outdoor Unit-Air-Source) | HMH72B341 |  |  | XAUB36DXXN1+TXV | TM9E080B12MP12 | 34000 | 17.5 | 8.1 | 33800 | 24000 | 71.01% | 2.06 | 0 | 10 |  |  |  | No | R-410A | 2.8333 | Residential & Commercial | Ducted CEE Tier 1
214569587 | Central HP <5.4 tons | BRYANT HEATING AND COOLING SYSTEMS | HRCU-A-CB (Split System: Heat Pump with Remote Outdoor Unit-Air-Source) | 284ANV036*0**B* |  |  | CAP**6024AL*+UI | 935CB60080C21*** | 34200 | 19.5 | 9 | 35800 | 25200 | 70.39% | 2.02 | 0 | 12 |  |  |  | No | R-410A | 2.85 | Residential & Commercial | Ducted CEE Tier 1
214569521 | Central HP <5.4 tons | BRYANT HEATING AND COOLING SYSTEMS | HRCU-A-CB (Split System: Heat Pump with Remote Outdoor Unit-Air-Source) | 284ANV036*0**B* |  |  | CAP**3721AL*+UI | 935CB66100C21*** | 34400 | 19.5 | 9.5 | 36400 | 25600 | 70.33% | 2.06 | 0 | 12 |  |  |  | No | R-410A | 2.8667 | Residential & Commercial | Ducted CEE Tier 1
214569621 | Central HP <5.4 tons | BRYANT HEATING AND COOLING SYSTEMS | HRCU-A-CB (Split System: Heat Pump with Remote Outdoor Unit-Air-Source) | 284ANV036*0**B* |  |  | CSPH*3612AL*+UI | 88*TB60070C21*** | 33600 | 18 | 9 | 37000 | 26200 | 70.81% | 2.02 | 0 | 11.5 |  |  |  | No | R-410A | 2.8 | Residential & Commercial | Ducted CEE Tier 1
214569623 | Central HP <5.4 tons | BRYANT HEATING AND COOLING SYSTEMS | HRCU-A-CB (Split System: Heat Pump with Remote Outdoor Unit-Air-Source) | 284ANV036*0**B* |  |  | CSPH*3612AL*+UI | 935CB60080C21*** | 33600 | 18 | 9 | 37000 | 26200 | 70.81% | 2.02 | 0 | 11.5 |  |  |  | No | R-410A | 2.8 | Residential & Commercial | Ducted CEE Tier 1
214569655 | Central HP <5.4 tons | BRYANT HEATING AND COOLING SYSTEMS | HRCU-A-CB (Split System: Heat Pump with Remote Outdoor Unit-Air-Source) | 284ANV036*0**B* |  |  | CSPH*4812AL*+UI | 986TD60080C21*** | 34200 | 19 | 9 | 36400 | 25800 | 70.88% | 2.06 | 0 | 12 |  |  |  | No | R-410A | 2.85 | Residential & Commercial | Ducted CEE Tier 1
214569657 | Central HP <5.4 tons | BRYANT HEATING AND COOLING SYSTEMS | HRCU-A-CB (Split System: Heat Pump with Remote Outdoor Unit-Air-Source) | 284ANV036*0**B* |  |  | CSPH*6012AL*+UI | 88*TB60070C21*** | 34400 | 19 | 9 | 36000 | 25400 | 70.56% | 2.04 | 0 | 12 |  |  |  | No | R-410A | 2.8667 | Residential & Commercial | Ducted CEE Tier 1
214569671 | Central HP <5.4 tons | BRYANT HEATING AND COOLING SYSTEMS | HRCU-A-CB (Split System: Heat Pump with Remote Outdoor Unit-Air-Source) | 284ANV036*0**B* |  |  | CNPV*4221AL*+UI | 986TD60080C21*** | 33200 | 19 | 9 | 37800 | 26600 | 70.37% | 2 | 0 | 12 |  |  |  | No | R-410A | 2.7667 | Residential & Commercial | Ducted CEE Tier 1
214569673 | Central HP <5.4 tons | BRYANT HEATING AND COOLING SYSTEMS | HRCU-A-CB (Split System: Heat Pump with Remote Outdoor Unit-Air-Source) | 284ANV036*0**B* |  |  | CNPV*4821AL*+UI | 88*TB60070C21*** | 33800 | 19.5 | 9 | 36800 | 26000 | 70.65% | 2.04 | 0 | 12.5 |  |  |  | No | R-410A | 2.8167 | Residential & Commercial | Ducted CEE Tier 1
214569689 | Central HP <5.4 tons | BRYANT HEATING AND COOLING SYSTEMS | HRCU-A-CB (Split System: Heat Pump with Remote Outdoor Unit-Air-Source) | 284ANV036*0**B* |  |  | CNPV*4824AL*+UI | 935CB66100C21*** | 34000 | 19.5 | 9 | 36600 | 26000 | 71.04% | 2.04 | 0 | 12.5 |  |  |  | No | R-410A | 2.8333 | Residential & Commercial | Ducted CEE Tier 1
214569691 | Central HP <5.4 tons | BRYANT HEATING AND COOLING SYSTEMS | HRCU-A-CB (Split System: Heat Pump with Remote Outdoor Unit-Air-Source) | 284ANV036*0**B* |  |  | CNPV*4824AL*+UI | 987MC60060C21*** | 33600 | 19 | 9 | 36800 | 26200 | 71.2% | 2.02 | 0 | 12 |  |  |  | No | R-410A | 2.8 | Residential & Commercial | Ducted CEE Tier 1
214569707 | Central HP <5.4 tons | BRYANT HEATING AND COOLING SYSTEMS | HRCU-A-CB (Split System: Heat Pump with Remote Outdoor Unit-Air-Source) | 284ANV036*0**B* |  |  | CNPV*6024AL*+UI | 986TD60080C21*** | 34400 | 20 | 9 | 36200 | 25400 | 70.17% | 2.04 | 0 | 12.5 |  |  |  | No | R-410A | 2.8667 | Residential & Commercial | Ducted CEE Tier 1
214569563 | Central HP <5.4 tons | BRYANT HEATING AND COOLING SYSTEMS | HRCU-A-CB (Split System: Heat Pump with Remote Outdoor Unit-Air-Source) | 284ANV036*0**B* |  |  | CAP**4821AL*+UI | 935CB60080C21*** | 33800 | 19 | 9.5 | 36600 | 25800 | 70.49% | 2.04 | 0 | 12 |  |  |  | No | R-410A | 2.8167 | Residential & Commercial | Ducted CEE Tier 1
214569565 | Central HP <5.4 tons | BRYANT HEATING AND COOLING SYSTEMS | HRCU-A-CB (Split System: Heat Pump with Remote Outdoor Unit-Air-Source) | 284ANV036*0**B* |  |  | CAP**4821AL*+UI | 935CB66100C21*** | 33800 | 19.5 | 9.5 | 36400 | 25800 | 70.88% | 2.04 | 0 | 12 |  |  |  | No | R-410A | 2.8167 | Residential & Commercial | Ducted CEE Tier 1
214569665 | Central HP <5.4 tons | BRYANT HEATING AND COOLING SYSTEMS | HRCU-A-CB (Split System: Heat Pump with Remote Outdoor Unit-Air-Source) | 284ANV036*0**B* |  |  | CSPH*6012AL*+UI | 987MC60080C21*** | 34400 | 18.5 | 9 | 36000 | 25400 | 70.56% | 2.04 | 0 | 12 |  |  |  | No | R-410A | 2.8667 | Residential & Commercial | Ducted CEE Tier 1
213072322 | Central HP <5.4 tons | ACIQ | HRCU-A-CB (Split System: Heat Pump with Remote Outdoor Unit-Air-Source) | DLCURAH18ABK |  |  | EN(A,D)4X24L17** | *80ESU0601716A | 18500 | 16 | 8.5 | 19400 | 18500 | 95.36% | 2.24 | 0 | 11 |  |  |  | No | R-410A | 1.5417 | Residential & Commercial | Ducted CEE Tier 1
211261960 | Central HP <5.4 tons | KEEPRITE | HRCU-A-CB (Split System: Heat Pump with Remote Outdoor Unit-Air-Source) | DLCURAH18ABK |  |  | EA*4X30L17A* | *95ESN0261410A* | 18200 | 15.5 | 8.5 | 18800 | 18400 | 97.87% | 2.22 | 0 | 10.5 |  |  |  | No | R-410A | 1.5167 | Residential & Commercial | Ducted CEE Tier 1
212980983 | Central HP <5.4 tons | BRYANT HEATING AND COOLING SYSTEMS | HRCU-A-CB (Split System: Heat Pump with Remote Outdoor Unit-Air-Source) | 38MURAQ24AB3* |  |  | CAP**3621AL* | 8(0,1)*SB60110M21*** | 23600 | 17.5 | 8.5 | 26200 | 23800 | 90.84% | 2 | 0 | 10 |  |  |  | No | R-410A | 1.9667 | Residential & Commercial | Ducted CEE Tier 1
213072324 | Central HP <5.4 tons | ACIQ | HRCU-A-CB (Split System: Heat Pump with Remote Outdoor Unit-Air-Source) | DLCURAH18ABK |  |  | EN(A,D)4X24L17** | OLV098A12* | 18100 | 15.5 | 8.5 | 19100 | 18700 | 97.91% | 2.24 | 0 | 10.5 |  |  |  | No | R-410A | 1.5083 | Residential & Commercial | Ducted CEE Tier 1
211245056 | Central HP <5.4 tons | BRYANT HEATING AND COOLING SYSTEMS | HRCU-A-CB (Split System: Heat Pump with Remote Outdoor Unit-Air-Source) | 38MURAQ24AB3* |  |  | CNPV*3617AL* | 915SB36060E14*** | 24400 | 15.5 | 8.1 | 26600 | 22600 | 84.96% | 1.86 | 0 | 10 |  |  |  | No | R-410A | 2.0333 | Residential & Commercial | Ducted CEE Tier 1
215935761 | Central HP <5.4 tons | KEEPRITE | HRCU-A-CB (Split System: Heat Pump with Remote Outdoor Unit-Air-Source) | C5H3V36*K*AAA* |  |  | EVD5X36M21A*+WALLCON | *96CTN0601714B* | 34000 | 20.5 | 8.1 | 38000 | 27000 | 71.05% | 1.95 | 0 | 11 |  |  |  | No | R-454B | 2.8333 | Residential & Commercial | Ducted CEE Tier 1
211391560 | Central HP <5.4 tons | COLEMAN | HRCU-A-CB (Split System: Heat Pump with Remote Outdoor Unit-Air-Source) | HMH72B341 |  |  | XAFC30CXXN1+TXV | TMLE100C16MP11 | 33000 | 18 | 8.5 | 33000 | 23200 | 70.3% | 2.04 | 0 | 10 |  |  |  | No | R-410A | 2.75 | Residential & Commercial | Ducted CEE Tier 1
214569447 | Central HP <5.4 tons | BRYANT HEATING AND COOLING SYSTEMS | HRCU-A-CB (Split System: Heat Pump with Remote Outdoor Unit-Air-Source) | 284ANV048*0**B* |  |  | CAP**6124AL*+UI | 935CB60080C21*** | 45500 | 21 | 10 | 46000 | 36400 | 79.13% | 2.36 | 0 | 11.5 |  |  |  | No | R-410A | 3.7917 | Residential & Commercial | Ducted CEE Tier 1
211227549 | Central HP <5.4 tons | SMART COMFORT | HRCU-A-CB (Split System: Heat Pump with Remote Outdoor Unit-Air-Source) | DLCURAH36ABK |  |  | EA*4X42L21A* | *92ESN1002120A* | 35200 | 16.5 | 8.1 | 38500 | 35000 | 90.91% | 1.88 | 0 | 10 |  |  |  | No | R-410A | 2.9333 | Residential & Commercial | Ducted CEE Tier 1
211245067 | Central HP <5.4 tons | BRYANT HEATING AND COOLING SYSTEMS | HRCU-A-CB (Split System: Heat Pump with Remote Outdoor Unit-Air-Source) | 38MURAQ24AB3* |  |  | CNPV*3617AL* | 926TB30040V14*** | 23400 | 16 | 8.1 | 25800 | 24000 | 93.02% | 2 | 0 | 10 |  |  |  | No | R-410A | 1.95 | Residential & Commercial | Ducted CEE Tier 1
211245108 | Central HP <5.4 tons | BRYANT HEATING AND COOLING SYSTEMS | HRCU-A-CB (Split System: Heat Pump with Remote Outdoor Unit-Air-Source) | 38MURAQ24AB3* |  |  | CNPV*3617AL* | 8(0,1)*SA36045E14*** | 24600 | 16 | 8.1 | 26600 | 22400 | 84.21% | 1.84 | 0 | 10.5 |  |  |  | No | R-410A | 2.05 | Residential & Commercial | Ducted CEE Tier 1
211245256 | Central HP <5.4 tons | BRYANT HEATING AND COOLING SYSTEMS | HRCU-A-CB (Split System: Heat Pump with Remote Outdoor Unit-Air-Source) | 38MURAQ24AB3* |  |  | CNPV*3617AL* | OVMAAB036098 | 23600 | 16.5 | 8.1 | 26000 | 23600 | 90.77% | 1.96 | 0 | 10 |  |  |  | No | R-410A | 1.9667 | Residential & Commercial | Ducted CEE Tier 1
213072358 | Central HP <5.4 tons | ACIQ | HRCU-A-CB (Split System: Heat Pump with Remote Outdoor Unit-Air-Source) | DLCURAH18ABK |  |  | EN(A,D)4X30L17** | *95ESN0261410A* | 18200 | 15.5 | 8.5 | 18800 | 18400 | 97.87% | 2.2 | 0 | 11 |  |  |  | No | R-410A | 1.5167 | Residential & Commercial | Ducted CEE Tier 1
213072374 | Central HP <5.4 tons | ACIQ | HRCU-A-CB (Split System: Heat Pump with Remote Outdoor Unit-Air-Source) | DLCURAH18ABK |  |  | FEM4P24**AL |  | 17300 | 16 | 8.5 | 18200 | 19400 | 106.6% | 2.34 | 0 | 10.5 |  |  |  | No | R-410A | 1.4417 | Residential & Commercial | Ducted CEE Tier 1
212979502 | Central HP <5.4 tons | BRYANT HEATING AND COOLING SYSTEMS | HRCU-A-CB (Split System: Heat Pump with Remote Outdoor Unit-Air-Source) | 38MURAQ24AB3* |  |  | CAP**3721AL* | 8(0,1)*SB48070M21*** | 24400 | 17 | 8.5 | 25200 | 21200 | 84.13% | 1.8 | 0 | 10.5 |  |  |  | No | R-410A | 2.0333 | Residential & Commercial | Ducted CEE Tier 1
212979918 | Central HP <5.4 tons | BRYANT HEATING AND COOLING SYSTEMS | HRCU-A-CB (Split System: Heat Pump with Remote Outdoor Unit-Air-Source) | 38MURAQ24AB3* |  |  | CNPV*3617AL* | 8(0,1)*SB42090M17*** | 23600 | 17 | 8.5 | 26400 | 24400 | 92.42% | 2.02 | 0 | 10.5 |  |  |  | No | R-410A | 1.9667 | Residential & Commercial | Ducted CEE Tier 1
214397907 | Central HP <5.4 tons | LUXAIRE | HRCU-A-CB (Split System: Heat Pump with Remote Outdoor Unit-Air-Source) | HH860E2S11 |  |  | CTM60C5CGS1 | LPLC120C20MP13 | 44000 | 18 | 9 | 44500 | 33600 | 75.51% | 2 | 0 | 11.7 |  |  |  | No | R-454B | 3.6667 | Residential & Commercial | Ducted CEE Tier 1
214807838 | Central HP <5.4 tons | FRASER-JOHNSTON | HRCU-A-CB (Split System: Heat Pump with Remote Outdoor Unit-Air-Source) | HH860E2S11 |  |  | CTU60D5XHS1+JMVT20DC2N1+TXV |  | 54500 | 19 | 9 | 53500 | 38500 | 71.96% | 2 | 0 | 12 |  |  |  | No | R-454B | 4.5417 | Residential & Commercial | Ducted CEE Tier 1
214808990 | Central HP <5.4 tons | FRASER-JOHNSTON | HRCU-A-CB (Split System: Heat Pump with Remote Outdoor Unit-Air-Source) | HH860E2S11 |  |  | CTU60C5XGS1+TXV | TL8E100C20UH11 | 45000 | 18 | 9 | 45000 | 33400 | 74.22% | 2 | 0 | 11.7 |  |  |  | No | R-454B | 3.75 | Residential & Commercial | Ducted CEE Tier 1
214398643 | Central HP <5.4 tons | LUXAIRE | HRCU-A-CB (Split System: Heat Pump with Remote Outdoor Unit-Air-Source) | HH860E2S11 |  |  | CTF60C5CGS1 | TM8V080C16MP12 | 43500 | 18 | 9 | 44000 | 33400 | 75.91% | 2 | 0 | 11.7 |  |  |  | No | R-454B | 3.625 | Residential & Commercial | Ducted CEE Tier 1
214396610 | Central HP <5.4 tons | LUXAIRE | HRCU-A-CB (Split System: Heat Pump with Remote Outdoor Unit-Air-Source) | HH860E2S11 |  |  | CTM60D5CGS1+JMC20D2SN1 |  | 45000 | 18 | 9.5 | 46500 | 33800 | 72.69% | 2 | 0 | 12 |  |  |  | No | R-454B | 3.75 | Residential & Commercial | Ducted CEE Tier 1
214397905 | Central HP <5.4 tons | LUXAIRE | HRCU-A-CB (Split System: Heat Pump with Remote Outdoor Unit-Air-Source) | HH860E2S11 |  |  | CTM60C5CGS1 | LPLC100C20MP13 | 44000 | 18 | 9 | 44500 | 33600 | 75.51% | 2 | 0 | 11.7 |  |  |  | No | R-454B | 3.6667 | Residential & Commercial | Ducted CEE Tier 1
214649820 | Central HP <5.4 tons | FRASER-JOHNSTON | HRCU-A-CB (Split System: Heat Pump with Remote Outdoor Unit-Air-Source) | HH860E2S11 |  |  | CTU60D5XGS1+TXV | TM8E130D20MP11 | 46000 | 18 | 9 | 47500 | 35200 | 74.11% | 2 | 0 | 11 |  |  |  | No | R-454B | 3.8333 | Residential & Commercial | Ducted CEE Tier 1
216374580 | Central HP <5.4 tons | LUXAIRE | HRCU-A-CB (Split System: Heat Pump with Remote Outdoor Unit-Air-Source) | HH860E2S11 |  |  | CTM60D5CJS1 | Z9ET120D20SMPS1 | 53000 | 19 | 9 | 55500 | 40000 | 72.07% | 2 | 0 | 10 |  |  |  | No | R-454B | 4.4167 | Residential & Commercial | Ducted CEE Tier 1
214575778 | Central HP <5.4 tons | BRYANT HEATING AND COOLING SYSTEMS | HRCU-A-CB (Split System: Heat Pump with Remote Outdoor Unit-Air-Source) | 284ANV036*0**B* |  |  | CAP**3621AL*+UI | 987MC60060C21*** | 32600 | 18.5 | 9.5 | 38500 | 27000 | 70.13% | 1.94 | 0 | 11.5 |  |  |  | No | R-410A | 2.7167 | Residential & Commercial | Ducted CEE Tier 1
214396669 | Central HP <5.4 tons | LUXAIRE | HRCU-A-CB (Split System: Heat Pump with Remote Outdoor Unit-Air-Source) | HH824E2S11 |  |  | CTF36B5ADS1 | TM9Y060B12MP11 | 23000 | 18 | 9.5 | 23000 | 18400 | 80% | 2 | 0 | 12 |  |  |  | No | R-454B | 1.9167 | Residential & Commercial | Ducted CEE Tier 1
214396278 | Central HP <5.4 tons | LUXAIRE | HRCU-A-CB (Split System: Heat Pump with Remote Outdoor Unit-Air-Source) | HH824E2S11 |  |  | CTM30B5ACS1 | LP9C080B12MP13 | 23000 | 17 | 9.5 | 23000 | 17800 | 77.39% | 2 | 0 | 12 |  |  |  | No | R-454B | 1.9167 | Residential & Commercial | Ducted CEE Tier 1
214810251 | Central HP <5.4 tons | FRASER-JOHNSTON | HRCU-A-CB (Split System: Heat Pump with Remote Outdoor Unit-Air-Source) | HH824E2S11 |  |  | CTM36B5ADS1 | TM9V060B12MP12 | 23000 | 17 | 9 | 23000 | 17600 | 76.52% | 2 | 0 | 12 |  |  |  | No | R-454B | 1.9167 | Residential & Commercial | Ducted CEE Tier 1
214649870 | Central HP <5.4 tons | FRASER-JOHNSTON | HRCU-A-CB (Split System: Heat Pump with Remote Outdoor Unit-Air-Source) | HH824E2S11 |  |  | CTU30B5XCS1+TXV | TM8V080B12MP12 | 23000 | 17 | 9.5 | 23000 | 17900 | 77.83% | 2 | 0 | 12 |  |  |  | No | R-454B | 1.9167 | Residential & Commercial | Ducted CEE Tier 1
214396285 | Central HP <5.4 tons | LUXAIRE | HRCU-A-CB (Split System: Heat Pump with Remote Outdoor Unit-Air-Source) | HH824E2S11 |  |  | CTM30B5ACS1 | TMLE100B12MP11 | 23000 | 17 | 9.5 | 23000 | 18300 | 79.57% | 2 | 0 | 12 |  |  |  | No | R-454B | 1.9167 | Residential & Commercial | Ducted CEE Tier 1
214807722 | Central HP <5.4 tons | FRASER-JOHNSTON | HRCU-A-CB (Split System: Heat Pump with Remote Outdoor Unit-Air-Source) | HH824E2S11 |  |  | CTM36B5ADS1 | TPLC080B12MP13 | 23000 | 17 | 9 | 23000 | 17700 | 76.96% | 2 | 0 | 12 |  |  |  | No | R-454B | 1.9167 | Residential & Commercial | Ducted CEE Tier 1
214807729 | Central HP <5.4 tons | FRASER-JOHNSTON | HRCU-A-CB (Split System: Heat Pump with Remote Outdoor Unit-Air-Source) | HH824E2S11 |  |  | CTM36B5ADS1 | TP9C060B12MP13 | 23000 | 17 | 9 | 23000 | 17600 | 76.52% | 2 | 0 | 12 |  |  |  | No | R-454B | 1.9167 | Residential & Commercial | Ducted CEE Tier 1
214606514 | Central HP <5.4 tons | LUXAIRE | HRCU-A-C (Split System: Heat Pump with Remote Outdoor Unit with No Indoor Fan --Air Source) | HH836E2S11 |  |  | CTM36B5CDS1 |  | 32800 | 15.2 | 8.1 | 31000 | 22600 | 72.9% | 2 | 0 | 11 |  |  |  | No | R-454B | 2.7333 | Residential & Commercial | Ducted CEE Tier 1
212981533 | Central HP <5.4 tons | BRYANT HEATING AND COOLING SYSTEMS | HRCU-A-CB (Split System: Heat Pump with Remote Outdoor Unit-Air-Source) | 38MURAQ36AB3* |  |  | CAP**4821AL* | 83*SB60100M21*** | 35600 | 16 | 8.5 | 38000 | 34600 | 91.05% | 2.04 | 0 | 10 |  |  |  | No | R-410A | 2.9667 | Residential & Commercial | Ducted CEE Tier 1
212980476 | Central HP <5.4 tons | BRYANT HEATING AND COOLING SYSTEMS | HRCU-A-CB (Split System: Heat Pump with Remote Outdoor Unit-Air-Source) | 38MURAQ36AB3* |  |  | CAP**4821AL* | 8(0,1)*SB60090M21*** | 35800 | 16.5 | 8.5 | 37800 | 34600 | 91.53% | 2.02 | 0 | 10 |  |  |  | No | R-410A | 2.9833 | Residential & Commercial | Ducted CEE Tier 1
214606498 | Central HP <5.4 tons | LUXAIRE | HRCU-A-C (Split System: Heat Pump with Remote Outdoor Unit with No Indoor Fan --Air Source) | HH836E2S11 |  |  | CTF36C5CDS1 |  | 33600 | 15.2 | 8.5 | 32200 | 23400 | 72.67% | 2 | 0 | 10 |  |  |  | No | R-454B | 2.8 | Residential & Commercial | Ducted CEE Tier 1
214397643 | Central HP <5.4 tons | LUXAIRE | HRCU-A-CB (Split System: Heat Pump with Remote Outdoor Unit-Air-Source) | HH836E2S11 |  |  | CTF48C5CFS1+JMET12CS2N1 |  | 34000 | 19 | 9 | 31800 | 25200 | 79.25% | 2 | 0 | 11.7 |  |  |  | No | R-454B | 2.8333 | Residential & Commercial | Ducted CEE Tier 1
214397658 | Central HP <5.4 tons | LUXAIRE | HRCU-A-CB (Split System: Heat Pump with Remote Outdoor Unit-Air-Source) | HH836E2S11 |  |  | CTF48C5CFS1 | LP9C100C16MP13 | 33200 | 18 | 9 | 31200 | 25200 | 80.77% | 2 | 0 | 11 |  |  |  | No | R-454B | 2.7667 | Residential & Commercial | Ducted CEE Tier 1
214397793 | Central HP <5.4 tons | LUXAIRE | HRCU-A-CB (Split System: Heat Pump with Remote Outdoor Unit-Air-Source) | HH836E2S11 |  |  | CTM48C5CFS1+JME12C2SN1 |  | 34000 | 19 | 9 | 31400 | 25200 | 80.25% | 2 | 0 | 11.7 |  |  |  | No | R-454B | 2.8333 | Residential & Commercial | Ducted CEE Tier 1
214398094 | Central HP <5.4 tons | LUXAIRE | HRCU-A-CB (Split System: Heat Pump with Remote Outdoor Unit-Air-Source) | HH836E2S11 |  |  | CTM36B5CDS1 | TP9C060B12MP13 | 33000 | 17 | 8.5 | 31000 | 25400 | 81.94% | 2 | 0 | 11 |  |  |  | No | R-454B | 2.75 | Residential & Commercial | Ducted CEE Tier 1
214398212 | Central HP <5.4 tons | LUXAIRE | HRCU-A-CB (Split System: Heat Pump with Remote Outdoor Unit-Air-Source) | HH836E2S11 |  |  | CTF48C5CFS1 | TM9Y080C16MP11 | 32800 | 19 | 9 | 31000 | 25200 | 81.29% | 2 | 0 | 11 |  |  |  | No | R-454B | 2.7333 | Residential & Commercial | Ducted CEE Tier 1
214398613 | Central HP <5.4 tons | LUXAIRE | HRCU-A-CB (Split System: Heat Pump with Remote Outdoor Unit-Air-Source) | HH836E2S11 |  |  | CTM48C5CFS1 | TM9E080C16MP12 | 33800 | 19 | 9 | 32000 | 25400 | 79.38% | 2 | 0 | 11 |  |  |  | No | R-454B | 2.8167 | Residential & Commercial | Ducted CEE Tier 1
214595035 | Central HP <5.4 tons | LUXAIRE | HRCU-A-CB (Split System: Heat Pump with Remote Outdoor Unit-Air-Source) | HH836E2S11 |  |  | CTF48C5CFS1 | Z8ES080C16SMPS1 | 34400 | 19 | 9 | 32200 | 25400 | 78.88% | 2 | 0 | 11 |  |  |  | No | R-454B | 2.8667 | Residential & Commercial | Ducted CEE Tier 1
214595050 | Central HP <5.4 tons | LUXAIRE | HRCU-A-CB (Split System: Heat Pump with Remote Outdoor Unit-Air-Source) | HH836E2S11 |  |  | CTM36C5CDS1 | Z8ES080C20SMPS1 | 34400 | 18 | 8.5 | 32000 | 26200 | 81.88% | 2 | 0 | 11 |  |  |  | No | R-454B | 2.8667 | Residential & Commercial | Ducted CEE Tier 1
214719875 | Central HP <5.4 tons | FRASER-JOHNSTON | HRCU-A-CB (Split System: Heat Pump with Remote Outdoor Unit-Air-Source) | HH836E2S11 |  |  | CTU48C5XFS1+TXV | TM9E100C20MP12 | 34400 | 17 | 9 | 32400 | 25800 | 79.63% | 2 | 0 | 11 |  |  |  | No | R-454B | 2.8667 | Residential & Commercial | Ducted CEE Tier 1
214719927 | Central HP <5.4 tons | FRASER-JOHNSTON | HRCU-A-CB (Split System: Heat Pump with Remote Outdoor Unit-Air-Source) | HH836E2S11 |  |  | CTU48C5XFS1+TXV | Z8ES080C20SMPS1 | 34200 | 19 | 9 | 32000 | 25400 | 79.38% | 2 | 0 | 11 |  |  |  | No | R-454B | 2.85 | Residential & Commercial | Ducted CEE Tier 1
214720060 | Central HP <5.4 tons | FRASER-JOHNSTON | HRCU-A-CB (Split System: Heat Pump with Remote Outdoor Unit-Air-Source) | HH836E2S11 |  |  | CTU48C5XFS1+TXV | TM8V080C16MP12 | 33400 | 18 | 9 | 31600 | 25400 | 80.38% | 2 | 0 | 11 |  |  |  | No | R-454B | 2.7833 | Residential & Commercial | Ducted CEE Tier 1
211388889 | Central HP <5.4 tons | FRASER-JOHNSTON | HRCU-A-CB (Split System: Heat Pump with Remote Outdoor Unit-Air-Source) | HMH72B341 |  |  | XAFB36DBCN1 | TM9E080B12MP12 | 34000 | 17.5 | 8.1 | 33800 | 24000 | 71.01% | 2.06 | 0 | 10 |  |  |  | No | R-410A | 2.8333 | Residential & Commercial | Ducted CEE Tier 1
211388706 | Central HP <5.4 tons | FRASER-JOHNSTON | HRCU-A-CB (Split System: Heat Pump with Remote Outdoor Unit-Air-Source) | HMH72B341 |  |  | XAFC36DXXN1+TXV | TM9E080C16MP12 | 34000 | 18 | 8.1 | 33600 | 23800 | 70.83% | 2.08 | 0 | 10 |  |  |  | No | R-410A | 2.8333 | Residential & Commercial | Ducted CEE Tier 1
214397006 | Central HP <5.4 tons | LUXAIRE | HRCU-A-CB (Split System: Heat Pump with Remote Outdoor Unit-Air-Source) | HH836E2S11 |  |  | CTM48C5CFS1 | TL8E100C20UH11 | 34000 | 19 | 9 | 31800 | 25400 | 79.87% | 2 | 0 | 11 |  |  |  | No | R-454B | 2.8333 | Residential & Commercial | Ducted CEE Tier 1
214609206 | Central HP <5.4 tons | LUXAIRE | HRCU-A-CB (Split System: Heat Pump with Remote Outdoor Unit-Air-Source) | HH836E2S11 |  |  | CTM48C5CFS1 | Z9ES100C16SMPS1 | 35000 | 18 | 9 | 32600 | 25800 | 79.14% | 2 | 0 | 11 |  |  |  | No | R-454B | 2.9167 | Residential & Commercial | Ducted CEE Tier 1
214569343 | Central HP <5.4 tons | BRYANT HEATING AND COOLING SYSTEMS | HRCU-A-CB (Split System: Heat Pump with Remote Outdoor Unit-Air-Source) | 284ANV024*0**B* |  |  | CAP**4224AL*+UI | 935CB60080C21*** | 23400 | 20.5 | 10.5 | 26600 | 19700 | 74.06% | 2.46 | 0 | 13 |  |  |  | No | R-410A | 1.95 | Residential & Commercial | Ducted CEE Tier 1
214569357 | Central HP <5.4 tons | BRYANT HEATING AND COOLING SYSTEMS | HRCU-A-CB (Split System: Heat Pump with Remote Outdoor Unit-Air-Source) | 284ANV024*0**B* |  |  | CSPH*3012AL*+UI | 88*TB60070C21*** | 23400 | 19 | 10.5 | 26800 | 19900 | 74.25% | 2.46 | 0 | 12.5 |  |  |  | No | R-410A | 1.95 | Residential & Commercial | Ducted CEE Tier 1
214397966 | Central HP <5.4 tons | LUXAIRE | HRCU-A-CB (Split System: Heat Pump with Remote Outdoor Unit-Air-Source) | HH824E2S11 |  |  | CTM30B5ACS1+JME12B2SN1 |  | 23000 | 19 | 9.5 | 23000 | 18600 | 80.87% | 2 | 0 | 12 |  |  |  | No | R-454B | 1.9167 | Residential & Commercial | Ducted CEE Tier 1
214609103 | Central HP <5.4 tons | LUXAIRE | HRCU-A-CB (Split System: Heat Pump with Remote Outdoor Unit-Air-Source) | HH824E2S11 |  |  | CTM36B5ADS1 | Z9ES060B12SMPS1 | 23000 | 17 | 9.5 | 23000 | 18600 | 80.87% | 2 | 0 | 12 |  |  |  | No | R-454B | 1.9167 | Residential & Commercial | Ducted CEE Tier 1
214397939 | Central HP <5.4 tons | LUXAIRE | HRCU-A-CB (Split System: Heat Pump with Remote Outdoor Unit-Air-Source) | HH824E2S11 |  |  | CTF30A5ADS1 | TM8E040A12MP11 | 23000 | 18 | 9.5 | 23000 | 18500 | 80.43% | 2 | 0 | 12 |  |  |  | No | R-454B | 1.9167 | Residential & Commercial | Ducted CEE Tier 1
214807736 | Central HP <5.4 tons | FRASER-JOHNSTON | HRCU-A-CB (Split System: Heat Pump with Remote Outdoor Unit-Air-Source) | HH824E2S11 |  |  | CTM36B5ADS1 | TMLE100B12MP11 | 23000 | 18 | 9.5 | 23000 | 18800 | 81.74% | 2 | 0 | 12 |  |  |  | No | R-454B | 1.9167 | Residential & Commercial | Ducted CEE Tier 1
216374682 | Central HP <5.4 tons | LUXAIRE | HRCU-A-CB (Split System: Heat Pump with Remote Outdoor Unit-Air-Source) | HH824E2S11 |  |  | CTF36B5ADS1 | Z9ET080B12SMPS1 | 23000 | 18 | 9.5 | 23000 | 17500 | 76.09% | 2 | 0 | 12 |  |  |  | No | R-454B | 1.9167 | Residential & Commercial | Ducted CEE Tier 1
214397101 | Central HP <5.4 tons | LUXAIRE | HRCU-A-CB (Split System: Heat Pump with Remote Outdoor Unit-Air-Source) | HH824E2S11 |  |  | CTF36B5ADS1+JME08B2SN1 |  | 23000 | 19 | 9.5 | 23000 | 18000 | 78.26% | 2 | 0 | 12 |  |  |  | No | R-454B | 1.9167 | Residential & Commercial | Ducted CEE Tier 1
214810247 | Central HP <5.4 tons | FRASER-JOHNSTON | HRCU-A-CB (Split System: Heat Pump with Remote Outdoor Unit-Air-Source) | HH824E2S11 |  |  | CTM36B5ADS1 | TM8E100B12MP11 | 23000 | 18 | 9.5 | 23000 | 18800 | 81.74% | 2 | 0 | 12 |  |  |  | No | R-454B | 1.9167 | Residential & Commercial | Ducted CEE Tier 1
212609316 | Central HP <5.4 tons | RHEEM | HRCU-A-CB (Split System: Heat Pump with Remote Outdoor Unit-Air-Source) | RP18AZ24AJVC |  |  | RCFZ2421HEAAM | R802V0754A17UHN | 22800 | 19 | 8.5 | 22800 | 26000 | 114% | 2.1 | 0 | 12.5 |  |  |  | No | R-410A | 1.9 | Residential & Commercial | Ducted CEE Tier 1
214229295 | Central HP <5.4 tons | KEEPRITE | HRCU-A-CB (Split System: Heat Pump with Remote Outdoor Unit-Air-Source) | DLCURAH36ABK |  |  | EA*4X37L17A* | *80MSU0601716A* | 36000 | 16 | 8.5 | 38500 | 34800 | 90.39% | 2.02 | 0 | 10 |  |  |  | No | R-410A | 3 | Residential & Commercial | Ducted CEE Tier 1
214569409 | Central HP <5.4 tons | BRYANT HEATING AND COOLING SYSTEMS | HRCU-A-CB (Split System: Heat Pump with Remote Outdoor Unit-Air-Source) | 284ANV048*0**B* |  |  | CAP**4824AL*+UI | 88*TB60070C21*** | 43500 | 21 | 9.5 | 46500 | 36600 | 78.71% | 2.26 | 0 | 11.5 |  |  |  | No | R-410A | 3.625 | Residential & Commercial | Ducted CEE Tier 1
214569401 | Central HP <5.4 tons | BRYANT HEATING AND COOLING SYSTEMS | HRCU-A-CB (Split System: Heat Pump with Remote Outdoor Unit-Air-Source) | 284ANV048*0**B* |  |  | CAP**4821AL*+UI | 935CB66100C21*** | 44000 | 21 | 9.5 | 46500 | 36200 | 77.85% | 2.28 | 0 | 11.5 |  |  |  | No | R-410A | 3.6667 | Residential & Commercial | Ducted CEE Tier 1
214569435 | Central HP <5.4 tons | BRYANT HEATING AND COOLING SYSTEMS | HRCU-A-CB (Split System: Heat Pump with Remote Outdoor Unit-Air-Source) | 284ANV048*0**B* |  |  | CAP**6121AL*+UI | 935CB60080C21*** | 45000 | 21 | 10 | 46000 | 36600 | 79.57% | 2.34 | 0 | 11.5 |  |  |  | No | R-410A | 3.75 | Residential & Commercial | Ducted CEE Tier 1
214569453 | Central HP <5.4 tons | BRYANT HEATING AND COOLING SYSTEMS | HRCU-A-CB (Split System: Heat Pump with Remote Outdoor Unit-Air-Source) | 284ANV048*0**B* |  |  | CAP**6124AL*+UI | 987MC60080C21*** | 45500 | 21 | 10 | 46000 | 36400 | 79.13% | 2.36 | 0 | 11.5 |  |  |  | No | R-410A | 3.7917 | Residential & Commercial | Ducted CEE Tier 1
214569393 | Central HP <5.4 tons | BRYANT HEATING AND COOLING SYSTEMS | HRCU-A-CB (Split System: Heat Pump with Remote Outdoor Unit-Air-Source) | 284ANV024*0**B* |  |  | CNPV*4221AL*+UI | 935CB66100C21*** | 23400 | 20.5 | 10.5 | 26600 | 19800 | 74.44% | 2.46 | 0 | 13.5 |  |  |  | No | R-410A | 1.95 | Residential & Commercial | Ducted CEE Tier 1
216374591 | Central HP <5.4 tons | LUXAIRE | HRCU-A-CB (Split System: Heat Pump with Remote Outdoor Unit-Air-Source) | HH836E2S11 |  |  | CTF36C5CDS1 | Z9ET100C20SMPS1 | 33600 | 17 | 8.5 | 31000 | 23600 | 76.13% | 2 | 0 | 11.7 |  |  |  | No | R-454B | 2.8 | Residential & Commercial | Ducted CEE Tier 1
211390160 | Central HP <5.4 tons | FRASER-JOHNSTON | HRCU-A-CB (Split System: Heat Pump with Remote Outdoor Unit-Air-Source) | HMH72B341 |  |  | XAFC36DXXN1+TXV | TM8V100C16MP12 | 34000 | 17.5 | 8.5 | 33800 | 23800 | 70.41% | 2.08 | 0 | 10 |  |  |  | No | R-410A | 2.8333 | Residential & Commercial | Ducted CEE Tier 1
211390174 | Central HP <5.4 tons | FRASER-JOHNSTON | HRCU-A-CB (Split System: Heat Pump with Remote Outdoor Unit-Air-Source) | HMH72B341 |  |  | XAFC36DXXN1+TXV | TM8V080C16MP12 | 34000 | 17.5 | 8.5 | 33800 | 23800 | 70.41% | 2.08 | 0 | 10 |  |  |  | No | R-410A | 2.8333 | Residential & Commercial | Ducted CEE Tier 1
211393550 | Central HP <5.4 tons | FRASER-JOHNSTON | HRCU-A-CB (Split System: Heat Pump with Remote Outdoor Unit-Air-Source) | HMH72B341 |  |  | XAFB36DBCN1 | TL8E060A12UH11 | 34000 | 18 | 8.1 | 33800 | 23800 | 70.41% | 2.06 | 0 | 10 |  |  |  | No | R-410A | 2.8333 | Residential & Commercial | Ducted CEE Tier 1
211391446 | Central HP <5.4 tons | FRASER-JOHNSTON | HRCU-A-CB (Split System: Heat Pump with Remote Outdoor Unit-Air-Source) | HMH72B341 |  |  | XAHC36DBCN1 | TMLE100C16MP11 | 33600 | 17.5 | 8.1 | 33000 | 23200 | 70.3% | 2.04 | 0 | 10 |  |  |  | No | R-410A | 2.8 | Residential & Commercial | Ducted CEE Tier 1
211391765 | Central HP <5.4 tons | FRASER-JOHNSTON | HRCU-A-CB (Split System: Heat Pump with Remote Outdoor Unit-Air-Source) | HMH72B341 |  |  | XAFC36DBCN1 | TM8E100B12MP11 | 34000 | 18 | 8.1 | 33800 | 23800 | 70.41% | 2.06 | 0 | 10 |  |  |  | No | R-410A | 2.8333 | Residential & Commercial | Ducted CEE Tier 1
211392833 | Central HP <5.4 tons | FRASER-JOHNSTON | HRCU-A-CB (Split System: Heat Pump with Remote Outdoor Unit-Air-Source) | HMH72B341 |  |  | XAFB36DXXN1+TXV | TM8E040A12MP11 | 34000 | 18 | 8.1 | 33600 | 23800 | 70.83% | 2.06 | 0 | 10 |  |  |  | No | R-410A | 2.8333 | Residential & Commercial | Ducted CEE Tier 1
211392848 | Central HP <5.4 tons | FRASER-JOHNSTON | HRCU-A-CB (Split System: Heat Pump with Remote Outdoor Unit-Air-Source) | HMH72B341 |  |  | XAFB36DXXN1+TXV | TMLE040A12MP11 | 34000 | 18 | 8.1 | 33600 | 23800 | 70.83% | 2.06 | 0 | 10 |  |  |  | No | R-410A | 2.8333 | Residential & Commercial | Ducted CEE Tier 1
214571249 | Central HP <5.4 tons | BRYANT HEATING AND COOLING SYSTEMS | HRCU-A-CB (Split System: Heat Pump with Remote Outdoor Unit-Air-Source) | 288BNV025*0**C* |  |  | CNPV*4821AL*+UI | 987MC60080C21*** | 24200 | 17 | 8.1 | 21200 | 16600 | 78.3% | 2.02 | 0 | 11.5 |  |  |  | No | R-410A | 2.0167 | Residential & Commercial | Ducted CEE Tier 1
213075282 | Central HP <5.4 tons | ACIQ | HRCU-A-CB (Split System: Heat Pump with Remote Outdoor Unit-Air-Source) | DLCURAH36ABK |  |  | EA*4X37L21A* | *95ESU0601716A* | 36800 | 15.5 | 8.5 | 39000 | 34800 | 89.23% | 2.1 | 0 | 10 |  |  |  | No | R-410A | 3.0667 | Residential & Commercial | Ducted CEE Tier 1
214569499 | Central HP <5.4 tons | BRYANT HEATING AND COOLING SYSTEMS | HRCU-A-CB (Split System: Heat Pump with Remote Outdoor Unit-Air-Source) | 284ANV048*0**B* |  |  | CNPV*4824AL*+UI | 987MC60060C21*** | 43000 | 20 | 9 | 47000 | 37000 | 78.72% | 2.12 | 0 | 11 |  |  |  | No | R-410A | 3.5833 | Residential & Commercial | Ducted CEE Tier 1
214569465 | Central HP <5.4 tons | BRYANT HEATING AND COOLING SYSTEMS | HRCU-A-CB (Split System: Heat Pump with Remote Outdoor Unit-Air-Source) | 284ANV048*0**B* |  |  | CSPH*4812AL*+UI | 987MC60080C21*** | 44000 | 20 | 9.5 | 46500 | 36600 | 78.71% | 2.2 | 0 | 11 |  |  |  | No | R-410A | 3.6667 | Residential & Commercial | Ducted CEE Tier 1
210470382 | Central HP <5.4 tons | KEEPRITE | HRCU-A-CB (Split System: Heat Pump with Remote Outdoor Unit-Air-Source) | CVH837GKA2* |  |  | EA*4X61L21A*+WALLCON | *95CSU0802120A* | 33200 | 18 | 8.5 | 32000 | 24800 | 77.5% | 2 | 0 | 11.5 |  |  |  | No | R-410A | 2.7667 | Residential & Commercial | Ducted CEE Tier 1
214569489 | Central HP <5.4 tons | BRYANT HEATING AND COOLING SYSTEMS | HRCU-A-CB (Split System: Heat Pump with Remote Outdoor Unit-Air-Source) | 284ANV048*0**B* |  |  | CNPV*4821AL*+UI | 987MC60080C21*** | 44000 | 20.5 | 9 | 46500 | 36600 | 78.71% | 2.16 | 0 | 11.5 |  |  |  | No | R-410A | 3.6667 | Residential & Commercial | Ducted CEE Tier 1
210470840 | Central HP <5.4 tons | KEEPRITE | HRCU-A-CB (Split System: Heat Pump with Remote Outdoor Unit-Air-Source) | CVH837GKA2* |  |  | EN(A,D)4X48L24**+WALLCON | *95CSU0802120A* | 32400 | 17.5 | 8.1 | 32800 | 24800 | 75.61% | 1.96 | 0 | 11.7 |  |  |  | No | R-410A | 2.7 | Residential & Commercial | Ducted CEE Tier 1
210470905 | Central HP <5.4 tons | KEEPRITE | HRCU-A-CB (Split System: Heat Pump with Remote Outdoor Unit-Air-Source) | CVH837GKA2* |  |  | EN(A,D,W)4X60L24**+WALLCON | *80CSU1002120A* | 32800 | 17.5 | 8.1 | 32200 | 24600 | 76.4% | 1.96 | 0 | 11.7 |  |  |  | No | R-410A | 2.7333 | Residential & Commercial | Ducted CEE Tier 1
210470393 | Central HP <5.4 tons | KEEPRITE | HRCU-A-CB (Split System: Heat Pump with Remote Outdoor Unit-Air-Source) | CVH837GKA2* |  |  | EA*4X61L21A*+WALLCON | *95CSU1002122A* | 33200 | 18 | 8.5 | 32000 | 24800 | 77.5% | 2 | 0 | 11.5 |  |  |  | No | R-410A | 2.7667 | Residential & Commercial | Ducted CEE Tier 1
214569443 | Central HP <5.4 tons | BRYANT HEATING AND COOLING SYSTEMS | HRCU-A-CB (Split System: Heat Pump with Remote Outdoor Unit-Air-Source) | 284ANV048*0**B* |  |  | CAP**6121AL*+UI | 986TD60080C21*** | 45500 | 21.5 | 10 | 46000 | 36200 | 78.7% | 2.36 | 0 | 12 |  |  |  | No | R-410A | 3.7917 | Residential & Commercial | Ducted CEE Tier 1
214569477 | Central HP <5.4 tons | BRYANT HEATING AND COOLING SYSTEMS | HRCU-A-CB (Split System: Heat Pump with Remote Outdoor Unit-Air-Source) | 284ANV048*0**B* |  |  | CSPH*6012AL*+UI | 987MC60080C21*** | 45000 | 20 | 9.5 | 46000 | 36200 | 78.7% | 2.34 | 0 | 11.5 |  |  |  | No | R-410A | 3.75 | Residential & Commercial | Ducted CEE Tier 1
214569527 | Central HP <5.4 tons | BRYANT HEATING AND COOLING SYSTEMS | HRCU-A-CB (Split System: Heat Pump with Remote Outdoor Unit-Air-Source) | 284ANV036*0**B* |  |  | CAP**3721AL*+UI | 986TD60080C21*** | 34600 | 19.5 | 9.5 | 36400 | 25600 | 70.33% | 2.06 | 0 | 12 |  |  |  | No | R-410A | 2.8833 | Residential & Commercial | Ducted CEE Tier 1
214569559 | Central HP <5.4 tons | BRYANT HEATING AND COOLING SYSTEMS | HRCU-A-CB (Split System: Heat Pump with Remote Outdoor Unit-Air-Source) | 284ANV036*0**B* |  |  | CAP**4321AL*+UI | 986TD60080C21*** | 34600 | 19.5 | 9.5 | 36400 | 25600 | 70.33% | 2.06 | 0 | 12 |  |  |  | No | R-410A | 2.8833 | Residential & Commercial | Ducted CEE Tier 1
214569561 | Central HP <5.4 tons | BRYANT HEATING AND COOLING SYSTEMS | HRCU-A-CB (Split System: Heat Pump with Remote Outdoor Unit-Air-Source) | 284ANV036*0**B* |  |  | CAP**4821AL*+UI | 88*TB60070C21*** | 33800 | 19.5 | 9.5 | 36600 | 25800 | 70.49% | 2.04 | 0 | 12 |  |  |  | No | R-410A | 2.8167 | Residential & Commercial | Ducted CEE Tier 1
214569591 | Central HP <5.4 tons | BRYANT HEATING AND COOLING SYSTEMS | HRCU-A-CB (Split System: Heat Pump with Remote Outdoor Unit-Air-Source) | 284ANV036*0**B* |  |  | CAP**6024AL*+UI | 987MC60060C21*** | 34200 | 19 | 9 | 36000 | 25200 | 70% | 2 | 0 | 12 |  |  |  | No | R-410A | 2.85 | Residential & Commercial | Ducted CEE Tier 1
214569593 | Central HP <5.4 tons | BRYANT HEATING AND COOLING SYSTEMS | HRCU-A-CB (Split System: Heat Pump with Remote Outdoor Unit-Air-Source) | 284ANV036*0**B* |  |  | CAP**6024AL*+UI | 987MC60080C21*** | 34200 | 19.5 | 9 | 35800 | 25200 | 70.39% | 2.02 | 0 | 12 |  |  |  | No | R-410A | 2.85 | Residential & Commercial | Ducted CEE Tier 1
214569493 | Central HP <5.4 tons | BRYANT HEATING AND COOLING SYSTEMS | HRCU-A-CB (Split System: Heat Pump with Remote Outdoor Unit-Air-Source) | 284ANV048*0**B* |  |  | CNPV*4824AL*+UI | 88*TB60070C21*** | 43500 | 21 | 9 | 46500 | 36600 | 78.71% | 2.16 | 0 | 11.5 |  |  |  | No | R-410A | 3.625 | Residential & Commercial | Ducted CEE Tier 1
210471207 | Central HP <5.4 tons | KEEPRITE | HRCU-A-CB (Split System: Heat Pump with Remote Outdoor Unit-Air-Source) | CVH837GKA2* |  |  | EHD4X60AAL+WALLCON | *96CTN0801714A* | 32800 | 16.5 | 8.1 | 32600 | 25200 | 77.3% | 1.98 | 0 | 11 |  |  |  | No | R-410A | 2.7333 | Residential & Commercial | Ducted CEE Tier 1
210471306 | Central HP <5.4 tons | KEEPRITE | HRCU-A-CB (Split System: Heat Pump with Remote Outdoor Unit-Air-Source) | CVH837GKA2* |  |  | EHD4X60AAL+WALLCON | *80CTL0901716A* | 33000 | 17.5 | 8.1 | 32200 | 24800 | 77.02% | 2.02 | 0 | 11.5 |  |  |  | No | R-410A | 2.75 | Residential & Commercial | Ducted CEE Tier 1
214569479 | Central HP <5.4 tons | BRYANT HEATING AND COOLING SYSTEMS | HRCU-A-CB (Split System: Heat Pump with Remote Outdoor Unit-Air-Source) | 284ANV048*0**B* |  |  | CSPH*6012AL*+UI | 986TD60080C21*** | 45000 | 20.5 | 9.5 | 46000 | 36000 | 78.26% | 2.36 | 0 | 12 |  |  |  | No | R-410A | 3.75 | Residential & Commercial | Ducted CEE Tier 1
214569495 | Central HP <5.4 tons | BRYANT HEATING AND COOLING SYSTEMS | HRCU-A-CB (Split System: Heat Pump with Remote Outdoor Unit-Air-Source) | 284ANV048*0**B* |  |  | CNPV*4824AL*+UI | 935CB60080C21*** | 43500 | 20.5 | 9 | 46500 | 36600 | 78.71% | 2.16 | 0 | 11.5 |  |  |  | No | R-410A | 3.625 | Residential & Commercial | Ducted CEE Tier 1
214569639 | Central HP <5.4 tons | BRYANT HEATING AND COOLING SYSTEMS | HRCU-A-CB (Split System: Heat Pump with Remote Outdoor Unit-Air-Source) | 284ANV036*0**B* |  |  | CSPH*4212AL*+UI | 987MC60060C21*** | 33800 | 18 | 9 | 36800 | 26200 | 71.2% | 2.02 | 0 | 11.5 |  |  |  | No | R-410A | 2.8167 | Residential & Commercial | Ducted CEE Tier 1
214398311 | Central HP <5.4 tons | LUXAIRE | HRCU-A-CB (Split System: Heat Pump with Remote Outdoor Unit-Air-Source) | HH860E2S11 |  |  | CTM60C5CGS1 | TM9V100C16MP12 | 43500 | 18 | 9 | 44000 | 33200 | 75.45% | 2 | 0 | 11.7 |  |  |  | No | R-454B | 3.625 | Residential & Commercial | Ducted CEE Tier 1
214398729 | Central HP <5.4 tons | LUXAIRE | HRCU-A-CB (Split System: Heat Pump with Remote Outdoor Unit-Air-Source) | HH860E2S11 |  |  | CTM60D5CGS1 | TP9C120D20MP13 | 44000 | 18 | 9 | 44000 | 33400 | 75.91% | 2 | 0 | 11.7 |  |  |  | No | R-454B | 3.6667 | Residential & Commercial | Ducted CEE Tier 1
214809189 | Central HP <5.4 tons | FRASER-JOHNSTON | HRCU-A-CB (Split System: Heat Pump with Remote Outdoor Unit-Air-Source) | HH860E2S11 |  |  | CTU60C5XGS1+TXV | TPLC100C16MP13 | 43500 | 18 | 9 | 44000 | 33400 | 75.91% | 2 | 0 | 11.7 |  |  |  | No | R-454B | 3.625 | Residential & Commercial | Ducted CEE Tier 1
214720161 | Central HP <5.4 tons | FRASER-JOHNSTON | HRCU-A-CB (Split System: Heat Pump with Remote Outdoor Unit-Air-Source) | HH860E2S11 |  |  | CTU60C5XGS1+TXV | TM8E100C16MP11 | 44500 | 18 | 9 | 45500 | 34200 | 75.16% | 2 | 0 | 11 |  |  |  | No | R-454B | 3.7083 | Residential & Commercial | Ducted CEE Tier 1
214397598 | Central HP <5.4 tons | LUXAIRE | HRCU-A-CB (Split System: Heat Pump with Remote Outdoor Unit-Air-Source) | HH860E2S11 |  |  | CTF60C5CHS1+JMVT17CC2N1 |  | 53500 | 19 | 9 | 53000 | 38000 | 71.7% | 2 | 0 | 12 |  |  |  | No | R-454B | 4.4583 | Residential & Commercial | Ducted CEE Tier 1
214398257 | Central HP <5.4 tons | LUXAIRE | HRCU-A-CB (Split System: Heat Pump with Remote Outdoor Unit-Air-Source) | HH860E2S11 |  |  | CTF60C5CGS1 | TM8V120C20MP12 | 44500 | 18 | 9 | 45000 | 33800 | 75.11% | 2 | 0 | 11 |  |  |  | No | R-454B | 3.7083 | Residential & Commercial | Ducted CEE Tier 1
214398291 | Central HP <5.4 tons | LUXAIRE | HRCU-A-CB (Split System: Heat Pump with Remote Outdoor Unit-Air-Source) | HH860E2S11 |  |  | CTF60C5CGS1+JME16C2SN1 |  | 45000 | 19 | 9 | 45000 | 33000 | 73.33% | 2 | 0 | 12 |  |  |  | No | R-454B | 3.75 | Residential & Commercial | Ducted CEE Tier 1
214398648 | Central HP <5.4 tons | LUXAIRE | HRCU-A-CB (Split System: Heat Pump with Remote Outdoor Unit-Air-Source) | HH860E2S11 |  |  | CTF60C5CGS1 | TMLV100C16MP12 | 43500 | 18 | 9 | 44000 | 33400 | 75.91% | 2 | 0 | 11.7 |  |  |  | No | R-454B | 3.625 | Residential & Commercial | Ducted CEE Tier 1
211226634 | Central HP <5.4 tons | BRYANT HEATING AND COOLING SYSTEMS | HRCU-A-CB (Split System: Heat Pump with Remote Outdoor Unit-Air-Source) | 38MURAQ36AB3* |  |  | CAP**3717AL* | 912SD48080E17*** | 36800 | 15.2 | 8.5 | 39500 | 35000 | 88.61% | 2.06 | 0 | 10 |  |  |  | No | R-410A | 3.0667 | Residential & Commercial | Ducted CEE Tier 1
215936535 | Central HP <5.4 tons | BRYANT HEATING AND COOLING SYSTEMS | HRCU-A-CB (Split System: Heat Pump with Remote Outdoor Unit-Air-Source) | 293VAN036**AA* |  |  | CVAVA4924XMA*+UI | 986TD66100C21*** | 35400 | 22 | 8.5 | 38000 | 28400 | 74.74% | 2.04 | 0 | 12.5 |  |  |  | No | R-454B | 2.95 | Residential & Commercial | Ducted CEE Tier 1
215936935 | Central HP <5.4 tons | BRYANT HEATING AND COOLING SYSTEMS | HRCU-A-CB (Split System: Heat Pump with Remote Outdoor Unit-Air-Source) | 293VAN036**AA* |  |  | CVAVA6124XMA*+UI | 88*TB60110C21*** | 36000 | 22.5 | 8.5 | 37600 | 28200 | 75% | 2.06 | 0 | 12.5 |  |  |  | No | R-454B | 3 | Residential & Commercial | Ducted CEE Tier 1
214569517 | Central HP <5.4 tons | BRYANT HEATING AND COOLING SYSTEMS | HRCU-A-CB (Split System: Heat Pump with Remote Outdoor Unit-Air-Source) | 284ANV036*0**B* |  |  | CAP**3721AL*+UI | 88*TB60070C21*** | 34400 | 19 | 9.5 | 36400 | 25800 | 70.88% | 2.04 | 0 | 12 |  |  |  | No | R-410A | 2.8667 | Residential & Commercial | Ducted CEE Tier 1
214569585 | Central HP <5.4 tons | BRYANT HEATING AND COOLING SYSTEMS | HRCU-A-CB (Split System: Heat Pump with Remote Outdoor Unit-Air-Source) | 284ANV036*0**B* |  |  | CAP**6024AL*+UI | 88*TB60070C21*** | 34200 | 19.5 | 9 | 35800 | 25200 | 70.39% | 2.02 | 0 | 12 |  |  |  | No | R-410A | 2.85 | Residential & Commercial | Ducted CEE Tier 1
214066773 | Central HP <5.4 tons | RHEEM | HRCU-A-CB (Split System: Heat Pump with Remote Outdoor Unit-Air-Source) | RD17AZ36AJ3N |  |  | RCFZ3621MTANM | R801V0704A17UHU | 34200 | 18 | 8.1 | 34200 | 29600 | 86.55% | 1.9 | 0 | 10 |  |  |  | No | R-410A | 2.85 | Residential & Commercial | Ducted CEE Tier 1
214066541 | Central HP <5.4 tons | RHEEM | HRCU-A-CB (Split System: Heat Pump with Remote Outdoor Unit-Air-Source) | RD17AZ36AJ3N |  |  | RCFZ3621MTANM | R921V1005A21M4S | 34200 | 17 | 8.1 | 34200 | 29600 | 86.55% | 1.9 | 0 | 10 |  |  |  | No | R-410A | 2.85 | Residential & Commercial | Ducted CEE Tier 1
214571262 | Central HP <5.4 tons | ARCOAIRE | HRCU-A-CB (Split System: Heat Pump with Remote Outdoor Unit-Air-Source) | HVH825GKA3* |  |  | EN(A,D,W)4X48L21**+WALLCON | *96CTN0802120B* | 24200 | 17 | 8.1 | 21200 | 16600 | 78.3% | 2.02 | 0 | 11.5 |  |  |  | No | R-410A | 2.0167 | Residential & Commercial | Ducted CEE Tier 1
212977624 | Central HP <5.4 tons | PAYNE HEATING AND COOLING | HRCU-A-CB (Split System: Heat Pump with Remote Outdoor Unit-Air-Source) | 38MURAQ24AB3* |  |  | CAP**3617AL* | PG80MS(A,L)A36045A** | 23800 | 17 | 8.5 | 26200 | 23800 | 90.84% | 1.96 | 0 | 10 |  |  |  | No | R-410A | 1.9833 | Residential & Commercial | Ducted CEE Tier 1
211245245 | Central HP <5.4 tons | BRYANT HEATING AND COOLING SYSTEMS | HRCU-A-CB (Split System: Heat Pump with Remote Outdoor Unit-Air-Source) | 38MURAQ24AB3* |  |  | CNPV*3617AL* | 83*SA48060E17*** | 24800 | 16.5 | 8.5 | 26600 | 22200 | 83.46% | 1.84 | 0 | 10.5 |  |  |  | No | R-410A | 2.0667 | Residential & Commercial | Ducted CEE Tier 1
211244910 | Central HP <5.4 tons | BRYANT HEATING AND COOLING SYSTEMS | HRCU-A-CB (Split System: Heat Pump with Remote Outdoor Unit-Air-Source) | 38MURAQ24AB3* |  |  | CNPV*3617AL* | 935SA36040E17*** | 23600 | 16.5 | 8.1 | 25800 | 23600 | 91.47% | 1.96 | 0 | 10 |  |  |  | No | R-410A | 1.9667 | Residential & Commercial | Ducted CEE Tier 1
211259740 | Central HP <5.4 tons | SMART COMFORT | HRCU-A-CB (Split System: Heat Pump with Remote Outdoor Unit-Air-Source) | DLCURAH18ABK |  |  | EA*4X19L17A* | *80ESU0401712A* | 19000 | 17 | 8.5 | 18900 | 17400 | 92.06% | 2.14 | 0 | 11 |  |  |  | No | R-410A | 1.5833 | Residential & Commercial | Ducted CEE Tier 1
211260038 | Central HP <5.4 tons | SMART COMFORT | HRCU-A-CB (Split System: Heat Pump with Remote Outdoor Unit-Air-Source) | DLCURAH18ABK |  |  | EA*4X19L17A* | OMV098J12* | 18800 | 16 | 8.5 | 18800 | 17500 | 93.09% | 2.12 | 0 | 11 |  |  |  | No | R-410A | 1.5667 | Residential & Commercial | Ducted CEE Tier 1
211260117 | Central HP <5.4 tons | SMART COMFORT | HRCU-A-CB (Split System: Heat Pump with Remote Outdoor Unit-Air-Source) | DLCURAH18ABK |  |  | EA*4X24L14A* | *80VTL0451412A* | 17600 | 16 | 8.5 | 18400 | 19100 | 103.8% | 2.3 | 0 | 10.5 |  |  |  | No | R-410A | 1.4667 | Residential & Commercial | Ducted CEE Tier 1
214572619 | Central HP <5.4 tons | BRYANT HEATING AND COOLING SYSTEMS | HRCU-A-CB (Split System: Heat Pump with Remote Outdoor Unit-Air-Source) | 288BNV037*0**A* |  |  | CAP**4221AL*+UI | 987MC60060C21*** | 31600 | 17 | 8.1 | 33200 | 24800 | 74.7% | 1.88 | 0 | 10.5 |  |  |  | No | R-410A | 2.6333 | Residential & Commercial | Ducted CEE Tier 1
214572609 | Central HP <5.4 tons | BRYANT HEATING AND COOLING SYSTEMS | HRCU-A-CB (Split System: Heat Pump with Remote Outdoor Unit-Air-Source) | 288BNV037*0**A* |  |  | CAP**4221AL*+UI | 935CB66100C21*** | 31800 | 17.5 | 8.5 | 32800 | 24400 | 74.39% | 1.9 | 0 | 11 |  |  |  | No | R-410A | 2.65 | Residential & Commercial | Ducted CEE Tier 1
214573479 | Central HP <5.4 tons | BRYANT HEATING AND COOLING SYSTEMS | HRCU-A-CB (Split System: Heat Pump with Remote Outdoor Unit-Air-Source) | 288BNV037*0**A* |  |  | CNPV*4821AL*+UI | 986TD60080C21*** | 32400 | 17.5 | 8.5 | 32600 | 24800 | 76.07% | 1.98 | 0 | 11.5 |  |  |  | No | R-410A | 2.7 | Residential & Commercial | Ducted CEE Tier 1
214572879 | Central HP <5.4 tons | BRYANT HEATING AND COOLING SYSTEMS | HRCU-A-CB (Split System: Heat Pump with Remote Outdoor Unit-Air-Source) | 288BNV037*0**A* |  |  | CAP**4824AL*+UI | 986TD60080C21*** | 32400 | 17.5 | 8.5 | 32200 | 24800 | 77.02% | 2 | 0 | 11.5 |  |  |  | No | R-410A | 2.7 | Residential & Commercial | Ducted CEE Tier 1
214572929 | Central HP <5.4 tons | BRYANT HEATING AND COOLING SYSTEMS | HRCU-A-CB (Split System: Heat Pump with Remote Outdoor Unit-Air-Source) | 288BNV037*0**A* |  |  | CAP**6024AL*+UI | 987MC60080C21*** | 32800 | 17.5 | 8.5 | 31600 | 24800 | 78.48% | 2 | 0 | 11.5 |  |  |  | No | R-410A | 2.7333 | Residential & Commercial | Ducted CEE Tier 1
211902798 | Central HP <5.4 tons | RUSSELL | HRCU-A-CB (Split System: Heat Pump with Remote Outdoor Unit-Air-Source) | SP18AZ60AJVC |  |  | TCFZ6021SEAAM | S98MV1005A21UPS | 52500 | 18 | 8.1 | 52000 | 49500 | 95.19% | 2 | 0 | 10 |  |  |  | No | R-410A | 4.375 | Residential & Commercial | Ducted CEE Tier 1
214572629 | Central HP <5.4 tons | BRYANT HEATING AND COOLING SYSTEMS | HRCU-A-CB (Split System: Heat Pump with Remote Outdoor Unit-Air-Source) | 288BNV037*0**A* |  |  | CAP**4221AL*+UI | 987MC60080C21*** | 31800 | 17 | 8.5 | 32800 | 24400 | 74.39% | 1.9 | 0 | 11 |  |  |  | No | R-410A | 2.65 | Residential & Commercial | Ducted CEE Tier 1
214075485 | Central HP <5.4 tons | RHEEM | HRCU-A-CB (Split System: Heat Pump with Remote Outdoor Unit-Air-Source) | RD17AZ24AJ3N |  |  | RCFZ2417MTANM | R921V0603A17M4S | 22600 | 17 | 9.5 | 22600 | 17000 | 75.22% | 2 | 0 | 10 |  |  |  | No | R-410A | 1.8833 | Residential & Commercial | Ducted CEE Tier 1
214809213 | Central HP <5.4 tons | FRASER-JOHNSTON | HRCU-A-CB (Split System: Heat Pump with Remote Outdoor Unit-Air-Source) | HH860E2S11 |  |  | CTU60C5XGS1+TXV | Z8ES100C20SMPS1 | 44500 | 18 | 9 | 44500 | 33400 | 75.06% | 2 | 0 | 12 |  |  |  | No | R-454B | 3.7083 | Residential & Commercial | Ducted CEE Tier 1
214606556 | Central HP <5.4 tons | LUXAIRE | HRCU-A-C (Split System: Heat Pump with Remote Outdoor Unit with No Indoor Fan --Air Source) | HH860E2S11 |  |  | CTF60C5CGS1 |  | 44500 | 15.2 | 8.5 | 46000 | 34200 | 74.35% | 2 | 0 | 11 |  |  |  | No | R-454B | 3.7083 | Residential & Commercial | Ducted CEE Tier 1
216374652 | Central HP <5.4 tons | LUXAIRE | HRCU-A-CB (Split System: Heat Pump with Remote Outdoor Unit-Air-Source) | HH860E2S11 |  |  | CTF60C5CGS1 | Z9ET100C16SMPS1 | 44500 | 19 | 9 | 45500 | 33200 | 72.97% | 2 | 0 | 11 |  |  |  | No | R-454B | 3.7083 | Residential & Commercial | Ducted CEE Tier 1
214396731 | Central HP <5.4 tons | LUXAIRE | HRCU-A-CB (Split System: Heat Pump with Remote Outdoor Unit-Air-Source) | HH860E2S11 |  |  | CTF60C5CHS1 | TL8E100C20UH11 | 53000 | 19 | 9 | 53500 | 38500 | 71.96% | 2 | 0 | 11.7 |  |  |  | No | R-454B | 4.4167 | Residential & Commercial | Ducted CEE Tier 1
214649825 | Central HP <5.4 tons | FRASER-JOHNSTON | HRCU-A-CB (Split System: Heat Pump with Remote Outdoor Unit-Air-Source) | HH860E2S11 |  |  | CTU60D5XGS1+TXV | TMLE130D20MP11 | 46000 | 18 | 9 | 47500 | 35200 | 74.11% | 2 | 0 | 11 |  |  |  | No | R-454B | 3.8333 | Residential & Commercial | Ducted CEE Tier 1
213366257 | Central HP <5.4 tons | RHEEM | HRCU-A-CB (Split System: Heat Pump with Remote Outdoor Unit-Air-Source) | RP18AZ60AJVC |  |  | RCFZ6021SEAAM | R802V1005A21UHS | 53000 | 19 | 8.1 | 52500 | 50000 | 95.24% | 1.9 | 0 | 10 |  |  |  | No | R-410A | 4.4167 | Residential & Commercial | Ducted CEE Tier 1
214606558 | Central HP <5.4 tons | LUXAIRE | HRCU-A-C (Split System: Heat Pump with Remote Outdoor Unit with No Indoor Fan --Air Source) | HH860E2S11 |  |  | CTM60C5CGS1 |  | 44500 | 15.2 | 8.5 | 46000 | 34200 | 74.35% | 2 | 0 | 11 |  |  |  | No | R-454B | 3.7083 | Residential & Commercial | Ducted CEE Tier 1
213366256 | Central HP <5.4 tons | RHEEM | HRCU-A-CB (Split System: Heat Pump with Remote Outdoor Unit-Air-Source) | RP18AZ36AJVC |  |  | RCFZ6021SEAAM | R802V1005A21UHS | 34200 | 19 | 8.5 | 34200 | 43000 | 125.7% | 2.2 | 0 | 12.5 |  |  |  | No | R-410A | 2.85 | Residential & Commercial | Ducted CEE Tier 1
214650367 | Central HP <5.4 tons | FRASER-JOHNSTON | HRCU-A-CB (Split System: Heat Pump with Remote Outdoor Unit-Air-Source) | HH824E2S11 |  |  | CTU36B5XDS1+TXV | TM9Y060B12MP11 | 23000 | 18 | 9.5 | 23000 | 18400 | 80% | 2 | 0 | 12 |  |  |  | No | R-454B | 1.9167 | Residential & Commercial | Ducted CEE Tier 1
214396724 | Central HP <5.4 tons | LUXAIRE | HRCU-A-CB (Split System: Heat Pump with Remote Outdoor Unit-Air-Source) | HH824E2S11 |  |  | CTM30B5ACS1 | LP9C060B12MP13 | 23000 | 17 | 9.5 | 23000 | 18000 | 78.26% | 2 | 0 | 12 |  |  |  | No | R-454B | 1.9167 | Residential & Commercial | Ducted CEE Tier 1
214649815 | Central HP <5.4 tons | FRASER-JOHNSTON | HRCU-A-CB (Split System: Heat Pump with Remote Outdoor Unit-Air-Source) | HH824E2S11 |  |  | CTU30B5XCS1+TXV | TMLE080B12MP11 | 23000 | 17 | 9.5 | 23000 | 18400 | 80% | 2 | 0 | 12 |  |  |  | No | R-454B | 1.9167 | Residential & Commercial | Ducted CEE Tier 1
212609341 | Central HP <5.4 tons | RHEEM | HRCU-A-CB (Split System: Heat Pump with Remote Outdoor Unit-Air-Source) | RP18AZ24AJVC |  |  | RCFZ2421HEAAM | R802V0754A17DZ | 22800 | 20 | 8.5 | 22800 | 26000 | 114% | 2.1 | 0 | 12.5 |  |  |  | No | R-410A | 1.9 | Residential & Commercial | Ducted CEE Tier 1
212609308 | Central HP <5.4 tons | RHEEM | HRCU-A-CB (Split System: Heat Pump with Remote Outdoor Unit-Air-Source) | RP18AZ24AJVC |  |  | RCFZ2421HEAAM | R802V1005A21UHS | 22800 | 20 | 8.5 | 22800 | 26000 | 114% | 2.1 | 0 | 12.5 |  |  |  | No | R-410A | 1.9 | Residential & Commercial | Ducted CEE Tier 1
214397524 | Central HP <5.4 tons | LUXAIRE | HRCU-A-CB (Split System: Heat Pump with Remote Outdoor Unit-Air-Source) | HH824E2S11 |  |  | CTF36B5ADS1+JMET12BS2N1 |  | 23000 | 19 | 9.5 | 23000 | 18100 | 78.7% | 2 | 0 | 12 |  |  |  | No | R-454B | 1.9167 | Residential & Commercial | Ducted CEE Tier 1
214650920 | Central HP <5.4 tons | FRASER-JOHNSTON | HRCU-A-CB (Split System: Heat Pump with Remote Outdoor Unit-Air-Source) | HH824E2S11 |  |  | CTU36B5XDS1+TXV | TM8E080B12MP11 | 23000 | 18 | 9.5 | 23000 | 18700 | 81.3% | 2 | 0 | 12 |  |  |  | No | R-454B | 1.9167 | Residential & Commercial | Ducted CEE Tier 1
215681829 | Central HP <5.4 tons | DAY & NIGHT | HRCU-A-CB (Split System: Heat Pump with Remote Outdoor Unit-Air-Source) | C5H0V48*K*AAA* |  |  | EVM5X49M21A*+WALLCON | *80CSU0401712B* | 48000 | 18.5 | 9 | 50000 | 36600 | 73.2% | 2 | 0 | 10 |  |  |  | No | R-454B | 4 | Residential & Commercial | Ducted CEE Tier 1
215681929 | Central HP <5.4 tons | DAY & NIGHT | HRCU-A-CB (Split System: Heat Pump with Remote Outdoor Unit-Air-Source) | C5H0V48*K*AAA* |  |  | EVM5X60M21A*+WALLCON | *80CSU0802120B* | 48500 | 19 | 9 | 50000 | 36400 | 72.8% | 2.12 | 0 | 10 |  |  |  | No | R-454B | 4.0417 | Residential & Commercial | Ducted CEE Tier 1
215681979 | Central HP <5.4 tons | DAY & NIGHT | HRCU-A-CB (Split System: Heat Pump with Remote Outdoor Unit-Air-Source) | C5H0V48*K*AAA* |  |  | EVM5X60M24A*+WALLCON | *96CTN0802120B* | 48000 | 19 | 9 | 50000 | 36600 | 73.2% | 2 | 0 | 10 |  |  |  | No | R-454B | 4 | Residential & Commercial | Ducted CEE Tier 1
215682079 | Central HP <5.4 tons | DAY & NIGHT | HRCU-A-CB (Split System: Heat Pump with Remote Outdoor Unit-Air-Source) | C5H0V48*K*AAA* |  |  | EVM5X61M24A*+WALLCON | *97CTN1002122A* | 48500 | 19.5 | 9.5 | 50000 | 36600 | 73.2% | 2.12 | 0 | 10.5 |  |  |  | No | R-454B | 4.0417 | Residential & Commercial | Ducted CEE Tier 1
215682279 | Central HP <5.4 tons | DAY & NIGHT | HRCU-A-CB (Split System: Heat Pump with Remote Outdoor Unit-Air-Source) | C5H0V48*K*AAA* |  |  | EVD5X49M24A*+WALLCON | *97CTN1002122A* | 48000 | 19 | 9 | 50000 | 36600 | 73.2% | 2 | 0 | 10.5 |  |  |  | No | R-454B | 4 | Residential & Commercial | Ducted CEE Tier 1
215682529 | Central HP <5.4 tons | DAY & NIGHT | HRCU-A-CB (Split System: Heat Pump with Remote Outdoor Unit-Air-Source) | C5H0V48*K*AAA* |  |  | EVD5X61M24A*+WALLCON | *80CSU0802120B* | 49000 | 19 | 9 | 50000 | 36400 | 72.8% | 2.12 | 0 | 10.5 |  |  |  | No | R-454B | 4.0833 | Residential & Commercial | Ducted CEE Tier 1
214569663 | Central HP <5.4 tons | BRYANT HEATING AND COOLING SYSTEMS | HRCU-A-CB (Split System: Heat Pump with Remote Outdoor Unit-Air-Source) | 284ANV036*0**B* |  |  | CSPH*6012AL*+UI | 987MC60060C21*** | 34400 | 18.5 | 9 | 36200 | 25400 | 70.17% | 2.02 | 0 | 11.5 |  |  |  | No | R-410A | 2.8667 | Residential & Commercial | Ducted CEE Tier 1
214728373 | Central HP <5.4 tons | FRASER-JOHNSTON | HRCU-A-CB (Split System: Heat Pump with Remote Outdoor Unit-Air-Source) | HH836E2S11 |  |  | CTU36B5XDS1+TXV | TM8V080B12MP12 | 33000 | 17 | 8.5 | 31000 | 25200 | 81.29% | 2 | 0 | 11 |  |  |  | No | R-454B | 2.75 | Residential & Commercial | Ducted CEE Tier 1
214595075 | Central HP <5.4 tons | LUXAIRE | HRCU-A-CB (Split System: Heat Pump with Remote Outdoor Unit-Air-Source) | HH836E2S11 |  |  | CTF48C5CFS1 | Z8ES080C20SMPS1 | 34200 | 19 | 9 | 32000 | 25400 | 79.38% | 2 | 0 | 11 |  |  |  | No | R-454B | 2.85 | Residential & Commercial | Ducted CEE Tier 1
216374718 | Central HP <5.4 tons | LUXAIRE | HRCU-A-CB (Split System: Heat Pump with Remote Outdoor Unit-Air-Source) | HH836E2S11 |  |  | CTM48C5CFS1 | Z9ET080C16SMPS1 | 33800 | 19 | 9.5 | 32400 | 24200 | 74.69% | 2 | 0 | 11 |  |  |  | No | R-454B | 2.8167 | Residential & Commercial | Ducted CEE Tier 1
216374550 | Central HP <5.4 tons | LUXAIRE | HRCU-A-CB (Split System: Heat Pump with Remote Outdoor Unit-Air-Source) | HH836E2S11 |  |  | CTM36B5CDS1 | Z9ET060B12SMPS1 | 33200 | 18 | 8.5 | 31600 | 24200 | 76.58% | 2 | 0 | 11 |  |  |  | No | R-454B | 2.7667 | Residential & Commercial | Ducted CEE Tier 1
214397700 | Central HP <5.4 tons | LUXAIRE | HRCU-A-CB (Split System: Heat Pump with Remote Outdoor Unit-Air-Source) | HH836E2S11 |  |  | CTF36C5CDS1 | TMLE100C16MP11 | 34000 | 18 | 8.5 | 31600 | 25800 | 81.65% | 2 | 0 | 11 |  |  |  | No | R-454B | 2.8333 | Residential & Commercial | Ducted CEE Tier 1
214397818 | Central HP <5.4 tons | LUXAIRE | HRCU-A-CB (Split System: Heat Pump with Remote Outdoor Unit-Air-Source) | HH836E2S11 |  |  | CTF48C5CFS1 | TM9E080C20MP12 | 34000 | 17 | 9 | 32000 | 25400 | 79.38% | 2 | 0 | 11 |  |  |  | No | R-454B | 2.8333 | Residential & Commercial | Ducted CEE Tier 1
214570449 | Central HP <5.4 tons | BRYANT HEATING AND COOLING SYSTEMS | HRCU-A-CB (Split System: Heat Pump with Remote Outdoor Unit-Air-Source) | 288BNV025*0**C* |  |  | CAP**3721AL*+UI | 935CB66100C21*** | 24400 | 16.5 | 8.5 | 21200 | 16600 | 78.3% | 2.04 | 0 | 11 |  |  |  | No | R-410A | 2.0333 | Residential & Commercial | Ducted CEE Tier 1
214570419 | Central HP <5.4 tons | BRYANT HEATING AND COOLING SYSTEMS | HRCU-A-CB (Split System: Heat Pump with Remote Outdoor Unit-Air-Source) | 288BNV025*0**C* |  |  | CAP**3621AL*+UI | 986TD60080C21*** | 23600 | 16.5 | 8.1 | 21400 | 16600 | 77.57% | 1.94 | 0 | 11 |  |  |  | No | R-410A | 1.9667 | Residential & Commercial | Ducted CEE Tier 1
210470938 | Central HP <5.4 tons | KEEPRITE | HRCU-A-CB (Split System: Heat Pump with Remote Outdoor Unit-Air-Source) | CVH837GKA2* |  |  | EN(A,D,W)4X60L24**+WALLCON | *96CTN1202422A* | 32800 | 18 | 8.1 | 32200 | 24600 | 76.4% | 1.98 | 0 | 12 |  |  |  | No | R-410A | 2.7333 | Residential & Commercial | Ducted CEE Tier 1
214570539 | Central HP <5.4 tons | BRYANT HEATING AND COOLING SYSTEMS | HRCU-A-CB (Split System: Heat Pump with Remote Outdoor Unit-Air-Source) | 288BNV025*0**C* |  |  | CAP**4221AL*+UI | 986TD60080C21*** | 23800 | 16.5 | 8.1 | 21400 | 16600 | 77.57% | 1.96 | 0 | 11 |  |  |  | No | R-410A | 1.9833 | Residential & Commercial | Ducted CEE Tier 1
214571089 | Central HP <5.4 tons | BRYANT HEATING AND COOLING SYSTEMS | HRCU-A-CB (Split System: Heat Pump with Remote Outdoor Unit-Air-Source) | 288BNV025*0**C* |  |  | CNPV*3621AL*+UI | 88*TB60070C21*** | 23400 | 16.5 | 8.1 | 21600 | 16700 | 77.31% | 1.92 | 0 | 11 |  |  |  | No | R-410A | 1.95 | Residential & Commercial | Ducted CEE Tier 1
214571189 | Central HP <5.4 tons | BRYANT HEATING AND COOLING SYSTEMS | HRCU-A-CB (Split System: Heat Pump with Remote Outdoor Unit-Air-Source) | 288BNV025*0**C* |  |  | CNPV*4221AL*+UI | 987MC60080C21*** | 23800 | 16.5 | 8.1 | 21400 | 16700 | 78.04% | 1.96 | 0 | 11 |  |  |  | No | R-410A | 1.9833 | Residential & Commercial | Ducted CEE Tier 1
213781225 | Central HP <5.4 tons | CARRIER | HRCU-A-CB (Split System: Heat Pump with Remote Outdoor Unit-Air-Source) | 25VNA837A*031* |  |  | CAP**4321AL*+UI | 59MN7C080C17**14 | 32800 | 17 | 8.1 | 33000 | 25200 | 76.36% | 1.96 | 0 | 11 |  |  |  | No | R-410A | 2.7333 | Residential & Commercial | Ducted CEE Tier 1
213781425 | Central HP <5.4 tons | CARRIER | HRCU-A-CB (Split System: Heat Pump with Remote Outdoor Unit-Air-Source) | 25VNA837A*031* |  |  | CAP**4824AL*+UI | 59MN7C100C21**22 | 32400 | 17 | 8.5 | 32200 | 24800 | 77.02% | 1.98 | 0 | 11 |  |  |  | No | R-410A | 2.7 | Residential & Commercial | Ducted CEE Tier 1
214569699 | Central HP <5.4 tons | BRYANT HEATING AND COOLING SYSTEMS | HRCU-A-CB (Split System: Heat Pump with Remote Outdoor Unit-Air-Source) | 284ANV036*0**B* |  |  | CNPV*6024AL*+UI | 935CB60080C21*** | 34200 | 19.5 | 9 | 36200 | 25600 | 70.72% | 2.02 | 0 | 12.5 |  |  |  | No | R-410A | 2.85 | Residential & Commercial | Ducted CEE Tier 1
214569627 | Central HP <5.4 tons | BRYANT HEATING AND COOLING SYSTEMS | HRCU-A-CB (Split System: Heat Pump with Remote Outdoor Unit-Air-Source) | 284ANV036*0**B* |  |  | CSPH*3612AL*+UI | 987MC60060C21*** | 33600 | 17.5 | 9 | 37200 | 26400 | 70.97% | 2 | 0 | 11.5 |  |  |  | No | R-410A | 2.8 | Residential & Commercial | Ducted CEE Tier 1
210470964 | Central HP <5.4 tons | BRYANT HEATING AND COOLING SYSTEMS | HRCU-A-CB (Split System: Heat Pump with Remote Outdoor Unit-Air-Source) | 288BNV037*0**B* |  |  | CNPV*6024AL*+UI | 987MB66120C24*** | 32800 | 17.5 | 8.1 | 32200 | 24800 | 77.02% | 1.96 | 0 | 11.7 |  |  |  | No | R-410A | 2.7333 | Residential & Commercial | Ducted CEE Tier 1
210471134 | Central HP <5.4 tons | BRYANT HEATING AND COOLING SYSTEMS | HRCU-A-CB (Split System: Heat Pump with Remote Outdoor Unit-Air-Source) | 288BNV037*0**B* |  |  | CSPH*6012AL*+UI | 83*CA36040C17*** | 33000 | 17 | 8.1 | 32200 | 24800 | 77.02% | 1.98 | 0 | 11 |  |  |  | No | R-410A | 2.75 | Residential & Commercial | Ducted CEE Tier 1
214574599 | Central HP <5.4 tons | BRYANT HEATING AND COOLING SYSTEMS | HRCU-A-CB (Split System: Heat Pump with Remote Outdoor Unit-Air-Source) | 288BNV037*0**B* |  |  | CNPV*4821AL*+UI | 987MC60060C21*** | 32200 | 17 | 8.1 | 33000 | 25000 | 75.76% | 1.94 | 0 | 11.5 |  |  |  | No | R-410A | 2.6833 | Residential & Commercial | Ducted CEE Tier 1
214875941 | Central HP <5.4 tons | CHAMPION HEATING AND COOLING | HRCU-A-CB (Split System: Heat Pump with Remote Outdoor Unit-Air-Source) | HMH72B341 |  |  | XAFC36DBCN1+JME16C2SN1 |  | 34000 | 18.5 | 8.5 | 33000 | 23200 | 70.3% | 2 | 0 | 10.5 |  |  |  | No | R-410A | 2.8333 | Residential & Commercial | Ducted CEE Tier 1
214728378 | Central HP <5.4 tons | FRASER-JOHNSTON | HRCU-A-CB (Split System: Heat Pump with Remote Outdoor Unit-Air-Source) | HH836E2S11 |  |  | CTU36B5XDS1+TXV | TPLC080B12MP13 | 33000 | 17 | 8.5 | 31000 | 25200 | 81.29% | 2 | 0 | 11 |  |  |  | No | R-454B | 2.75 | Residential & Commercial | Ducted CEE Tier 1
214728385 | Central HP <5.4 tons | FRASER-JOHNSTON | HRCU-A-CB (Split System: Heat Pump with Remote Outdoor Unit-Air-Source) | HH836E2S11 |  |  | CTU36B5XDS1+TXV | TM9E060B12MP12 | 33200 | 17 | 8.5 | 31600 | 25400 | 80.38% | 2 | 0 | 11 |  |  |  | No | R-454B | 2.7667 | Residential & Commercial | Ducted CEE Tier 1
214595055 | Central HP <5.4 tons | LUXAIRE | HRCU-A-CB (Split System: Heat Pump with Remote Outdoor Unit-Air-Source) | HH836E2S11 |  |  | CTM48C5CFS1 | Z8ES100C16SMPS1 | 34000 | 19 | 9 | 31600 | 25200 | 79.75% | 2 | 0 | 11 |  |  |  | No | R-454B | 2.8333 | Residential & Commercial | Ducted CEE Tier 1
216374749 | Central HP <5.4 tons | LUXAIRE | HRCU-A-CB (Split System: Heat Pump with Remote Outdoor Unit-Air-Source) | HH836E2S11 |  |  | CTU36B5XDS1+TXV | Z9ET060B12SMPS1 | 33400 | 18 | 8.5 | 31600 | 24200 | 76.58% | 2 | 0 | 11 |  |  |  | No | R-454B | 2.7833 | Residential & Commercial | Ducted CEE Tier 1
216508747 | Central HP <5.4 tons | LUXAIRE | HRCU-A-CB (Split System: Heat Pump with Remote Outdoor Unit-Air-Source) | HH836E2S11 |  |  | CTF30A5ADS1 | TM8E040A12MP11 | 33000 | 18 | 8.5 | 31000 | 25400 | 81.94% | 2 | 0 | 11 |  |  |  | No | R-454B | 2.75 | Residential & Commercial | Ducted CEE Tier 1
213774643 | Central HP <5.4 tons | KENMORE | HRCU-A-CB (Split System: Heat Pump with Remote Outdoor Unit-Air-Source) | (C,H,T)VH825GKA3* |  |  | EHD4X48AAL+WALLCON | *97CMN0601714B* | 24000 | 15.5 | 8.1 | 21400 | 16700 | 78.04% | 2 | 0 | 10.5 |  |  |  | No | R-410A | 2 | Residential & Commercial | Ducted CEE Tier 1
211244641 | Central HP <5.4 tons | BRYANT HEATING AND COOLING SYSTEMS | HRCU-A-CB (Split System: Heat Pump with Remote Outdoor Unit-Air-Source) | 38MURAQ24AB3* |  |  | CNPV*3017AL* | 926TB36060V14*** | 23600 | 16.5 | 8.1 | 25800 | 23800 | 92.25% | 1.98 | 0 | 10 |  |  |  | No | R-410A | 1.9667 | Residential & Commercial | Ducted CEE Tier 1
212978175 | Central HP <5.4 tons | BRYANT HEATING AND COOLING SYSTEMS | HRCU-A-CB (Split System: Heat Pump with Remote Outdoor Unit-Air-Source) | 38MURAQ24AB3* |  |  | CNPV*2417AL* | 8(0,1)*SB36070M14*** | 23200 | 17 | 8.5 | 26800 | 25400 | 94.78% | 2.14 | 0 | 10 |  |  |  | No | R-410A | 1.9333 | Residential & Commercial | Ducted CEE Tier 1
212978643 | Central HP <5.4 tons | BRYANT HEATING AND COOLING SYSTEMS | HRCU-A-CB (Split System: Heat Pump with Remote Outdoor Unit-Air-Source) | 38MURAQ24AB3* |  |  | CAP**3017AL* | 8(0,1)*SB36070M17*** | 23400 | 17.5 | 8.5 | 26200 | 25000 | 95.42% | 2.1 | 0 | 10 |  |  |  | No | R-410A | 1.95 | Residential & Commercial | Ducted CEE Tier 1
212978709 | Central HP <5.4 tons | BRYANT HEATING AND COOLING SYSTEMS | HRCU-A-CB (Split System: Heat Pump with Remote Outdoor Unit-Air-Source) | 38MURAQ24AB3* |  |  | CNPV*3017AL* | 8(0,1)*SB36070M17*** | 23400 | 17 | 8.1 | 25800 | 24200 | 93.8% | 2.04 | 0 | 10.5 |  |  |  | No | R-410A | 1.95 | Residential & Commercial | Ducted CEE Tier 1
212972953 | Central HP <5.4 tons | BRYANT HEATING AND COOLING SYSTEMS | HRCU-A-CB (Split System: Heat Pump with Remote Outdoor Unit-Air-Source) | 38MURAQ24AB3* |  |  | CAP**3717AL* | 926SB30040V14*** | 23800 | 16.5 | 8.5 | 25600 | 22600 | 88.28% | 1.86 | 0 | 10 |  |  |  | No | R-410A | 1.9833 | Residential & Commercial | Ducted CEE Tier 1
215935405 | Central HP <5.4 tons | BRYANT HEATING AND COOLING SYSTEMS | HRCU-A-CB (Split System: Heat Pump with Remote Outdoor Unit-Air-Source) | 293VAN036**AA* |  |  | CVAMA6024XMA*+UI | 987MC60080C21*** | 35400 | 21.5 | 8.5 | 38000 | 28400 | 74.74% | 2.04 | 0 | 12.5 |  |  |  | No | R-454B | 2.95 | Residential & Commercial | Ducted CEE Tier 1
215936175 | Central HP <5.4 tons | BRYANT HEATING AND COOLING SYSTEMS | HRCU-A-CB (Split System: Heat Pump with Remote Outdoor Unit-Air-Source) | 293VAN036**AA* |  |  | CVAVA4224XMA*+UI | 88*TB60110C21*** | 35600 | 22 | 8.5 | 38500 | 28400 | 73.77% | 2.04 | 0 | 12.5 |  |  |  | No | R-454B | 2.9667 | Residential & Commercial | Ducted CEE Tier 1
215936425 | Central HP <5.4 tons | BRYANT HEATING AND COOLING SYSTEMS | HRCU-A-CB (Split System: Heat Pump with Remote Outdoor Unit-Air-Source) | 293VAN036**AA* |  |  | CVAVA4924XMA*+UI | 83*CA60100C21*** | 35400 | 21.5 | 8.5 | 38500 | 28600 | 74.29% | 2.04 | 0 | 12 |  |  |  | No | R-454B | 2.95 | Residential & Commercial | Ducted CEE Tier 1
215935975 | Central HP <5.4 tons | BRYANT HEATING AND COOLING SYSTEMS | HRCU-A-CB (Split System: Heat Pump with Remote Outdoor Unit-Air-Source) | 293VAN036**AA* |  |  | CVAVA4221XMA*+UI | 88*TB36045C17*** | 34000 | 20 | 8.5 | 39500 | 29000 | 73.42% | 2.02 | 0 | 11 |  |  |  | No | R-454B | 2.8333 | Residential & Commercial | Ducted CEE Tier 1
210470371 | Central HP <5.4 tons | KEEPRITE | HRCU-A-CB (Split System: Heat Pump with Remote Outdoor Unit-Air-Source) | CVH837GKA2* |  |  | EA*4X60L24A*+WALLCON | *97CMN0602120A* | 32600 | 17 | 8.1 | 32200 | 25000 | 77.64% | 1.96 | 0 | 11.5 |  |  |  | No | R-410A | 2.7167 | Residential & Commercial | Ducted CEE Tier 1
210470404 | Central HP <5.4 tons | KEEPRITE | HRCU-A-CB (Split System: Heat Pump with Remote Outdoor Unit-Air-Source) | CVH837GKA2* |  |  | EA*4X61L21A*+WALLCON | *80CSU0401712A* | 33200 | 17.5 | 8.1 | 32000 | 24800 | 77.5% | 1.98 | 0 | 11.5 |  |  |  | No | R-410A | 2.7667 | Residential & Commercial | Ducted CEE Tier 1
214569501 | Central HP <5.4 tons | BRYANT HEATING AND COOLING SYSTEMS | HRCU-A-CB (Split System: Heat Pump with Remote Outdoor Unit-Air-Source) | 284ANV048*0**B* |  |  | CNPV*4824AL*+UI | 987MC60080C21*** | 44000 | 20.5 | 9 | 46500 | 36600 | 78.71% | 2.16 | 0 | 11.5 |  |  |  | No | R-410A | 3.6667 | Residential & Commercial | Ducted CEE Tier 1
210470153 | Central HP <5.4 tons | KEEPRITE | HRCU-A-CB (Split System: Heat Pump with Remote Outdoor Unit-Air-Source) | CVH837GKA2* |  |  | EA*4X42L21A*+WALLCON | *80CSU0401712A* | 31800 | 17 | 8.1 | 33200 | 24400 | 73.49% | 1.88 | 0 | 11 |  |  |  | No | R-410A | 2.65 | Residential & Commercial | Ducted CEE Tier 1
210472886 | Central HP <5.4 tons | BRYANT HEATING AND COOLING SYSTEMS | HRCU-A-CB (Split System: Heat Pump with Remote Outdoor Unit-Air-Source) | 288BNV025*0**C* |  |  | CAP**4221AL*+UI | 88*TA48070C17*** | 23800 | 16.5 | 8.1 | 21400 | 16600 | 77.57% | 1.96 | 0 | 11 |  |  |  | No | R-410A | 1.9833 | Residential & Commercial | Ducted CEE Tier 1
210473205 | Central HP <5.4 tons | BRYANT HEATING AND COOLING SYSTEMS | HRCU-A-CB (Split System: Heat Pump with Remote Outdoor Unit-Air-Source) | 288BNV025*0**C* |  |  | CAP**4321AL*+UI | 987MB42080C17*** | 24400 | 16.5 | 8.1 | 21200 | 16700 | 78.77% | 2.02 | 0 | 11 |  |  |  | No | R-410A | 2.0333 | Residential & Commercial | Ducted CEE Tier 1
212978115 | Central HP <5.4 tons | BRYANT HEATING AND COOLING SYSTEMS | HRCU-A-CB (Split System: Heat Pump with Remote Outdoor Unit-Air-Source) | 38MURAQ24AB3* |  |  | CAP**3014AL* | 8(0,1)*SB36070M14*** | 23400 | 17 | 8.5 | 26200 | 24800 | 94.66% | 2.08 | 0 | 10 |  |  |  | No | R-410A | 1.95 | Residential & Commercial | Ducted CEE Tier 1
212978199 | Central HP <5.4 tons | BRYANT HEATING AND COOLING SYSTEMS | HRCU-A-CB (Split System: Heat Pump with Remote Outdoor Unit-Air-Source) | 38MURAQ24AB3* |  |  | CNPV*3017AL* | 8(0,1)*SB36070M14*** | 23600 | 17 | 8.1 | 26000 | 24000 | 92.31% | 2 | 0 | 10.5 |  |  |  | No | R-410A | 1.9667 | Residential & Commercial | Ducted CEE Tier 1
212987436 | Central HP <5.4 tons | BRYANT HEATING AND COOLING SYSTEMS | HRCU-A-CB (Split System: Heat Pump with Remote Outdoor Unit-Air-Source) | 38MURAQ24AB3* |  |  | CAP**3721AL* | 916SA48080M17*** | 24400 | 18 | 9 | 29200 | 25200 | 86.3% | 2.1 | 0 | 10.5 |  |  |  | No | R-410A | 2.0333 | Residential & Commercial | Ducted CEE Tier 1
215937765 | Central HP <5.4 tons | BRYANT HEATING AND COOLING SYSTEMS | HRCU-A-CB (Split System: Heat Pump with Remote Outdoor Unit-Air-Source) | 293VAN048**AA* |  |  | CVAVA4821XMA*+UI | 88*TB60110C21*** | 44500 | 20 | 8.1 | 52000 | 38000 | 73.08% | 1.9 | 0 | 11 |  |  |  | No | R-454B | 3.7083 | Residential & Commercial | Ducted CEE Tier 1
210470239 | Central HP <5.4 tons | KEEPRITE | HRCU-A-CB (Split System: Heat Pump with Remote Outdoor Unit-Air-Source) | CVH837GKA2* |  |  | EA*4X60L24A*+WALLCON | *95CSU0802120A* | 32800 | 17.5 | 8.5 | 31800 | 24800 | 77.99% | 2 | 0 | 11.5 |  |  |  | No | R-410A | 2.7333 | Residential & Commercial | Ducted CEE Tier 1
210470272 | Central HP <5.4 tons | KEEPRITE | HRCU-A-CB (Split System: Heat Pump with Remote Outdoor Unit-Air-Source) | CVH837GKA2* |  |  | EA*4X60L24A*+WALLCON | *80CTL0902120A* | 32800 | 17.5 | 8.5 | 31800 | 24800 | 77.99% | 1.98 | 0 | 11.7 |  |  |  | No | R-410A | 2.7333 | Residential & Commercial | Ducted CEE Tier 1
214650618 | Central HP <5.4 tons | FRASER-JOHNSTON | HRCU-A-CB (Split System: Heat Pump with Remote Outdoor Unit-Air-Source) | HH824E2S11 |  |  | CTU36B5XDS1+TXV | Z8ET080B12LMPS1 | 23000 | 19 | 9.5 | 23000 | 18600 | 80.87% | 2 | 0 | 12 |  |  |  | No | R-454B | 1.9167 | Residential & Commercial | Ducted CEE Tier 1
216374703 | Central HP <5.4 tons | LUXAIRE | HRCU-A-CB (Split System: Heat Pump with Remote Outdoor Unit-Air-Source) | HH824E2S11 |  |  | CTF30B5ACS1 | Z9ET080B12SMPS1 | 23000 | 18 | 9.5 | 23000 | 18100 | 78.7% | 2 | 0 | 12 |  |  |  | No | R-454B | 1.9167 | Residential & Commercial | Ducted CEE Tier 1
213062727 | Central HP <5.4 tons | ACIQ | HRCU-A-CB (Split System: Heat Pump with Remote Outdoor Unit-Air-Source) | HVH825GKA2* |  |  | EA*4X36L17A*+WALLCON | *80CSU0601716A* | 23600 | 16.5 | 8.1 | 21400 | 16700 | 78.04% | 1.94 | 11 | 10.5 |  |  |  | No | R-410A | 1.9667 | Residential & Commercial | Ducted CEE Tier 1
213062728 | Central HP <5.4 tons | ACIQ | HRCU-A-CB (Split System: Heat Pump with Remote Outdoor Unit-Air-Source) | HVH825GKA2* |  |  | EA*4X36L21A*+WALLCON | *80CSU0401712A* | 23600 | 17 | 8.1 | 21400 | 16600 | 77.57% | 1.94 | 11.5 | 11 |  |  |  | No | R-410A | 1.9667 | Residential & Commercial | Ducted CEE Tier 1
212987820 | Central HP <5.4 tons | BRYANT HEATING AND COOLING SYSTEMS | HRCU-A-CB (Split System: Heat Pump with Remote Outdoor Unit-Air-Source) | 38MURAQ24AB3* |  |  | CNPV*3621AL* | 916SA60080M21*** | 23600 | 17 | 8.5 | 26400 | 24200 | 91.67% | 2.02 | 0 | 10.5 |  |  |  | No | R-410A | 1.9667 | Residential & Commercial | Ducted CEE Tier 1
212989190 | Central HP <5.4 tons | BRYANT HEATING AND COOLING SYSTEMS | HRCU-A-CB (Split System: Heat Pump with Remote Outdoor Unit-Air-Source) | 38MURAQ24AB3* |  |  | CAP**3717AL* | 935SB48060M17*** | 24000 | 17 | 8.5 | 25600 | 22400 | 87.5% | 1.88 | 0 | 10 |  |  |  | No | R-410A | 2 | Residential & Commercial | Ducted CEE Tier 1
213081025 | Central HP <5.4 tons | ACIQ | HRCU-A-CB (Split System: Heat Pump with Remote Outdoor Unit-Air-Source) | HVH837GKA** |  |  | EA*4X61L24A*+WALLCON | *97CMN1002122A* | 33200 | 18 | 8.5 | 32000 | 24800 | 77.5% | 2 | 0 | 12 |  |  |  | No | R-410A | 2.7667 | Residential & Commercial | Ducted CEE Tier 1
213062808 | Central HP <5.4 tons | ACIQ | HRCU-A-CB (Split System: Heat Pump with Remote Outdoor Unit-Air-Source) | HVH837GKA** |  |  | EA*4X48L21A*+WALLCON | *95CSU0802120A* | 32400 | 17.5 | 8.5 | 32600 | 25000 | 76.69% | 1.98 | 12 | 11.5 |  |  |  | No | R-410A | 2.7 | Residential & Commercial | Ducted CEE Tier 1
213062810 | Central HP <5.4 tons | ACIQ | HRCU-A-CB (Split System: Heat Pump with Remote Outdoor Unit-Air-Source) | HVH837GKA** |  |  | EA*4X48L24A*+WALLCON | *95CSU0802120A* | 32400 | 17.5 | 8.5 | 32400 | 24800 | 76.54% | 2 | 12 | 11.5 |  |  |  | No | R-410A | 2.7 | Residential & Commercial | Ducted CEE Tier 1
213062926 | Central HP <5.4 tons | ACIQ | HRCU-A-CB (Split System: Heat Pump with Remote Outdoor Unit-Air-Source) | HVH825GKA3* |  |  | EA*4X25L17A*+WALLCON | *96CTN0601714A* | 24200 | 16.5 | 8.1 | 21400 | 16700 | 78.04% | 2 | 11 | 11 |  |  |  | No | R-410A | 2.0167 | Residential & Commercial | Ducted CEE Tier 1
213062927 | Central HP <5.4 tons | ACIQ | HRCU-A-CB (Split System: Heat Pump with Remote Outdoor Unit-Air-Source) | HVH825GKA3* |  |  | EA*4X25L17A*+WALLCON | *96CTN0801714A* | 24200 | 16.5 | 8.1 | 21400 | 16700 | 78.04% | 2 | 11 | 11 |  |  |  | No | R-410A | 2.0167 | Residential & Commercial | Ducted CEE Tier 1
213075359 | Central HP <5.4 tons | ACIQ | HRCU-A-CB (Split System: Heat Pump with Remote Outdoor Unit-Air-Source) | DLCURAH36ABK |  |  | END4X42L17** | *92ESN0601412A* | 36000 | 15.2 | 8.1 | 39500 | 35000 | 88.61% | 1.96 | 0 | 10 |  |  |  | No | R-410A | 3 | Residential & Commercial | Ducted CEE Tier 1
213075361 | Central HP <5.4 tons | ACIQ | HRCU-A-CB (Split System: Heat Pump with Remote Outdoor Unit-Air-Source) | DLCURAH36ABK |  |  | END4X42L17** | *92ESN0801716A* | 35600 | 16 | 8.1 | 39000 | 35000 | 89.74% | 1.96 | 0 | 10 |  |  |  | No | R-410A | 2.9667 | Residential & Commercial | Ducted CEE Tier 1
215936645 | Central HP <5.4 tons | BRYANT HEATING AND COOLING SYSTEMS | HRCU-A-CB (Split System: Heat Pump with Remote Outdoor Unit-Air-Source) | 293VAN036**AA* |  |  | CVAVA6021XMA*+UI | 935CB48060C17*** | 35400 | 21.5 | 8.5 | 38500 | 29000 | 75.32% | 2.02 | 0 | 12 |  |  |  | No | R-454B | 2.95 | Residential & Commercial | Ducted CEE Tier 1
215936675 | Central HP <5.4 tons | BRYANT HEATING AND COOLING SYSTEMS | HRCU-A-CB (Split System: Heat Pump with Remote Outdoor Unit-Air-Source) | 293VAN036**AA* |  |  | CVAVA6021XMA*+UI | 987MC60060C21*** | 35400 | 21 | 8.5 | 38500 | 29000 | 75.32% | 2 | 0 | 12 |  |  |  | No | R-454B | 2.95 | Residential & Commercial | Ducted CEE Tier 1
212979654 | Central HP <5.4 tons | BRYANT HEATING AND COOLING SYSTEMS | HRCU-A-CB (Split System: Heat Pump with Remote Outdoor Unit-Air-Source) | 38MURAQ36AB3* |  |  | CAP**4821AL* | 8(0,1)*SB42090M17*** | 35800 | 16.5 | 8.5 | 37800 | 34600 | 91.53% | 2.02 | 0 | 10 |  |  |  | No | R-410A | 2.9833 | Residential & Commercial | Ducted CEE Tier 1
214397583 | Central HP <5.4 tons | LUXAIRE | HRCU-A-CB (Split System: Heat Pump with Remote Outdoor Unit-Air-Source) | HH860E2S11 |  |  | CTF60C5CHS1 | TMLE120C20MP11 | 54000 | 19 | 8.5 | 54500 | 39500 | 72.48% | 2 | 0 | 11 |  |  |  | No | R-454B | 4.5 | Residential & Commercial | Ducted CEE Tier 1
214397618 | Central HP <5.4 tons | LUXAIRE | HRCU-A-CB (Split System: Heat Pump with Remote Outdoor Unit-Air-Source) | HH860E2S11 |  |  | CTF60C5CHS1 | TM8Y100C20MP11 | 54000 | 19 | 9 | 55000 | 39500 | 71.82% | 2 | 0 | 11 |  |  |  | No | R-454B | 4.5 | Residential & Commercial | Ducted CEE Tier 1
214398018 | Central HP <5.4 tons | LUXAIRE | HRCU-A-CB (Split System: Heat Pump with Remote Outdoor Unit-Air-Source) | HH860E2S11 |  |  | CTF60C5CHS1 | TMLE080C20MP11 | 53500 | 19 | 8.5 | 55000 | 39000 | 70.91% | 2 | 0 | 11 |  |  |  | No | R-454B | 4.4583 | Residential & Commercial | Ducted CEE Tier 1
214397833 | Central HP <5.4 tons | LUXAIRE | HRCU-A-CB (Split System: Heat Pump with Remote Outdoor Unit-Air-Source) | HH860E2S11 |  |  | CTM60C5CGS1 | LP9C080C16MP13 | 43500 | 18 | 9 | 44000 | 34000 | 77.27% | 2 | 0 | 11 |  |  |  | No | R-454B | 3.625 | Residential & Commercial | Ducted CEE Tier 1
214398067 | Central HP <5.4 tons | LUXAIRE | HRCU-A-CB (Split System: Heat Pump with Remote Outdoor Unit-Air-Source) | HH860E2S11 |  |  | CTF60D5CJS1+JMC20D2SN1 |  | 53000 | 19 | 9 | 54000 | 39000 | 72.22% | 2 | 0 | 11 |  |  |  | No | R-454B | 4.4167 | Residential & Commercial | Ducted CEE Tier 1
214398420 | Central HP <5.4 tons | LUXAIRE | HRCU-A-CB (Split System: Heat Pump with Remote Outdoor Unit-Air-Source) | HH860E2S11 |  |  | CTF60D5CHS1 | LP9C120D20MP13 | 54000 | 19 | 9 | 54500 | 39500 | 72.48% | 2 | 0 | 11 |  |  |  | No | R-454B | 4.5 | Residential & Commercial | Ducted CEE Tier 1
214398452 | Central HP <5.4 tons | LUXAIRE | HRCU-A-CB (Split System: Heat Pump with Remote Outdoor Unit-Air-Source) | HH860E2S11 |  |  | CTM60C5CHS1 | TL8E100C20UH11 | 53000 | 19 | 9 | 53500 | 38000 | 71.03% | 2 | 0 | 11.7 |  |  |  | No | R-454B | 4.4167 | Residential & Commercial | Ducted CEE Tier 1
214398638 | Central HP <5.4 tons | LUXAIRE | HRCU-A-CB (Split System: Heat Pump with Remote Outdoor Unit-Air-Source) | HH860E2S11 |  |  | CTF60C5CGS1 | TM8V100C16MP12 | 43500 | 18 | 9 | 44000 | 33400 | 75.91% | 2 | 0 | 11.7 |  |  |  | No | R-454B | 3.625 | Residential & Commercial | Ducted CEE Tier 1
213062928 | Central HP <5.4 tons | ACIQ | HRCU-A-CB (Split System: Heat Pump with Remote Outdoor Unit-Air-Source) | HVH825GKA3* |  |  | EA*4X25L17A*+WALLCON | *97CMN0601714A* | 24200 | 15.5 | 8.1 | 20000 | 16000 | 80% | 1.94 | 11.5 | 10.5 |  |  |  | No | R-410A | 2.0167 | Residential & Commercial | Ducted CEE Tier 1
213062962 | Central HP <5.4 tons | ACIQ | HRCU-A-CB (Split System: Heat Pump with Remote Outdoor Unit-Air-Source) | HVH825GKA3* |  |  | EA*4X37L17A*+WALLCON | *96CTN0801714A* | 24200 | 16.5 | 8.1 | 21400 | 16700 | 78.04% | 1.98 | 11.5 | 11 |  |  |  | No | R-410A | 2.0167 | Residential & Commercial | Ducted CEE Tier 1
213063062 | Central HP <5.4 tons | ACIQ | HRCU-A-CB (Split System: Heat Pump with Remote Outdoor Unit-Air-Source) | HVH825GKA3* |  |  | EA*4X36L21A*+WALLCON | *80CSU0401712A* | 23600 | 17 | 8.1 | 21400 | 16600 | 77.57% | 1.94 | 11.5 | 10.5 |  |  |  | No | R-410A | 1.9667 | Residential & Commercial | Ducted CEE Tier 1
213063093 | Central HP <5.4 tons | ACIQ | HRCU-A-CB (Split System: Heat Pump with Remote Outdoor Unit-Air-Source) | HVH825GKA3* |  |  | EA*4X36L21A*+WALLCON | *95CSU0802120A* | 23600 | 16.5 | 8.1 | 21400 | 16600 | 77.57% | 1.94 | 11 | 11 |  |  |  | No | R-410A | 1.9667 | Residential & Commercial | Ducted CEE Tier 1
213063094 | Central HP <5.4 tons | ACIQ | HRCU-A-CB (Split System: Heat Pump with Remote Outdoor Unit-Air-Source) | HVH825GKA3* |  |  | EA*4X36L21A*+WALLCON | *95CSU1002122A* | 23600 | 16.5 | 8.1 | 21400 | 16600 | 77.57% | 1.94 | 11.5 | 10.5 |  |  |  | No | R-410A | 1.9667 | Residential & Commercial | Ducted CEE Tier 1
213072134 | Central HP <5.4 tons | ACIQ | HRCU-A-CB (Split System: Heat Pump with Remote Outdoor Unit-Air-Source) | DLCURAH18ABK |  |  | EA*4X19L17A* | *92ESN0401410A* | 18400 | 15.5 | 8.5 | 18500 | 17600 | 95.14% | 2.12 | 0 | 10.5 |  |  |  | No | R-410A | 1.5333 | Residential & Commercial | Ducted CEE Tier 1
213072185 | Central HP <5.4 tons | ACIQ | HRCU-A-CB (Split System: Heat Pump with Remote Outdoor Unit-Air-Source) | DLCURAH18ABK |  |  | EA*4X24L17A* | OLV098A12* | 18000 | 15.5 | 8.5 | 19000 | 18900 | 99.47% | 2.26 | 0 | 10.5 |  |  |  | No | R-410A | 1.5 | Residential & Commercial | Ducted CEE Tier 1
214066875 | Central HP <5.4 tons | RHEEM | HRCU-A-CB (Split System: Heat Pump with Remote Outdoor Unit-Air-Source) | RD17AZ36AJ3N |  |  | RCFZ3621MTANM | R98MV0603A17UPS | 34200 | 18 | 8.1 | 34200 | 29800 | 87.13% | 1.9 | 0 | 10 |  |  |  | No | R-410A | 2.85 | Residential & Commercial | Ducted CEE Tier 1
212976807 | Central HP <5.4 tons | BRYANT HEATING AND COOLING SYSTEMS | HRCU-A-CB (Split System: Heat Pump with Remote Outdoor Unit-Air-Source) | 38MURAQ36AB3* |  |  | CAP**4824AL* | 926TC60100V21*** | 36000 | 16.5 | 8.5 | 37800 | 34800 | 92.06% | 2.04 | 0 | 10 |  |  |  | No | R-410A | 3 | Residential & Commercial | Ducted CEE Tier 1
212982085 | Central HP <5.4 tons | BRYANT HEATING AND COOLING SYSTEMS | HRCU-A-CB (Split System: Heat Pump with Remote Outdoor Unit-Air-Source) | 38MURAQ36AB3* |  |  | CAP**4821AL* | 83*SB36040M17*** | 35600 | 16 | 8.5 | 37800 | 34600 | 91.53% | 2.04 | 0 | 10 |  |  |  | No | R-410A | 2.9667 | Residential & Commercial | Ducted CEE Tier 1
213072235 | Central HP <5.4 tons | ACIQ | HRCU-A-CB (Split System: Heat Pump with Remote Outdoor Unit-Air-Source) | DLCURAH18ABK |  |  | EA*4X30L17A* | *96VSN0401410A* | 17500 | 16 | 8.5 | 18100 | 18600 | 102.8% | 2.24 | 0 | 10.5 |  |  |  | No | R-410A | 1.4583 | Residential & Commercial | Ducted CEE Tier 1
212979144 | Central HP <5.4 tons | BRYANT HEATING AND COOLING SYSTEMS | HRCU-A-CB (Split System: Heat Pump with Remote Outdoor Unit-Air-Source) | 38MURAQ24AB3* |  |  | CAP**3017AL* | 8(0,1)*SB48070M17*** | 23600 | 17 | 8.5 | 26400 | 24600 | 93.18% | 2.04 | 0 | 10 |  |  |  | No | R-410A | 1.9667 | Residential & Commercial | Ducted CEE Tier 1
212979846 | Central HP <5.4 tons | BRYANT HEATING AND COOLING SYSTEMS | HRCU-A-CB (Split System: Heat Pump with Remote Outdoor Unit-Air-Source) | 38MURAQ24AB3* |  |  | CAP**3617AL* | 8(0,1)*SB42090M17*** | 23800 | 17 | 8.5 | 26200 | 23800 | 90.84% | 1.98 | 0 | 10 |  |  |  | No | R-410A | 1.9833 | Residential & Commercial | Ducted CEE Tier 1
214573272 | Central HP <5.4 tons | ARCOAIRE | HRCU-A-CB (Split System: Heat Pump with Remote Outdoor Unit-Air-Source) | HVH837GKA** |  |  | EHD4X60AAL+WALLCON | *95CSU1002122B* | 33000 | 18 | 8.5 | 32000 | 24800 | 77.5% | 2.02 | 0 | 11.5 |  |  |  | No | R-410A | 2.75 | Residential & Commercial | Ducted CEE Tier 1
214573322 | Central HP <5.4 tons | ARCOAIRE | HRCU-A-CB (Split System: Heat Pump with Remote Outdoor Unit-Air-Source) | HVH837GKA** |  |  | EN(A,D)4X36L21**+WALLCON | *95CSU0802120B* | 31400 | 16.5 | 8.1 | 33200 | 24200 | 72.89% | 1.82 | 0 | 11 |  |  |  | No | R-410A | 2.6167 | Residential & Commercial | Ducted CEE Tier 1
214570424 | Central HP <5.4 tons | DAY & NIGHT | HRCU-A-CB (Split System: Heat Pump with Remote Outdoor Unit-Air-Source) | CVH825GKA3* |  |  | EA*4X36L21A*+WALLCON | *96CTN0802120B* | 23600 | 16.5 | 8.1 | 21400 | 16600 | 77.57% | 1.94 | 0 | 11 |  |  |  | No | R-410A | 1.9667 | Residential & Commercial | Ducted CEE Tier 1
214570394 | Central HP <5.4 tons | DAY & NIGHT | HRCU-A-CB (Split System: Heat Pump with Remote Outdoor Unit-Air-Source) | CVH825GKA3* |  |  | EA*4X36L21A*+WALLCON | *95CSU1002122B* | 23600 | 16.5 | 8.1 | 21400 | 16600 | 77.57% | 1.94 | 0 | 10.5 |  |  |  | No | R-410A | 1.9667 | Residential & Commercial | Ducted CEE Tier 1
210474500 | Central HP <5.4 tons | KEEPRITE | HRCU-A-CB (Split System: Heat Pump with Remote Outdoor Unit-Air-Source) | CVH825GKA3* |  |  | EHD4X48AAL+WALLCON | *80CSU1002120A* | 24200 | 16 | 8.1 | 21200 | 16600 | 78.3% | 2 | 0 | 10.5 |  |  |  | No | R-410A | 2.0167 | Residential & Commercial | Ducted CEE Tier 1
210473278 | Central HP <5.4 tons | KEEPRITE | HRCU-A-CB (Split System: Heat Pump with Remote Outdoor Unit-Air-Source) | CVH825GKA3* |  |  | EA*4X48L21A*+WALLCON | *95CSU0802120A* | 24200 | 17 | 8.1 | 21000 | 16500 | 78.57% | 2.02 | 0 | 11 |  |  |  | No | R-410A | 2.0167 | Residential & Commercial | Ducted CEE Tier 1
210473080 | Central HP <5.4 tons | KEEPRITE | HRCU-A-CB (Split System: Heat Pump with Remote Outdoor Unit-Air-Source) | CVH825GKA3* |  |  | EA*4X42L24A*+WALLCON | *97CMN0602120A* | 23600 | 16.5 | 8.1 | 21400 | 16700 | 78.04% | 1.96 | 0 | 11 |  |  |  | No | R-410A | 1.9667 | Residential & Commercial | Ducted CEE Tier 1
214570644 | Central HP <5.4 tons | DAY & NIGHT | HRCU-A-CB (Split System: Heat Pump with Remote Outdoor Unit-Air-Source) | CVH825GKA3* |  |  | EA*4X43L21A*+WALLCON | *97CMN0602120B* | 24400 | 16.5 | 8.5 | 21200 | 16700 | 78.77% | 2.02 | 0 | 11 |  |  |  | No | R-410A | 2.0333 | Residential & Commercial | Ducted CEE Tier 1
214570694 | Central HP <5.4 tons | DAY & NIGHT | HRCU-A-CB (Split System: Heat Pump with Remote Outdoor Unit-Air-Source) | CVH825GKA3* |  |  | EA*4X48L21A*+WALLCON | *95CSU1002122B* | 24000 | 17 | 8.5 | 21000 | 16500 | 78.57% | 2.02 | 0 | 11 |  |  |  | No | R-410A | 2 | Residential & Commercial | Ducted CEE Tier 1
214570744 | Central HP <5.4 tons | DAY & NIGHT | HRCU-A-CB (Split System: Heat Pump with Remote Outdoor Unit-Air-Source) | CVH825GKA3* |  |  | EA*4X48L24A*+WALLCON | *95CSU0802120B* | 24000 | 16.5 | 8.5 | 21000 | 16600 | 79.05% | 2.02 | 0 | 11 |  |  |  | No | R-410A | 2 | Residential & Commercial | Ducted CEE Tier 1
212971238 | Central HP <5.4 tons | KEEPRITE | HRCU-A-CB (Split System: Heat Pump with Remote Outdoor Unit-Air-Source) | DLCURAH24ABK |  |  | EN(A,D)4X30L17** | *80VTL0451412B* | 23600 | 17 | 8.5 | 26200 | 24600 | 93.89% | 2.04 | 0 | 10.5 |  |  |  | No | R-410A | 1.9667 | Residential & Commercial | Ducted CEE Tier 1
212969843 | Central HP <5.4 tons | KEEPRITE | HRCU-A-CB (Split System: Heat Pump with Remote Outdoor Unit-Air-Source) | DLCURAH24ABK |  |  | EN(A,D,W)4X36L17** | *80VSL0451412B* | 23600 | 17 | 8.5 | 26200 | 24600 | 93.89% | 2.04 | 0 | 10.5 |  |  |  | No | R-410A | 1.9667 | Residential & Commercial | Ducted CEE Tier 1
214572494 | Central HP <5.4 tons | DAY & NIGHT | HRCU-A-CB (Split System: Heat Pump with Remote Outdoor Unit-Air-Source) | CVH837GKA** |  |  | EA*4X36L21A*+WALLCON | *95CSU1002122B* | 31600 | 17 | 8.1 | 32800 | 24200 | 73.78% | 1.86 | 0 | 11 |  |  |  | No | R-410A | 2.6333 | Residential & Commercial | Ducted CEE Tier 1
214572544 | Central HP <5.4 tons | DAY & NIGHT | HRCU-A-CB (Split System: Heat Pump with Remote Outdoor Unit-Air-Source) | CVH837GKA** |  |  | EA*4X37L21A*+WALLCON | *95CSU0802120B* | 32800 | 17.5 | 8.5 | 32800 | 25200 | 76.83% | 2 | 0 | 11 |  |  |  | No | R-410A | 2.7333 | Residential & Commercial | Ducted CEE Tier 1
214572844 | Central HP <5.4 tons | DAY & NIGHT | HRCU-A-CB (Split System: Heat Pump with Remote Outdoor Unit-Air-Source) | CVH837GKA** |  |  | EA*4X48L24A*+WALLCON | *95CSU0802120B* | 32200 | 17.5 | 8.5 | 32400 | 25000 | 77.16% | 1.98 | 0 | 11 |  |  |  | No | R-410A | 2.6833 | Residential & Commercial | Ducted CEE Tier 1
214572894 | Central HP <5.4 tons | DAY & NIGHT | HRCU-A-CB (Split System: Heat Pump with Remote Outdoor Unit-Air-Source) | CVH837GKA** |  |  | EA*4X60L24A*+WALLCON | *80CTL0702120B* | 32800 | 17.5 | 8.5 | 31600 | 24800 | 78.48% | 1.98 | 0 | 11.5 |  |  |  | No | R-410A | 2.7333 | Residential & Commercial | Ducted CEE Tier 1
214573394 | Central HP <5.4 tons | DAY & NIGHT | HRCU-A-CB (Split System: Heat Pump with Remote Outdoor Unit-Air-Source) | CVH837GKA** |  |  | EN(A,D,W)4X42L21**+WALLCON | *95CSU1002122B* | 31800 | 17 | 8.1 | 33000 | 24400 | 73.94% | 1.9 | 0 | 11.5 |  |  |  | No | R-410A | 2.65 | Residential & Commercial | Ducted CEE Tier 1
214569369 | Central HP <5.4 tons | BRYANT HEATING AND COOLING SYSTEMS | HRCU-A-CB (Split System: Heat Pump with Remote Outdoor Unit-Air-Source) | 284ANV024*0**B* |  |  | CSPH*3612AL*+UI | 935CB66100C21*** | 23800 | 19.5 | 10.5 | 26600 | 19700 | 74.06% | 2.5 | 0 | 13 |  |  |  | No | R-410A | 1.9833 | Residential & Commercial | Ducted CEE Tier 1
214569385 | Central HP <5.4 tons | BRYANT HEATING AND COOLING SYSTEMS | HRCU-A-CB (Split System: Heat Pump with Remote Outdoor Unit-Air-Source) | 284ANV024*0**B* |  |  | CNPV*3621AL*+UI | 935CB66100C21*** | 23200 | 20 | 10 | 26600 | 19900 | 74.81% | 2.4 | 0 | 13 |  |  |  | No | R-410A | 1.9333 | Residential & Commercial | Ducted CEE Tier 1
214595005 | Central HP <5.4 tons | LUXAIRE | HRCU-A-CB (Split System: Heat Pump with Remote Outdoor Unit-Air-Source) | HH836E2S11 |  |  | CTF48C5CFS1 | Z8ES100C20SMPS1 | 34400 | 19 | 9 | 32000 | 25400 | 79.38% | 2 | 0 | 11 |  |  |  | No | R-454B | 2.8667 | Residential & Commercial | Ducted CEE Tier 1
212969943 | Central HP <5.4 tons | KEEPRITE | HRCU-A-CB (Split System: Heat Pump with Remote Outdoor Unit-Air-Source) | DLCURAH36ABK |  |  | EA*4X37L17A* | *80VSL0451412B* | 36000 | 15.5 | 8.5 | 38500 | 35000 | 90.91% | 2 | 0 | 10 |  |  |  | No | R-410A | 3 | Residential & Commercial | Ducted CEE Tier 1
210471152 | Central HP <5.4 tons | KEEPRITE | HRCU-A-CB (Split System: Heat Pump with Remote Outdoor Unit-Air-Source) | CVH837GKA2* |  |  | EHD4X60AAL+WALLCON | *80CSU0601716A* | 33000 | 16.5 | 8.1 | 32400 | 24800 | 76.54% | 1.98 | 0 | 11 |  |  |  | No | R-410A | 2.75 | Residential & Commercial | Ducted CEE Tier 1
214569425 | Central HP <5.4 tons | BRYANT HEATING AND COOLING SYSTEMS | HRCU-A-CB (Split System: Heat Pump with Remote Outdoor Unit-Air-Source) | 284ANV048*0**B* |  |  | CAP**6024AL*+UI | 935CB66100C21*** | 45000 | 21 | 10 | 45500 | 36000 | 79.12% | 2.36 | 0 | 12 |  |  |  | No | R-410A | 3.75 | Residential & Commercial | Ducted CEE Tier 1
213062760 | Central HP <5.4 tons | ACIQ | HRCU-A-CB (Split System: Heat Pump with Remote Outdoor Unit-Air-Source) | HVH825GKA2* |  |  | EA*4X37L21A*+WALLCON | *95CSU1002122A* | 24400 | 17 | 8.5 | 21200 | 16600 | 78.3% | 2.04 | 11.5 | 11 |  |  |  | No | R-410A | 2.0333 | Residential & Commercial | Ducted CEE Tier 1
212971651 | Central HP <5.4 tons | KEEPRITE | HRCU-A-CB (Split System: Heat Pump with Remote Outdoor Unit-Air-Source) | DLCURAH24ABK |  |  | EA*4X30L17A* | *80VTL0701716B* | 23600 | 17 | 8.5 | 26000 | 24000 | 92.31% | 2 | 0 | 10 |  |  |  | No | R-410A | 1.9667 | Residential & Commercial | Ducted CEE Tier 1
214573972 | Central HP <5.4 tons | ARCOAIRE | HRCU-A-CB (Split System: Heat Pump with Remote Outdoor Unit-Air-Source) | HVH837GKA2* |  |  | EA*4X48L24A*+WALLCON | *80CTL0702120B* | 32400 | 17.5 | 8.5 | 32400 | 25000 | 77.16% | 1.98 | 0 | 11 |  |  |  | No | R-410A | 2.7 | Residential & Commercial | Ducted CEE Tier 1
214574022 | Central HP <5.4 tons | ARCOAIRE | HRCU-A-CB (Split System: Heat Pump with Remote Outdoor Unit-Air-Source) | HVH837GKA2* |  |  | EA*4X48L24A*+WALLCON | *96CTN0802120B* | 32400 | 17.5 | 8.5 | 32200 | 24800 | 77.02% | 2 | 0 | 11.5 |  |  |  | No | R-410A | 2.7 | Residential & Commercial | Ducted CEE Tier 1
213778825 | Central HP <5.4 tons | CARRIER | HRCU-A-CB (Split System: Heat Pump with Remote Outdoor Unit-Air-Source) | 25VNA837A*030* |  |  | CAP**3621AL*+UI | 58TN*B070C17**16 | 31400 | 16.5 | 8.1 | 33000 | 24400 | 73.94% | 1.84 | 0 | 10.5 |  |  |  | No | R-410A | 2.6167 | Residential & Commercial | Ducted CEE Tier 1
213778975 | Central HP <5.4 tons | CARRIER | HRCU-A-CB (Split System: Heat Pump with Remote Outdoor Unit-Air-Source) | 25VNA837A*030* |  |  | CAP**3721AL*+UI | 58TN*B110C21**20 | 33000 | 17 | 8.5 | 32800 | 25000 | 76.22% | 1.98 | 0 | 11.5 |  |  |  | No | R-410A | 2.75 | Residential & Commercial | Ducted CEE Tier 1
214573442 | Central HP <5.4 tons | ARCOAIRE | HRCU-A-CB (Split System: Heat Pump with Remote Outdoor Unit-Air-Source) | HVH837GKA** |  |  | EN(A,D,W)4X48L21**+WALLCON | *95CSU0802120B* | 32400 | 17.5 | 8.1 | 32800 | 24800 | 75.61% | 1.96 | 0 | 11.5 |  |  |  | No | R-410A | 2.7 | Residential & Commercial | Ducted CEE Tier 1
211245087 | Central HP <5.4 tons | BRYANT HEATING AND COOLING SYSTEMS | HRCU-A-CB (Split System: Heat Pump with Remote Outdoor Unit-Air-Source) | 38MURAQ24AB3* |  |  | CNPV*3617AL* | 915SB30026E14*** | 23400 | 16 | 8.1 | 25800 | 24200 | 93.8% | 2 | 0 | 10 |  |  |  | No | R-410A | 1.95 | Residential & Commercial | Ducted CEE Tier 1
212987516 | Central HP <5.4 tons | SMART COMFORT | HRCU-A-CB (Split System: Heat Pump with Remote Outdoor Unit-Air-Source) | DLCURAH18ABK |  |  | EA*4X24L17A* | *96MSN0801716A* | 17700 | 16 | 8.5 | 18600 | 19400 | 104.3% | 2.32 | 0 | 10.5 |  |  |  | No | R-410A | 1.475 | Residential & Commercial | Ducted CEE Tier 1
211244847 | Central HP <5.4 tons | BRYANT HEATING AND COOLING SYSTEMS | HRCU-A-CB (Split System: Heat Pump with Remote Outdoor Unit-Air-Source) | 38MURAQ24AB3* |  |  | CNPV*3617AL* | 82*SA36045V14*** | 23400 | 16.5 | 8.1 | 25800 | 24200 | 93.8% | 2 | 0 | 10 |  |  |  | No | R-410A | 1.95 | Residential & Commercial | Ducted CEE Tier 1
211244588 | Central HP <5.4 tons | BRYANT HEATING AND COOLING SYSTEMS | HRCU-A-CB (Split System: Heat Pump with Remote Outdoor Unit-Air-Source) | 38MURAQ24AB3* |  |  | CNPV*3017AL* | 82*TA48070V17*** | 24200 | 17 | 8.1 | 26200 | 23000 | 87.79% | 1.9 | 0 | 10.5 |  |  |  | No | R-410A | 2.0167 | Residential & Commercial | Ducted CEE Tier 1
211244631 | Central HP <5.4 tons | BRYANT HEATING AND COOLING SYSTEMS | HRCU-A-CB (Split System: Heat Pump with Remote Outdoor Unit-Air-Source) | 38MURAQ24AB3* |  |  | CNPV*3017AL* | 926TB30040V14*** | 23400 | 16 | 8.1 | 25800 | 24000 | 93.02% | 2 | 0 | 10 |  |  |  | No | R-410A | 1.95 | Residential & Commercial | Ducted CEE Tier 1
211244474 | Central HP <5.4 tons | BRYANT HEATING AND COOLING SYSTEMS | HRCU-A-CB (Split System: Heat Pump with Remote Outdoor Unit-Air-Source) | 38MURAQ24AB3* |  |  | CNPV*3017AL* | 935SA36040E17*** | 23600 | 16.5 | 8.1 | 25800 | 23600 | 91.47% | 1.96 | 0 | 10 |  |  |  | No | R-410A | 1.9667 | Residential & Commercial | Ducted CEE Tier 1
215938315 | Central HP <5.4 tons | BRYANT HEATING AND COOLING SYSTEMS | HRCU-A-CB (Split System: Heat Pump with Remote Outdoor Unit-Air-Source) | 293VAN048**AA* |  |  | CVAVA6024XMA*+UI | 88*TB66135C24*** | 45500 | 21 | 8.1 | 52500 | 38000 | 72.38% | 1.95 | 0 | 11.5 |  |  |  | No | R-454B | 3.7917 | Residential & Commercial | Ducted CEE Tier 1
214569575 | Central HP <5.4 tons | BRYANT HEATING AND COOLING SYSTEMS | HRCU-A-CB (Split System: Heat Pump with Remote Outdoor Unit-Air-Source) | 284ANV036*0**B* |  |  | CAP**4824AL*+UI | 935CB60080C21*** | 33800 | 19 | 9.5 | 36400 | 25800 | 70.88% | 2.04 | 0 | 12 |  |  |  | No | R-410A | 2.8167 | Residential & Commercial | Ducted CEE Tier 1
214574146 | Central HP <5.4 tons | KENMORE | HRCU-A-CB (Split System: Heat Pump with Remote Outdoor Unit-Air-Source) | (C,H,T)VH837GKA2* |  |  | EA*4X61L21A*+WALLCON | *96CTN0802120B* | 33200 | 18.5 | 8.5 | 31800 | 24800 | 77.99% | 2 | 0 | 11.5 |  |  |  | No | R-410A | 2.7667 | Residential & Commercial | Ducted CEE Tier 1
214574196 | Central HP <5.4 tons | KENMORE | HRCU-A-CB (Split System: Heat Pump with Remote Outdoor Unit-Air-Source) | (C,H,T)VH837GKA2* |  |  | EA*4X61L24A*+WALLCON | *97CMN0802120B* | 33200 | 17.5 | 8.5 | 31800 | 24800 | 77.99% | 2 | 0 | 11.5 |  |  |  | No | R-410A | 2.7667 | Residential & Commercial | Ducted CEE Tier 1
214809174 | Central HP <5.4 tons | FRASER-JOHNSTON | HRCU-A-CB (Split System: Heat Pump with Remote Outdoor Unit-Air-Source) | HH860E2S11 |  |  | CTU60C5XGS1+TXV | TM8V080C16MP12 | 43500 | 18 | 9 | 44000 | 33400 | 75.91% | 2 | 0 | 11.7 |  |  |  | No | R-454B | 3.625 | Residential & Commercial | Ducted CEE Tier 1
214398316 | Central HP <5.4 tons | LUXAIRE | HRCU-A-CB (Split System: Heat Pump with Remote Outdoor Unit-Air-Source) | HH860E2S11 |  |  | CTM60C5CGS1 | TP9C100C16MP13 | 43500 | 18 | 9 | 44000 | 33200 | 75.45% | 2 | 0 | 11.7 |  |  |  | No | R-454B | 3.625 | Residential & Commercial | Ducted CEE Tier 1
214397914 | Central HP <5.4 tons | LUXAIRE | HRCU-A-CB (Split System: Heat Pump with Remote Outdoor Unit-Air-Source) | HH860E2S11 |  |  | CTM60D5CGS1 | TM9Y120D20MP11 | 43500 | 18 | 9 | 44000 | 33400 | 75.91% | 2 | 0 | 11.7 |  |  |  | No | R-454B | 3.625 | Residential & Commercial | Ducted CEE Tier 1
214397998 | Central HP <5.4 tons | LUXAIRE | HRCU-A-CB (Split System: Heat Pump with Remote Outdoor Unit-Air-Source) | HH860E2S11 |  |  | CTF60C5CHS1+JMC17C2SN1 |  | 53500 | 19 | 9 | 53500 | 38000 | 71.03% | 2 | 0 | 12 |  |  |  | No | R-454B | 4.4583 | Residential & Commercial | Ducted CEE Tier 1
214397487 | Central HP <5.4 tons | LUXAIRE | HRCU-A-CB (Split System: Heat Pump with Remote Outdoor Unit-Air-Source) | HH860E2S11 |  |  | CTF60C5CGS1 | TL8E080C16UH11 | 44000 | 18 | 9 | 44500 | 33600 | 75.51% | 2 | 0 | 11.7 |  |  |  | No | R-454B | 3.6667 | Residential & Commercial | Ducted CEE Tier 1
214572784 | Central HP <5.4 tons | DAY & NIGHT | HRCU-A-CB (Split System: Heat Pump with Remote Outdoor Unit-Air-Source) | CVH837GKA** |  |  | EA*4X48L21A*+WALLCON | *95CSU0802120B* | 32200 | 17.5 | 8.5 | 32400 | 25000 | 77.16% | 1.98 | 0 | 11 |  |  |  | No | R-410A | 2.6833 | Residential & Commercial | Ducted CEE Tier 1
214572884 | Central HP <5.4 tons | DAY & NIGHT | HRCU-A-CB (Split System: Heat Pump with Remote Outdoor Unit-Air-Source) | CVH837GKA** |  |  | EA*4X48L24A*+WALLCON | *96CTN0802120B* | 32400 | 17.5 | 8.5 | 32200 | 24800 | 77.02% | 2 | 0 | 11.5 |  |  |  | No | R-410A | 2.7 | Residential & Commercial | Ducted CEE Tier 1
214572904 | Central HP <5.4 tons | DAY & NIGHT | HRCU-A-CB (Split System: Heat Pump with Remote Outdoor Unit-Air-Source) | CVH837GKA** |  |  | EA*4X60L24A*+WALLCON | *95CSU0802120B* | 32800 | 17.5 | 8.5 | 31600 | 24800 | 78.48% | 1.98 | 0 | 11.5 |  |  |  | No | R-410A | 2.7333 | Residential & Commercial | Ducted CEE Tier 1
214572954 | Central HP <5.4 tons | DAY & NIGHT | HRCU-A-CB (Split System: Heat Pump with Remote Outdoor Unit-Air-Source) | CVH837GKA** |  |  | EA*4X61L21A*+WALLCON | *80CTL0702120B* | 33200 | 17.5 | 8.5 | 32000 | 25000 | 78.12% | 2 | 0 | 11.5 |  |  |  | No | R-410A | 2.7667 | Residential & Commercial | Ducted CEE Tier 1
214572984 | Central HP <5.4 tons | DAY & NIGHT | HRCU-A-CB (Split System: Heat Pump with Remote Outdoor Unit-Air-Source) | CVH837GKA** |  |  | EA*4X61L21A*+WALLCON | *97CMN0602120B* | 33000 | 17.5 | 8.5 | 32200 | 25000 | 77.64% | 1.98 | 0 | 11 |  |  |  | No | R-410A | 2.75 | Residential & Commercial | Ducted CEE Tier 1
214573154 | Central HP <5.4 tons | DAY & NIGHT | HRCU-A-CB (Split System: Heat Pump with Remote Outdoor Unit-Air-Source) | CVH837GKA** |  |  | EHD4X42AAL+WALLCON | *95CSU1002122B* | 32600 | 17 | 8.5 | 32800 | 24800 | 75.61% | 1.96 | 0 | 11 |  |  |  | No | R-410A | 2.7167 | Residential & Commercial | Ducted CEE Tier 1
214569625 | Central HP <5.4 tons | BRYANT HEATING AND COOLING SYSTEMS | HRCU-A-CB (Split System: Heat Pump with Remote Outdoor Unit-Air-Source) | 284ANV036*0**B* |  |  | CSPH*3612AL*+UI | 935CB66100C21*** | 33800 | 18.5 | 9 | 37000 | 26200 | 70.81% | 2.02 | 0 | 11.5 |  |  |  | No | R-410A | 2.8167 | Residential & Commercial | Ducted CEE Tier 1
214569643 | Central HP <5.4 tons | BRYANT HEATING AND COOLING SYSTEMS | HRCU-A-CB (Split System: Heat Pump with Remote Outdoor Unit-Air-Source) | 284ANV036*0**B* |  |  | CSPH*4212AL*+UI | 986TD60080C21*** | 34000 | 18.5 | 9 | 36600 | 26000 | 71.04% | 2.04 | 0 | 12 |  |  |  | No | R-410A | 2.8333 | Residential & Commercial | Ducted CEE Tier 1
214569661 | Central HP <5.4 tons | BRYANT HEATING AND COOLING SYSTEMS | HRCU-A-CB (Split System: Heat Pump with Remote Outdoor Unit-Air-Source) | 284ANV036*0**B* |  |  | CSPH*6012AL*+UI | 935CB66100C21*** | 34600 | 19 | 9 | 36000 | 25200 | 70% | 2.04 | 0 | 12 |  |  |  | No | R-410A | 2.8833 | Residential & Commercial | Ducted CEE Tier 1
214569675 | Central HP <5.4 tons | BRYANT HEATING AND COOLING SYSTEMS | HRCU-A-CB (Split System: Heat Pump with Remote Outdoor Unit-Air-Source) | 284ANV036*0**B* |  |  | CNPV*4821AL*+UI | 935CB60080C21*** | 33800 | 19 | 9 | 36800 | 26000 | 70.65% | 2.04 | 0 | 12.5 |  |  |  | No | R-410A | 2.8167 | Residential & Commercial | Ducted CEE Tier 1
214569677 | Central HP <5.4 tons | BRYANT HEATING AND COOLING SYSTEMS | HRCU-A-CB (Split System: Heat Pump with Remote Outdoor Unit-Air-Source) | 284ANV036*0**B* |  |  | CNPV*4821AL*+UI | 935CB66100C21*** | 34000 | 19.5 | 9 | 36600 | 26000 | 71.04% | 2.04 | 0 | 12.5 |  |  |  | No | R-410A | 2.8333 | Residential & Commercial | Ducted CEE Tier 1
215669482 | Central HP <5.4 tons | CARRIER | HRCU-A-CB (Split System: Heat Pump with Remote Outdoor Unit-Air-Source) | 27VNA036A*030* |  |  | CAA**6121AM*+UI | 58TN*B090C17**16 | 34800 | 18.5 | 9 | 34400 | 24800 | 72.09% | 1.92 | 0 | 10 |  |  |  | No | R-454B | 2.9 | Residential & Commercial | Ducted CEE Tier 1
214066633 | Central HP <5.4 tons | RHEEM | HRCU-A-CB (Split System: Heat Pump with Remote Outdoor Unit-Air-Source) | RD17AZ36AJ3N |  |  | RCFZ3621MTANM | R801V0754A17UHS | 34200 | 18 | 8.1 | 34200 | 29400 | 85.96% | 2 | 0 | 10 |  |  |  | No | R-410A | 2.85 | Residential & Commercial | Ducted CEE Tier 1
211226379 | Central HP <5.4 tons | BRYANT HEATING AND COOLING SYSTEMS | HRCU-A-CB (Split System: Heat Pump with Remote Outdoor Unit-Air-Source) | 38MURAQ36AB3* |  |  | CAP**3621AL* | 915SB66100E21*** | 36400 | 15.2 | 8.1 | 40000 | 35400 | 88.5% | 1.88 | 0 | 10 |  |  |  | No | R-410A | 3.0333 | Residential & Commercial | Ducted CEE Tier 1
212979412 | Central HP <5.4 tons | BRYANT HEATING AND COOLING SYSTEMS | HRCU-A-CB (Split System: Heat Pump with Remote Outdoor Unit-Air-Source) | 38MURAQ36AB3* |  |  | CAP**4824AL* | 8(0,1)*SB48070M21*** | 35600 | 16.5 | 8.5 | 37800 | 34600 | 91.53% | 2 | 0 | 10 |  |  |  | No | R-410A | 2.9667 | Residential & Commercial | Ducted CEE Tier 1
214569325 | Central HP <5.4 tons | BRYANT HEATING AND COOLING SYSTEMS | HRCU-A-CB (Split System: Heat Pump with Remote Outdoor Unit-Air-Source) | 284ANV024*0**B* |  |  | CAP**3721AL*+UI | 88*TB60070C21*** | 24200 | 20.5 | 11 | 26400 | 19700 | 74.62% | 2.54 | 0 | 13 |  |  |  | No | R-410A | 2.0167 | Residential & Commercial | Ducted CEE Tier 1
214569361 | Central HP <5.4 tons | BRYANT HEATING AND COOLING SYSTEMS | HRCU-A-CB (Split System: Heat Pump with Remote Outdoor Unit-Air-Source) | 284ANV024*0**B* |  |  | CSPH*3012AL*+UI | 935CB66100C21*** | 23400 | 19 | 10.5 | 26800 | 19900 | 74.25% | 2.46 | 0 | 12.5 |  |  |  | No | R-410A | 1.95 | Residential & Commercial | Ducted CEE Tier 1
216374632 | Central HP <5.4 tons | LUXAIRE | HRCU-A-CB (Split System: Heat Pump with Remote Outdoor Unit-Air-Source) | HH836E2S11 |  |  | CTF36C5CDS1 | Z9ET080C16SMPS1 | 33400 | 18 | 8.5 | 31000 | 23800 | 76.77% | 2 | 0 | 11 |  |  |  | No | R-454B | 2.7833 | Residential & Commercial | Ducted CEE Tier 1
214398539 | Central HP <5.4 tons | LUXAIRE | HRCU-A-CB (Split System: Heat Pump with Remote Outdoor Unit-Air-Source) | HH836E2S11 |  |  | CTF36B5CDS1 | TP9C080B12MP13 | 33000 | 18 | 8.5 | 30800 | 25000 | 81.17% | 2 | 0 | 11 |  |  |  | No | R-454B | 2.75 | Residential & Commercial | Ducted CEE Tier 1
214569459 | Central HP <5.4 tons | BRYANT HEATING AND COOLING SYSTEMS | HRCU-A-CB (Split System: Heat Pump with Remote Outdoor Unit-Air-Source) | 284ANV048*0**B* |  |  | CSPH*4812AL*+UI | 935CB60080C21*** | 44000 | 20 | 9.5 | 47000 | 36600 | 77.87% | 2.2 | 0 | 11 |  |  |  | No | R-410A | 3.6667 | Residential & Commercial | Ducted CEE Tier 1
214569491 | Central HP <5.4 tons | BRYANT HEATING AND COOLING SYSTEMS | HRCU-A-CB (Split System: Heat Pump with Remote Outdoor Unit-Air-Source) | 284ANV048*0**B* |  |  | CNPV*4821AL*+UI | 986TD60080C21*** | 44000 | 21 | 9 | 46500 | 36400 | 78.28% | 2.18 | 0 | 12 |  |  |  | No | R-410A | 3.6667 | Residential & Commercial | Ducted CEE Tier 1
214569511 | Central HP <5.4 tons | BRYANT HEATING AND COOLING SYSTEMS | HRCU-A-CB (Split System: Heat Pump with Remote Outdoor Unit-Air-Source) | 284ANV048*0**B* |  |  | CNPV*6024AL*+UI | 987MC60060C21*** | 44000 | 20.5 | 9 | 46500 | 36800 | 79.14% | 2.22 | 0 | 11.5 |  |  |  | No | R-410A | 3.6667 | Residential & Commercial | Ducted CEE Tier 1
210470916 | Central HP <5.4 tons | KEEPRITE | HRCU-A-CB (Split System: Heat Pump with Remote Outdoor Unit-Air-Source) | CVH837GKA2* |  |  | EN(A,D,W)4X60L24**+WALLCON | *80CTL0902120A* | 32800 | 18 | 8.1 | 32200 | 24800 | 77.02% | 1.98 | 0 | 12 |  |  |  | No | R-410A | 2.7333 | Residential & Commercial | Ducted CEE Tier 1
214573204 | Central HP <5.4 tons | DAY & NIGHT | HRCU-A-CB (Split System: Heat Pump with Remote Outdoor Unit-Air-Source) | CVH837GKA** |  |  | EHD4X48AAL+WALLCON | *95CSU0802120B* | 32600 | 17.5 | 8.5 | 32800 | 25000 | 76.22% | 1.98 | 0 | 11 |  |  |  | No | R-410A | 2.7167 | Residential & Commercial | Ducted CEE Tier 1
214573254 | Central HP <5.4 tons | DAY & NIGHT | HRCU-A-CB (Split System: Heat Pump with Remote Outdoor Unit-Air-Source) | CVH837GKA** |  |  | EHD4X60AAL+WALLCON | *80CTL0702120B* | 33000 | 17 | 8.5 | 32200 | 25000 | 77.64% | 2 | 0 | 11 |  |  |  | No | R-410A | 2.75 | Residential & Commercial | Ducted CEE Tier 1
214573404 | Central HP <5.4 tons | DAY & NIGHT | HRCU-A-CB (Split System: Heat Pump with Remote Outdoor Unit-Air-Source) | CVH837GKA** |  |  | EN(A,D,W)4X42L21**+WALLCON | *97CMN0602120B* | 31600 | 16.5 | 8.1 | 33200 | 24600 | 74.1% | 1.86 | 0 | 11 |  |  |  | No | R-410A | 2.6333 | Residential & Commercial | Ducted CEE Tier 1
211241029 | Central HP <5.4 tons | SMART COMFORT | HRCU-A-CB (Split System: Heat Pump with Remote Outdoor Unit-Air-Source) | DLCURAH24ABK |  |  | EA*4X25L17A* | *96VTN0401410A* | 24400 | 16 | 8.5 | 25600 | 21600 | 84.38% | 1.78 | 0 | 10 |  |  |  | No | R-410A | 2.0333 | Residential & Commercial | Ducted CEE Tier 1
211241140 | Central HP <5.4 tons | SMART COMFORT | HRCU-A-CB (Split System: Heat Pump with Remote Outdoor Unit-Air-Source) | DLCURAH24ABK |  |  | EA*4X25L17A* | *92ESN0801716A* | 25000 | 17.5 | 8.5 | 25600 | 21000 | 82.03% | 1.78 | 0 | 10.5 |  |  |  | No | R-410A | 2.0833 | Residential & Commercial | Ducted CEE Tier 1
214569415 | Central HP <5.4 tons | BRYANT HEATING AND COOLING SYSTEMS | HRCU-A-CB (Split System: Heat Pump with Remote Outdoor Unit-Air-Source) | 284ANV048*0**B* |  |  | CAP**4824AL*+UI | 987MC60060C21*** | 43000 | 20 | 9.5 | 46500 | 37000 | 79.57% | 2.22 | 0 | 10.5 |  |  |  | No | R-410A | 3.5833 | Residential & Commercial | Ducted CEE Tier 1
214569431 | Central HP <5.4 tons | BRYANT HEATING AND COOLING SYSTEMS | HRCU-A-CB (Split System: Heat Pump with Remote Outdoor Unit-Air-Source) | 284ANV048*0**B* |  |  | CAP**6024AL*+UI | 986TD60080C21*** | 44500 | 21.5 | 10 | 45500 | 36200 | 79.56% | 2.36 | 0 | 12 |  |  |  | No | R-410A | 3.7083 | Residential & Commercial | Ducted CEE Tier 1
214569497 | Central HP <5.4 tons | BRYANT HEATING AND COOLING SYSTEMS | HRCU-A-CB (Split System: Heat Pump with Remote Outdoor Unit-Air-Source) | 284ANV048*0**B* |  |  | CNPV*4824AL*+UI | 935CB66100C21*** | 44000 | 21 | 9 | 46500 | 36200 | 77.85% | 2.18 | 0 | 12 |  |  |  | No | R-410A | 3.6667 | Residential & Commercial | Ducted CEE Tier 1
210470547 | Central HP <5.4 tons | KEEPRITE | HRCU-A-CB (Split System: Heat Pump with Remote Outdoor Unit-Air-Source) | CVH837GKA2* |  |  | EA*4X61L24A*+WALLCON | *80CSU1002120A* | 33200 | 17.5 | 8.1 | 32000 | 24800 | 77.5% | 1.98 | 0 | 11.5 |  |  |  | No | R-410A | 2.7667 | Residential & Commercial | Ducted CEE Tier 1
214569461 | Central HP <5.4 tons | BRYANT HEATING AND COOLING SYSTEMS | HRCU-A-CB (Split System: Heat Pump with Remote Outdoor Unit-Air-Source) | 284ANV048*0**B* |  |  | CSPH*4812AL*+UI | 935CB66100C21*** | 44500 | 20.5 | 9.5 | 46500 | 36400 | 78.28% | 2.24 | 0 | 11.5 |  |  |  | No | R-410A | 3.7083 | Residential & Commercial | Ducted CEE Tier 1
210470327 | Central HP <5.4 tons | KEEPRITE | HRCU-A-CB (Split System: Heat Pump with Remote Outdoor Unit-Air-Source) | CVH837GKA2* |  |  | EA*4X60L24A*+WALLCON | *97CMN1202422A* | 32800 | 17.5 | 8.5 | 32000 | 24800 | 77.5% | 1.98 | 0 | 11.7 |  |  |  | No | R-410A | 2.7333 | Residential & Commercial | Ducted CEE Tier 1
214573789 | Central HP <5.4 tons | BRYANT HEATING AND COOLING SYSTEMS | HRCU-A-CB (Split System: Heat Pump with Remote Outdoor Unit-Air-Source) | 288BNV037*0**B* |  |  | CAP**4224AL*+UI | 88*TB60070C21*** | 31800 | 18 | 8.5 | 33000 | 24400 | 73.94% | 1.9 | 0 | 11 |  |  |  | No | R-410A | 2.65 | Residential & Commercial | Ducted CEE Tier 1
214570429 | Central HP <5.4 tons | BRYANT HEATING AND COOLING SYSTEMS | HRCU-A-CB (Split System: Heat Pump with Remote Outdoor Unit-Air-Source) | 288BNV025*0**C* |  |  | CAP**3721AL*+UI | 88*TB60070C21*** | 24400 | 16.5 | 8.5 | 21200 | 16600 | 78.3% | 2.02 | 0 | 11 |  |  |  | No | R-410A | 2.0333 | Residential & Commercial | Ducted CEE Tier 1
213780815 | Central HP <5.4 tons | CARRIER | HRCU-A-CB (Split System: Heat Pump with Remote Outdoor Unit-Air-Source) | 25VNA837A*031* |  |  | CAP**3621AL*+UI | 59TN6C060C17**14 | 31400 | 16.5 | 8.1 | 33200 | 24400 | 73.49% | 1.82 | 0 | 10.5 |  |  |  | No | R-410A | 2.6167 | Residential & Commercial | Ducted CEE Tier 1
213781115 | Central HP <5.4 tons | CARRIER | HRCU-A-CB (Split System: Heat Pump with Remote Outdoor Unit-Air-Source) | 25VNA837A*031* |  |  | CAP**4224AL*+UI | 59MN7C100C21**22 | 31800 | 17 | 8.1 | 33000 | 24200 | 73.33% | 1.88 | 0 | 11 |  |  |  | No | R-410A | 2.65 | Residential & Commercial | Ducted CEE Tier 1
212609357 | Central HP <5.4 tons | RUSSELL | HRCU-A-CB (Split System: Heat Pump with Remote Outdoor Unit-Air-Source) | SP18AZ36AJVC |  |  | TCFZ6021SEAAM | S802V1004A17UHS | 34200 | 19 | 8.5 | 34200 | 43000 | 125.7% | 2.2 | 0 | 12.5 |  |  |  | No | R-410A | 2.85 | Residential & Commercial | Ducted CEE Tier 1
214574064 | Central HP <5.4 tons | DAY & NIGHT | HRCU-A-CB (Split System: Heat Pump with Remote Outdoor Unit-Air-Source) | CVH837GKA2* |  |  | EA*4X60L24A*+WALLCON | *97CMN0602120B* | 32600 | 17.5 | 8.5 | 31800 | 25000 | 78.62% | 1.96 | 0 | 11 |  |  |  | No | R-410A | 2.7167 | Residential & Commercial | Ducted CEE Tier 1
212977079 | Central HP <5.4 tons | BRYANT HEATING AND COOLING SYSTEMS | HRCU-A-CB (Split System: Heat Pump with Remote Outdoor Unit-Air-Source) | 38MURAQ36AB3* |  |  | CAP**4821AL* | 926TC66100V21*** | 35800 | 16.5 | 8.5 | 37800 | 34600 | 91.53% | 2.02 | 0 | 10 |  |  |  | No | R-410A | 2.9833 | Residential & Commercial | Ducted CEE Tier 1
211226790 | Central HP <5.4 tons | BRYANT HEATING AND COOLING SYSTEMS | HRCU-A-CB (Split System: Heat Pump with Remote Outdoor Unit-Air-Source) | 38MURAQ36AB3* |  |  | CAP**3721AL* | 8(0,1)*SA36070E17*** | 36400 | 15.5 | 8.5 | 38500 | 34800 | 90.39% | 2.08 | 0 | 10 |  |  |  | No | R-410A | 3.0333 | Residential & Commercial | Ducted CEE Tier 1
214066671 | Central HP <5.4 tons | RHEEM | HRCU-A-CB (Split System: Heat Pump with Remote Outdoor Unit-Air-Source) | RD17AZ36AJ3N |  |  | RCFZ3621MTANM | R802VA075317M | 34200 | 18 | 8.1 | 34200 | 29400 | 85.96% | 2 | 0 | 10 |  |  |  | No | R-410A | 2.85 | Residential & Commercial | Ducted CEE Tier 1
214066834 | Central HP <5.4 tons | RHEEM | HRCU-A-CB (Split System: Heat Pump with Remote Outdoor Unit-Air-Source) | RD17AZ36AJ3N |  |  | RCFZ3621MTANM | R962V0403A17M4S | 34200 | 18 | 8.1 | 34200 | 29600 | 86.55% | 1.9 | 0 | 10 |  |  |  | No | R-410A | 2.85 | Residential & Commercial | Ducted CEE Tier 1
214066852 | Central HP <5.4 tons | RHEEM | HRCU-A-CB (Split System: Heat Pump with Remote Outdoor Unit-Air-Source) | RD17AZ36AJ3N |  |  | RCFZ3621MTANM | R802V0755A21UHN | 34200 | 18 | 8.1 | 34200 | 29400 | 85.96% | 2 | 0 | 11.7 |  |  |  | No | R-410A | 2.85 | Residential & Commercial | Ducted CEE Tier 1
213071177 | Central HP <5.4 tons | ACIQ | HRCU-A-CB (Split System: Heat Pump with Remote Outdoor Unit-Air-Source) | DLCURAH24ABK |  |  | EN(A,D)4X24L17** | *92ESN0401712A* | 23200 | 15.5 | 8.5 | 26600 | 24200 | 90.98% | 1.98 | 0 | 10 |  |  |  | No | R-410A | 1.9333 | Residential & Commercial | Ducted CEE Tier 1
213071188 | Central HP <5.4 tons | ACIQ | HRCU-A-CB (Split System: Heat Pump with Remote Outdoor Unit-Air-Source) | DLCURAH24ABK |  |  | EN(A,D)4X24L17** | *80ESU0601716A | 24400 | 16 | 8.5 | 27200 | 22600 | 83.09% | 1.86 | 0 | 10 |  |  |  | No | R-410A | 2.0333 | Residential & Commercial | Ducted CEE Tier 1
213071211 | Central HP <5.4 tons | ACIQ | HRCU-A-CB (Split System: Heat Pump with Remote Outdoor Unit-Air-Source) | DLCURAH24ABK |  |  | EN(A,D)4X30L14** | *80VSL0451412A* | 24000 | 16 | 8.1 | 26400 | 23000 | 87.12% | 1.88 | 0 | 10 |  |  |  | No | R-410A | 2 | Residential & Commercial | Ducted CEE Tier 1
213071263 | Central HP <5.4 tons | ACIQ | HRCU-A-CB (Split System: Heat Pump with Remote Outdoor Unit-Air-Source) | DLCURAH24ABK |  |  | EN(A,D)4X30L14** | *80ES(N,L)0451412A* | 24400 | 16 | 8.1 | 26600 | 22600 | 84.96% | 1.84 | 0 | 10 |  |  |  | No | R-410A | 2.0333 | Residential & Commercial | Ducted CEE Tier 1
211241623 | Central HP <5.4 tons | SMART COMFORT | HRCU-A-CB (Split System: Heat Pump with Remote Outdoor Unit-Air-Source) | DLCURAH24ABK |  |  | EA*4X30L17A* | *95ESN0261410A* | 23200 | 16.5 | 8.5 | 25800 | 24400 | 94.57% | 2.02 | 0 | 10 |  |  |  | No | R-410A | 1.9333 | Residential & Commercial | Ducted CEE Tier 1
211241714 | Central HP <5.4 tons | SMART COMFORT | HRCU-A-CB (Split System: Heat Pump with Remote Outdoor Unit-Air-Source) | DLCURAH24ABK |  |  | EA*4X30L17A* | *92ESN0801716A* | 24200 | 17 | 8.5 | 26400 | 22800 | 86.36% | 1.9 | 0 | 10 |  |  |  | No | R-410A | 2.0167 | Residential & Commercial | Ducted CEE Tier 1
214398089 | Central HP <5.4 tons | LUXAIRE | HRCU-A-CB (Split System: Heat Pump with Remote Outdoor Unit-Air-Source) | HH836E2S11 |  |  | CTM36B5CDS1 | TM9V060B12MP12 | 33000 | 17 | 8.5 | 31000 | 25400 | 81.94% | 2 | 0 | 11 |  |  |  | No | R-454B | 2.75 | Residential & Commercial | Ducted CEE Tier 1
214569345 | Central HP <5.4 tons | BRYANT HEATING AND COOLING SYSTEMS | HRCU-A-CB (Split System: Heat Pump with Remote Outdoor Unit-Air-Source) | 284ANV024*0**B* |  |  | CAP**4224AL*+UI | 935CB66100C21*** | 23400 | 20.5 | 11 | 26600 | 19700 | 74.06% | 2.48 | 0 | 13 |  |  |  | No | R-410A | 1.95 | Residential & Commercial | Ducted CEE Tier 1
212971351 | Central HP <5.4 tons | BRYANT HEATING AND COOLING SYSTEMS | HRCU-A-CB (Split System: Heat Pump with Remote Outdoor Unit-Air-Source) | 38MURAQ18AB3* |  |  | CAP**1917AL* | 82*TB36045V14*** | 18100 | 16.5 | 8.5 | 18000 | 17700 | 98.33% | 2.16 | 0 | 11 |  |  |  | No | R-410A | 1.5083 | Residential & Commercial | Ducted CEE Tier 1
214075256 | Central HP <5.4 tons | RUSSELL | HRCU-A-CB (Split System: Heat Pump with Remote Outdoor Unit-Air-Source) | RD17AZ60AJ3N |  |  | TCFZ6024STANM | S802VA100521M | 55500 | 19 | 8.1 | 53500 | 49000 | 91.59% | 1.75 | 0 | 10 |  |  |  | No | R-410A | 4.625 | Residential & Commercial | Ducted CEE Tier 1
212980002 | Central HP <5.4 tons | BRYANT HEATING AND COOLING SYSTEMS | HRCU-A-CB (Split System: Heat Pump with Remote Outdoor Unit-Air-Source) | 38MURAQ18AB3* |  |  | CNPV*3017AL* | 8(0,1)*SB42090M17*** | 17700 | 16.5 | 8.1 | 18300 | 18600 | 101.6% | 2.24 | 0 | 11 |  |  |  | No | R-410A | 1.475 | Residential & Commercial | Ducted CEE Tier 1
214570779 | Central HP <5.4 tons | BRYANT HEATING AND COOLING SYSTEMS | HRCU-A-CB (Split System: Heat Pump with Remote Outdoor Unit-Air-Source) | 288BNV025*0**C* |  |  | CAP**4824AL*+UI | 986TD60080C21*** | 24200 | 17 | 8.5 | 20800 | 16500 | 79.33% | 2.02 | 0 | 11 |  |  |  | No | R-410A | 2.0167 | Residential & Commercial | Ducted CEE Tier 1
214571099 | Central HP <5.4 tons | BRYANT HEATING AND COOLING SYSTEMS | HRCU-A-CB (Split System: Heat Pump with Remote Outdoor Unit-Air-Source) | 288BNV025*0**C* |  |  | CNPV*3621AL*+UI | 935CB60080C21*** | 23400 | 16.5 | 8.1 | 21600 | 16700 | 77.31% | 1.92 | 0 | 11 |  |  |  | No | R-410A | 1.95 | Residential & Commercial | Ducted CEE Tier 1
212609346 | Central HP <5.4 tons | RUSSELL | HRCU-A-CB (Split System: Heat Pump with Remote Outdoor Unit-Air-Source) | SP18AZ36AJVC |  |  | TCFZ6021SEAAM | S802V0504A17UHS | 34200 | 19 | 8.5 | 34200 | 43500 | 127.2% | 2.2 | 0 | 12.5 |  |  |  | No | R-410A | 2.85 | Residential & Commercial | Ducted CEE Tier 1
212609364 | Central HP <5.4 tons | RUSSELL | HRCU-A-CB (Split System: Heat Pump with Remote Outdoor Unit-Air-Source) | SP18AZ36AJVC |  |  | TCFZ6021SEAAM | S802V0754A17DZ | 34200 | 19 | 8.5 | 34200 | 43500 | 127.2% | 2.2 | 0 | 12.5 |  |  |  | No | R-410A | 2.85 | Residential & Commercial | Ducted CEE Tier 1
211241791 | Central HP <5.4 tons | SMART COMFORT | HRCU-A-CB (Split System: Heat Pump with Remote Outdoor Unit-Air-Source) | DLCURAH24ABK |  |  | EA*4X30L17A* | OMV098J12* | 23600 | 16.5 | 8.5 | 26000 | 23800 | 91.54% | 1.98 | 0 | 10 |  |  |  | No | R-410A | 1.9667 | Residential & Commercial | Ducted CEE Tier 1
212969753 | Central HP <5.4 tons | KEEPRITE | HRCU-A-CB (Split System: Heat Pump with Remote Outdoor Unit-Air-Source) | DLCURAH24ABK |  |  | EA*4X25L17A* | *80VSL0451412B* | 24000 | 17.5 | 8.5 | 25000 | 21800 | 87.2% | 1.82 | 0 | 10 |  |  |  | No | R-410A | 2 | Residential & Commercial | Ducted CEE Tier 1
214572564 | Central HP <5.4 tons | DAY & NIGHT | HRCU-A-CB (Split System: Heat Pump with Remote Outdoor Unit-Air-Source) | CVH837GKA** |  |  | EA*4X37L21A*+WALLCON | *97CMN0602120B* | 32800 | 17 | 8.5 | 33000 | 25400 | 76.97% | 1.98 | 0 | 11 |  |  |  | No | R-410A | 2.7333 | Residential & Commercial | Ducted CEE Tier 1
214229131 | Central HP <5.4 tons | SMART COMFORT | HRCU-A-CB (Split System: Heat Pump with Remote Outdoor Unit-Air-Source) | DLCURAH24ABK |  |  | EA*4X24L17A* | *80MSU0601716A* | 23400 | 17 | 9 | 26200 | 26000 | 99.24% | 2.2 | 0 | 10 |  |  |  | No | R-410A | 1.95 | Residential & Commercial | Ducted CEE Tier 1
214066584 | Central HP <5.4 tons | RHEEM | HRCU-A-CB (Split System: Heat Pump with Remote Outdoor Unit-Air-Source) | RD17AZ36AJ3N |  |  | RCFZ3621MTANM | R802V1004A17UHN | 34200 | 18 | 8.1 | 34200 | 29400 | 85.96% | 1.9 | 0 | 10 |  |  |  | No | R-410A | 2.85 | Residential & Commercial | Ducted CEE Tier 1
214075426 | Central HP <5.4 tons | RHEEM | HRCU-A-CB (Split System: Heat Pump with Remote Outdoor Unit-Air-Source) | RD17AZ24AJ3N |  |  | RCFZ2417MTANM | R96VA0602317M | 22600 | 18 | 9.5 | 22600 | 16900 | 74.78% | 2 | 0 | 11.2 |  |  |  | No | R-410A | 1.8833 | Residential & Commercial | Ducted CEE Tier 1
214075562 | Central HP <5.4 tons | RHEEM | HRCU-A-CB (Split System: Heat Pump with Remote Outdoor Unit-Air-Source) | RD17AZ24AJ3N |  |  | RCFZ2417MTANM | R801V0503A14DZ | 22600 | 17 | 9.5 | 22600 | 16800 | 74.34% | 2 | 0 | 11.2 |  |  |  | No | R-410A | 1.8833 | Residential & Commercial | Ducted CEE Tier 1
214075527 | Central HP <5.4 tons | RHEEM | HRCU-A-CB (Split System: Heat Pump with Remote Outdoor Unit-Air-Source) | RD17AZ24AJ3N |  |  | RCFZ2417MTANM | R801V0754A17DZ | 22600 | 17 | 9.5 | 22600 | 16800 | 74.34% | 2.1 | 0 | 11.2 |  |  |  | No | R-410A | 1.8833 | Residential & Commercial | Ducted CEE Tier 1
214075476 | Central HP <5.4 tons | RHEEM | HRCU-A-CB (Split System: Heat Pump with Remote Outdoor Unit-Air-Source) | RD17AZ24AJ3N |  |  | RCFZ2417MTANM | R951V0703A17M4S | 22600 | 17 | 9.5 | 22600 | 16900 | 74.78% | 2 | 0 | 11.2 |  |  |  | No | R-410A | 1.8833 | Residential & Commercial | Ducted CEE Tier 1
214075542 | Central HP <5.4 tons | RHEEM | HRCU-A-CB (Split System: Heat Pump with Remote Outdoor Unit-Air-Source) | RD17AZ24AJ3N |  |  | RCFZ2417MTANM | R962V0603A17M4S | 22600 | 17 | 9.5 | 22600 | 17000 | 75.22% | 2 | 0 | 10 |  |  |  | No | R-410A | 1.8833 | Residential & Commercial | Ducted CEE Tier 1
214573659 | Central HP <5.4 tons | BRYANT HEATING AND COOLING SYSTEMS | HRCU-A-CB (Split System: Heat Pump with Remote Outdoor Unit-Air-Source) | 288BNV037*0**B* |  |  | CAP**3621AL*+UI | 986TD60080C21*** | 31600 | 17.5 | 8.1 | 32800 | 24200 | 73.78% | 1.86 | 0 | 11 |  |  |  | No | R-410A | 2.6333 | Residential & Commercial | Ducted CEE Tier 1
214573959 | Central HP <5.4 tons | BRYANT HEATING AND COOLING SYSTEMS | HRCU-A-CB (Split System: Heat Pump with Remote Outdoor Unit-Air-Source) | 288BNV037*0**B* |  |  | CAP**4821AL*+UI | 986TD60080C21*** | 32400 | 17.5 | 8.5 | 32400 | 24800 | 76.54% | 2 | 0 | 11.5 |  |  |  | No | R-410A | 2.7 | Residential & Commercial | Ducted CEE Tier 1
214570499 | Central HP <5.4 tons | BRYANT HEATING AND COOLING SYSTEMS | HRCU-A-CB (Split System: Heat Pump with Remote Outdoor Unit-Air-Source) | 288BNV025*0**C* |  |  | CAP**4221AL*+UI | 935CB60080C21*** | 23800 | 16.5 | 8.1 | 21400 | 16700 | 78.04% | 1.96 | 0 | 10.5 |  |  |  | No | R-410A | 1.9833 | Residential & Commercial | Ducted CEE Tier 1
214570399 | Central HP <5.4 tons | BRYANT HEATING AND COOLING SYSTEMS | HRCU-A-CB (Split System: Heat Pump with Remote Outdoor Unit-Air-Source) | 288BNV025*0**C* |  |  | CAP**3621AL*+UI | 987MC60060C21*** | 23600 | 16 | 8.1 | 21400 | 16700 | 78.04% | 1.92 | 0 | 10.5 |  |  |  | No | R-410A | 1.9667 | Residential & Commercial | Ducted CEE Tier 1
214571169 | Central HP <5.4 tons | BRYANT HEATING AND COOLING SYSTEMS | HRCU-A-CB (Split System: Heat Pump with Remote Outdoor Unit-Air-Source) | 288BNV025*0**C* |  |  | CNPV*4221AL*+UI | 935CB66100C21*** | 23800 | 16.5 | 8.1 | 21400 | 16600 | 77.57% | 1.96 | 0 | 11 |  |  |  | No | R-410A | 1.9833 | Residential & Commercial | Ducted CEE Tier 1
214572764 | Central HP <5.4 tons | DAY & NIGHT | HRCU-A-CB (Split System: Heat Pump with Remote Outdoor Unit-Air-Source) | CVH837GKA** |  |  | EA*4X43L21A*+WALLCON | *96CTN0802120B* | 33000 | 18.5 | 8.5 | 32600 | 25000 | 76.69% | 2 | 0 | 11.5 |  |  |  | No | R-410A | 2.75 | Residential & Commercial | Ducted CEE Tier 1
214573064 | Central HP <5.4 tons | DAY & NIGHT | HRCU-A-CB (Split System: Heat Pump with Remote Outdoor Unit-Air-Source) | CVH837GKA** |  |  | EA*4X61L24A*+WALLCON | *96CTN0802120B* | 33200 | 18.5 | 8.5 | 31800 | 24800 | 77.99% | 2.02 | 0 | 11.5 |  |  |  | No | R-410A | 2.7667 | Residential & Commercial | Ducted CEE Tier 1
214573214 | Central HP <5.4 tons | DAY & NIGHT | HRCU-A-CB (Split System: Heat Pump with Remote Outdoor Unit-Air-Source) | CVH837GKA** |  |  | EHD4X48AAL+WALLCON | *95CSU1002122B* | 32600 | 17.5 | 8.5 | 32600 | 24800 | 76.07% | 1.98 | 0 | 11 |  |  |  | No | R-410A | 2.7167 | Residential & Commercial | Ducted CEE Tier 1
214573314 | Central HP <5.4 tons | DAY & NIGHT | HRCU-A-CB (Split System: Heat Pump with Remote Outdoor Unit-Air-Source) | CVH837GKA** |  |  | EN(A,D)4X36L21**+WALLCON | *80CTL0702120B* | 31400 | 17 | 8.1 | 33200 | 24200 | 72.89% | 1.82 | 0 | 11 |  |  |  | No | R-410A | 2.6167 | Residential & Commercial | Ducted CEE Tier 1
214573862 | Central HP <5.4 tons | ARCOAIRE | HRCU-A-CB (Split System: Heat Pump with Remote Outdoor Unit-Air-Source) | HVH837GKA2* |  |  | EA*4X43L21A*+WALLCON | *95CSU0802120B* | 32800 | 17.5 | 8.5 | 32800 | 25200 | 76.83% | 2 | 0 | 11 |  |  |  | No | R-410A | 2.7333 | Residential & Commercial | Ducted CEE Tier 1
214574062 | Central HP <5.4 tons | ARCOAIRE | HRCU-A-CB (Split System: Heat Pump with Remote Outdoor Unit-Air-Source) | HVH837GKA2* |  |  | EA*4X60L24A*+WALLCON | *97CMN0602120B* | 32600 | 17.5 | 8.5 | 31800 | 25000 | 78.62% | 1.96 | 0 | 11 |  |  |  | No | R-410A | 2.7167 | Residential & Commercial | Ducted CEE Tier 1
214279872 | Central HP <5.4 tons | KEEPRITE | HRCU-A-CB (Split System: Heat Pump with Remote Outdoor Unit-Air-Source) | DLCURAH24ABK |  |  | EA*4X24L17A* | *96MSN0601716A* | 23600 | 16.5 | 9.5 | 26600 | 24800 | 93.23% | 2.04 | 0 | 10 |  |  |  | No | R-410A | 1.9667 | Residential & Commercial | Ducted CEE Tier 1
211245835 | Central HP <5.4 tons | SMART COMFORT | HRCU-A-CB (Split System: Heat Pump with Remote Outdoor Unit-Air-Source) | DLCURAH24ABK |  |  | FXM4X24**AL |  | 24000 | 17 | 8.5 | 26200 | 23400 | 89.31% | 1.94 | 0 | 10 |  |  |  | No | R-410A | 2 | Residential & Commercial | Ducted CEE Tier 1
211245978 | Central HP <5.4 tons | SMART COMFORT | HRCU-A-CB (Split System: Heat Pump with Remote Outdoor Unit-Air-Source) | DLCURAH24ABK |  |  | FVM4X24***L |  | 23800 | 17 | 8.5 | 25800 | 23000 | 89.15% | 1.92 | 0 | 10 |  |  |  | No | R-410A | 1.9833 | Residential & Commercial | Ducted CEE Tier 1
212969743 | Central HP <5.4 tons | KEEPRITE | HRCU-A-CB (Split System: Heat Pump with Remote Outdoor Unit-Air-Source) | DLCURAH24ABK |  |  | EA*4X24L17A* | *80VSL0451412B* | 23200 | 17 | 8.5 | 26800 | 27000 | 100.7% | 2.3 | 0 | 10 |  |  |  | No | R-410A | 1.9333 | Residential & Commercial | Ducted CEE Tier 1
214229152 | Central HP <5.4 tons | KEEPRITE | HRCU-A-CB (Split System: Heat Pump with Remote Outdoor Unit-Air-Source) | DLCURAH24ABK |  |  | EA*4X30L17A* | *80MSU0601716A* | 23600 | 17 | 8.5 | 25800 | 24200 | 93.8% | 2.02 | 0 | 10 |  |  |  | No | R-410A | 1.9667 | Residential & Commercial | Ducted CEE Tier 1
211240447 | Central HP <5.4 tons | SMART COMFORT | HRCU-A-CB (Split System: Heat Pump with Remote Outdoor Unit-Air-Source) | DLCURAH24ABK |  |  | EA*4X24L17A* | *80ES(N,L)0701716A* | 24600 | 16 | 8.5 | 27400 | 23000 | 83.94% | 1.88 | 0 | 10 |  |  |  | No | R-410A | 2.05 | Residential & Commercial | Ducted CEE Tier 1
211243227 | Central HP <5.4 tons | BRYANT HEATING AND COOLING SYSTEMS | HRCU-A-CB (Split System: Heat Pump with Remote Outdoor Unit-Air-Source) | 38MURAQ24AB3* |  |  | CAP**3721AL* | 926SA60080V21*** | 24600 | 17 | 8.5 | 25200 | 21000 | 83.33% | 1.78 | 0 | 10.5 |  |  |  | No | R-410A | 2.05 | Residential & Commercial | Ducted CEE Tier 1
211243245 | Central HP <5.4 tons | BRYANT HEATING AND COOLING SYSTEMS | HRCU-A-CB (Split System: Heat Pump with Remote Outdoor Unit-Air-Source) | 38MURAQ24AB3* |  |  | CAP**3721AL* | 926SA36040V17*** | 24000 | 16 | 8.1 | 25000 | 21600 | 86.4% | 1.8 | 0 | 10 |  |  |  | No | R-410A | 2 | Residential & Commercial | Ducted CEE Tier 1
211243377 | Central HP <5.4 tons | BRYANT HEATING AND COOLING SYSTEMS | HRCU-A-CB (Split System: Heat Pump with Remote Outdoor Unit-Air-Source) | 38MURAQ24AB3* |  |  | CAP**3721AL* | 83*SA36040E17*** | 24600 | 17.5 | 8.5 | 25200 | 21000 | 83.33% | 1.78 | 0 | 10.5 |  |  |  | No | R-410A | 2.05 | Residential & Commercial | Ducted CEE Tier 1
212969543 | Central HP <5.4 tons | KEEPRITE | HRCU-A-CB (Split System: Heat Pump with Remote Outdoor Unit-Air-Source) | DLCURAH18ABK |  |  | EA*4X25L17A* | *80VSL0451412B* | 18300 | 16.5 | 8.5 | 18100 | 17600 | 97.24% | 2.14 | 0 | 11 |  |  |  | No | R-410A | 1.525 | Residential & Commercial | Ducted CEE Tier 1
212969573 | Central HP <5.4 tons | KEEPRITE | HRCU-A-CB (Split System: Heat Pump with Remote Outdoor Unit-Air-Source) | DLCURAH18ABK |  |  | EN(A,D)4X24L14** | *80VSL0451412B* | 17700 | 16.5 | 8.5 | 18700 | 19100 | 102.1% | 2.3 | 0 | 11 |  |  |  | No | R-410A | 1.475 | Residential & Commercial | Ducted CEE Tier 1
212969523 | Central HP <5.4 tons | KEEPRITE | HRCU-A-CB (Split System: Heat Pump with Remote Outdoor Unit-Air-Source) | DLCURAH18ABK |  |  | EA*4X24L14A* | *80VSL0451412B* | 17700 | 16.5 | 8.5 | 18600 | 19400 | 104.3% | 2.32 | 0 | 10.5 |  |  |  | No | R-410A | 1.475 | Residential & Commercial | Ducted CEE Tier 1
211245233 | Central HP <5.4 tons | BRYANT HEATING AND COOLING SYSTEMS | HRCU-A-CB (Split System: Heat Pump with Remote Outdoor Unit-Air-Source) | 38MURAQ24AB3* |  |  | CNPV*3617AL* | 8(0,1)*SA36070E14*** | 24200 | 16.5 | 8.1 | 26400 | 22800 | 86.36% | 1.88 | 0 | 10.5 |  |  |  | No | R-410A | 2.0167 | Residential & Commercial | Ducted CEE Tier 1
212971190 | Central HP <5.4 tons | KEEPRITE | HRCU-A-CB (Split System: Heat Pump with Remote Outdoor Unit-Air-Source) | DLCURAH24ABK |  |  | EA*4X37L17A* | *80VTL0451412B* | 24200 | 17 | 8.5 | 25200 | 22000 | 87.3% | 1.84 | 0 | 10 |  |  |  | No | R-410A | 2.0167 | Residential & Commercial | Ducted CEE Tier 1
214573364 | Central HP <5.4 tons | DAY & NIGHT | HRCU-A-CB (Split System: Heat Pump with Remote Outdoor Unit-Air-Source) | CVH837GKA** |  |  | EN(A,D)4X36L21**+WALLCON | *96CTN0802120B* | 31400 | 17 | 8.1 | 33000 | 24000 | 72.73% | 1.84 | 0 | 11 |  |  |  | No | R-410A | 2.6167 | Residential & Commercial | Ducted CEE Tier 1
212978654 | Central HP <5.4 tons | BRYANT HEATING AND COOLING SYSTEMS | HRCU-A-CB (Split System: Heat Pump with Remote Outdoor Unit-Air-Source) | 38MURAQ24AB3* |  |  | CAP**3617AL* | 8(0,1)*SB36070M17*** | 23600 | 17.5 | 8.5 | 26000 | 24200 | 93.08% | 2.02 | 0 | 10 |  |  |  | No | R-410A | 1.9667 | Residential & Commercial | Ducted CEE Tier 1
211244753 | Central HP <5.4 tons | BRYANT HEATING AND COOLING SYSTEMS | HRCU-A-CB (Split System: Heat Pump with Remote Outdoor Unit-Air-Source) | 38MURAQ24AB3* |  |  | CNPV*3017AL* | 915SB42060E17*** | 24600 | 16 | 8.1 | 26600 | 22400 | 84.21% | 1.84 | 0 | 10 |  |  |  | No | R-410A | 2.05 | Residential & Commercial | Ducted CEE Tier 1
211244820 | Central HP <5.4 tons | BRYANT HEATING AND COOLING SYSTEMS | HRCU-A-CB (Split System: Heat Pump with Remote Outdoor Unit-Air-Source) | 38MURAQ24AB3* |  |  | CNPV*3017AL* | OVMAAB036098 | 23600 | 16.5 | 8.1 | 26000 | 23600 | 90.77% | 1.96 | 0 | 10 |  |  |  | No | R-410A | 1.9667 | Residential & Commercial | Ducted CEE Tier 1
211245222 | Central HP <5.4 tons | BRYANT HEATING AND COOLING SYSTEMS | HRCU-A-CB (Split System: Heat Pump with Remote Outdoor Unit-Air-Source) | 38MURAQ24AB3* |  |  | CNPV*3617AL* | 912SD36040E17*** | 23600 | 15.5 | 8.1 | 26200 | 23400 | 89.31% | 1.92 | 0 | 10 |  |  |  | No | R-410A | 1.9667 | Residential & Commercial | Ducted CEE Tier 1
211245167 | Central HP <5.4 tons | BRYANT HEATING AND COOLING SYSTEMS | HRCU-A-CB (Split System: Heat Pump with Remote Outdoor Unit-Air-Source) | 38MURAQ24AB3* |  |  | CNPV*3617AL* | 912SD42060E17*** | 24400 | 16.5 | 8.1 | 26400 | 22800 | 86.36% | 1.88 | 0 | 10.5 |  |  |  | No | R-410A | 2.0333 | Residential & Commercial | Ducted CEE Tier 1
211245265 | Central HP <5.4 tons | BRYANT HEATING AND COOLING SYSTEMS | HRCU-A-CB (Split System: Heat Pump with Remote Outdoor Unit-Air-Source) | 38MURAQ24AB3* |  |  | CNPV*3617AL* | OVLAAB036098 | 23400 | 16.5 | 8.1 | 25800 | 24200 | 93.8% | 2 | 0 | 10 |  |  |  | No | R-410A | 1.95 | Residential & Commercial | Ducted CEE Tier 1
212978665 | Central HP <5.4 tons | BRYANT HEATING AND COOLING SYSTEMS | HRCU-A-CB (Split System: Heat Pump with Remote Outdoor Unit-Air-Source) | 38MURAQ24AB3* |  |  | CAP**3621AL* | 8(0,1)*SB36070M17*** | 23600 | 17.5 | 8.5 | 26000 | 24000 | 92.31% | 2 | 0 | 10 |  |  |  | No | R-410A | 1.9667 | Residential & Commercial | Ducted CEE Tier 1
214573414 | Central HP <5.4 tons | DAY & NIGHT | HRCU-A-CB (Split System: Heat Pump with Remote Outdoor Unit-Air-Source) | CVH837GKA** |  |  | EN(A,D,W)4X42L21**+WALLCON | *97CMN0802120B* | 31800 | 17 | 8.1 | 33000 | 24400 | 73.94% | 1.88 | 0 | 11 |  |  |  | No | R-410A | 2.65 | Residential & Commercial | Ducted CEE Tier 1
214573772 | Central HP <5.4 tons | ARCOAIRE | HRCU-A-CB (Split System: Heat Pump with Remote Outdoor Unit-Air-Source) | HVH837GKA2* |  |  | EA*4X42L21A*+WALLCON | *97CMN0802120B* | 31800 | 17 | 8.5 | 32800 | 24400 | 74.39% | 1.9 | 0 | 11 |  |  |  | No | R-410A | 2.65 | Residential & Commercial | Ducted CEE Tier 1
214573922 | Central HP <5.4 tons | ARCOAIRE | HRCU-A-CB (Split System: Heat Pump with Remote Outdoor Unit-Air-Source) | HVH837GKA2* |  |  | EA*4X48L21A*+WALLCON | *95CSU0802120B* | 32200 | 17.5 | 8.5 | 32400 | 25000 | 77.16% | 1.98 | 0 | 11 |  |  |  | No | R-410A | 2.6833 | Residential & Commercial | Ducted CEE Tier 1
211240284 | Central HP <5.4 tons | KEEPRITE | HRCU-A-CB (Split System: Heat Pump with Remote Outdoor Unit-Air-Source) | DLCURAH24ABK |  |  | EA*4X24L14A* | *95ESN0601412A* | 24000 | 15.5 | 8.5 | 27200 | 23600 | 86.76% | 1.92 | 0 | 10 |  |  |  | No | R-410A | 2 | Residential & Commercial | Ducted CEE Tier 1
211240929 | Central HP <5.4 tons | KEEPRITE | HRCU-A-CB (Split System: Heat Pump with Remote Outdoor Unit-Air-Source) | DLCURAH24ABK |  |  | EA*4X25L17A* | *95ESU0601716A* | 24800 | 17 | 8.5 | 25600 | 21000 | 82.03% | 1.78 | 0 | 10.5 |  |  |  | No | R-410A | 2.0667 | Residential & Commercial | Ducted CEE Tier 1
211241006 | Central HP <5.4 tons | KEEPRITE | HRCU-A-CB (Split System: Heat Pump with Remote Outdoor Unit-Air-Source) | DLCURAH24ABK |  |  | EA*4X25L17A* | *95ESN0401712A* | 24600 | 15.2 | 8.5 | 25800 | 21200 | 82.17% | 1.76 | 0 | 10 |  |  |  | No | R-410A | 2.05 | Residential & Commercial | Ducted CEE Tier 1
211241206 | Central HP <5.4 tons | KEEPRITE | HRCU-A-CB (Split System: Heat Pump with Remote Outdoor Unit-Air-Source) | DLCURAH24ABK |  |  | EA*4X25L17A* | *80ESU0601716A | 25600 | 17 | 8.5 | 26000 | 20600 | 79.23% | 1.76 | 0 | 10.5 |  |  |  | No | R-410A | 2.1333 | Residential & Commercial | Ducted CEE Tier 1
211241456 | Central HP <5.4 tons | KEEPRITE | HRCU-A-CB (Split System: Heat Pump with Remote Outdoor Unit-Air-Source) | DLCURAH24ABK |  |  | EA*4X30L17A* | *80ES(N,L)0701716A* | 24800 | 16 | 8.5 | 26800 | 22200 | 82.84% | 1.82 | 0 | 10 |  |  |  | No | R-410A | 2.0667 | Residential & Commercial | Ducted CEE Tier 1
213070645 | Central HP <5.4 tons | ACIQ | HRCU-A-CB (Split System: Heat Pump with Remote Outdoor Unit-Air-Source) | DLCURAH24ABK |  |  | EA*4X37L17A* | *80ES(N,L)0701412A* | 24800 | 17 | 8.5 | 25800 | 21400 | 82.95% | 1.8 | 0 | 10.5 |  |  |  | No | R-410A | 2.0667 | Residential & Commercial | Ducted CEE Tier 1
213070945 | Central HP <5.4 tons | ACIQ | HRCU-A-CB (Split System: Heat Pump with Remote Outdoor Unit-Air-Source) | DLCURAH24ABK |  |  | EN(A,D)4X24L14** | *95ESN0601412A* | 24000 | 15.2 | 8.5 | 27200 | 23000 | 84.56% | 1.88 | 0 | 10 |  |  |  | No | R-410A | 2 | Residential & Commercial | Ducted CEE Tier 1
213071120 | Central HP <5.4 tons | ACIQ | HRCU-A-CB (Split System: Heat Pump with Remote Outdoor Unit-Air-Source) | DLCURAH24ABK |  |  | EN(A,D)4X24L17** | *80ES(N,L)0451412A* | 24200 | 15.5 | 8.5 | 27200 | 22600 | 83.09% | 1.86 | 0 | 10 |  |  |  | No | R-410A | 2.0167 | Residential & Commercial | Ducted CEE Tier 1
211240645 | Central HP <5.4 tons | KEEPRITE | HRCU-A-CB (Split System: Heat Pump with Remote Outdoor Unit-Air-Source) | DLCURAH24ABK |  |  | EA*4X24L17A* | *80ES(N,L)0451712A* | 23800 | 16.5 | 8.5 | 26800 | 24200 | 90.3% | 2 | 0 | 10 |  |  |  | No | R-410A | 1.9833 | Residential & Commercial | Ducted CEE Tier 1
211240770 | Central HP <5.4 tons | KEEPRITE | HRCU-A-CB (Split System: Heat Pump with Remote Outdoor Unit-Air-Source) | DLCURAH24ABK |  |  | EA*4X24L17A* | *80ESU0601716A | 24600 | 16.5 | 8.5 | 27200 | 23000 | 84.56% | 1.9 | 0 | 10 |  |  |  | No | R-410A | 2.05 | Residential & Commercial | Ducted CEE Tier 1
211240852 | Central HP <5.4 tons | KEEPRITE | HRCU-A-CB (Split System: Heat Pump with Remote Outdoor Unit-Air-Source) | DLCURAH24ABK |  |  | EA*4X25L17A* | *96VSN0601412A* | 24000 | 16.5 | 8.1 | 25200 | 21600 | 85.71% | 1.82 | 0 | 10 |  |  |  | No | R-410A | 2 | Residential & Commercial | Ducted CEE Tier 1
213069639 | Central HP <5.4 tons | ACIQ | HRCU-A-CB (Split System: Heat Pump with Remote Outdoor Unit-Air-Source) | DLCURAH24ABK |  |  | EA*4X24L14A* | *92ESN0601412A* | 24200 | 16 | 8.5 | 27200 | 23400 | 86.03% | 1.9 | 0 | 10 |  |  |  | No | R-410A | 2.0167 | Residential & Commercial | Ducted CEE Tier 1
213069689 | Central HP <5.4 tons | ACIQ | HRCU-A-CB (Split System: Heat Pump with Remote Outdoor Unit-Air-Source) | DLCURAH24ABK |  |  | EA*4X25L17A* | *80VSL0451716A* | 24800 | 16.5 | 8.5 | 25600 | 21200 | 82.81% | 1.78 | 0 | 10 |  |  |  | No | R-410A | 2.0667 | Residential & Commercial | Ducted CEE Tier 1
214572854 | Central HP <5.4 tons | DAY & NIGHT | HRCU-A-CB (Split System: Heat Pump with Remote Outdoor Unit-Air-Source) | CVH837GKA** |  |  | EA*4X48L24A*+WALLCON | *95CSU1002122B* | 32400 | 17.5 | 8.5 | 32200 | 24800 | 77.02% | 2 | 0 | 11.5 |  |  |  | No | R-410A | 2.7 | Residential & Commercial | Ducted CEE Tier 1
213069700 | Central HP <5.4 tons | ACIQ | HRCU-A-CB (Split System: Heat Pump with Remote Outdoor Unit-Air-Source) | DLCURAH24ABK |  |  | EA*4X25L17A* | *96VTN0401410A* | 24400 | 16 | 8.5 | 25600 | 21600 | 84.38% | 1.78 | 0 | 10 |  |  |  | No | R-410A | 2.0333 | Residential & Commercial | Ducted CEE Tier 1
213069716 | Central HP <5.4 tons | ACIQ | HRCU-A-CB (Split System: Heat Pump with Remote Outdoor Unit-Air-Source) | DLCURAH24ABK |  |  | EA*4X25L17A* | *80ESU0601716A | 25600 | 17 | 8.5 | 26000 | 20600 | 79.23% | 1.76 | 0 | 10.5 |  |  |  | No | R-410A | 2.1333 | Residential & Commercial | Ducted CEE Tier 1
213069725 | Central HP <5.4 tons | ACIQ | HRCU-A-CB (Split System: Heat Pump with Remote Outdoor Unit-Air-Source) | DLCURAH24ABK |  |  | EA*4X30L14A* | *95ESN0601412A* | 24200 | 15.5 | 8.5 | 26600 | 22800 | 85.71% | 1.86 | 0 | 10 |  |  |  | No | R-410A | 2.0167 | Residential & Commercial | Ducted CEE Tier 1
213069732 | Central HP <5.4 tons | ACIQ | HRCU-A-CB (Split System: Heat Pump with Remote Outdoor Unit-Air-Source) | DLCURAH24ABK |  |  | EA*4X30L14A* | *80ES(N,L)0701412A* | 24200 | 16.5 | 8.5 | 26400 | 23000 | 87.12% | 1.9 | 0 | 10 |  |  |  | No | R-410A | 2.0167 | Residential & Commercial | Ducted CEE Tier 1
213069757 | Central HP <5.4 tons | ACIQ | HRCU-A-CB (Split System: Heat Pump with Remote Outdoor Unit-Air-Source) | DLCURAH24ABK |  |  | EA*4X30L17A* | *96VSN0801716A* | 24200 | 16.5 | 8.5 | 26400 | 23000 | 87.12% | 1.9 | 0 | 10 |  |  |  | No | R-410A | 2.0167 | Residential & Commercial | Ducted CEE Tier 1
213069768 | Central HP <5.4 tons | ACIQ | HRCU-A-CB (Split System: Heat Pump with Remote Outdoor Unit-Air-Source) | DLCURAH24ABK |  |  | EA*4X30L17A* | *80ES(N,L)0701716A* | 24800 | 16 | 8.5 | 26800 | 22200 | 82.84% | 1.82 | 0 | 10 |  |  |  | No | R-410A | 2.0667 | Residential & Commercial | Ducted CEE Tier 1
213069968 | Central HP <5.4 tons | ACIQ | HRCU-A-CB (Split System: Heat Pump with Remote Outdoor Unit-Air-Source) | DLCURAH24ABK |  |  | EA*4X36L17A* | *96VSN0801716A* | 24200 | 16.5 | 8.5 | 26200 | 22600 | 86.26% | 1.86 | 0 | 10 |  |  |  | No | R-410A | 2.0167 | Residential & Commercial | Ducted CEE Tier 1
213070059 | Central HP <5.4 tons | ACIQ | HRCU-A-CB (Split System: Heat Pump with Remote Outdoor Unit-Air-Source) | DLCURAH24ABK |  |  | EA*4X36L17A* | *95ESN0261410A* | 23400 | 16.5 | 8.5 | 25600 | 23600 | 92.19% | 1.96 | 0 | 10 |  |  |  | No | R-410A | 1.95 | Residential & Commercial | Ducted CEE Tier 1
213070470 | Central HP <5.4 tons | ACIQ | HRCU-A-CB (Split System: Heat Pump with Remote Outdoor Unit-Air-Source) | DLCURAH24ABK |  |  | EA*4X37L17A* | *96VSN0401712A* | 24600 | 15.5 | 8.5 | 25800 | 21600 | 83.72% | 1.78 | 0 | 10 |  |  |  | No | R-410A | 2.05 | Residential & Commercial | Ducted CEE Tier 1
214573444 | Central HP <5.4 tons | DAY & NIGHT | HRCU-A-CB (Split System: Heat Pump with Remote Outdoor Unit-Air-Source) | CVH837GKA** |  |  | EN(A,D,W)4X48L21**+WALLCON | *95CSU0802120B* | 32400 | 17.5 | 8.1 | 32800 | 24800 | 75.61% | 1.96 | 0 | 11.5 |  |  |  | No | R-410A | 2.7 | Residential & Commercial | Ducted CEE Tier 1
212983232 | Central HP <5.4 tons | ARCOAIRE | HRCU-A-CB (Split System: Heat Pump with Remote Outdoor Unit-Air-Source) | DLCURAH24ABK |  |  | EN(A,D,W)4X36L17** | *92MSN0401712A* | 23400 | 15.5 | 8.1 | 26200 | 24200 | 92.37% | 1.98 | 0 | 10 |  |  |  | No | R-410A | 1.95 | Residential & Commercial | Ducted CEE Tier 1
212981812 | Central HP <5.4 tons | ARCOAIRE | HRCU-A-CB (Split System: Heat Pump with Remote Outdoor Unit-Air-Source) | DLCURAH24ABK |  |  | EN(A,D)4X36L21** | *80MSU1002120A* | 23400 | 16.5 | 8.1 | 26200 | 24800 | 94.66% | 2.08 | 0 | 10 |  |  |  | No | R-410A | 1.95 | Residential & Commercial | Ducted CEE Tier 1
211245604 | Central HP <5.4 tons | SMART COMFORT | HRCU-A-CB (Split System: Heat Pump with Remote Outdoor Unit-Air-Source) | DLCURAH24ABK |  |  | EN(A,D)4X36L21** | *80ES(N,L)0701712A* | 24400 | 16.5 | 8.1 | 26400 | 22600 | 85.61% | 1.88 | 0 | 10.5 |  |  |  | No | R-410A | 2.0333 | Residential & Commercial | Ducted CEE Tier 1
211245640 | Central HP <5.4 tons | SMART COMFORT | HRCU-A-CB (Split System: Heat Pump with Remote Outdoor Unit-Air-Source) | DLCURAH24ABK |  |  | EN(A,D)4X36L21** | *80ES(N,L)0902120A* | 24600 | 16.5 | 8.5 | 26600 | 22400 | 84.21% | 1.84 | 0 | 10.5 |  |  |  | No | R-410A | 2.05 | Residential & Commercial | Ducted CEE Tier 1
212609393 | Central HP <5.4 tons | RHEEM | HRCU-A-CB (Split System: Heat Pump with Remote Outdoor Unit-Air-Source) | RP18AZ48AJVC |  |  | RCFZ6021SEAAM | R802V0755A21UHS | 44500 | 18 | 8.1 | 43500 | 45000 | 103.4% | 2 | 0 | 10 |  |  |  | No | R-410A | 3.7083 | Residential & Commercial | Ducted CEE Tier 1
214574082 | Central HP <5.4 tons | ARCOAIRE | HRCU-A-CB (Split System: Heat Pump with Remote Outdoor Unit-Air-Source) | HVH837GKA2* |  |  | EA*4X60L24A*+WALLCON | *96CTN0802120B* | 32800 | 18 | 8.5 | 31600 | 24600 | 77.85% | 2 | 0 | 11.5 |  |  |  | No | R-410A | 2.7333 | Residential & Commercial | Ducted CEE Tier 1
212972406 | Central HP <5.4 tons | KEEPRITE | HRCU-A-CB (Split System: Heat Pump with Remote Outdoor Unit-Air-Source) | DLCURAH24ABK |  |  | EA*4X36L21A* | *80VTL1102122B* | 24000 | 17.5 | 8.5 | 26400 | 23200 | 87.88% | 1.94 | 0 | 10 |  |  |  | No | R-410A | 2 | Residential & Commercial | Ducted CEE Tier 1
212978676 | Central HP <5.4 tons | BRYANT HEATING AND COOLING SYSTEMS | HRCU-A-CB (Split System: Heat Pump with Remote Outdoor Unit-Air-Source) | 38MURAQ24AB3* |  |  | CAP**3717AL* | 8(0,1)*SB36070M17*** | 24200 | 17.5 | 8.5 | 25200 | 22000 | 87.3% | 1.84 | 0 | 10 |  |  |  | No | R-410A | 2.0167 | Residential & Commercial | Ducted CEE Tier 1
213072122 | Central HP <5.4 tons | ACIQ | HRCU-A-CB (Split System: Heat Pump with Remote Outdoor Unit-Air-Source) | DLCURAH18ABK |  |  | EA*4X19L17A* | *95ESN0401410A* | 18300 | 16 | 8.5 | 18300 | 17600 | 96.17% | 2.12 | 0 | 10.5 |  |  |  | No | R-410A | 1.525 | Residential & Commercial | Ducted CEE Tier 1
213072147 | Central HP <5.4 tons | ACIQ | HRCU-A-CB (Split System: Heat Pump with Remote Outdoor Unit-Air-Source) | DLCURAH18ABK |  |  | EA*4X24L14A* | *96VTN0401410A* | 17300 | 16 | 8.5 | 18300 | 19200 | 104.9% | 2.3 | 0 | 10.5 |  |  |  | No | R-410A | 1.4417 | Residential & Commercial | Ducted CEE Tier 1
213072158 | Central HP <5.4 tons | ACIQ | HRCU-A-CB (Split System: Heat Pump with Remote Outdoor Unit-Air-Source) | DLCURAH18ABK |  |  | EA*4X24L17A* | *96VSN0601412A* | 17900 | 16 | 8.5 | 18800 | 19000 | 101.1% | 2.28 | 0 | 10.5 |  |  |  | No | R-410A | 1.4917 | Residential & Commercial | Ducted CEE Tier 1
213072172 | Central HP <5.4 tons | ACIQ | HRCU-A-CB (Split System: Heat Pump with Remote Outdoor Unit-Air-Source) | DLCURAH18ABK |  |  | EA*4X24L17A* | *96VTN0601412A* | 17900 | 16 | 8.5 | 18800 | 19000 | 101.1% | 2.28 | 0 | 10.5 |  |  |  | No | R-410A | 1.4917 | Residential & Commercial | Ducted CEE Tier 1
213072190 | Central HP <5.4 tons | ACIQ | HRCU-A-CB (Split System: Heat Pump with Remote Outdoor Unit-Air-Source) | DLCURAH18ABK |  |  | EA*4X25L17A* | *96VSN0401712A* | 18200 | 15.5 | 8.5 | 18200 | 17500 | 96.15% | 2.12 | 0 | 10.5 |  |  |  | No | R-410A | 1.5167 | Residential & Commercial | Ducted CEE Tier 1
213072240 | Central HP <5.4 tons | ACIQ | HRCU-A-CB (Split System: Heat Pump with Remote Outdoor Unit-Air-Source) | DLCURAH18ABK |  |  | EA*4X30L17A* | *80VSL0451716A* | 17800 | 16 | 8.5 | 18300 | 18600 | 101.6% | 2.22 | 0 | 10.5 |  |  |  | No | R-410A | 1.4833 | Residential & Commercial | Ducted CEE Tier 1
213072265 | Central HP <5.4 tons | ACIQ | HRCU-A-CB (Split System: Heat Pump with Remote Outdoor Unit-Air-Source) | DLCURAH18ABK |  |  | EN(A,D)4X18L14** | *80VSL0451412A* | 17400 | 15.5 | 8.5 | 18600 | 19400 | 104.3% | 2.32 | 0 | 10.5 |  |  |  | No | R-410A | 1.45 | Residential & Commercial | Ducted CEE Tier 1
210471295 | Central HP <5.4 tons | KEEPRITE | HRCU-A-CB (Split System: Heat Pump with Remote Outdoor Unit-Air-Source) | CVH837GKA2* |  |  | EHD4X60AAL+WALLCON | *80CTL0701412A* | 32800 | 17 | 8.1 | 32400 | 25000 | 77.16% | 2 | 0 | 11 |  |  |  | No | R-410A | 2.7333 | Residential & Commercial | Ducted CEE Tier 1
214569441 | Central HP <5.4 tons | BRYANT HEATING AND COOLING SYSTEMS | HRCU-A-CB (Split System: Heat Pump with Remote Outdoor Unit-Air-Source) | 284ANV048*0**B* |  |  | CAP**6121AL*+UI | 987MC60080C21*** | 45000 | 21 | 10 | 46000 | 36400 | 79.13% | 2.34 | 0 | 11.5 |  |  |  | No | R-410A | 3.75 | Residential & Commercial | Ducted CEE Tier 1
214569509 | Central HP <5.4 tons | BRYANT HEATING AND COOLING SYSTEMS | HRCU-A-CB (Split System: Heat Pump with Remote Outdoor Unit-Air-Source) | 284ANV048*0**B* |  |  | CNPV*6024AL*+UI | 935CB66100C21*** | 44500 | 21.5 | 9.5 | 46000 | 36200 | 78.7% | 2.28 | 0 | 12.5 |  |  |  | No | R-410A | 3.7083 | Residential & Commercial | Ducted CEE Tier 1
210470141 | Central HP <5.4 tons | KEEPRITE | HRCU-A-CB (Split System: Heat Pump with Remote Outdoor Unit-Air-Source) | CVH837GKA2* |  |  | EA*4X42L21A*+WALLCON | *95CSU0802120A* | 31800 | 17.5 | 8.1 | 33000 | 24400 | 73.94% | 1.9 | 0 | 11 |  |  |  | No | R-410A | 2.65 | Residential & Commercial | Ducted CEE Tier 1
213353862 | Central HP <5.4 tons | KEEPRITE | HRCU-A-CB (Split System: Heat Pump with Remote Outdoor Unit-Air-Source) | DLCURAH36ABK |  |  | F5MA4*42L*C* |  | 37200 | 16 | 9 | 38500 | 35000 | 90.91% | 2.04 | 0 | 10 |  |  |  | No | R-410A | 3.1 | Residential & Commercial | Ducted CEE Tier 1
214569551 | Central HP <5.4 tons | BRYANT HEATING AND COOLING SYSTEMS | HRCU-A-CB (Split System: Heat Pump with Remote Outdoor Unit-Air-Source) | 284ANV036*0**B* |  |  | CAP**4321AL*+UI | 935CB60080C21*** | 34400 | 19 | 9.5 | 36400 | 25600 | 70.33% | 2.04 | 0 | 12 |  |  |  | No | R-410A | 2.8667 | Residential & Commercial | Ducted CEE Tier 1
214569569 | Central HP <5.4 tons | BRYANT HEATING AND COOLING SYSTEMS | HRCU-A-CB (Split System: Heat Pump with Remote Outdoor Unit-Air-Source) | 284ANV036*0**B* |  |  | CAP**4821AL*+UI | 987MC60080C21*** | 33800 | 19 | 9.5 | 36600 | 25800 | 70.49% | 2.04 | 0 | 12 |  |  |  | No | R-410A | 2.8167 | Residential & Commercial | Ducted CEE Tier 1
214606484 | Central HP <5.4 tons | LUXAIRE | HRCU-A-C (Split System: Heat Pump with Remote Outdoor Unit with No Indoor Fan --Air Source) | HH824E2S11 |  |  | CTM30B5ACS1 |  | 23000 | 15.2 | 8.5 | 23000 | 17400 | 75.65% | 2 | 0 | 11 |  |  |  | No | R-454B | 1.9167 | Residential & Commercial | Ducted CEE Tier 1
214609127 | Central HP <5.4 tons | LUXAIRE | HRCU-A-CB (Split System: Heat Pump with Remote Outdoor Unit-Air-Source) | HH824E2S11 |  |  | CTF30A5ADS1 | Z9ES026A08SMPS1 | 23000 | 18 | 9 | 23000 | 18100 | 78.7% | 2 | 0 | 12 |  |  |  | No | R-454B | 1.9167 | Residential & Commercial | Ducted CEE Tier 1
213773823 | Central HP <5.4 tons | KENMORE | HRCU-A-CB (Split System: Heat Pump with Remote Outdoor Unit-Air-Source) | (C,H,T)VH825GKA3* |  |  | EA*4X48L24A*+WALLCON | *80CTL1102120B* | 24200 | 17 | 8.1 | 21000 | 16500 | 78.57% | 2.02 | 0 | 11 |  |  |  | No | R-410A | 2.0167 | Residential & Commercial | Ducted CEE Tier 1
213773843 | Central HP <5.4 tons | KENMORE | HRCU-A-CB (Split System: Heat Pump with Remote Outdoor Unit-Air-Source) | (C,H,T)VH825GKA3* |  |  | EA*4X48L24A*+WALLCON | *97CMN1002122B* | 24200 | 16.5 | 8.1 | 21000 | 16500 | 78.57% | 2.02 | 0 | 11 |  |  |  | No | R-410A | 2.0167 | Residential & Commercial | Ducted CEE Tier 1
214569647 | Central HP <5.4 tons | BRYANT HEATING AND COOLING SYSTEMS | HRCU-A-CB (Split System: Heat Pump with Remote Outdoor Unit-Air-Source) | 284ANV036*0**B* |  |  | CSPH*4812AL*+UI | 935CB60080C21*** | 34000 | 18.5 | 9 | 36600 | 25800 | 70.49% | 2.04 | 0 | 11.5 |  |  |  | No | R-410A | 2.8333 | Residential & Commercial | Ducted CEE Tier 1
214569681 | Central HP <5.4 tons | BRYANT HEATING AND COOLING SYSTEMS | HRCU-A-CB (Split System: Heat Pump with Remote Outdoor Unit-Air-Source) | 284ANV036*0**B* |  |  | CNPV*4821AL*+UI | 987MC60080C21*** | 33800 | 19.5 | 9 | 36800 | 26000 | 70.65% | 2.04 | 0 | 12.5 |  |  |  | No | R-410A | 2.8167 | Residential & Commercial | Ducted CEE Tier 1
214569583 | Central HP <5.4 tons | BRYANT HEATING AND COOLING SYSTEMS | HRCU-A-CB (Split System: Heat Pump with Remote Outdoor Unit-Air-Source) | 284ANV036*0**B* |  |  | CAP**4824AL*+UI | 986TD60080C21*** | 33800 | 19.5 | 9.5 | 36400 | 25600 | 70.33% | 2.04 | 0 | 12 |  |  |  | No | R-410A | 2.8167 | Residential & Commercial | Ducted CEE Tier 1
214569633 | Central HP <5.4 tons | BRYANT HEATING AND COOLING SYSTEMS | HRCU-A-CB (Split System: Heat Pump with Remote Outdoor Unit-Air-Source) | 284ANV036*0**B* |  |  | CSPH*4212AL*+UI | 88*TB60070C21*** | 34000 | 18.5 | 9 | 36600 | 26000 | 71.04% | 2.04 | 0 | 11.5 |  |  |  | No | R-410A | 2.8333 | Residential & Commercial | Ducted CEE Tier 1
214569667 | Central HP <5.4 tons | BRYANT HEATING AND COOLING SYSTEMS | HRCU-A-CB (Split System: Heat Pump with Remote Outdoor Unit-Air-Source) | 284ANV036*0**B* |  |  | CSPH*6012AL*+UI | 986TD60080C21*** | 34600 | 19 | 9 | 36000 | 25200 | 70% | 2.04 | 0 | 12 |  |  |  | No | R-410A | 2.8833 | Residential & Commercial | Ducted CEE Tier 1
214569685 | Central HP <5.4 tons | BRYANT HEATING AND COOLING SYSTEMS | HRCU-A-CB (Split System: Heat Pump with Remote Outdoor Unit-Air-Source) | 284ANV036*0**B* |  |  | CNPV*4824AL*+UI | 88*TB60070C21*** | 33800 | 19.5 | 9 | 36800 | 26000 | 70.65% | 2.04 | 0 | 12.5 |  |  |  | No | R-410A | 2.8167 | Residential & Commercial | Ducted CEE Tier 1
213072274 | Central HP <5.4 tons | ACIQ | HRCU-A-CB (Split System: Heat Pump with Remote Outdoor Unit-Air-Source) | DLCURAH18ABK |  |  | EN(A,D)4X18L14** | *80ES(N,L)0451412A* | 17800 | 15.5 | 8.5 | 18900 | 19200 | 101.6% | 2.3 | 0 | 10.5 |  |  |  | No | R-410A | 1.4833 | Residential & Commercial | Ducted CEE Tier 1
213072297 | Central HP <5.4 tons | ACIQ | HRCU-A-CB (Split System: Heat Pump with Remote Outdoor Unit-Air-Source) | DLCURAH18ABK |  |  | EN(A,D)4X24L17** | *95ESU0401712A* | 17600 | 16 | 8.5 | 18500 | 18800 | 101.6% | 2.26 | 0 | 11 |  |  |  | No | R-410A | 1.4667 | Residential & Commercial | Ducted CEE Tier 1
213072306 | Central HP <5.4 tons | ACIQ | HRCU-A-CB (Split System: Heat Pump with Remote Outdoor Unit-Air-Source) | DLCURAH18ABK |  |  | EN(A,D)4X24L17** | *95ESN0401410A* | 17800 | 15.5 | 8.5 | 18700 | 18800 | 100.5% | 2.26 | 0 | 10.5 |  |  |  | No | R-410A | 1.4833 | Residential & Commercial | Ducted CEE Tier 1
213062455 | Central HP <5.4 tons | ACIQ | HRCU-A-CB (Split System: Heat Pump with Remote Outdoor Unit-Air-Source) | HVH837GKA** |  |  | EA*4X36L21A*+WALLCON | *80CTL0701716A* | 31400 | 17 | 8.1 | 33400 | 24400 | 73.05% | 1.84 | 11.5 | 11 |  |  |  | No | R-410A | 2.6167 | Residential & Commercial | Ducted CEE Tier 1
213062503 | Central HP <5.4 tons | ACIQ | HRCU-A-CB (Split System: Heat Pump with Remote Outdoor Unit-Air-Source) | HVH837GKA** |  |  | EHD4X42AAL+WALLCON | *80CTL0902120A* | 32400 | 16.5 | 8.1 | 33200 | 24800 | 74.7% | 1.96 | 12 | 11 |  |  |  | No | R-410A | 2.7 | Residential & Commercial | Ducted CEE Tier 1
213062505 | Central HP <5.4 tons | ACIQ | HRCU-A-CB (Split System: Heat Pump with Remote Outdoor Unit-Air-Source) | HVH837GKA** |  |  | EHD4X42AAL+WALLCON | *96CTN1202422A* | 32600 | 17 | 8.1 | 33000 | 24800 | 75.15% | 1.96 | 11 | 11 |  |  |  | No | R-410A | 2.7167 | Residential & Commercial | Ducted CEE Tier 1
213062512 | Central HP <5.4 tons | ACIQ | HRCU-A-CB (Split System: Heat Pump with Remote Outdoor Unit-Air-Source) | HVH837GKA** |  |  | EHD4X48AAL+WALLCON | *80CTL0701716A* | 32600 | 17 | 8.1 | 33200 | 25000 | 75.3% | 1.96 | 11.5 | 11 |  |  |  | No | R-410A | 2.7167 | Residential & Commercial | Ducted CEE Tier 1
214569381 | Central HP <5.4 tons | BRYANT HEATING AND COOLING SYSTEMS | HRCU-A-CB (Split System: Heat Pump with Remote Outdoor Unit-Air-Source) | 284ANV024*0**B* |  |  | CNPV*3621AL*+UI | 88*TB60070C21*** | 23200 | 20 | 10 | 26600 | 19900 | 74.81% | 2.4 | 0 | 13 |  |  |  | No | R-410A | 1.9333 | Residential & Commercial | Ducted CEE Tier 1
214569333 | Central HP <5.4 tons | BRYANT HEATING AND COOLING SYSTEMS | HRCU-A-CB (Split System: Heat Pump with Remote Outdoor Unit-Air-Source) | 284ANV024*0**B* |  |  | CAP**4221AL*+UI | 88*TB60070C21*** | 23400 | 20.5 | 10.5 | 26600 | 19700 | 74.06% | 2.46 | 0 | 13 |  |  |  | No | R-410A | 1.95 | Residential & Commercial | Ducted CEE Tier 1
214569335 | Central HP <5.4 tons | BRYANT HEATING AND COOLING SYSTEMS | HRCU-A-CB (Split System: Heat Pump with Remote Outdoor Unit-Air-Source) | 284ANV024*0**B* |  |  | CAP**4221AL*+UI | 935CB60080C21*** | 23400 | 20.5 | 10.5 | 26600 | 19800 | 74.44% | 2.46 | 0 | 13 |  |  |  | No | R-410A | 1.95 | Residential & Commercial | Ducted CEE Tier 1
214719978 | Central HP <5.4 tons | FRASER-JOHNSTON | HRCU-A-CB (Split System: Heat Pump with Remote Outdoor Unit-Air-Source) | HH860E2S11 |  |  | CTU60C5XGS1+TXV | TM9E100C16MP12 | 44500 | 18 | 9 | 46000 | 34400 | 74.78% | 2 | 0 | 11 |  |  |  | No | R-454B | 3.7083 | Residential & Commercial | Ducted CEE Tier 1
214720208 | Central HP <5.4 tons | FRASER-JOHNSTON | HRCU-A-CB (Split System: Heat Pump with Remote Outdoor Unit-Air-Source) | HH860E2S11 |  |  | CTU60C5XGS1+TXV | Z9ES100C16SMPS1 | 45500 | 18 | 9 | 46500 | 34200 | 73.55% | 2 | 0 | 11 |  |  |  | No | R-454B | 3.7917 | Residential & Commercial | Ducted CEE Tier 1
214720126 | Central HP <5.4 tons | FRASER-JOHNSTON | HRCU-A-CB (Split System: Heat Pump with Remote Outdoor Unit-Air-Source) | HH860E2S11 |  |  | CTU60C5XGS1+TXV | TMLE120C20MP11 | 44500 | 17 | 9 | 45000 | 33600 | 74.67% | 2 | 0 | 11.7 |  |  |  | No | R-454B | 3.7083 | Residential & Commercial | Ducted CEE Tier 1
214833519 | Central HP <5.4 tons | FRASER-JOHNSTON | HRCU-A-CB (Split System: Heat Pump with Remote Outdoor Unit-Air-Source) | HH860E2S11 |  |  | JSC60D5CJ2SS1 |  | 54500 | 19 | 9 | 56500 | 40000 | 70.8% | 2 | 0 | 11 |  |  |  | No | R-454B | 4.5417 | Residential & Commercial | Ducted CEE Tier 1
214396741 | Central HP <5.4 tons | LUXAIRE | HRCU-A-CB (Split System: Heat Pump with Remote Outdoor Unit-Air-Source) | HH860E2S11 |  |  | CTF60D5CHS1+JME18D2SN1 |  | 54000 | 19 | 9 | 53500 | 38500 | 71.96% | 2 | 0 | 12 |  |  |  | No | R-454B | 4.5 | Residential & Commercial | Ducted CEE Tier 1
214396306 | Central HP <5.4 tons | LUXAIRE | HRCU-A-CB (Split System: Heat Pump with Remote Outdoor Unit-Air-Source) | HH860E2S11 |  |  | CTF60C5CHS1 | TP9C100C20MP13 | 53000 | 19 | 8.5 | 53500 | 38500 | 71.96% | 2 | 0 | 11 |  |  |  | No | R-454B | 4.4167 | Residential & Commercial | Ducted CEE Tier 1
214809203 | Central HP <5.4 tons | FRASER-JOHNSTON | HRCU-A-CB (Split System: Heat Pump with Remote Outdoor Unit-Air-Source) | HH860E2S11 |  |  | CTU60C5XGS1+TXV | TM8Y100C20MP11 | 44500 | 18 | 9 | 45000 | 33800 | 75.11% | 2 | 0 | 11.7 |  |  |  | No | R-454B | 3.7083 | Residential & Commercial | Ducted CEE Tier 1
216374575 | Central HP <5.4 tons | LUXAIRE | HRCU-A-CB (Split System: Heat Pump with Remote Outdoor Unit-Air-Source) | HH860E2S11 |  |  | CTF60C5CHS1 | Z9ET100C20SMPS1 | 53500 | 19 | 8.5 | 54000 | 39000 | 72.22% | 2 | 0 | 11 |  |  |  | No | R-454B | 4.4583 | Residential & Commercial | Ducted CEE Tier 1
214075276 | Central HP <5.4 tons | RHEEM | HRCU-A-CB (Split System: Heat Pump with Remote Outdoor Unit-Air-Source) | RD17AZ60AJ3N |  |  | RCFZ6024STANM | R802V1255A24DZ | 55500 | 18 | 8.1 | 53500 | 49000 | 91.59% | 1.75 | 0 | 10 |  |  |  | No | R-410A | 4.625 | Residential & Commercial | Ducted CEE Tier 1
214075360 | Central HP <5.4 tons | RHEEM | HRCU-A-CB (Split System: Heat Pump with Remote Outdoor Unit-Air-Source) | RD17AZ60AJ3N |  |  | RCFZ6024STANM | R962V0855A21M4S | 55000 | 17 | 8.1 | 54000 | 49500 | 91.67% | 1.75 | 0 | 10 |  |  |  | No | R-410A | 4.5833 | Residential & Commercial | Ducted CEE Tier 1
214075373 | Central HP <5.4 tons | RHEEM | HRCU-A-CB (Split System: Heat Pump with Remote Outdoor Unit-Air-Source) | RD17AZ60AJ3N |  |  | RCFZ6024STANM | R98MV0855A21UPS | 55000 | 18 | 8.1 | 54000 | 49500 | 91.67% | 1.75 | 0 | 10 |  |  |  | No | R-410A | 4.5833 | Residential & Commercial | Ducted CEE Tier 1
214075389 | Central HP <5.4 tons | RHEEM | HRCU-A-CB (Split System: Heat Pump with Remote Outdoor Unit-Air-Source) | RD17AZ60AJ3N |  |  | RCFZ6024STANM | R97MV0855A21DHS | 55000 | 18 | 8.1 | 54000 | 49500 | 91.67% | 1.75 | 0 | 10 |  |  |  | No | R-410A | 4.5833 | Residential & Commercial | Ducted CEE Tier 1
212978247 | Central HP <5.4 tons | BRYANT HEATING AND COOLING SYSTEMS | HRCU-A-CB (Split System: Heat Pump with Remote Outdoor Unit-Air-Source) | 38MURAQ18AB3* |  |  | CAP**2417AL* | 8(0,1)*SB36070M14*** | 17600 | 16.5 | 8.5 | 18500 | 19400 | 104.9% | 2.34 | 0 | 10.5 |  |  |  | No | R-410A | 1.4667 | Residential & Commercial | Ducted CEE Tier 1
216374627 | Central HP <5.4 tons | LUXAIRE | HRCU-A-CB (Split System: Heat Pump with Remote Outdoor Unit-Air-Source) | HH836E2S11 |  |  | CTF36C5CDS1 | Z9ET100C16SMPS1 | 33000 | 18 | 8.5 | 30200 | 23000 | 76.16% | 2 | 0 | 11.7 |  |  |  | No | R-454B | 2.75 | Residential & Commercial | Ducted CEE Tier 1
214569351 | Central HP <5.4 tons | BRYANT HEATING AND COOLING SYSTEMS | HRCU-A-CB (Split System: Heat Pump with Remote Outdoor Unit-Air-Source) | 284ANV024*0**B* |  |  | CAP**4321AL*+UI | 935CB60080C21*** | 24200 | 20.5 | 11 | 26400 | 19700 | 74.62% | 2.56 | 0 | 13 |  |  |  | No | R-410A | 2.0167 | Residential & Commercial | Ducted CEE Tier 1
214569383 | Central HP <5.4 tons | BRYANT HEATING AND COOLING SYSTEMS | HRCU-A-CB (Split System: Heat Pump with Remote Outdoor Unit-Air-Source) | 284ANV024*0**B* |  |  | CNPV*3621AL*+UI | 935CB60080C21*** | 23200 | 20 | 10 | 26800 | 19900 | 74.25% | 2.38 | 0 | 13 |  |  |  | No | R-410A | 1.9333 | Residential & Commercial | Ducted CEE Tier 1
214609211 | Central HP <5.4 tons | LUXAIRE | HRCU-A-CB (Split System: Heat Pump with Remote Outdoor Unit-Air-Source) | HH824E2S11 |  |  | CTF30B5ACS1 | Z9ES080B12SMPS1 | 23000 | 17 | 9.5 | 23000 | 18400 | 80% | 2 | 0 | 12 |  |  |  | No | R-454B | 1.9167 | Residential & Commercial | Ducted CEE Tier 1
213062580 | Central HP <5.4 tons | ACIQ | HRCU-A-CB (Split System: Heat Pump with Remote Outdoor Unit-Air-Source) | HVH825GKA2* |  |  | EA*4X24L17A*+WALLCON | *80CTL0701412A* | 23400 | 17 | 8.1 | 22000 | 16700 | 75.91% | 1.9 | 11 | 11 |  |  |  | No | R-410A | 1.95 | Residential & Commercial | Ducted CEE Tier 1
213062723 | Central HP <5.4 tons | ACIQ | HRCU-A-CB (Split System: Heat Pump with Remote Outdoor Unit-Air-Source) | HVH825GKA2* |  |  | EA*4X25L17A*+WALLCON | *80CSU0601716A* | 24400 | 16.5 | 8.1 | 21200 | 16700 | 78.77% | 2.02 | 11.5 | 11 |  |  |  | No | R-410A | 2.0333 | Residential & Commercial | Ducted CEE Tier 1
214097643 | Central HP <5.4 tons | RHEEM | HRCU-A-CB (Split System: Heat Pump with Remote Outdoor Unit-Air-Source) | RD17AZ48AJ3N |  |  | RCFZ6024SEANM | R962V0705A21M4S | 45500 | 16 | 8.1 | 45500 | 40500 | 89.01% | 2.1 | 0 | 10 |  |  |  | No | R-410A | 3.7917 | Residential & Commercial | Ducted CEE Tier 1
214097657 | Central HP <5.4 tons | RHEEM | HRCU-A-CB (Split System: Heat Pump with Remote Outdoor Unit-Air-Source) | RD17AZ48AJ3N |  |  | RCFZ6024SEANM | R921V1005A21M4S | 45500 | 16 | 8.1 | 45500 | 40500 | 89.01% | 2.1 | 0 | 10 |  |  |  | No | R-410A | 3.7917 | Residential & Commercial | Ducted CEE Tier 1
214097666 | Central HP <5.4 tons | RHEEM | HRCU-A-CB (Split System: Heat Pump with Remote Outdoor Unit-Air-Source) | RD17AZ48AJ3N |  |  | RCFZ6024SEANM | R802VA075421Z | 45500 | 17 | 8.1 | 45500 | 40000 | 87.91% | 2.1 | 0 | 10 |  |  |  | No | R-410A | 3.7917 | Residential & Commercial | Ducted CEE Tier 1
212978091 | Central HP <5.4 tons | BRYANT HEATING AND COOLING SYSTEMS | HRCU-A-CB (Split System: Heat Pump with Remote Outdoor Unit-Air-Source) | 38MURAQ24AB3* |  |  | CAP**2417AL* | 8(0,1)*SB36070M14*** | 23400 | 17 | 9 | 26800 | 26400 | 98.51% | 2.24 | 0 | 10 |  |  |  | No | R-410A | 1.95 | Residential & Commercial | Ducted CEE Tier 1
213062814 | Central HP <5.4 tons | ACIQ | HRCU-A-CB (Split System: Heat Pump with Remote Outdoor Unit-Air-Source) | HVH837GKA** |  |  | EHD4X36AAL+WALLCON | *95CSU1002122A* | 32200 | 16.5 | 8.1 | 33200 | 24600 | 74.1% | 1.94 | 11.5 | 11 |  |  |  | No | R-410A | 2.6833 | Residential & Commercial | Ducted CEE Tier 1
213062916 | Central HP <5.4 tons | ACIQ | HRCU-A-CB (Split System: Heat Pump with Remote Outdoor Unit-Air-Source) | HVH825GKA3* |  |  | EA*4X24L14A*+WALLCON | *80CTL0701412A* | 23400 | 17 | 8.1 | 22000 | 16800 | 76.36% | 1.9 | 11 | 10.5 |  |  |  | No | R-410A | 1.95 | Residential & Commercial | Ducted CEE Tier 1
213062937 | Central HP <5.4 tons | ACIQ | HRCU-A-CB (Split System: Heat Pump with Remote Outdoor Unit-Air-Source) | HVH825GKA3* |  |  | EA*4X30L17A*+WALLCON | *97CMN0601714A* | 23200 | 16 | 8.1 | 21600 | 16900 | 78.24% | 1.9 | 11 | 10.5 |  |  |  | No | R-410A | 1.9333 | Residential & Commercial | Ducted CEE Tier 1
213062957 | Central HP <5.4 tons | ACIQ | HRCU-A-CB (Split System: Heat Pump with Remote Outdoor Unit-Air-Source) | HVH825GKA3* |  |  | EA*4X36L21A*+WALLCON | *80CTL0901716A* | 23600 | 17.5 | 8.1 | 21400 | 16600 | 77.57% | 1.96 | 11 | 11 |  |  |  | No | R-410A | 1.9667 | Residential & Commercial | Ducted CEE Tier 1
213063055 | Central HP <5.4 tons | ACIQ | HRCU-A-CB (Split System: Heat Pump with Remote Outdoor Unit-Air-Source) | HVH825GKA3* |  |  | EA*4X24L17A*+WALLCON | *80CSU0601716A* | 23200 | 16.5 | 8.1 | 22000 | 16800 | 76.36% | 1.88 | 11 | 10.5 |  |  |  | No | R-410A | 1.9333 | Residential & Commercial | Ducted CEE Tier 1
211259943 | Central HP <5.4 tons | SMART COMFORT | HRCU-A-CB (Split System: Heat Pump with Remote Outdoor Unit-Air-Source) | DLCURAH18ABK |  |  | EA*4X19L17A* | *92ESN0601412A* | 18700 | 16.5 | 8.5 | 18600 | 17500 | 94.09% | 2.14 | 0 | 11 |  |  |  | No | R-410A | 1.5583 | Residential & Commercial | Ducted CEE Tier 1
214569375 | Central HP <5.4 tons | BRYANT HEATING AND COOLING SYSTEMS | HRCU-A-CB (Split System: Heat Pump with Remote Outdoor Unit-Air-Source) | 284ANV024*0**B* |  |  | CSPH*4212AL*+UI | 935CB60080C21*** | 23800 | 19.5 | 10.5 | 26600 | 19700 | 74.06% | 2.52 | 0 | 13 |  |  |  | No | R-410A | 1.9833 | Residential & Commercial | Ducted CEE Tier 1
214595070 | Central HP <5.4 tons | LUXAIRE | HRCU-A-CB (Split System: Heat Pump with Remote Outdoor Unit-Air-Source) | HH836E2S11 |  |  | CTM48C5CFS1 | Z8ES120C20SMPS1 | 34200 | 19 | 9 | 32000 | 25400 | 79.38% | 2 | 0 | 11 |  |  |  | No | R-454B | 2.85 | Residential & Commercial | Ducted CEE Tier 1
214398623 | Central HP <5.4 tons | LUXAIRE | HRCU-A-CB (Split System: Heat Pump with Remote Outdoor Unit-Air-Source) | HH836E2S11 |  |  | CTF48C5CFS1 | TM8Y080C16MP11 | 33200 | 19 | 9 | 31400 | 25000 | 79.62% | 2 | 0 | 11 |  |  |  | No | R-454B | 2.7667 | Residential & Commercial | Ducted CEE Tier 1
212977635 | Central HP <5.4 tons | BRYANT HEATING AND COOLING SYSTEMS | HRCU-A-CB (Split System: Heat Pump with Remote Outdoor Unit-Air-Source) | 38MURAQ24AB3* |  |  | CAP**3717AL* | 8(0,1)*SB36045M14*** | 24200 | 17 | 8.5 | 25200 | 22000 | 87.3% | 1.84 | 0 | 10 |  |  |  | No | R-410A | 2.0167 | Residential & Commercial | Ducted CEE Tier 1
213063096 | Central HP <5.4 tons | ACIQ | HRCU-A-CB (Split System: Heat Pump with Remote Outdoor Unit-Air-Source) | HVH825GKA3* |  |  | EA*4X37L21A*+WALLCON | *95CSU0601716A* | 24400 | 16.5 | 8.1 | 21400 | 16700 | 78.04% | 2.02 | 11.5 | 10.5 |  |  |  | No | R-410A | 2.0333 | Residential & Commercial | Ducted CEE Tier 1
213063098 | Central HP <5.4 tons | ACIQ | HRCU-A-CB (Split System: Heat Pump with Remote Outdoor Unit-Air-Source) | HVH825GKA3* |  |  | EA*4X37L21A*+WALLCON | *95CSU1002122A* | 24400 | 17 | 8.5 | 21200 | 16600 | 78.3% | 2.04 | 11.5 | 11 |  |  |  | No | R-410A | 2.0333 | Residential & Commercial | Ducted CEE Tier 1
213067303 | Central HP <5.4 tons | ACIQ | HRCU-A-CB (Split System: Heat Pump with Remote Outdoor Unit-Air-Source) | HVH825GKA3* |  |  | EA*4X43L21A*+WALLCON | *95CSU0802120A* | 24400 | 17 | 8.5 | 21200 | 16600 | 78.3% | 2.04 | 0 | 11 |  |  |  | No | R-410A | 2.0333 | Residential & Commercial | Ducted CEE Tier 1
213067369 | Central HP <5.4 tons | ACIQ | HRCU-A-CB (Split System: Heat Pump with Remote Outdoor Unit-Air-Source) | HVH825GKA3* |  |  | EN(A,D,W)4X48L21**+WALLCON | *95CSU0601716A* | 24000 | 16.5 | 8.1 | 21400 | 16700 | 78.04% | 2 | 0 | 11 |  |  |  | No | R-410A | 2 | Residential & Commercial | Ducted CEE Tier 1
213079185 | Central HP <5.4 tons | KEEPRITE | HRCU-A-CB (Split System: Heat Pump with Remote Outdoor Unit-Air-Source) | DLCURAH36ABK |  |  | EN(A,D,W)4X48L21** | *80MSU0601716A* | 35800 | 16.5 | 8.1 | 38500 | 34800 | 90.39% | 2 | 0 | 10 |  |  |  | No | R-410A | 2.9833 | Residential & Commercial | Ducted CEE Tier 1
214569419 | Central HP <5.4 tons | BRYANT HEATING AND COOLING SYSTEMS | HRCU-A-CB (Split System: Heat Pump with Remote Outdoor Unit-Air-Source) | 284ANV048*0**B* |  |  | CAP**4824AL*+UI | 986TD60080C21*** | 44000 | 21 | 9.5 | 46500 | 36200 | 77.85% | 2.28 | 0 | 11.5 |  |  |  | No | R-410A | 3.6667 | Residential & Commercial | Ducted CEE Tier 1
214569449 | Central HP <5.4 tons | BRYANT HEATING AND COOLING SYSTEMS | HRCU-A-CB (Split System: Heat Pump with Remote Outdoor Unit-Air-Source) | 284ANV048*0**B* |  |  | CAP**6124AL*+UI | 935CB66100C21*** | 45500 | 21.5 | 10 | 46000 | 36200 | 78.7% | 2.38 | 0 | 12 |  |  |  | No | R-410A | 3.7917 | Residential & Commercial | Ducted CEE Tier 1
214569467 | Central HP <5.4 tons | BRYANT HEATING AND COOLING SYSTEMS | HRCU-A-CB (Split System: Heat Pump with Remote Outdoor Unit-Air-Source) | 284ANV048*0**B* |  |  | CSPH*4812AL*+UI | 986TD60080C21*** | 44500 | 20.5 | 9.5 | 46500 | 36400 | 78.28% | 2.22 | 0 | 11.5 |  |  |  | No | R-410A | 3.7083 | Residential & Commercial | Ducted CEE Tier 1
214569483 | Central HP <5.4 tons | BRYANT HEATING AND COOLING SYSTEMS | HRCU-A-CB (Split System: Heat Pump with Remote Outdoor Unit-Air-Source) | 284ANV048*0**B* |  |  | CNPV*4821AL*+UI | 935CB60080C21*** | 43500 | 20.5 | 9 | 46500 | 36600 | 78.71% | 2.16 | 0 | 11.5 |  |  |  | No | R-410A | 3.625 | Residential & Commercial | Ducted CEE Tier 1
213078849 | Central HP <5.4 tons | KEEPRITE | HRCU-A-CB (Split System: Heat Pump with Remote Outdoor Unit-Air-Source) | DLCURAH36ABK |  |  | EA*4X37L17A* | *80MSU1002120A* | 36000 | 15.5 | 8.5 | 38500 | 35000 | 90.91% | 2 | 0 | 10 |  |  |  | No | R-410A | 3 | Residential & Commercial | Ducted CEE Tier 1
213077697 | Central HP <5.4 tons | KEEPRITE | HRCU-A-CB (Split System: Heat Pump with Remote Outdoor Unit-Air-Source) | DLCURAH36ABK |  |  | EN(A,D)4X48L24** | *96VTN1002120B* | 36000 | 16.5 | 8.1 | 38500 | 35000 | 90.91% | 2 | 0 | 10 |  |  |  | No | R-410A | 3 | Residential & Commercial | Ducted CEE Tier 1
213067494 | Central HP <5.4 tons | ACIQ | HRCU-A-CB (Split System: Heat Pump with Remote Outdoor Unit-Air-Source) | HVH825GKA2* |  |  | EA*4X42L21A*+WALLCON | *80CTL0451712A* | 23600 | 16.5 | 8.1 | 21600 | 16800 | 77.78% | 1.94 | 0 | 10.5 |  |  |  | No | R-410A | 1.9667 | Residential & Commercial | Ducted CEE Tier 1
213067503 | Central HP <5.4 tons | ACIQ | HRCU-A-CB (Split System: Heat Pump with Remote Outdoor Unit-Air-Source) | HVH825GKA2* |  |  | EA*4X42L21A*+WALLCON | *97CMN0601714A* | 23600 | 16 | 8.1 | 21600 | 16800 | 77.78% | 1.94 | 0 | 10.5 |  |  |  | No | R-410A | 1.9667 | Residential & Commercial | Ducted CEE Tier 1
213067517 | Central HP <5.4 tons | ACIQ | HRCU-A-CB (Split System: Heat Pump with Remote Outdoor Unit-Air-Source) | HVH825GKA2* |  |  | EA*4X43L21A*+WALLCON | *80CSU0601716A* | 24400 | 17 | 8.5 | 21200 | 16600 | 78.3% | 2.02 | 0 | 11 |  |  |  | No | R-410A | 2.0333 | Residential & Commercial | Ducted CEE Tier 1
213067526 | Central HP <5.4 tons | ACIQ | HRCU-A-CB (Split System: Heat Pump with Remote Outdoor Unit-Air-Source) | HVH825GKA2* |  |  | EA*4X43L21A*+WALLCON | *96CTN1002122A* | 24400 | 16.5 | 8.5 | 21200 | 16600 | 78.3% | 2.04 | 0 | 11 |  |  |  | No | R-410A | 2.0333 | Residential & Commercial | Ducted CEE Tier 1
213067542 | Central HP <5.4 tons | ACIQ | HRCU-A-CB (Split System: Heat Pump with Remote Outdoor Unit-Air-Source) | HVH825GKA2* |  |  | EA*4X48L21A*+WALLCON | *96CTN1002122A* | 24000 | 16.5 | 8.1 | 21000 | 16500 | 78.57% | 2.02 | 0 | 11 |  |  |  | No | R-410A | 2 | Residential & Commercial | Ducted CEE Tier 1
213067544 | Central HP <5.4 tons | ACIQ | HRCU-A-CB (Split System: Heat Pump with Remote Outdoor Unit-Air-Source) | HVH825GKA2* |  |  | EA*4X48L21A*+WALLCON | *97CMN0602120A* | 24000 | 16.5 | 8.1 | 21000 | 16600 | 79.05% | 2 | 0 | 11 |  |  |  | No | R-410A | 2 | Residential & Commercial | Ducted CEE Tier 1
213067569 | Central HP <5.4 tons | ACIQ | HRCU-A-CB (Split System: Heat Pump with Remote Outdoor Unit-Air-Source) | HVH825GKA2* |  |  | EHD4X42AAL+WALLCON | *96CTN1002122A* | 24200 | 16 | 8.1 | 21400 | 16600 | 77.57% | 2 | 0 | 10.5 |  |  |  | No | R-410A | 2.0167 | Residential & Commercial | Ducted CEE Tier 1
215936781 | Central HP <5.4 tons | KEEPRITE | HRCU-A-CB (Split System: Heat Pump with Remote Outdoor Unit-Air-Source) | C5H3V36*K*AAA* |  |  | EVD5X60M24A*+WALLCON | *80CTL1352422B* | 35600 | 22 | 8.5 | 38000 | 28400 | 74.74% | 2.04 | 0 | 12.5 |  |  |  | No | R-454B | 2.9667 | Residential & Commercial | Ducted CEE Tier 1
215936581 | Central HP <5.4 tons | KEEPRITE | HRCU-A-CB (Split System: Heat Pump with Remote Outdoor Unit-Air-Source) | C5H3V36*K*AAA* |  |  | EVD5X60M21A*+WALLCON | *80CSU1002120A* | 35600 | 21.5 | 8.5 | 38000 | 28600 | 75.26% | 2.02 | 0 | 12 |  |  |  | No | R-454B | 2.9667 | Residential & Commercial | Ducted CEE Tier 1
215936381 | Central HP <5.4 tons | KEEPRITE | HRCU-A-CB (Split System: Heat Pump with Remote Outdoor Unit-Air-Source) | C5H3V36*K*AAA* |  |  | EVD5X48M24A*+WALLCON | *97CMN0802120B* | 35000 | 21 | 8.5 | 38500 | 28400 | 73.77% | 2.04 | 0 | 12 |  |  |  | No | R-454B | 2.9167 | Residential & Commercial | Ducted CEE Tier 1
215936111 | Central HP <5.4 tons | KEEPRITE | HRCU-A-CB (Split System: Heat Pump with Remote Outdoor Unit-Air-Source) | C5H3V36*K*AAA* |  |  | EVD5X42M21A*+WALLCON | *97CMN1002122B* | 34400 | 21 | 8.5 | 38500 | 28000 | 72.73% | 2.06 | 0 | 12 |  |  |  | No | R-454B | 2.8667 | Residential & Commercial | Ducted CEE Tier 1
213078483 | Central HP <5.4 tons | KEEPRITE | HRCU-A-CB (Split System: Heat Pump with Remote Outdoor Unit-Air-Source) | DLCURAH36ABK |  |  | EN(A,D)4X48L24** | *80MS(N,L)0902116A* | 35800 | 16.5 | 8.1 | 38500 | 34800 | 90.39% | 2 | 0 | 10 |  |  |  | No | R-410A | 2.9833 | Residential & Commercial | Ducted CEE Tier 1
213077645 | Central HP <5.4 tons | KEEPRITE | HRCU-A-CB (Split System: Heat Pump with Remote Outdoor Unit-Air-Source) | DLCURAH36ABK |  |  | EA*4X43L21A* | *96VTN1002120B* | 36200 | 16.5 | 8.5 | 38000 | 34800 | 91.58% | 2.04 | 0 | 10 |  |  |  | No | R-410A | 3.0167 | Residential & Commercial | Ducted CEE Tier 1
213077470 | Central HP <5.4 tons | KEEPRITE | HRCU-A-CB (Split System: Heat Pump with Remote Outdoor Unit-Air-Source) | DLCURAH36ABK |  |  | EN(A,D,W)4X48L21** | *96VTN0801716B* | 35600 | 16 | 8.1 | 38500 | 35000 | 90.91% | 1.98 | 0 | 10 |  |  |  | No | R-410A | 2.9667 | Residential & Commercial | Ducted CEE Tier 1
213077570 | Central HP <5.4 tons | KEEPRITE | HRCU-A-CB (Split System: Heat Pump with Remote Outdoor Unit-Air-Source) | DLCURAH36ABK |  |  | EN(A,D,W)4X48L21** | *96VTN0802120B* | 35600 | 16.5 | 8.1 | 38500 | 34800 | 90.39% | 1.98 | 0 | 10 |  |  |  | No | R-410A | 2.9667 | Residential & Commercial | Ducted CEE Tier 1
213069280 | Central HP <5.4 tons | ACIQ | HRCU-A-CB (Split System: Heat Pump with Remote Outdoor Unit-Air-Source) | DLCURAH36ABK |  |  | EA*4X37L21A* | *80ES(N,L)1102120A* | 37000 | 15.5 | 8.5 | 38500 | 34800 | 90.39% | 2.12 | 0 | 10 |  |  |  | No | R-410A | 3.0833 | Residential & Commercial | Ducted CEE Tier 1
213069400 | Central HP <5.4 tons | ACIQ | HRCU-A-CB (Split System: Heat Pump with Remote Outdoor Unit-Air-Source) | DLCURAH36ABK |  |  | EA*4X43L21A* | *80ES(N,L)1102120A* | 37000 | 16 | 8.5 | 38500 | 34800 | 90.39% | 2.12 | 0 | 10 |  |  |  | No | R-410A | 3.0833 | Residential & Commercial | Ducted CEE Tier 1
213069430 | Central HP <5.4 tons | ACIQ | HRCU-A-CB (Split System: Heat Pump with Remote Outdoor Unit-Air-Source) | DLCURAH36ABK |  |  | EA*4X43L21A* | *96VTN1002120A* | 36800 | 15.5 | 8.5 | 38500 | 34800 | 90.39% | 2.1 | 0 | 10 |  |  |  | No | R-410A | 3.0667 | Residential & Commercial | Ducted CEE Tier 1
213069441 | Central HP <5.4 tons | ACIQ | HRCU-A-CB (Split System: Heat Pump with Remote Outdoor Unit-Air-Source) | DLCURAH36ABK |  |  | EA*4X48L21A* | *80ES(N,L)0902120A* | 36400 | 16 | 8.5 | 38500 | 34800 | 90.39% | 2.08 | 0 | 10 |  |  |  | No | R-410A | 3.0333 | Residential & Commercial | Ducted CEE Tier 1
213069484 | Central HP <5.4 tons | ACIQ | HRCU-A-CB (Split System: Heat Pump with Remote Outdoor Unit-Air-Source) | DLCURAH36ABK |  |  | EA*4X48L24A* | *80ES(N,L)1102120A* | 36000 | 16.5 | 8.5 | 38500 | 34600 | 89.87% | 2.06 | 0 | 10 |  |  |  | No | R-410A | 3 | Residential & Commercial | Ducted CEE Tier 1
213077152 | Central HP <5.4 tons | KEEPRITE | HRCU-A-CB (Split System: Heat Pump with Remote Outdoor Unit-Air-Source) | DLCURAH36ABK |  |  | EA*4X37L21A* | *96VSN1002120B* | 36200 | 16 | 8.5 | 38000 | 34800 | 91.58% | 2.04 | 0 | 10 |  |  |  | No | R-410A | 3.0167 | Residential & Commercial | Ducted CEE Tier 1
213069548 | Central HP <5.4 tons | ACIQ | HRCU-A-CB (Split System: Heat Pump with Remote Outdoor Unit-Air-Source) | DLCURAH36ABK |  |  | EN(A,D,W)4X48L21** | *80VTL0701716A* | 36000 | 16 | 8.1 | 38500 | 34800 | 90.39% | 2.02 | 0 | 10 |  |  |  | No | R-410A | 3 | Residential & Commercial | Ducted CEE Tier 1
214398665 | Central HP <5.4 tons | LUXAIRE | HRCU-A-CB (Split System: Heat Pump with Remote Outdoor Unit-Air-Source) | HH860E2S11 |  |  | CTF60C5CGS1 | LPLC100C16MP13 | 43500 | 18 | 9 | 44000 | 33400 | 75.91% | 2 | 0 | 11.7 |  |  |  | No | R-454B | 3.625 | Residential & Commercial | Ducted CEE Tier 1
216374733 | Central HP <5.4 tons | LUXAIRE | HRCU-A-CB (Split System: Heat Pump with Remote Outdoor Unit-Air-Source) | HH860E2S11 |  |  | CTM60C5CGS1 | Z9ET100C16SMPS1 | 44500 | 19 | 9 | 45500 | 33200 | 72.97% | 2 | 0 | 11 |  |  |  | No | R-454B | 3.7083 | Residential & Commercial | Ducted CEE Tier 1
216374565 | Central HP <5.4 tons | LUXAIRE | HRCU-A-CB (Split System: Heat Pump with Remote Outdoor Unit-Air-Source) | HH860E2S11 |  |  | CTF60C5CGS1 | Z9ET100C20SMPS1 | 44500 | 18 | 9 | 45500 | 33000 | 72.53% | 2 | 0 | 11 |  |  |  | No | R-454B | 3.7083 | Residential & Commercial | Ducted CEE Tier 1
216374606 | Central HP <5.4 tons | LUXAIRE | HRCU-A-CB (Split System: Heat Pump with Remote Outdoor Unit-Air-Source) | HH860E2S11 |  |  | CTU60C5XGS1+TXV | Z9ET100C20SMPS1 | 44500 | 18 | 9 | 45500 | 33000 | 72.53% | 2 | 0 | 11 |  |  |  | No | R-454B | 3.7083 | Residential & Commercial | Ducted CEE Tier 1
214809149 | Central HP <5.4 tons | FRASER-JOHNSTON | HRCU-A-CB (Split System: Heat Pump with Remote Outdoor Unit-Air-Source) | HH860E2S11 |  |  | CTU60D5XGS1+JMVT20DC2N1+TXV |  | 45500 | 19 | 9.5 | 45000 | 33800 | 75.11% | 2 | 0 | 12 |  |  |  | No | R-454B | 3.7917 | Residential & Commercial | Ducted CEE Tier 1
214809208 | Central HP <5.4 tons | FRASER-JOHNSTON | HRCU-A-CB (Split System: Heat Pump with Remote Outdoor Unit-Air-Source) | HH860E2S11 |  |  | CTU60C5XGS1+TXV | TL8E080C16UH11 | 44000 | 18 | 9 | 44500 | 33600 | 75.51% | 2 | 0 | 11.7 |  |  |  | No | R-454B | 3.6667 | Residential & Commercial | Ducted CEE Tier 1
214398707 | Central HP <5.4 tons | LUXAIRE | HRCU-A-CB (Split System: Heat Pump with Remote Outdoor Unit-Air-Source) | HH860E2S11 |  |  | CTF60C5CGS1 | TM9V100C20MP12 | 44000 | 18 | 9 | 45000 | 33800 | 75.11% | 2 | 0 | 11 |  |  |  | No | R-454B | 3.6667 | Residential & Commercial | Ducted CEE Tier 1
214398282 | Central HP <5.4 tons | LUXAIRE | HRCU-A-CB (Split System: Heat Pump with Remote Outdoor Unit-Air-Source) | HH860E2S11 |  |  | CTF60C5CGS1 | LPLC100C20MP13 | 44500 | 18 | 9 | 45000 | 33800 | 75.11% | 2 | 0 | 11 |  |  |  | No | R-454B | 3.7083 | Residential & Commercial | Ducted CEE Tier 1
213069573 | Central HP <5.4 tons | ACIQ | HRCU-A-CB (Split System: Heat Pump with Remote Outdoor Unit-Air-Source) | DLCURAH36ABK |  |  | EN(A,D,W)4X48L21** | OLV112A16A | 36000 | 15.5 | 8.1 | 38500 | 35000 | 90.91% | 2.02 | 0 | 10 |  |  |  | No | R-410A | 3 | Residential & Commercial | Ducted CEE Tier 1
213076759 | Central HP <5.4 tons | KEEPRITE | HRCU-A-CB (Split System: Heat Pump with Remote Outdoor Unit-Air-Source) | DLCURAH36ABK |  |  | EA*4X42L21A* | *80VTL1102122B* | 35600 | 16 | 8.1 | 38500 | 35200 | 91.43% | 1.9 | 0 | 10 |  |  |  | No | R-410A | 2.9667 | Residential & Commercial | Ducted CEE Tier 1
213076843 | Central HP <5.4 tons | KEEPRITE | HRCU-A-CB (Split System: Heat Pump with Remote Outdoor Unit-Air-Source) | DLCURAH36ABK |  |  | EN(A,D,W)4X48L21** | *80VTL1102122B* | 36400 | 16.5 | 8.1 | 38500 | 35000 | 90.91% | 2.02 | 0 | 10.5 |  |  |  | No | R-410A | 3.0333 | Residential & Commercial | Ducted CEE Tier 1
214573804 | Central HP <5.4 tons | DAY & NIGHT | HRCU-A-CB (Split System: Heat Pump with Remote Outdoor Unit-Air-Source) | CVH837GKA2* |  |  | EA*4X42L24A*+WALLCON | *95CSU0802120B* | 31800 | 17 | 8.5 | 33000 | 24400 | 73.94% | 1.9 | 0 | 11 |  |  |  | No | R-410A | 2.65 | Residential & Commercial | Ducted CEE Tier 1
214573904 | Central HP <5.4 tons | DAY & NIGHT | HRCU-A-CB (Split System: Heat Pump with Remote Outdoor Unit-Air-Source) | CVH837GKA2* |  |  | EA*4X43L21A*+WALLCON | *96CTN0802120B* | 33000 | 18.5 | 8.5 | 32600 | 25000 | 76.69% | 2 | 0 | 11.5 |  |  |  | No | R-410A | 2.75 | Residential & Commercial | Ducted CEE Tier 1
213067383 | Central HP <5.4 tons | ACIQ | HRCU-A-CB (Split System: Heat Pump with Remote Outdoor Unit-Air-Source) | HVH825GKA3* |  |  | EN(A,D,W)4X48L21**+WALLCON | *97CMN0602120A* | 24000 | 16.5 | 8.1 | 21400 | 16700 | 78.04% | 2 | 0 | 11 |  |  |  | No | R-410A | 2 | Residential & Commercial | Ducted CEE Tier 1
213067408 | Central HP <5.4 tons | ACIQ | HRCU-A-CB (Split System: Heat Pump with Remote Outdoor Unit-Air-Source) | HVH825GKA3* |  |  | EHD4X42AAL+WALLCON | *97CMN1202422A* | 24200 | 16 | 8.1 | 21400 | 16700 | 78.04% | 2 | 0 | 10.5 |  |  |  | No | R-410A | 2.0167 | Residential & Commercial | Ducted CEE Tier 1
212978698 | Central HP <5.4 tons | BRYANT HEATING AND COOLING SYSTEMS | HRCU-A-CB (Split System: Heat Pump with Remote Outdoor Unit-Air-Source) | 38MURAQ24AB3* |  |  | CNPV*2417AL* | 8(0,1)*SB36070M17*** | 23400 | 17 | 8.5 | 27000 | 24800 | 91.85% | 2.08 | 0 | 10 |  |  |  | No | R-410A | 1.95 | Residential & Commercial | Ducted CEE Tier 1
213067692 | Central HP <5.4 tons | ACIQ | HRCU-A-CB (Split System: Heat Pump with Remote Outdoor Unit-Air-Source) | HVH837GKA** |  |  | EA*4X60L24A*+WALLCON | *97CMN0602120A* | 32600 | 17 | 8.1 | 32200 | 25000 | 77.64% | 1.96 | 0 | 11.5 |  |  |  | No | R-410A | 2.7167 | Residential & Commercial | Ducted CEE Tier 1
212979930 | Central HP <5.4 tons | BRYANT HEATING AND COOLING SYSTEMS | HRCU-A-CB (Split System: Heat Pump with Remote Outdoor Unit-Air-Source) | 38MURAQ24AB3* |  |  | CNPV*3621AL* | 8(0,1)*SB42090M17*** | 23600 | 17 | 8.5 | 26400 | 24400 | 92.42% | 2.02 | 0 | 10.5 |  |  |  | No | R-410A | 1.9667 | Residential & Commercial | Ducted CEE Tier 1
213071245 | Central HP <5.4 tons | ACIQ | HRCU-A-CB (Split System: Heat Pump with Remote Outdoor Unit-Air-Source) | DLCURAH24ABK |  |  | EN(A,D)4X30L14** | *96VTN0401410A* | 23600 | 15.5 | 8.1 | 26200 | 23600 | 90.08% | 1.92 | 0 | 10 |  |  |  | No | R-410A | 1.9667 | Residential & Commercial | Ducted CEE Tier 1
213071438 | Central HP <5.4 tons | ACIQ | HRCU-A-CB (Split System: Heat Pump with Remote Outdoor Unit-Air-Source) | DLCURAH24ABK |  |  | EN(A,D)4X30L17** | *92ESN0601714A* | 24400 | 16.5 | 8.1 | 26400 | 22800 | 86.36% | 1.88 | 0 | 10.5 |  |  |  | No | R-410A | 2.0333 | Residential & Commercial | Ducted CEE Tier 1
213071495 | Central HP <5.4 tons | ACIQ | HRCU-A-CB (Split System: Heat Pump with Remote Outdoor Unit-Air-Source) | DLCURAH24ABK |  |  | EN(A,D)4X30L17** | OMV112K14A | 24000 | 16 | 8.1 | 26400 | 23000 | 87.12% | 1.88 | 0 | 10 |  |  |  | No | R-410A | 2 | Residential & Commercial | Ducted CEE Tier 1
213071506 | Central HP <5.4 tons | ACIQ | HRCU-A-CB (Split System: Heat Pump with Remote Outdoor Unit-Air-Source) | DLCURAH24ABK |  |  | EN(A,D,W)4X36L17** | *96VSN0601714A* | 23400 | 16.5 | 8.1 | 25800 | 24000 | 93.02% | 2 | 0 | 10 |  |  |  | No | R-410A | 1.95 | Residential & Commercial | Ducted CEE Tier 1
213071670 | Central HP <5.4 tons | ACIQ | HRCU-A-CB (Split System: Heat Pump with Remote Outdoor Unit-Air-Source) | DLCURAH24ABK |  |  | EN(A,D,W)4X36L17** | *95ESN0601714A* | 24600 | 16 | 8.1 | 26600 | 22400 | 84.21% | 1.84 | 0 | 10 |  |  |  | No | R-410A | 2.05 | Residential & Commercial | Ducted CEE Tier 1
213071779 | Central HP <5.4 tons | ACIQ | HRCU-A-CB (Split System: Heat Pump with Remote Outdoor Unit-Air-Source) | DLCURAH24ABK |  |  | EN(A,D)4X36L21** | *80VSL0702120A* | 24600 | 16 | 8.1 | 26600 | 22400 | 84.21% | 1.84 | 0 | 10.5 |  |  |  | No | R-410A | 2.05 | Residential & Commercial | Ducted CEE Tier 1
213071872 | Central HP <5.4 tons | ACIQ | HRCU-A-CB (Split System: Heat Pump with Remote Outdoor Unit-Air-Source) | DLCURAH24ABK |  |  | EN(A,D)4X36L21** | *80ES(N,L)0702116A* | 24200 | 17 | 8.1 | 26200 | 22800 | 87.02% | 1.9 | 0 | 10.5 |  |  |  | No | R-410A | 2.0167 | Residential & Commercial | Ducted CEE Tier 1
213071913 | Central HP <5.4 tons | ACIQ | HRCU-A-CB (Split System: Heat Pump with Remote Outdoor Unit-Air-Source) | DLCURAH24ABK |  |  | EN(A,D)4X36L21** | *92ESN1002120A* | 24800 | 16.5 | 8.5 | 26800 | 22200 | 82.84% | 1.84 | 0 | 10.5 |  |  |  | No | R-410A | 2.0667 | Residential & Commercial | Ducted CEE Tier 1
213063300 | Central HP <5.4 tons | ACIQ | HRCU-A-CB (Split System: Heat Pump with Remote Outdoor Unit-Air-Source) | HVH837GKA2* |  |  | EA*4X36L21A*+WALLCON | *80CTL0902120A* | 31600 | 17 | 8.1 | 33200 | 24200 | 72.89% | 1.86 | 11 | 11 |  |  |  | No | R-410A | 2.6333 | Residential & Commercial | Ducted CEE Tier 1
213063355 | Central HP <5.4 tons | ACIQ | HRCU-A-CB (Split System: Heat Pump with Remote Outdoor Unit-Air-Source) | HVH837GKA2* |  |  | EHD4X42AAL+WALLCON | *97CMN1202422A* | 32400 | 16.5 | 8.1 | 33200 | 25000 | 75.3% | 1.96 | 11.5 | 11 |  |  |  | No | R-410A | 2.7 | Residential & Commercial | Ducted CEE Tier 1
213063364 | Central HP <5.4 tons | ACIQ | HRCU-A-CB (Split System: Heat Pump with Remote Outdoor Unit-Air-Source) | HVH837GKA2* |  |  | EHD4X48AAL+WALLCON | *97CMN1002122A* | 32600 | 17 | 8.1 | 33000 | 24800 | 75.15% | 1.98 | 12 | 11 |  |  |  | No | R-410A | 2.7167 | Residential & Commercial | Ducted CEE Tier 1
213063366 | Central HP <5.4 tons | ACIQ | HRCU-A-CB (Split System: Heat Pump with Remote Outdoor Unit-Air-Source) | HVH837GKA2* |  |  | EHD4X48AAL+WALLCON | *96CTN1002122A* | 32600 | 17 | 8.1 | 33000 | 24800 | 75.15% | 1.98 | 12 | 11 |  |  |  | No | R-410A | 2.7167 | Residential & Commercial | Ducted CEE Tier 1
213063382 | Central HP <5.4 tons | ACIQ | HRCU-A-CB (Split System: Heat Pump with Remote Outdoor Unit-Air-Source) | HVH837GKA2* |  |  | EA*4X48L24A*+WALLCON | *80CSU1002120A* | 32200 | 17 | 8.1 | 32600 | 25000 | 76.69% | 1.96 | 12 | 11 |  |  |  | No | R-410A | 2.6833 | Residential & Commercial | Ducted CEE Tier 1
213067167 | Central HP <5.4 tons | ACIQ | HRCU-A-CB (Split System: Heat Pump with Remote Outdoor Unit-Air-Source) | HVH837GKA2* |  |  | EA*4X61L21A*+WALLCON | *80CSU1002120A* | 33200 | 17 | 8.1 | 32200 | 24800 | 77.02% | 1.98 | 0 | 11.5 |  |  |  | No | R-410A | 2.7667 | Residential & Commercial | Ducted CEE Tier 1
213069632 | Central HP <5.4 tons | ACIQ | HRCU-A-CB (Split System: Heat Pump with Remote Outdoor Unit-Air-Source) | DLCURAH24ABK |  |  | EA*4X24L14A* | *80VTL0451412A* | 23800 | 16.5 | 8.5 | 26800 | 24000 | 89.55% | 1.98 | 0 | 10 |  |  |  | No | R-410A | 1.9833 | Residential & Commercial | Ducted CEE Tier 1
213080932 | Central HP <5.4 tons | ACIQ | HRCU-A-CB (Split System: Heat Pump with Remote Outdoor Unit-Air-Source) | HVH837GKA2* |  |  | EA*4X43L21A*+WALLCON | *97CMN1002122A* | 33000 | 17.5 | 8.5 | 33000 | 25200 | 76.36% | 2 | 12 | 11.7 |  |  |  | No | R-410A | 2.75 | Residential & Commercial | Ducted CEE Tier 1
214066739 | Central HP <5.4 tons | RHEEM | HRCU-A-CB (Split System: Heat Pump with Remote Outdoor Unit-Air-Source) | RD17AZ36AJ3N |  |  | RCFZ3621MTANM | R801V0504A17UHS | 34200 | 18 | 8.1 | 34200 | 29800 | 87.13% | 1.9 | 0 | 10 |  |  |  | No | R-410A | 2.85 | Residential & Commercial | Ducted CEE Tier 1
215937101 | Central HP <5.4 tons | KEEPRITE | HRCU-A-CB (Split System: Heat Pump with Remote Outdoor Unit-Air-Source) | C5H3V48*K*AAA* |  |  | EVM5X48M21A*+WALLCON | *97CMN1002122B* | 44500 | 20 | 8.1 | 52000 | 38500 | 74.04% | 2 | 0 | 11 |  |  |  | No | R-454B | 3.7083 | Residential & Commercial | Ducted CEE Tier 1
214398128 | Central HP <5.4 tons | LUXAIRE | HRCU-A-CB (Split System: Heat Pump with Remote Outdoor Unit-Air-Source) | HH836E2S11 |  |  | CTF36C5CDS1 | TM8Y100C16MP11 | 33600 | 18 | 8.5 | 30800 | 25200 | 81.82% | 2 | 0 | 11.7 |  |  |  | No | R-454B | 2.8 | Residential & Commercial | Ducted CEE Tier 1
214398177 | Central HP <5.4 tons | LUXAIRE | HRCU-A-CB (Split System: Heat Pump with Remote Outdoor Unit-Air-Source) | HH836E2S11 |  |  | CTM36C5CDS1 | TMLE100C16MP11 | 33800 | 18 | 8.5 | 31600 | 25800 | 81.65% | 2 | 0 | 11 |  |  |  | No | R-454B | 2.8167 | Residential & Commercial | Ducted CEE Tier 1
214398497 | Central HP <5.4 tons | LUXAIRE | HRCU-A-CB (Split System: Heat Pump with Remote Outdoor Unit-Air-Source) | HH836E2S11 |  |  | CTF36C5CDS1+JMVT16CC2N1 |  | 34800 | 19 | 9 | 32200 | 25800 | 80.12% | 2 | 0 | 11.7 |  |  |  | No | R-454B | 2.9 | Residential & Commercial | Ducted CEE Tier 1
214398512 | Central HP <5.4 tons | LUXAIRE | HRCU-A-CB (Split System: Heat Pump with Remote Outdoor Unit-Air-Source) | HH836E2S11 |  |  | CTM36B5CDS1 | TP9C080B12MP13 | 33000 | 17 | 8.5 | 30600 | 25000 | 81.7% | 2 | 0 | 11 |  |  |  | No | R-454B | 2.75 | Residential & Commercial | Ducted CEE Tier 1
216374596 | Central HP <5.4 tons | LUXAIRE | HRCU-A-CB (Split System: Heat Pump with Remote Outdoor Unit-Air-Source) | HH836E2S11 |  |  | CTU48C5XFS1+TXV | Z9ET100C16SMPS1 | 33400 | 19 | 9.5 | 31400 | 23800 | 75.8% | 2 | 0 | 11 |  |  |  | No | R-454B | 2.7833 | Residential & Commercial | Ducted CEE Tier 1
214398534 | Central HP <5.4 tons | LUXAIRE | HRCU-A-CB (Split System: Heat Pump with Remote Outdoor Unit-Air-Source) | HH836E2S11 |  |  | CTF36B5CDS1 | TM9V080B12MP12 | 33000 | 18 | 8.5 | 30800 | 25000 | 81.17% | 2 | 0 | 11 |  |  |  | No | R-454B | 2.75 | Residential & Commercial | Ducted CEE Tier 1
214398082 | Central HP <5.4 tons | LUXAIRE | HRCU-A-CB (Split System: Heat Pump with Remote Outdoor Unit-Air-Source) | HH836E2S11 |  |  | CTM48C5CFS1 | TP9C100C16MP13 | 33200 | 19 | 9 | 31200 | 25200 | 80.77% | 2 | 0 | 11 |  |  |  | No | R-454B | 2.7667 | Residential & Commercial | Ducted CEE Tier 1
214398207 | Central HP <5.4 tons | LUXAIRE | HRCU-A-CB (Split System: Heat Pump with Remote Outdoor Unit-Air-Source) | HH836E2S11 |  |  | CTF48C5CFS1+JMC16C2SN1 |  | 34400 | 19 | 9 | 32000 | 25200 | 78.75% | 2 | 0 | 11.7 |  |  |  | No | R-454B | 2.8667 | Residential & Commercial | Ducted CEE Tier 1
214807748 | Central HP <5.4 tons | FRASER-JOHNSTON | HRCU-A-CB (Split System: Heat Pump with Remote Outdoor Unit-Air-Source) | HH836E2S11 |  |  | CTU36B5XDS1+JMVT12BC2N1+TXV |  | 34000 | 19 | 9 | 31400 | 25600 | 81.53% | 2 | 0 | 11.7 |  |  |  | No | R-454B | 2.8333 | Residential & Commercial | Ducted CEE Tier 1
214720075 | Central HP <5.4 tons | FRASER-JOHNSTON | HRCU-A-CB (Split System: Heat Pump with Remote Outdoor Unit-Air-Source) | HH836E2S11 |  |  | CTU48C5XFS1+TXV | TPLC100C16MP13 | 33400 | 18 | 9 | 31600 | 25400 | 80.38% | 2 | 0 | 11 |  |  |  | No | R-454B | 2.7833 | Residential & Commercial | Ducted CEE Tier 1
214569317 | Central HP <5.4 tons | BRYANT HEATING AND COOLING SYSTEMS | HRCU-A-CB (Split System: Heat Pump with Remote Outdoor Unit-Air-Source) | 284ANV024*0**B* |  |  | CAP**3621AL*+UI | 88*TB60070C21*** | 23400 | 20.5 | 10.5 | 26600 | 19800 | 74.44% | 2.44 | 0 | 13 |  |  |  | No | R-410A | 1.95 | Residential & Commercial | Ducted CEE Tier 1
214569319 | Central HP <5.4 tons | BRYANT HEATING AND COOLING SYSTEMS | HRCU-A-CB (Split System: Heat Pump with Remote Outdoor Unit-Air-Source) | 284ANV024*0**B* |  |  | CAP**3621AL*+UI | 935CB60080C21*** | 23200 | 20 | 10.5 | 26600 | 19800 | 74.44% | 2.42 | 0 | 13 |  |  |  | No | R-410A | 1.9333 | Residential & Commercial | Ducted CEE Tier 1
214594980 | Central HP <5.4 tons | LUXAIRE | HRCU-A-CB (Split System: Heat Pump with Remote Outdoor Unit-Air-Source) | HH836E2S11 |  |  | CTM48C5CFS1 | Z8ES080C20SMPS1 | 34200 | 19 | 9 | 32000 | 25400 | 79.38% | 2 | 0 | 11 |  |  |  | No | R-454B | 2.85 | Residential & Commercial | Ducted CEE Tier 1
214728363 | Central HP <5.4 tons | FRASER-JOHNSTON | HRCU-A-CB (Split System: Heat Pump with Remote Outdoor Unit-Air-Source) | HH836E2S11 |  |  | CTU36B5XDS1+TXV | TM9E080B12MP12 | 33600 | 18 | 8.5 | 31800 | 26000 | 81.76% | 2 | 0 | 11 |  |  |  | No | R-454B | 2.8 | Residential & Commercial | Ducted CEE Tier 1
214595030 | Central HP <5.4 tons | LUXAIRE | HRCU-A-CB (Split System: Heat Pump with Remote Outdoor Unit-Air-Source) | HH836E2S11 |  |  | CTF48C5CFS1 | Z8ES100C16SMPS1 | 34000 | 19 | 9 | 31600 | 25200 | 79.75% | 2 | 0 | 11 |  |  |  | No | R-454B | 2.8333 | Residential & Commercial | Ducted CEE Tier 1
214398472 | Central HP <5.4 tons | LUXAIRE | HRCU-A-CB (Split System: Heat Pump with Remote Outdoor Unit-Air-Source) | HH836E2S11 |  |  | CTF48C5CFS1+JMVT16CC2N1 |  | 34400 | 19 | 9 | 32000 | 25200 | 78.75% | 2 | 0 | 11.7 |  |  |  | No | R-454B | 2.8667 | Residential & Commercial | Ducted CEE Tier 1
212978151 | Central HP <5.4 tons | BRYANT HEATING AND COOLING SYSTEMS | HRCU-A-CB (Split System: Heat Pump with Remote Outdoor Unit-Air-Source) | 38MURAQ24AB3* |  |  | CAP**3717AL* | 8(0,1)*SB36070M14*** | 24000 | 17.5 | 8.5 | 25200 | 22200 | 88.1% | 1.86 | 0 | 10 |  |  |  | No | R-410A | 2 | Residential & Commercial | Ducted CEE Tier 1
212978621 | Central HP <5.4 tons | BRYANT HEATING AND COOLING SYSTEMS | HRCU-A-CB (Split System: Heat Pump with Remote Outdoor Unit-Air-Source) | 38MURAQ24AB3* |  |  | CAP**2417AL* | 8(0,1)*SB36070M17*** | 23600 | 17 | 9 | 27000 | 25800 | 95.56% | 2.16 | 0 | 10 |  |  |  | No | R-410A | 1.9667 | Residential & Commercial | Ducted CEE Tier 1
212978687 | Central HP <5.4 tons | BRYANT HEATING AND COOLING SYSTEMS | HRCU-A-CB (Split System: Heat Pump with Remote Outdoor Unit-Air-Source) | 38MURAQ24AB3* |  |  | CAP**3721AL* | 8(0,1)*SB36070M17*** | 24400 | 17.5 | 8.5 | 25200 | 21200 | 84.13% | 1.8 | 0 | 10.5 |  |  |  | No | R-410A | 2.0333 | Residential & Commercial | Ducted CEE Tier 1
212980995 | Central HP <5.4 tons | BRYANT HEATING AND COOLING SYSTEMS | HRCU-A-CB (Split System: Heat Pump with Remote Outdoor Unit-Air-Source) | 38MURAQ24AB3* |  |  | CAP**3721AL* | 8(0,1)*SB60110M21*** | 24800 | 17.5 | 8.5 | 25600 | 21200 | 82.81% | 1.8 | 0 | 10.5 |  |  |  | No | R-410A | 2.0667 | Residential & Commercial | Ducted CEE Tier 1
214398581 | Central HP <5.4 tons | LUXAIRE | HRCU-A-CB (Split System: Heat Pump with Remote Outdoor Unit-Air-Source) | HH836E2S11 |  |  | CTM48C5CFS1 | TP9C100C20MP13 | 34200 | 19 | 9 | 32600 | 25800 | 79.14% | 2 | 0 | 11 |  |  |  | No | R-454B | 2.85 | Residential & Commercial | Ducted CEE Tier 1
214398165 | Central HP <5.4 tons | LUXAIRE | HRCU-A-CB (Split System: Heat Pump with Remote Outdoor Unit-Air-Source) | HH836E2S11 |  |  | CTM36C5CDS1 | TP9C100C16MP13 | 33800 | 18 | 8.5 | 31400 | 25800 | 82.17% | 2 | 0 | 11 |  |  |  | No | R-454B | 2.8167 | Residential & Commercial | Ducted CEE Tier 1
211388729 | Central HP <5.4 tons | COLEMAN | HRCU-A-CB (Split System: Heat Pump with Remote Outdoor Unit-Air-Source) | HMH72B341 |  |  | XAFC30CXXN1+TXV | TM9E080C16MP12 | 33000 | 18 | 8.1 | 33000 | 23200 | 70.3% | 2.04 | 0 | 10 |  |  |  | No | R-410A | 2.75 | Residential & Commercial | Ducted CEE Tier 1
215936254 | Central HP <5.4 tons | CARRIER | HRCU-A-CB (Split System: Heat Pump with Remote Outdoor Unit-Air-Source) | 27VNA336A*030* |  |  | CVAVA4224XMA*+UI | 59TN6C100C21**22 | 35600 | 22 | 8.5 | 38000 | 28400 | 74.74% | 2.04 | 0 | 12.5 |  |  |  | No | R-454B | 2.9667 | Residential & Commercial | Ducted CEE Tier 1
215936374 | Central HP <5.4 tons | CARRIER | HRCU-A-CB (Split System: Heat Pump with Remote Outdoor Unit-Air-Source) | 27VNA336A*030* |  |  | CVAVA4824XMA*+UI | 59MN7C080C21**20 | 35000 | 21 | 8.5 | 38500 | 28400 | 73.77% | 2.04 | 0 | 12 |  |  |  | No | R-454B | 2.9167 | Residential & Commercial | Ducted CEE Tier 1
212981761 | Central HP <5.4 tons | BRYANT HEATING AND COOLING SYSTEMS | HRCU-A-CB (Split System: Heat Pump with Remote Outdoor Unit-Air-Source) | 38MURAQ24AB3* |  |  | CAP**3721AL* | 83*SB60100M21*** | 24400 | 17 | 8.5 | 25200 | 21400 | 84.92% | 1.78 | 0 | 10 |  |  |  | No | R-410A | 2.0333 | Residential & Commercial | Ducted CEE Tier 1
213072267 | Central HP <5.4 tons | ACIQ | HRCU-A-CB (Split System: Heat Pump with Remote Outdoor Unit-Air-Source) | DLCURAH18ABK |  |  | EN(A,D)4X18L14** | *96VSN0601412A* | 17600 | 15.5 | 8.5 | 18700 | 19300 | 103.2% | 2.32 | 0 | 10.5 |  |  |  | No | R-410A | 1.4667 | Residential & Commercial | Ducted CEE Tier 1
213072268 | Central HP <5.4 tons | ACIQ | HRCU-A-CB (Split System: Heat Pump with Remote Outdoor Unit-Air-Source) | DLCURAH18ABK |  |  | EN(A,D)4X18L14** | *80VTL0451412A* | 17400 | 16 | 8.5 | 18400 | 19400 | 105.4% | 2.34 | 0 | 10.5 |  |  |  | No | R-410A | 1.45 | Residential & Commercial | Ducted CEE Tier 1
213062491 | Central HP <5.4 tons | ACIQ | HRCU-A-CB (Split System: Heat Pump with Remote Outdoor Unit-Air-Source) | HVH837GKA** |  |  | EN(A,D)4X48L24**+WALLCON | *97CMN1202422A* | 32400 | 17.5 | 8.1 | 33000 | 24800 | 75.15% | 1.96 | 12 | 11.5 |  |  |  | No | R-410A | 2.7 | Residential & Commercial | Ducted CEE Tier 1
213062510 | Central HP <5.4 tons | ACIQ | HRCU-A-CB (Split System: Heat Pump with Remote Outdoor Unit-Air-Source) | HVH837GKA** |  |  | EHD4X42AAL+WALLCON | *80CTL0901716A* | 32600 | 17 | 8.1 | 33000 | 24800 | 75.15% | 1.96 | 12 | 11 |  |  |  | No | R-410A | 2.7167 | Residential & Commercial | Ducted CEE Tier 1
212979810 | Central HP <5.4 tons | BRYANT HEATING AND COOLING SYSTEMS | HRCU-A-CB (Split System: Heat Pump with Remote Outdoor Unit-Air-Source) | 38MURAQ24AB3* |  |  | CAP**2417AL* | 8(0,1)*SB42090M17*** | 23200 | 17 | 8.5 | 26800 | 26600 | 99.25% | 2.26 | 0 | 10 |  |  |  | No | R-410A | 1.9333 | Residential & Commercial | Ducted CEE Tier 1
213067592 | Central HP <5.4 tons | ACIQ | HRCU-A-CB (Split System: Heat Pump with Remote Outdoor Unit-Air-Source) | HVH825GKA2* |  |  | EHD4X48AAL+WALLCON | *97CMN0602120A* | 24200 | 16 | 8.1 | 21400 | 16700 | 78.04% | 2 | 0 | 10.5 |  |  |  | No | R-410A | 2.0167 | Residential & Commercial | Ducted CEE Tier 1
214650709 | Central HP <5.4 tons | FRASER-JOHNSTON | HRCU-A-CB (Split System: Heat Pump with Remote Outdoor Unit-Air-Source) | HH824E2S11 |  |  | CTU36B5XDS1+TXV | TM9E080B12MP12 | 23000 | 18 | 9.5 | 23000 | 18800 | 81.74% | 2 | 0 | 12 |  |  |  | No | R-454B | 1.9167 | Residential & Commercial | Ducted CEE Tier 1
214606485 | Central HP <5.4 tons | LUXAIRE | HRCU-A-C (Split System: Heat Pump with Remote Outdoor Unit with No Indoor Fan --Air Source) | HH824E2S11 |  |  | CTF30B5ACS1 |  | 23000 | 15.2 | 8.5 | 23000 | 17400 | 75.65% | 2 | 0 | 11 |  |  |  | No | R-454B | 1.9167 | Residential & Commercial | Ducted CEE Tier 1
216374622 | Central HP <5.4 tons | LUXAIRE | HRCU-A-CB (Split System: Heat Pump with Remote Outdoor Unit-Air-Source) | HH824E2S11 |  |  | CTU30B5XCS1+TXV | Z9ET060B12SMPS1 | 23000 | 18 | 9.5 | 23000 | 18500 | 80.43% | 2 | 0 | 11.7 |  |  |  | No | R-454B | 1.9167 | Residential & Commercial | Ducted CEE Tier 1
214398390 | Central HP <5.4 tons | LUXAIRE | HRCU-A-CB (Split System: Heat Pump with Remote Outdoor Unit-Air-Source) | HH824E2S11 |  |  | CTF30B5ACS1 | TMLE100B12MP11 | 23000 | 17 | 9.5 | 23000 | 18400 | 80% | 2 | 0 | 12 |  |  |  | No | R-454B | 1.9167 | Residential & Commercial | Ducted CEE Tier 1
213062574 | Central HP <5.4 tons | ACIQ | HRCU-A-CB (Split System: Heat Pump with Remote Outdoor Unit-Air-Source) | HVH825GKA2* |  |  | EA*4X24L14A*+WALLCON | *80CTL0701412A* | 23400 | 17 | 8.1 | 22000 | 16800 | 76.36% | 1.9 | 11 | 10.5 |  |  |  | No | R-410A | 1.95 | Residential & Commercial | Ducted CEE Tier 1
213062575 | Central HP <5.4 tons | ACIQ | HRCU-A-CB (Split System: Heat Pump with Remote Outdoor Unit-Air-Source) | HVH825GKA2* |  |  | EA*4X24L17A*+WALLCON | *80CTL0451712A* | 23200 | 16 | 8.1 | 22000 | 16900 | 76.82% | 1.88 | 11 | 10.5 |  |  |  | No | R-410A | 1.9333 | Residential & Commercial | Ducted CEE Tier 1
212977587 | Central HP <5.4 tons | BRYANT HEATING AND COOLING SYSTEMS | HRCU-A-CB (Split System: Heat Pump with Remote Outdoor Unit-Air-Source) | 38MURAQ24AB3* |  |  | CAP**2517AL* | 8(0,1)*SB36045M14*** | 24200 | 17 | 8.5 | 25200 | 21800 | 86.51% | 1.82 | 0 | 10 |  |  |  | No | R-410A | 2.0167 | Residential & Commercial | Ducted CEE Tier 1
212978139 | Central HP <5.4 tons | BRYANT HEATING AND COOLING SYSTEMS | HRCU-A-CB (Split System: Heat Pump with Remote Outdoor Unit-Air-Source) | 38MURAQ24AB3* |  |  | CAP**3617AL* | 8(0,1)*SB36070M14*** | 23600 | 17.5 | 8.5 | 26200 | 23800 | 90.84% | 2 | 0 | 10 |  |  |  | No | R-410A | 1.9667 | Residential & Commercial | Ducted CEE Tier 1
212978632 | Central HP <5.4 tons | BRYANT HEATING AND COOLING SYSTEMS | HRCU-A-CB (Split System: Heat Pump with Remote Outdoor Unit-Air-Source) | 38MURAQ24AB3* |  |  | CAP**2517AL* | 8(0,1)*SB36070M17*** | 24400 | 17.5 | 8.5 | 25200 | 21600 | 85.71% | 1.82 | 0 | 10.5 |  |  |  | No | R-410A | 2.0333 | Residential & Commercial | Ducted CEE Tier 1
216374672 | Central HP <5.4 tons | LUXAIRE | HRCU-A-CB (Split System: Heat Pump with Remote Outdoor Unit-Air-Source) | HH836E2S11 |  |  | CTF36B5CDS1 | Z9ET080B12SMPS1 | 33400 | 18 | 8.5 | 31400 | 24000 | 76.43% | 2 | 0 | 11 |  |  |  | No | R-454B | 2.7833 | Residential & Commercial | Ducted CEE Tier 1
216374713 | Central HP <5.4 tons | LUXAIRE | HRCU-A-CB (Split System: Heat Pump with Remote Outdoor Unit-Air-Source) | HH836E2S11 |  |  | CTU36B5XDS1+TXV | Z9ET080B12SMPS1 | 33400 | 18 | 8.5 | 31400 | 24000 | 76.43% | 2 | 0 | 11 |  |  |  | No | R-454B | 2.7833 | Residential & Commercial | Ducted CEE Tier 1
211392953 | Central HP <5.4 tons | COLEMAN | HRCU-A-CB (Split System: Heat Pump with Remote Outdoor Unit-Air-Source) | HMH72B341 |  |  | XAUB30CXXN1+TXV | TMLE040A12MP11 | 32800 | 18 | 8.1 | 33400 | 23400 | 70.06% | 2.04 | 0 | 10 |  |  |  | No | R-410A | 2.7333 | Residential & Commercial | Ducted CEE Tier 1
214569387 | Central HP <5.4 tons | BRYANT HEATING AND COOLING SYSTEMS | HRCU-A-CB (Split System: Heat Pump with Remote Outdoor Unit-Air-Source) | 284ANV024*0**B* |  |  | CNPV*3621AL*+UI | 987MC60060C21*** | 23200 | 19.5 | 10 | 26800 | 20000 | 74.63% | 2.38 | 0 | 13 |  |  |  | No | R-410A | 1.9333 | Residential & Commercial | Ducted CEE Tier 1
214569389 | Central HP <5.4 tons | BRYANT HEATING AND COOLING SYSTEMS | HRCU-A-CB (Split System: Heat Pump with Remote Outdoor Unit-Air-Source) | 284ANV024*0**B* |  |  | CNPV*4221AL*+UI | 88*TB60070C21*** | 23400 | 20 | 10.5 | 26600 | 19800 | 74.44% | 2.46 | 0 | 13 |  |  |  | No | R-410A | 1.95 | Residential & Commercial | Ducted CEE Tier 1
213069346 | Central HP <5.4 tons | ACIQ | HRCU-A-CB (Split System: Heat Pump with Remote Outdoor Unit-Air-Source) | DLCURAH36ABK |  |  | EA*4X42L21A* | *95ESU1002120A* | 35800 | 16 | 8.1 | 38500 | 35000 | 90.91% | 1.9 | 0 | 10 |  |  |  | No | R-410A | 2.9833 | Residential & Commercial | Ducted CEE Tier 1
213069362 | Central HP <5.4 tons | ACIQ | HRCU-A-CB (Split System: Heat Pump with Remote Outdoor Unit-Air-Source) | DLCURAH36ABK |  |  | EA*4X42L24A* | *80ES(N,L)1352420A* | 35600 | 16 | 8.1 | 38500 | 35000 | 90.91% | 1.9 | 0 | 10 |  |  |  | No | R-410A | 2.9667 | Residential & Commercial | Ducted CEE Tier 1
213069393 | Central HP <5.4 tons | ACIQ | HRCU-A-CB (Split System: Heat Pump with Remote Outdoor Unit-Air-Source) | DLCURAH36ABK |  |  | EA*4X42L24A* | OMV154L20A | 36200 | 16 | 8.1 | 39500 | 35200 | 89.11% | 1.92 | 0 | 10 |  |  |  | No | R-410A | 3.0167 | Residential & Commercial | Ducted CEE Tier 1
211226591 | Central HP <5.4 tons | BRYANT HEATING AND COOLING SYSTEMS | HRCU-A-CB (Split System: Heat Pump with Remote Outdoor Unit-Air-Source) | 38MURAQ36AB3* |  |  | CAP**3717AL* | 82*TA48070V17*** | 36400 | 15.5 | 8.5 | 39500 | 35000 | 88.61% | 2.04 | 0 | 10 |  |  |  | No | R-410A | 3.0333 | Residential & Commercial | Ducted CEE Tier 1
213069410 | Central HP <5.4 tons | ACIQ | HRCU-A-CB (Split System: Heat Pump with Remote Outdoor Unit-Air-Source) | DLCURAH36ABK |  |  | EA*4X43L21A* | *80VTL0902120A* | 36200 | 16 | 8.5 | 38500 | 34800 | 90.39% | 2.06 | 0 | 10 |  |  |  | No | R-410A | 3.0167 | Residential & Commercial | Ducted CEE Tier 1
213069412 | Central HP <5.4 tons | ACIQ | HRCU-A-CB (Split System: Heat Pump with Remote Outdoor Unit-Air-Source) | DLCURAH36ABK |  |  | EA*4X43L21A* | *92ESN0601714A* | 36400 | 16 | 8.5 | 38500 | 34800 | 90.39% | 2.08 | 0 | 10 |  |  |  | No | R-410A | 3.0333 | Residential & Commercial | Ducted CEE Tier 1
213069463 | Central HP <5.4 tons | ACIQ | HRCU-A-CB (Split System: Heat Pump with Remote Outdoor Unit-Air-Source) | DLCURAH36ABK |  |  | EA*4X48L21A* | *95ESN1002122A* | 37200 | 15.5 | 8.5 | 38500 | 35000 | 90.91% | 2.12 | 0 | 10 |  |  |  | No | R-410A | 3.1 | Residential & Commercial | Ducted CEE Tier 1
213069511 | Central HP <5.4 tons | ACIQ | HRCU-A-CB (Split System: Heat Pump with Remote Outdoor Unit-Air-Source) | DLCURAH36ABK |  |  | EA*4X48L24A* | *96VTN0802120A* | 35600 | 16 | 8.1 | 37800 | 34600 | 91.53% | 2.02 | 0 | 10 |  |  |  | No | R-410A | 2.9667 | Residential & Commercial | Ducted CEE Tier 1
213069513 | Central HP <5.4 tons | ACIQ | HRCU-A-CB (Split System: Heat Pump with Remote Outdoor Unit-Air-Source) | DLCURAH36ABK |  |  | EA*4X48L24A* | *96VTN1002122A* | 36000 | 16.5 | 8.5 | 37800 | 34600 | 91.53% | 2.06 | 0 | 10 |  |  |  | No | R-410A | 3 | Residential & Commercial | Ducted CEE Tier 1
213069543 | Central HP <5.4 tons | ACIQ | HRCU-A-CB (Split System: Heat Pump with Remote Outdoor Unit-Air-Source) | DLCURAH36ABK |  |  | EN(A,D,W)4X48L21** | *80VSL0902120A* | 35800 | 16.5 | 8.1 | 38500 | 34800 | 90.39% | 2 | 0 | 10 |  |  |  | No | R-410A | 2.9833 | Residential & Commercial | Ducted CEE Tier 1
213069577 | Central HP <5.4 tons | ACIQ | HRCU-A-CB (Split System: Heat Pump with Remote Outdoor Unit-Air-Source) | DLCURAH36ABK |  |  | EN(A,D)4X48L24** | *80ES(N,L)0902116A* | 36400 | 16 | 8.1 | 38500 | 34800 | 90.39% | 2.04 | 0 | 10.5 |  |  |  | No | R-410A | 3.0333 | Residential & Commercial | Ducted CEE Tier 1
213069578 | Central HP <5.4 tons | ACIQ | HRCU-A-CB (Split System: Heat Pump with Remote Outdoor Unit-Air-Source) | DLCURAH36ABK |  |  | EN(A,D)4X48L24** | *80ES(N,L)0902120A* | 36600 | 16 | 8.1 | 39500 | 34800 | 88.1% | 2.04 | 0 | 10.5 |  |  |  | No | R-410A | 3.05 | Residential & Commercial | Ducted CEE Tier 1
213069595 | Central HP <5.4 tons | ACIQ | HRCU-A-CB (Split System: Heat Pump with Remote Outdoor Unit-Air-Source) | DLCURAH36ABK |  |  | EN(A,D)4X48L24** | *92ESN1202420A* | 36400 | 16 | 8.1 | 38500 | 34800 | 90.39% | 2.04 | 0 | 10.5 |  |  |  | No | R-410A | 3.0333 | Residential & Commercial | Ducted CEE Tier 1
213069596 | Central HP <5.4 tons | ACIQ | HRCU-A-CB (Split System: Heat Pump with Remote Outdoor Unit-Air-Source) | DLCURAH36ABK |  |  | EN(A,D)4X48L24** | *95ESN0802120A* | 36800 | 15.5 | 8.1 | 39500 | 35000 | 88.61% | 2.06 | 0 | 10.5 |  |  |  | No | R-410A | 3.0667 | Residential & Commercial | Ducted CEE Tier 1
213069610 | Central HP <5.4 tons | ACIQ | HRCU-A-CB (Split System: Heat Pump with Remote Outdoor Unit-Air-Source) | DLCURAH36ABK |  |  | EN(A,D)4X48L24** | *96VTN1202422A* | 36200 | 16 | 8.1 | 38500 | 34800 | 90.39% | 2.02 | 0 | 10 |  |  |  | No | R-410A | 3.0167 | Residential & Commercial | Ducted CEE Tier 1
211390169 | Central HP <5.4 tons | COLEMAN | HRCU-A-CB (Split System: Heat Pump with Remote Outdoor Unit-Air-Source) | HMH72B341 |  |  | XAFC36DXXN1+TXV | TM8V080C16MP12 | 34000 | 17.5 | 8.5 | 33800 | 23800 | 70.41% | 2.08 | 0 | 10 |  |  |  | No | R-410A | 2.8333 | Residential & Commercial | Ducted CEE Tier 1
214398577 | Central HP <5.4 tons | FRASER-JOHNSTON | HRCU-A-CB (Split System: Heat Pump with Remote Outdoor Unit-Air-Source) | HH836E2S11 |  |  | CTM48C5CFS1 | TM9V100C20MP12 | 34200 | 19 | 9 | 32600 | 25800 | 79.14% | 2 | 0 | 11 |  |  |  | No | R-454B | 2.85 | Residential & Commercial | Ducted CEE Tier 1
214720050 | Central HP <5.4 tons | FRASER-JOHNSTON | HRCU-A-CB (Split System: Heat Pump with Remote Outdoor Unit-Air-Source) | HH836E2S11 |  |  | CTU48C5XFS1+TXV | TM9Y080C16MP11 | 32800 | 19 | 9 | 31000 | 25200 | 81.29% | 2 | 0 | 11 |  |  |  | No | R-454B | 2.7333 | Residential & Commercial | Ducted CEE Tier 1
214398588 | Central HP <5.4 tons | LUXAIRE | HRCU-A-CB (Split System: Heat Pump with Remote Outdoor Unit-Air-Source) | HH836E2S11 |  |  | CTM48C5CFS1 | TM9Y080C16MP11 | 32800 | 19 | 9 | 31200 | 25200 | 80.77% | 2 | 0 | 11 |  |  |  | No | R-454B | 2.7333 | Residential & Commercial | Ducted CEE Tier 1
214606541 | Central HP <5.4 tons | LUXAIRE | HRCU-A-C (Split System: Heat Pump with Remote Outdoor Unit with No Indoor Fan --Air Source) | HH860E2S11 |  |  | CTF60D5CHS1 |  | 54000 | 15.2 | 8.1 | 55000 | 40000 | 72.73% | 2 | 0 | 11 |  |  |  | No | R-454B | 4.5 | Residential & Commercial | Ducted CEE Tier 1
214606557 | Central HP <5.4 tons | LUXAIRE | HRCU-A-C (Split System: Heat Pump with Remote Outdoor Unit with No Indoor Fan --Air Source) | HH860E2S11 |  |  | CTM60D5CGS1 |  | 44500 | 15.2 | 8.5 | 46000 | 34200 | 74.35% | 2 | 0 | 11 |  |  |  | No | R-454B | 3.7083 | Residential & Commercial | Ducted CEE Tier 1
214398672 | Central HP <5.4 tons | LUXAIRE | HRCU-A-CB (Split System: Heat Pump with Remote Outdoor Unit-Air-Source) | HH860E2S11 |  |  | CTM60C5CGS1+JME16C2SN1 |  | 44500 | 19 | 9 | 44000 | 33000 | 75% | 2 | 0 | 12 |  |  |  | No | R-454B | 3.7083 | Residential & Commercial | Ducted CEE Tier 1
214397870 | Central HP <5.4 tons | LUXAIRE | HRCU-A-CB (Split System: Heat Pump with Remote Outdoor Unit-Air-Source) | HH860E2S11 |  |  | CTF60C5CGS1 | TM9E080C20MP12 | 44500 | 17 | 9 | 45000 | 33800 | 75.11% | 2 | 0 | 11.7 |  |  |  | No | R-454B | 3.7083 | Residential & Commercial | Ducted CEE Tier 1
214398003 | Central HP <5.4 tons | LUXAIRE | HRCU-A-CB (Split System: Heat Pump with Remote Outdoor Unit-Air-Source) | HH860E2S11 |  |  | CTF60D5CHS1 | TM9Y120D20MP11 | 53500 | 19 | 8.5 | 54500 | 39500 | 72.48% | 2 | 0 | 11 |  |  |  | No | R-454B | 4.4583 | Residential & Commercial | Ducted CEE Tier 1
214398252 | Central HP <5.4 tons | LUXAIRE | HRCU-A-CB (Split System: Heat Pump with Remote Outdoor Unit-Air-Source) | HH860E2S11 |  |  | CTF60C5CGS1+JMC17C2SN1 |  | 44500 | 18 | 9 | 44000 | 33000 | 75% | 2 | 0 | 12 |  |  |  | No | R-454B | 3.7083 | Residential & Commercial | Ducted CEE Tier 1
214398286 | Central HP <5.4 tons | LUXAIRE | HRCU-A-CB (Split System: Heat Pump with Remote Outdoor Unit-Air-Source) | HH860E2S11 |  |  | CTM60C5CGS1+JMVT16CC2N1 |  | 45000 | 19 | 9 | 44500 | 33200 | 74.61% | 2 | 0 | 12 |  |  |  | No | R-454B | 3.75 | Residential & Commercial | Ducted CEE Tier 1
214398321 | Central HP <5.4 tons | LUXAIRE | HRCU-A-CB (Split System: Heat Pump with Remote Outdoor Unit-Air-Source) | HH860E2S11 |  |  | CTM60C5CGS1 | LP9C100C16MP13 | 43500 | 18 | 9 | 44000 | 33200 | 75.45% | 2 | 0 | 11.7 |  |  |  | No | R-454B | 3.625 | Residential & Commercial | Ducted CEE Tier 1
215936444 | Central HP <5.4 tons | CARRIER | HRCU-A-CB (Split System: Heat Pump with Remote Outdoor Unit-Air-Source) | 27VNA336A*030* |  |  | CVAVA4924XMA*+UI | 58TN*B090C21**20 | 35600 | 22 | 8.5 | 38000 | 28400 | 74.74% | 2.04 | 0 | 12.5 |  |  |  | No | R-454B | 2.9667 | Residential & Commercial | Ducted CEE Tier 1
215935394 | Central HP <5.4 tons | CARRIER | HRCU-A-CB (Split System: Heat Pump with Remote Outdoor Unit-Air-Source) | 27VNA336A*030* |  |  | CVAMA6024XMA*+UI | 59MN7C060C21**20 | 35200 | 21 | 8.5 | 38500 | 28800 | 74.81% | 2.02 | 0 | 12 |  |  |  | No | R-454B | 2.9333 | Residential & Commercial | Ducted CEE Tier 1
216374667 | Central HP <5.4 tons | LUXAIRE | HRCU-A-CB (Split System: Heat Pump with Remote Outdoor Unit-Air-Source) | HH836E2S11 |  |  | CTM36B5CDS1 | Z9ET080B12SMPS1 | 33200 | 18 | 8.5 | 31200 | 24000 | 76.92% | 2 | 0 | 11 |  |  |  | No | R-454B | 2.7667 | Residential & Commercial | Ducted CEE Tier 1
214398586 | Central HP <5.4 tons | LUXAIRE | HRCU-A-CB (Split System: Heat Pump with Remote Outdoor Unit-Air-Source) | HH836E2S11 |  |  | CTM48C5CFS1 | LP9C100C20MP13 | 34200 | 19 | 9 | 32600 | 25800 | 79.14% | 2 | 0 | 11 |  |  |  | No | R-454B | 2.85 | Residential & Commercial | Ducted CEE Tier 1
214595006 | Central HP <5.4 tons | FRASER-JOHNSTON | HRCU-A-CB (Split System: Heat Pump with Remote Outdoor Unit-Air-Source) | HH836E2S11 |  |  | CTF48C5CFS1 | Z8ES100C20SMPS1 | 34400 | 19 | 9 | 32000 | 25400 | 79.38% | 2 | 0 | 11 |  |  |  | No | R-454B | 2.8667 | Residential & Commercial | Ducted CEE Tier 1
214398582 | Central HP <5.4 tons | FRASER-JOHNSTON | HRCU-A-CB (Split System: Heat Pump with Remote Outdoor Unit-Air-Source) | HH836E2S11 |  |  | CTM48C5CFS1 | TP9C100C20MP13 | 34200 | 19 | 9 | 32600 | 25800 | 79.14% | 2 | 0 | 11 |  |  |  | No | R-454B | 2.85 | Residential & Commercial | Ducted CEE Tier 1
216374546 | Central HP <5.4 tons | FRASER-JOHNSTON | HRCU-A-CB (Split System: Heat Pump with Remote Outdoor Unit-Air-Source) | HH836E2S11 |  |  | CTM36C5CDS1 | Z9ET100C16SMPS1 | 33800 | 19 | 8.5 | 31400 | 24000 | 76.43% | 2 | 0 | 11 |  |  |  | No | R-454B | 2.8167 | Residential & Commercial | Ducted CEE Tier 1
216374750 | Central HP <5.4 tons | FRASER-JOHNSTON | HRCU-A-CB (Split System: Heat Pump with Remote Outdoor Unit-Air-Source) | HH836E2S11 |  |  | CTM36B5CDS1 | Z9ET060B12SMPS1 | 33200 | 18 | 8.5 | 31600 | 24200 | 76.58% | 2 | 0 | 11 |  |  |  | No | R-454B | 2.7667 | Residential & Commercial | Ducted CEE Tier 1
214594986 | Central HP <5.4 tons | FRASER-JOHNSTON | HRCU-A-CB (Split System: Heat Pump with Remote Outdoor Unit-Air-Source) | HH836E2S11 |  |  | CTF36C5CDS1 | Z8ES120C20SMPS1 | 34400 | 18 | 8.5 | 32000 | 26200 | 81.88% | 2 | 0 | 11 |  |  |  | No | R-454B | 2.8667 | Residential & Commercial | Ducted CEE Tier 1
214398598 | Central HP <5.4 tons | LUXAIRE | HRCU-A-CB (Split System: Heat Pump with Remote Outdoor Unit-Air-Source) | HH836E2S11 |  |  | CTF48C5CFS1 | TM8Y100C20MP11 | 34400 | 19 | 9 | 32600 | 25800 | 79.14% | 2 | 0 | 11 |  |  |  | No | R-454B | 2.8667 | Residential & Commercial | Ducted CEE Tier 1
214398566 | Central HP <5.4 tons | LUXAIRE | HRCU-A-CB (Split System: Heat Pump with Remote Outdoor Unit-Air-Source) | HH836E2S11 |  |  | CTM36C5CDS1 | TL9E100C20UH11 | 34200 | 17 | 8.5 | 32000 | 26200 | 81.88% | 2 | 0 | 11 |  |  |  | No | R-454B | 2.85 | Residential & Commercial | Ducted CEE Tier 1
211243663 | Central HP <5.4 tons | BRYANT HEATING AND COOLING SYSTEMS | HRCU-A-CB (Split System: Heat Pump with Remote Outdoor Unit-Air-Source) | 38MURAQ24AB3* |  |  | CAP**3721AL* | OVMAAB036098 | 24400 | 17 | 8.5 | 25200 | 21200 | 84.13% | 1.78 | 0 | 10 |  |  |  | No | R-410A | 2.0333 | Residential & Commercial | Ducted CEE Tier 1
211244122 | Central HP <5.4 tons | BRYANT HEATING AND COOLING SYSTEMS | HRCU-A-CB (Split System: Heat Pump with Remote Outdoor Unit-Air-Source) | 38MURAQ24AB3* |  |  | CNPV*2417AL* | 8(0,1)*SA36070E17*** | 23800 | 16 | 8.5 | 27000 | 23200 | 85.93% | 1.9 | 0 | 10 |  |  |  | No | R-410A | 1.9833 | Residential & Commercial | Ducted CEE Tier 1
214398123 | Central HP <5.4 tons | LUXAIRE | HRCU-A-CB (Split System: Heat Pump with Remote Outdoor Unit-Air-Source) | HH836E2S11 |  |  | CTM36B5CDS1 | TM9Y080B12MP11 | 33200 | 18 | 8.5 | 31400 | 25600 | 81.53% | 2 | 0 | 11 |  |  |  | No | R-454B | 2.7667 | Residential & Commercial | Ducted CEE Tier 1
214397732 | Central HP <5.4 tons | LUXAIRE | HRCU-A-CB (Split System: Heat Pump with Remote Outdoor Unit-Air-Source) | HH836E2S11 |  |  | CTM36C5CDS1 | TM8E120C20MP11 | 34600 | 16 | 8.5 | 32600 | 26800 | 82.21% | 2 | 0 | 11 |  |  |  | No | R-454B | 2.8833 | Residential & Commercial | Ducted CEE Tier 1
214398121 | Central HP <5.4 tons | LUXAIRE | HRCU-A-CB (Split System: Heat Pump with Remote Outdoor Unit-Air-Source) | HH836E2S11 |  |  | CTM36B5CDS1 | LPLC080B12MP13 | 32800 | 17 | 8.5 | 30800 | 25200 | 81.82% | 2 | 0 | 11 |  |  |  | No | R-454B | 2.7333 | Residential & Commercial | Ducted CEE Tier 1
214398487 | Central HP <5.4 tons | LUXAIRE | HRCU-A-CB (Split System: Heat Pump with Remote Outdoor Unit-Air-Source) | HH836E2S11 |  |  | CTM36B5CDS1 | TM8Y080B12MP11 | 33400 | 18 | 8.5 | 31200 | 25600 | 82.05% | 2 | 0 | 11 |  |  |  | No | R-454B | 2.7833 | Residential & Commercial | Ducted CEE Tier 1
214397653 | Central HP <5.4 tons | LUXAIRE | HRCU-A-CB (Split System: Heat Pump with Remote Outdoor Unit-Air-Source) | HH836E2S11 |  |  | CTF48C5CFS1 | TP9C100C16MP13 | 33200 | 18 | 9 | 31200 | 25200 | 80.77% | 2 | 0 | 11 |  |  |  | No | R-454B | 2.7667 | Residential & Commercial | Ducted CEE Tier 1
214397752 | Central HP <5.4 tons | LUXAIRE | HRCU-A-CB (Split System: Heat Pump with Remote Outdoor Unit-Air-Source) | HH836E2S11 |  |  | CTF36C5CDS1 | TMLV100C16MP12 | 34000 | 18 | 8.5 | 31600 | 26000 | 82.28% | 2 | 0 | 11 |  |  |  | No | R-454B | 2.8333 | Residential & Commercial | Ducted CEE Tier 1
214398546 | Central HP <5.4 tons | LUXAIRE | HRCU-A-CB (Split System: Heat Pump with Remote Outdoor Unit-Air-Source) | HH836E2S11 |  |  | CTM36C5CDS1 | TL9E080C16UH11 | 34200 | 18 | 8.5 | 32600 | 26800 | 82.21% | 2 | 0 | 11 |  |  |  | No | R-454B | 2.85 | Residential & Commercial | Ducted CEE Tier 1
214398160 | Central HP <5.4 tons | LUXAIRE | HRCU-A-CB (Split System: Heat Pump with Remote Outdoor Unit-Air-Source) | HH836E2S11 |  |  | CTM36C5CDS1 | TM9V100C16MP12 | 33800 | 18 | 8.5 | 31400 | 25800 | 82.17% | 2 | 0 | 11 |  |  |  | No | R-454B | 2.8167 | Residential & Commercial | Ducted CEE Tier 1
214650520 | Central HP <5.4 tons | FRASER-JOHNSTON | HRCU-A-CB (Split System: Heat Pump with Remote Outdoor Unit-Air-Source) | HH860E2S11 |  |  | CTU60D5XHS1+TXV | TP9C120D20MP13 | 54000 | 19 | 9 | 54500 | 39500 | 72.48% | 2 | 0 | 11 |  |  |  | No | R-454B | 4.5 | Residential & Commercial | Ducted CEE Tier 1
214398629 | Central HP <5.4 tons | FRASER-JOHNSTON | HRCU-A-CB (Split System: Heat Pump with Remote Outdoor Unit-Air-Source) | HH860E2S11 |  |  | CTM60C5CGS1 | TM9Y080C16MP11 | 44000 | 17 | 9 | 44500 | 33800 | 75.96% | 2 | 0 | 11 |  |  |  | No | R-454B | 3.6667 | Residential & Commercial | Ducted CEE Tier 1
214398713 | Central HP <5.4 tons | FRASER-JOHNSTON | HRCU-A-CB (Split System: Heat Pump with Remote Outdoor Unit-Air-Source) | HH860E2S11 |  |  | CTF60C5CGS1 | TP9C100C20MP13 | 44000 | 18 | 9 | 45000 | 33800 | 75.11% | 2 | 0 | 11 |  |  |  | No | R-454B | 3.6667 | Residential & Commercial | Ducted CEE Tier 1
214397910 | Central HP <5.4 tons | FRASER-JOHNSTON | HRCU-A-CB (Split System: Heat Pump with Remote Outdoor Unit-Air-Source) | HH860E2S11 |  |  | CTM60C5CGS1+JMVT17CC2N1 |  | 45000 | 19 | 9.5 | 45000 | 33800 | 75.11% | 2 | 0 | 12 |  |  |  | No | R-454B | 3.75 | Residential & Commercial | Ducted CEE Tier 1
214398677 | Central HP <5.4 tons | LUXAIRE | HRCU-A-CB (Split System: Heat Pump with Remote Outdoor Unit-Air-Source) | HH860E2S11 |  |  | CTM60C5CGS1 | TM9E100C20MP12 | 44500 | 17 | 9 | 45000 | 33800 | 75.11% | 2 | 0 | 11.7 |  |  |  | No | R-454B | 3.7083 | Residential & Commercial | Ducted CEE Tier 1
214397845 | Central HP <5.4 tons | LUXAIRE | HRCU-A-CB (Split System: Heat Pump with Remote Outdoor Unit-Air-Source) | HH860E2S11 |  |  | CTF60C5CGS1 | TM8E120C16MP11 | 44500 | 18 | 9 | 45500 | 34200 | 75.16% | 2 | 0 | 11 |  |  |  | No | R-454B | 3.7083 | Residential & Commercial | Ducted CEE Tier 1
214397860 | Central HP <5.4 tons | LUXAIRE | HRCU-A-CB (Split System: Heat Pump with Remote Outdoor Unit-Air-Source) | HH860E2S11 |  |  | CTM60C5CGS1 | TM8E120C16MP11 | 44500 | 18 | 9 | 45500 | 34200 | 75.16% | 2 | 0 | 11 |  |  |  | No | R-454B | 3.7083 | Residential & Commercial | Ducted CEE Tier 1
214398062 | Central HP <5.4 tons | LUXAIRE | HRCU-A-CB (Split System: Heat Pump with Remote Outdoor Unit-Air-Source) | HH860E2S11 |  |  | CTM60C5CHS1 | TM9E080C20MP12 | 54000 | 19 | 8.5 | 55000 | 39500 | 71.82% | 2 | 0 | 11 |  |  |  | No | R-454B | 4.5 | Residential & Commercial | Ducted CEE Tier 1
213062576 | Central HP <5.4 tons | ACIQ | HRCU-A-CB (Split System: Heat Pump with Remote Outdoor Unit-Air-Source) | HVH825GKA2* |  |  | EA*4X24L17A*+WALLCON | *80CTL0701716A* | 23200 | 16.5 | 8.1 | 22000 | 16800 | 76.36% | 1.9 | 11 | 10.5 |  |  |  | No | R-410A | 1.9333 | Residential & Commercial | Ducted CEE Tier 1
213062610 | Central HP <5.4 tons | ACIQ | HRCU-A-CB (Split System: Heat Pump with Remote Outdoor Unit-Air-Source) | HVH825GKA2* |  |  | EA*4X36L21A*+WALLCON | *96CTN0801714A* | 23600 | 16.5 | 8.1 | 21400 | 16700 | 78.04% | 1.94 | 11 | 11 |  |  |  | No | R-410A | 1.9667 | Residential & Commercial | Ducted CEE Tier 1
214650226 | Central HP <5.4 tons | FRASER-JOHNSTON | HRCU-A-CB (Split System: Heat Pump with Remote Outdoor Unit-Air-Source) | HH824E2S11 |  |  | CTU36B5XDS1+TXV | Z9ES080B12SMPS1 | 23000 | 18 | 9.5 | 23000 | 18600 | 80.87% | 2 | 0 | 12 |  |  |  | No | R-454B | 1.9167 | Residential & Commercial | Ducted CEE Tier 1
216013310 | Central HP <5.4 tons | CHAMPION HEATING AND COOLING | HRCU-A-CB (Split System: Heat Pump with Remote Outdoor Unit-Air-Source) | HH824E2S11 |  |  | CTM36B5ADS1+JMVT12BC2N1 |  | 23000 | 18 | 9.5 | 23000 | 18600 | 80.87% | 2 | 0 | 12 |  |  |  | No | R-454B | 1.9167 | Residential & Commercial | Ducted CEE Tier 1
216374601 | Central HP <5.4 tons | LUXAIRE | HRCU-A-CB (Split System: Heat Pump with Remote Outdoor Unit-Air-Source) | HH824E2S11 |  |  | CTF36B5ADS1 | Z9ET060B12SMPS1 | 23000 | 18 | 9.5 | 23000 | 18300 | 79.57% | 2 | 0 | 12 |  |  |  | No | R-454B | 1.9167 | Residential & Commercial | Ducted CEE Tier 1
214397534 | Central HP <5.4 tons | LUXAIRE | HRCU-A-CB (Split System: Heat Pump with Remote Outdoor Unit-Air-Source) | HH824E2S11 |  |  | CTF36B5ADS1 | TM8E080B12MP11 | 23000 | 18 | 9.5 | 23000 | 18700 | 81.3% | 2 | 0 | 12 |  |  |  | No | R-454B | 1.9167 | Residential & Commercial | Ducted CEE Tier 1
214097703 | Central HP <5.4 tons | RHEEM | HRCU-A-CB (Split System: Heat Pump with Remote Outdoor Unit-Air-Source) | RD17AZ48AJ3N |  |  | RCFZ6024SEANM | R801V1005A21DZ | 45500 | 17 | 8.1 | 45500 | 40000 | 87.91% | 2.1 | 0 | 10 |  |  |  | No | R-410A | 3.7917 | Residential & Commercial | Ducted CEE Tier 1
214398227 | Central HP <5.4 tons | LUXAIRE | HRCU-A-CB (Split System: Heat Pump with Remote Outdoor Unit-Air-Source) | HH836E2S11 |  |  | CTF48C5CFS1 | TL8E080C16UH11 | 33200 | 18 | 9 | 31400 | 25400 | 80.89% | 2 | 0 | 11 |  |  |  | No | R-454B | 2.7667 | Residential & Commercial | Ducted CEE Tier 1
214398077 | Central HP <5.4 tons | LUXAIRE | HRCU-A-CB (Split System: Heat Pump with Remote Outdoor Unit-Air-Source) | HH836E2S11 |  |  | CTM48C5CFS1 | TM9V100C16MP12 | 33200 | 19 | 9 | 31200 | 25200 | 80.77% | 2 | 0 | 11 |  |  |  | No | R-454B | 2.7667 | Residential & Commercial | Ducted CEE Tier 1
216374628 | Central HP <5.4 tons | FRASER-JOHNSTON | HRCU-A-CB (Split System: Heat Pump with Remote Outdoor Unit-Air-Source) | HH836E2S11 |  |  | CTM36B5CDS1 | Z9ET080B12SMPS1 | 33200 | 18 | 8.5 | 31200 | 24000 | 76.92% | 2 | 0 | 11 |  |  |  | No | R-454B | 2.7667 | Residential & Commercial | Ducted CEE Tier 1
211389400 | Central HP <5.4 tons | COLEMAN | HRCU-A-CB (Split System: Heat Pump with Remote Outdoor Unit-Air-Source) | HMH72B341 |  |  | XAFC36DBCN1 | TM8Y100C20MP11 | 34000 | 17.5 | 8.5 | 33800 | 23800 | 70.41% | 2.1 | 0 | 10 |  |  |  | No | R-410A | 2.8333 | Residential & Commercial | Ducted CEE Tier 1
214398144 | Central HP <5.4 tons | FRASER-JOHNSTON | HRCU-A-CB (Split System: Heat Pump with Remote Outdoor Unit-Air-Source) | HH836E2S11 |  |  | CTM36C5CDS1 | TM9Y080C16MP11 | 33200 | 18 | 9 | 31200 | 25200 | 80.77% | 2 | 0 | 11 |  |  |  | No | R-454B | 2.7667 | Residential & Commercial | Ducted CEE Tier 1
214398193 | Central HP <5.4 tons | FRASER-JOHNSTON | HRCU-A-CB (Split System: Heat Pump with Remote Outdoor Unit-Air-Source) | HH836E2S11 |  |  | JHE42C5CF2SS1 |  | 34000 | 19 | 9 | 31400 | 25200 | 80.25% | 2 | 0 | 11.7 |  |  |  | No | R-454B | 2.8333 | Residential & Commercial | Ducted CEE Tier 1
213778845 | Central HP <5.4 tons | CARRIER | HRCU-A-CB (Split System: Heat Pump with Remote Outdoor Unit-Air-Source) | 25VNA837A*030* |  |  | CAP**3621AL*+UI | 58TN*B090C21**20 | 31600 | 17 | 8.1 | 32800 | 24200 | 73.78% | 1.86 | 0 | 11 |  |  |  | No | R-410A | 2.6333 | Residential & Commercial | Ducted CEE Tier 1
213778895 | Central HP <5.4 tons | CARRIER | HRCU-A-CB (Split System: Heat Pump with Remote Outdoor Unit-Air-Source) | 25VNA837A*030* |  |  | CAP**3621AL*+UI | 59MN7C100C21**22 | 31600 | 17 | 8.1 | 32800 | 24200 | 73.78% | 1.86 | 0 | 11 |  |  |  | No | R-410A | 2.6333 | Residential & Commercial | Ducted CEE Tier 1
213779065 | Central HP <5.4 tons | CARRIER | HRCU-A-CB (Split System: Heat Pump with Remote Outdoor Unit-Air-Source) | 25VNA837A*030* |  |  | CAP**4221AL*+UI | 58TN*B070C17**16 | 31400 | 17 | 8.1 | 33200 | 24400 | 73.49% | 1.86 | 0 | 10.5 |  |  |  | No | R-410A | 2.6167 | Residential & Commercial | Ducted CEE Tier 1
215669592 | Central HP <5.4 tons | CARRIER | HRCU-A-CB (Split System: Heat Pump with Remote Outdoor Unit-Air-Source) | 27VNA036A*030* |  |  | CAA**6121AM*+UI | 59TN6C080C17**14 | 34600 | 18 | 9 | 34600 | 25000 | 72.25% | 1.9 | 0 | 10 |  |  |  | No | R-454B | 2.8833 | Residential & Commercial | Ducted CEE Tier 1
212979168 | Central HP <5.4 tons | BRYANT HEATING AND COOLING SYSTEMS | HRCU-A-CB (Split System: Heat Pump with Remote Outdoor Unit-Air-Source) | 38MURAQ24AB3* |  |  | CAP**3621AL* | 8(0,1)*SB48070M17*** | 23800 | 17.5 | 8.5 | 26200 | 23600 | 90.08% | 1.98 | 0 | 10 |  |  |  | No | R-410A | 1.9833 | Residential & Commercial | Ducted CEE Tier 1
212979216 | Central HP <5.4 tons | BRYANT HEATING AND COOLING SYSTEMS | HRCU-A-CB (Split System: Heat Pump with Remote Outdoor Unit-Air-Source) | 38MURAQ24AB3* |  |  | CNPV*3017AL* | 8(0,1)*SB48070M17*** | 23600 | 17 | 8.5 | 26400 | 24400 | 92.42% | 2.02 | 0 | 10.5 |  |  |  | No | R-410A | 1.9667 | Residential & Commercial | Ducted CEE Tier 1
212989621 | Central HP <5.4 tons | CARRIER | HRCU-A-CB (Split System: Heat Pump with Remote Outdoor Unit-Air-Source) | 38MURAQ24AB3* |  |  | CNPV*3621AL* | 59SU5B080M21**20 | 23400 | 17 | 8.5 | 26200 | 24600 | 93.89% | 2.04 | 0 | 10.5 |  |  |  | No | R-410A | 1.95 | Residential & Commercial | Ducted CEE Tier 1
211244959 | Central HP <5.4 tons | BRYANT HEATING AND COOLING SYSTEMS | HRCU-A-CB (Split System: Heat Pump with Remote Outdoor Unit-Air-Source) | 38MURAQ24AB3* |  |  | CNPV*3617AL* | 82*SA48070V17*** | 23800 | 16.5 | 8.1 | 26000 | 23200 | 89.23% | 1.92 | 0 | 10.5 |  |  |  | No | R-410A | 1.9833 | Residential & Commercial | Ducted CEE Tier 1
211244979 | Central HP <5.4 tons | BRYANT HEATING AND COOLING SYSTEMS | HRCU-A-CB (Split System: Heat Pump with Remote Outdoor Unit-Air-Source) | 38MURAQ24AB3* |  |  | CNPV*3617AL* | 83*SA36040E17*** | 24000 | 17 | 8.1 | 26000 | 23200 | 89.23% | 1.94 | 0 | 10.5 |  |  |  | No | R-410A | 2 | Residential & Commercial | Ducted CEE Tier 1
215935671 | Central HP <5.4 tons | KEEPRITE | HRCU-A-CB (Split System: Heat Pump with Remote Outdoor Unit-Air-Source) | C5H3V36*K*AAA* |  |  | EVD5X36M21A*+WALLCON | *80CTL1102120B* | 34400 | 21 | 8.5 | 38500 | 28000 | 72.73% | 2.04 | 0 | 12 |  |  |  | No | R-454B | 2.8667 | Residential & Commercial | Ducted CEE Tier 1
213779183 | Central HP <5.4 tons | KENMORE | HRCU-A-CB (Split System: Heat Pump with Remote Outdoor Unit-Air-Source) | (C,H,T)VH837GKA** |  |  | EA*4X42L24A*+WALLCON | *80CTL0902120B* | 31800 | 17 | 8.1 | 32800 | 24200 | 73.78% | 1.88 | 0 | 11 |  |  |  | No | R-410A | 2.65 | Residential & Commercial | Ducted CEE Tier 1
214398232 | Central HP <5.4 tons | LUXAIRE | HRCU-A-CB (Split System: Heat Pump with Remote Outdoor Unit-Air-Source) | HH836E2S11 |  |  | CTM48C5CFS1+JMC16C2SN1 |  | 34400 | 19 | 9 | 31800 | 25200 | 79.25% | 2 | 0 | 11.7 |  |  |  | No | R-454B | 2.8667 | Residential & Commercial | Ducted CEE Tier 1
214398116 | Central HP <5.4 tons | LUXAIRE | HRCU-A-CB (Split System: Heat Pump with Remote Outdoor Unit-Air-Source) | HH836E2S11 |  |  | CTM36B5CDS1 | TPLC080B12MP13 | 32800 | 17 | 8.5 | 30800 | 25200 | 81.82% | 2 | 0 | 11 |  |  |  | No | R-454B | 2.7333 | Residential & Commercial | Ducted CEE Tier 1
214398482 | Central HP <5.4 tons | LUXAIRE | HRCU-A-CB (Split System: Heat Pump with Remote Outdoor Unit-Air-Source) | HH836E2S11 |  |  | CTM48C5CFS1 | TMLE100C16MP11 | 33600 | 19 | 9 | 31400 | 25400 | 80.89% | 2 | 0 | 11 |  |  |  | No | R-454B | 2.8 | Residential & Commercial | Ducted CEE Tier 1
214398618 | Central HP <5.4 tons | LUXAIRE | HRCU-A-CB (Split System: Heat Pump with Remote Outdoor Unit-Air-Source) | HH836E2S11 |  |  | CTF48C5CFS1 | TM8Y100C16MP11 | 33200 | 19 | 9 | 31400 | 25000 | 79.62% | 2 | 0 | 11 |  |  |  | No | R-454B | 2.7667 | Residential & Commercial | Ducted CEE Tier 1
214398432 | Central HP <5.4 tons | LUXAIRE | HRCU-A-CB (Split System: Heat Pump with Remote Outdoor Unit-Air-Source) | HH860E2S11 |  |  | CTF60C5CHS1 | TM8E100C20MP11 | 53500 | 19 | 8.5 | 55000 | 39000 | 70.91% | 2 | 0 | 11 |  |  |  | No | R-454B | 4.4583 | Residential & Commercial | Ducted CEE Tier 1
214398457 | Central HP <5.4 tons | LUXAIRE | HRCU-A-CB (Split System: Heat Pump with Remote Outdoor Unit-Air-Source) | HH860E2S11 |  |  | JHE60D5CJ2SS1 |  | 53500 | 19 | 9 | 54000 | 39000 | 72.22% | 2 | 0 | 11 |  |  |  | No | R-454B | 4.4583 | Residential & Commercial | Ducted CEE Tier 1
214397578 | Central HP <5.4 tons | LUXAIRE | HRCU-A-CB (Split System: Heat Pump with Remote Outdoor Unit-Air-Source) | HH860E2S11 |  |  | CTF60C5CHS1 | TM8E120C20MP11 | 54000 | 19 | 8.5 | 54500 | 39500 | 72.48% | 2 | 0 | 11 |  |  |  | No | R-454B | 4.5 | Residential & Commercial | Ducted CEE Tier 1
214397628 | Central HP <5.4 tons | LUXAIRE | HRCU-A-CB (Split System: Heat Pump with Remote Outdoor Unit-Air-Source) | HH860E2S11 |  |  | CTM60C5CHS1 | TMLE120C20MP11 | 53500 | 19 | 8.5 | 54000 | 39000 | 72.22% | 2 | 0 | 11 |  |  |  | No | R-454B | 4.4583 | Residential & Commercial | Ducted CEE Tier 1
214809267 | Central HP <5.4 tons | FRASER-JOHNSTON | HRCU-A-CB (Split System: Heat Pump with Remote Outdoor Unit-Air-Source) | HH860E2S11 |  |  | CTU60C5XGS1+TXV | Z9ES080C20SMPS1 | 44500 | 18 | 9 | 45500 | 33400 | 73.41% | 2 | 0 | 11.7 |  |  |  | No | R-454B | 3.7083 | Residential & Commercial | Ducted CEE Tier 1
214606529 | Central HP <5.4 tons | LUXAIRE | HRCU-A-C (Split System: Heat Pump with Remote Outdoor Unit with No Indoor Fan --Air Source) | HH860E2S11 |  |  | CTM60D5CJS1 |  | 52000 | 15.2 | 8.5 | 55000 | 40000 | 72.73% | 2 | 0 | 10 |  |  |  | No | R-454B | 4.3333 | Residential & Commercial | Ducted CEE Tier 1
214606554 | Central HP <5.4 tons | FRASER-JOHNSTON | HRCU-A-C (Split System: Heat Pump with Remote Outdoor Unit with No Indoor Fan --Air Source) | HH860E2S11 |  |  | CTM60C5CHS1 |  | 54000 | 15.2 | 8.1 | 55000 | 40000 | 72.73% | 2 | 0 | 11 |  |  |  | No | R-454B | 4.5 | Residential & Commercial | Ducted CEE Tier 1
216374616 | Central HP <5.4 tons | LUXAIRE | HRCU-A-CB (Split System: Heat Pump with Remote Outdoor Unit-Air-Source) | HH860E2S11 |  |  | CTM60D5CHS1 | Z9ET120D20SMPS1 | 54000 | 19 | 8.5 | 55000 | 40000 | 72.73% | 2 | 0 | 11 |  |  |  | No | R-454B | 4.5 | Residential & Commercial | Ducted CEE Tier 1
214097705 | Central HP <5.4 tons | RHEEM | HRCU-A-CB (Split System: Heat Pump with Remote Outdoor Unit-Air-Source) | RD17AZ48AJ3N |  |  | RCFZ6024SEANM | R801V0755A21UHS | 45500 | 17 | 8.1 | 45500 | 40000 | 87.91% | 2.1 | 0 | 10 |  |  |  | No | R-410A | 3.7917 | Residential & Commercial | Ducted CEE Tier 1
216374745 | Central HP <5.4 tons | FRASER-JOHNSTON | HRCU-A-CB (Split System: Heat Pump with Remote Outdoor Unit-Air-Source) | HH824E2S11 |  |  | CTM30B5ACS1 | Z9ET060B12SMPS1 | 23000 | 18 | 9.5 | 23000 | 18500 | 80.43% | 2 | 0 | 11.7 |  |  |  | No | R-454B | 1.9167 | Residential & Commercial | Ducted CEE Tier 1
214397977 | Central HP <5.4 tons | FRASER-JOHNSTON | HRCU-A-CB (Split System: Heat Pump with Remote Outdoor Unit-Air-Source) | HH824E2S11 |  |  | CTF30B5ACS1 | TM9V080B12MP12 | 23000 | 17 | 9.5 | 23000 | 18200 | 79.13% | 2 | 0 | 12 |  |  |  | No | R-454B | 1.9167 | Residential & Commercial | Ducted CEE Tier 1
214606483 | Central HP <5.4 tons | FRASER-JOHNSTON | HRCU-A-C (Split System: Heat Pump with Remote Outdoor Unit with No Indoor Fan --Air Source) | HH824E2S11 |  |  | CTF30B5ACS1 |  | 23000 | 15.2 | 8.5 | 23000 | 17400 | 75.65% | 2 | 0 | 11 |  |  |  | No | R-454B | 1.9167 | Residential & Commercial | Ducted CEE Tier 1
214397993 | Central HP <5.4 tons | LUXAIRE | HRCU-A-CB (Split System: Heat Pump with Remote Outdoor Unit-Air-Source) | HH824E2S11 |  |  | CTF30B5ACS1 | TL9E060B12UH11 | 23000 | 17 | 9.5 | 23000 | 18400 | 80% | 2 | 0 | 12 |  |  |  | No | R-454B | 1.9167 | Residential & Commercial | Ducted CEE Tier 1
214397544 | Central HP <5.4 tons | LUXAIRE | HRCU-A-CB (Split System: Heat Pump with Remote Outdoor Unit-Air-Source) | HH824E2S11 |  |  | CTF30B5ACS1 | TM8Y080B12MP11 | 23000 | 18 | 9.5 | 23000 | 18800 | 81.74% | 2 | 0 | 12 |  |  |  | No | R-454B | 1.9167 | Residential & Commercial | Ducted CEE Tier 1
214397559 | Central HP <5.4 tons | LUXAIRE | HRCU-A-CB (Split System: Heat Pump with Remote Outdoor Unit-Air-Source) | HH824E2S11 |  |  | CTM30B5ACS1 | TPLC080B12MP13 | 23000 | 17 | 9.5 | 23000 | 17900 | 77.83% | 2 | 0 | 12 |  |  |  | No | R-454B | 1.9167 | Residential & Commercial | Ducted CEE Tier 1
214649771 | Central HP <5.4 tons | FRASER-JOHNSTON | HRCU-A-CB (Split System: Heat Pump with Remote Outdoor Unit-Air-Source) | HH824E2S11 |  |  | CTU30B5XCS1+TXV | TMLE100B12MP11 | 23000 | 17 | 9.5 | 23000 | 18400 | 80% | 2 | 0 | 12 |  |  |  | No | R-454B | 1.9167 | Residential & Commercial | Ducted CEE Tier 1
215936204 | Central HP <5.4 tons | CARRIER | HRCU-A-CB (Split System: Heat Pump with Remote Outdoor Unit-Air-Source) | 27VNA336A*030* |  |  | CVAVA4224XMA*+UI | 59CU5B100C21**22 | 35600 | 22 | 8.5 | 38000 | 28400 | 74.74% | 2.06 | 0 | 12.5 |  |  |  | No | R-454B | 2.9667 | Residential & Commercial | Ducted CEE Tier 1
215936454 | Central HP <5.4 tons | CARRIER | HRCU-A-CB (Split System: Heat Pump with Remote Outdoor Unit-Air-Source) | 27VNA336A*030* |  |  | CVAVA4924XMA*+UI | 58TN*B110C21**20 | 35600 | 22 | 8.5 | 38000 | 28400 | 74.74% | 2.04 | 0 | 12.5 |  |  |  | No | R-454B | 2.9667 | Residential & Commercial | Ducted CEE Tier 1
214397480 | Central HP <5.4 tons | LUXAIRE | HRCU-A-CB (Split System: Heat Pump with Remote Outdoor Unit-Air-Source) | HH860E2S11 |  |  | CTM60C5CGS1 | TP9C100C20MP13 | 44000 | 18 | 9 | 44500 | 33600 | 75.51% | 2 | 0 | 11.7 |  |  |  | No | R-454B | 3.6667 | Residential & Commercial | Ducted CEE Tier 1
214397514 | Central HP <5.4 tons | LUXAIRE | HRCU-A-CB (Split System: Heat Pump with Remote Outdoor Unit-Air-Source) | HH860E2S11 |  |  | CTM60C5CGS1 | TL9E100C20UH11 | 44000 | 18 | 9 | 44500 | 33400 | 75.06% | 2 | 0 | 11.7 |  |  |  | No | R-454B | 3.6667 | Residential & Commercial | Ducted CEE Tier 1
214244033 | Central HP <5.4 tons | CARRIER | HRCU-A-CB (Split System: Heat Pump with Remote Outdoor Unit-Air-Source) | 25VNA424A*031* |  |  | CNPV*3621AL*+UI | 59MN7C060C17**14 | 22800 | 19.5 | 9.5 | 26800 | 20200 | 75.37% | 2.34 | 0 | 12.5 |  |  |  | No | R-410A | 1.9 | Residential & Commercial | Ducted CEE Tier 1
214244049 | Central HP <5.4 tons | CARRIER | HRCU-A-CB (Split System: Heat Pump with Remote Outdoor Unit-Air-Source) | 25VNA424A*031* |  |  | CNPV*4217AL*+UI | 58TN*B070C17**16 | 23600 | 20 | 10 | 26600 | 19800 | 74.44% | 2.46 | 0 | 13 |  |  |  | No | R-410A | 1.9667 | Residential & Commercial | Ducted CEE Tier 1
214398734 | Central HP <5.4 tons | LUXAIRE | HRCU-A-CB (Split System: Heat Pump with Remote Outdoor Unit-Air-Source) | HH860E2S11 |  |  | CTM60D5CGS1 | LP9C120D20MP13 | 44000 | 18 | 9 | 44000 | 33400 | 75.91% | 2 | 0 | 11.7 |  |  |  | No | R-454B | 3.6667 | Residential & Commercial | Ducted CEE Tier 1
214397614 | Central HP <5.4 tons | FRASER-JOHNSTON | HRCU-A-CB (Split System: Heat Pump with Remote Outdoor Unit-Air-Source) | HH860E2S11 |  |  | CTF60C5CHS1 | TM8Y120C20MP11 | 54000 | 19 | 9 | 55000 | 39500 | 71.82% | 2 | 0 | 11 |  |  |  | No | R-454B | 4.5 | Residential & Commercial | Ducted CEE Tier 1
214398014 | Central HP <5.4 tons | FRASER-JOHNSTON | HRCU-A-CB (Split System: Heat Pump with Remote Outdoor Unit-Air-Source) | HH860E2S11 |  |  | CTF60C5CHS1 | TM8E080C20MP11 | 53500 | 19 | 8.5 | 55000 | 39000 | 70.91% | 2 | 0 | 11 |  |  |  | No | R-454B | 4.4583 | Residential & Commercial | Ducted CEE Tier 1
214398339 | Central HP <5.4 tons | FRASER-JOHNSTON | HRCU-A-CB (Split System: Heat Pump with Remote Outdoor Unit-Air-Source) | HH860E2S11 |  |  | CTF60C5CGS1 | TM8Y100C16MP11 | 44000 | 18 | 9 | 44000 | 33400 | 75.91% | 2 | 0 | 11.7 |  |  |  | No | R-454B | 3.6667 | Residential & Commercial | Ducted CEE Tier 1
214595020 | Central HP <5.4 tons | LUXAIRE | HRCU-A-CB (Split System: Heat Pump with Remote Outdoor Unit-Air-Source) | HH836E2S11 |  |  | CTM36B5CDS1 | Z8ES080B12SMPS1 | 33600 | 18 | 8.5 | 31200 | 25600 | 82.05% | 2 | 0 | 11 |  |  |  | No | R-454B | 2.8 | Residential & Commercial | Ducted CEE Tier 1
216374555 | Central HP <5.4 tons | LUXAIRE | HRCU-A-CB (Split System: Heat Pump with Remote Outdoor Unit-Air-Source) | HH836E2S11 |  |  | CTF48C5CFS1 | Z9ET100C16SMPS1 | 33400 | 19 | 9.5 | 31400 | 23800 | 75.8% | 2 | 0 | 11 |  |  |  | No | R-454B | 2.7833 | Residential & Commercial | Ducted CEE Tier 1
214397711 | Central HP <5.4 tons | FRASER-JOHNSTON | HRCU-A-CB (Split System: Heat Pump with Remote Outdoor Unit-Air-Source) | HH836E2S11 |  |  | CTM36C5CDS1 | TMLE120C16MP11 | 33800 | 18 | 8.5 | 31600 | 25800 | 81.65% | 2 | 0 | 11 |  |  |  | No | R-454B | 2.8167 | Residential & Commercial | Ducted CEE Tier 1
213361580 | Central HP <5.4 tons | BRYANT HEATING AND COOLING SYSTEMS | HRCU-A-CB (Split System: Heat Pump with Remote Outdoor Unit-Air-Source) | 284ANV024*0**B* |  |  | FE4BN(B,X)C36L*+UI |  | 23400 | 21 | 10.5 | 26400 | 19700 | 74.62% | 2.44 | 0 | 13 |  |  |  | No | R-410A | 1.95 | Residential & Commercial | Ducted CEE Tier 1
214398492 | Central HP <5.4 tons | LUXAIRE | HRCU-A-CB (Split System: Heat Pump with Remote Outdoor Unit-Air-Source) | HH836E2S11 |  |  | CTF36C5CDS1 | TM9E100C16MP12 | 33800 | 18 | 8.5 | 31600 | 25800 | 81.65% | 2 | 0 | 11 |  |  |  | No | R-454B | 2.8167 | Residential & Commercial | Ducted CEE Tier 1
214398524 | Central HP <5.4 tons | LUXAIRE | HRCU-A-CB (Split System: Heat Pump with Remote Outdoor Unit-Air-Source) | HH836E2S11 |  |  | CTF36C5CDS1 | TL9E100C20UH11 | 34200 | 17 | 8.5 | 32000 | 26200 | 81.88% | 2 | 0 | 11 |  |  |  | No | R-454B | 2.85 | Residential & Commercial | Ducted CEE Tier 1
215935694 | Central HP <5.4 tons | CARRIER | HRCU-A-CB (Split System: Heat Pump with Remote Outdoor Unit-Air-Source) | 27VNA336A*030* |  |  | CVAVA3621XMA*+UI | 59CU5B100C21**22 | 34400 | 21 | 8.5 | 38500 | 28000 | 72.73% | 2.04 | 0 | 12 |  |  |  | No | R-454B | 2.8667 | Residential & Commercial | Ducted CEE Tier 1
215935864 | Central HP <5.4 tons | CARRIER | HRCU-A-CB (Split System: Heat Pump with Remote Outdoor Unit-Air-Source) | 27VNA336A*030* |  |  | CVAVA3817XMA*+UI | 59CU5B060C17**16 | 35200 | 21 | 8.5 | 38500 | 29200 | 75.84% | 2.02 | 0 | 11.7 |  |  |  | No | R-454B | 2.9333 | Residential & Commercial | Ducted CEE Tier 1
215936014 | Central HP <5.4 tons | CARRIER | HRCU-A-CB (Split System: Heat Pump with Remote Outdoor Unit-Air-Source) | 27VNA336A*030* |  |  | CVAVA4221XMA*+UI | 58TN*B090C21**20 | 34400 | 21 | 8.5 | 38500 | 28000 | 72.73% | 2.04 | 0 | 12 |  |  |  | No | R-454B | 2.8667 | Residential & Commercial | Ducted CEE Tier 1
215936164 | Central HP <5.4 tons | CARRIER | HRCU-A-CB (Split System: Heat Pump with Remote Outdoor Unit-Air-Source) | 27VNA336A*030* |  |  | CVAVA4224XMA*+UI | 58TN*B090C21**20 | 35600 | 22 | 8.5 | 38000 | 28400 | 74.74% | 2.04 | 0 | 12.5 |  |  |  | No | R-454B | 2.9667 | Residential & Commercial | Ducted CEE Tier 1
215935444 | Central HP <5.4 tons | CARRIER | HRCU-A-CB (Split System: Heat Pump with Remote Outdoor Unit-Air-Source) | 27VNA336A*030* |  |  | CVAMA6024XMA*+UI | 59TN6C120C24**22 | 35600 | 22 | 8.5 | 38000 | 28400 | 74.74% | 2.04 | 0 | 12.5 |  |  |  | No | R-454B | 2.9667 | Residential & Commercial | Ducted CEE Tier 1
215935644 | Central HP <5.4 tons | CARRIER | HRCU-A-CB (Split System: Heat Pump with Remote Outdoor Unit-Air-Source) | 27VNA336A*030* |  |  | CVAVA3621XMA*+UI | 58TN*B090C17**16 | 34400 | 21 | 8.5 | 38500 | 28200 | 73.25% | 2.04 | 0 | 11.7 |  |  |  | No | R-454B | 2.8667 | Residential & Commercial | Ducted CEE Tier 1
216374647 | Central HP <5.4 tons | LUXAIRE | HRCU-A-CB (Split System: Heat Pump with Remote Outdoor Unit-Air-Source) | HH860E2S11 |  |  | CTF60C5CGS1 | Z9ET080C16SMPS1 | 44000 | 18 | 9 | 45000 | 32800 | 72.89% | 2 | 0 | 11 |  |  |  | No | R-454B | 3.6667 | Residential & Commercial | Ducted CEE Tier 1
214398242 | Central HP <5.4 tons | LUXAIRE | HRCU-A-CB (Split System: Heat Pump with Remote Outdoor Unit-Air-Source) | HH860E2S11 |  |  | CTM60C5CGS1 | TM8Y120C20MP11 | 44500 | 18 | 9 | 45000 | 33800 | 75.11% | 2 | 0 | 11.7 |  |  |  | No | R-454B | 3.7083 | Residential & Commercial | Ducted CEE Tier 1
214397588 | Central HP <5.4 tons | LUXAIRE | HRCU-A-CB (Split System: Heat Pump with Remote Outdoor Unit-Air-Source) | HH860E2S11 |  |  | CTF60D5CHS1+JMET18DS2N1 |  | 54000 | 19 | 9 | 53500 | 38500 | 71.96% | 2 | 0 | 12 |  |  |  | No | R-454B | 4.5 | Residential & Commercial | Ducted CEE Tier 1
214606537 | Central HP <5.4 tons | FRASER-JOHNSTON | HRCU-A-C (Split System: Heat Pump with Remote Outdoor Unit with No Indoor Fan --Air Source) | HH860E2S11 |  |  | CTF60C5CHS1 |  | 54000 | 15.2 | 8.1 | 55000 | 40000 | 72.73% | 2 | 0 | 11 |  |  |  | No | R-454B | 4.5 | Residential & Commercial | Ducted CEE Tier 1
212609404 | Central HP <5.4 tons | RHEEM | HRCU-A-CB (Split System: Heat Pump with Remote Outdoor Unit-Air-Source) | RP18AZ60AJVC |  |  | RCFZ6021SEAAM | R802V1005A21DZ | 53000 | 19 | 8.1 | 52500 | 50000 | 95.24% | 1.9 | 0 | 10 |  |  |  | No | R-410A | 4.4167 | Residential & Commercial | Ducted CEE Tier 1
214398306 | Central HP <5.4 tons | LUXAIRE | HRCU-A-CB (Split System: Heat Pump with Remote Outdoor Unit-Air-Source) | HH860E2S11 |  |  | CTF60C5CGS1 | TMLE080C20MP11 | 44500 | 17 | 9 | 45000 | 33800 | 75.11% | 2 | 0 | 11.7 |  |  |  | No | R-454B | 3.7083 | Residential & Commercial | Ducted CEE Tier 1
214398633 | Central HP <5.4 tons | LUXAIRE | HRCU-A-CB (Split System: Heat Pump with Remote Outdoor Unit-Air-Source) | HH860E2S11 |  |  | JHE48D5CG2SS1 |  | 45000 | 19 | 9 | 44500 | 33400 | 75.06% | 2 | 0 | 12 |  |  |  | No | R-454B | 3.75 | Residential & Commercial | Ducted CEE Tier 1
214398333 | Central HP <5.4 tons | LUXAIRE | HRCU-A-CB (Split System: Heat Pump with Remote Outdoor Unit-Air-Source) | HH860E2S11 |  |  | CTF60C5CGS1 | TM9E080C16MP12 | 44500 | 18 | 9 | 45500 | 34400 | 75.6% | 2 | 0 | 11 |  |  |  | No | R-454B | 3.7083 | Residential & Commercial | Ducted CEE Tier 1
215936474 | Central HP <5.4 tons | CARRIER | HRCU-A-CB (Split System: Heat Pump with Remote Outdoor Unit-Air-Source) | 27VNA336A*030* |  |  | CVAVA4924XMA*+UI | 59CU5B080C21**20 | 35400 | 21.5 | 8.5 | 38000 | 28600 | 75.26% | 2.04 | 0 | 12 |  |  |  | No | R-454B | 2.95 | Residential & Commercial | Ducted CEE Tier 1
215936504 | Central HP <5.4 tons | CARRIER | HRCU-A-CB (Split System: Heat Pump with Remote Outdoor Unit-Air-Source) | 27VNA336A*030* |  |  | CVAVA4924XMA*+UI | 59MN7C080C21**20 | 35400 | 21.5 | 8.5 | 38000 | 28400 | 74.74% | 2.04 | 0 | 12 |  |  |  | No | R-454B | 2.95 | Residential & Commercial | Ducted CEE Tier 1
215936624 | Central HP <5.4 tons | CARRIER | HRCU-A-CB (Split System: Heat Pump with Remote Outdoor Unit-Air-Source) | 27VNA336A*030* |  |  | CVAVA6021XMA*+UI | 58TN*B090C21**20 | 35600 | 22 | 8.5 | 38000 | 28400 | 74.74% | 2.02 | 0 | 12.5 |  |  |  | No | R-454B | 2.9667 | Residential & Commercial | Ducted CEE Tier 1
215936724 | Central HP <5.4 tons | CARRIER | HRCU-A-CB (Split System: Heat Pump with Remote Outdoor Unit-Air-Source) | 27VNA336A*030* |  |  | CVAVA6021XMA*+UI | 59TN6C100C21**22 | 35600 | 22 | 8.5 | 38000 | 28600 | 75.26% | 2.02 | 0 | 12.5 |  |  |  | No | R-454B | 2.9667 | Residential & Commercial | Ducted CEE Tier 1
215936214 | Central HP <5.4 tons | CARRIER | HRCU-A-CB (Split System: Heat Pump with Remote Outdoor Unit-Air-Source) | 27VNA336A*030* |  |  | CVAVA4224XMA*+UI | 59MN7C060C21**20 | 35200 | 21 | 8.5 | 38500 | 28800 | 74.81% | 2.02 | 0 | 12 |  |  |  | No | R-454B | 2.9333 | Residential & Commercial | Ducted CEE Tier 1
215936264 | Central HP <5.4 tons | CARRIER | HRCU-A-CB (Split System: Heat Pump with Remote Outdoor Unit-Air-Source) | 27VNA336A*030* |  |  | CVAVA4224XMA*+UI | 59TN6C120C24**22 | 35600 | 22 | 8.5 | 38000 | 28400 | 74.74% | 2.04 | 0 | 12.5 |  |  |  | No | R-454B | 2.9667 | Residential & Commercial | Ducted CEE Tier 1
215936314 | Central HP <5.4 tons | CARRIER | HRCU-A-CB (Split System: Heat Pump with Remote Outdoor Unit-Air-Source) | 27VNA336A*030* |  |  | CVAVA4824XMA*+UI | 58TN*B090C21**20 | 35200 | 21.5 | 8.5 | 38000 | 28200 | 74.21% | 2.04 | 0 | 12 |  |  |  | No | R-454B | 2.9333 | Residential & Commercial | Ducted CEE Tier 1
214569519 | Central HP <5.4 tons | BRYANT HEATING AND COOLING SYSTEMS | HRCU-A-CB (Split System: Heat Pump with Remote Outdoor Unit-Air-Source) | 284ANV036*0**B* |  |  | CAP**3721AL*+UI | 935CB60080C21*** | 34400 | 19 | 9.5 | 36400 | 25800 | 70.88% | 2.04 | 0 | 12 |  |  |  | No | R-410A | 2.8667 | Residential & Commercial | Ducted CEE Tier 1
214569683 | Central HP <5.4 tons | BRYANT HEATING AND COOLING SYSTEMS | HRCU-A-CB (Split System: Heat Pump with Remote Outdoor Unit-Air-Source) | 284ANV036*0**B* |  |  | CNPV*4821AL*+UI | 986TD60080C21*** | 34000 | 19.5 | 9 | 36600 | 26000 | 71.04% | 2.04 | 0 | 12.5 |  |  |  | No | R-410A | 2.8333 | Residential & Commercial | Ducted CEE Tier 1
214569701 | Central HP <5.4 tons | BRYANT HEATING AND COOLING SYSTEMS | HRCU-A-CB (Split System: Heat Pump with Remote Outdoor Unit-Air-Source) | 284ANV036*0**B* |  |  | CNPV*6024AL*+UI | 935CB66100C21*** | 34400 | 20 | 9 | 36200 | 25400 | 70.17% | 2.04 | 0 | 12.5 |  |  |  | No | R-410A | 2.8667 | Residential & Commercial | Ducted CEE Tier 1
211240968 | Central HP <5.4 tons | BRYANT HEATING AND COOLING SYSTEMS | HRCU-A-CB (Split System: Heat Pump with Remote Outdoor Unit-Air-Source) | 38MURAQ24AB3* |  |  | CAP**2517AL* | 926TB48080V17*** | 24800 | 17 | 8.5 | 25600 | 21200 | 82.81% | 1.78 | 0 | 10.5 |  |  |  | No | R-410A | 2.0667 | Residential & Commercial | Ducted CEE Tier 1
211241132 | Central HP <5.4 tons | BRYANT HEATING AND COOLING SYSTEMS | HRCU-A-CB (Split System: Heat Pump with Remote Outdoor Unit-Air-Source) | 38MURAQ24AB3* |  |  | CAP**2517AL* | 912SD48080E17*** | 25000 | 17.5 | 8.5 | 25600 | 21000 | 82.03% | 1.78 | 0 | 10.5 |  |  |  | No | R-410A | 2.0833 | Residential & Commercial | Ducted CEE Tier 1
211241584 | Central HP <5.4 tons | BRYANT HEATING AND COOLING SYSTEMS | HRCU-A-CB (Split System: Heat Pump with Remote Outdoor Unit-Air-Source) | 38MURAQ24AB3* |  |  | CAP**3017AL* | 915SB36060E14*** | 24400 | 15.5 | 8.5 | 26600 | 22800 | 85.71% | 1.86 | 0 | 10 |  |  |  | No | R-410A | 2.0333 | Residential & Commercial | Ducted CEE Tier 1
211241802 | Central HP <5.4 tons | BRYANT HEATING AND COOLING SYSTEMS | HRCU-A-CB (Split System: Heat Pump with Remote Outdoor Unit-Air-Source) | 38MURAQ24AB3* |  |  | CAP**3017AL* | OVMAAB042112 | 24000 | 16 | 8.5 | 26400 | 23000 | 87.12% | 1.9 | 0 | 10 |  |  |  | No | R-410A | 2 | Residential & Commercial | Ducted CEE Tier 1
211241954 | Central HP <5.4 tons | BRYANT HEATING AND COOLING SYSTEMS | HRCU-A-CB (Split System: Heat Pump with Remote Outdoor Unit-Air-Source) | 38MURAQ24AB3* |  |  | CAP**3617AL* | 82*TA36045V14*** | 24200 | 16.5 | 8.5 | 26200 | 22400 | 85.5% | 1.86 | 0 | 10 |  |  |  | No | R-410A | 2.0167 | Residential & Commercial | Ducted CEE Tier 1
211241988 | Central HP <5.4 tons | BRYANT HEATING AND COOLING SYSTEMS | HRCU-A-CB (Split System: Heat Pump with Remote Outdoor Unit-Air-Source) | 38MURAQ24AB3* |  |  | CAP**3617AL* | 82*TA48070V17*** | 24200 | 17 | 8.5 | 26000 | 22600 | 86.92% | 1.88 | 0 | 10 |  |  |  | No | R-410A | 2.0167 | Residential & Commercial | Ducted CEE Tier 1
211242220 | Central HP <5.4 tons | BRYANT HEATING AND COOLING SYSTEMS | HRCU-A-CB (Split System: Heat Pump with Remote Outdoor Unit-Air-Source) | 38MURAQ24AB3* |  |  | CAP**3617AL* | OVMAAB036098 | 23600 | 16.5 | 8.5 | 25800 | 23400 | 90.7% | 1.94 | 0 | 10 |  |  |  | No | R-410A | 1.9667 | Residential & Commercial | Ducted CEE Tier 1
211242487 | Central HP <5.4 tons | BRYANT HEATING AND COOLING SYSTEMS | HRCU-A-CB (Split System: Heat Pump with Remote Outdoor Unit-Air-Source) | 38MURAQ24AB3* |  |  | CAP**3621AL* | 82*TA48070V17*** | 24400 | 17 | 8.5 | 26200 | 22400 | 85.5% | 1.88 | 0 | 10 |  |  |  | No | R-410A | 2.0333 | Residential & Commercial | Ducted CEE Tier 1
211243141 | Central HP <5.4 tons | BRYANT HEATING AND COOLING SYSTEMS | HRCU-A-CB (Split System: Heat Pump with Remote Outdoor Unit-Air-Source) | 38MURAQ24AB3* |  |  | CAP**3717AL* | 8(0,1)*SA36070E14*** | 24800 | 17 | 8.5 | 25800 | 21400 | 82.95% | 1.8 | 0 | 10.5 |  |  |  | No | R-410A | 2.0667 | Residential & Commercial | Ducted CEE Tier 1
211243390 | Central HP <5.4 tons | BRYANT HEATING AND COOLING SYSTEMS | HRCU-A-CB (Split System: Heat Pump with Remote Outdoor Unit-Air-Source) | 38MURAQ24AB3* |  |  | CAP**3721AL* | 82*TA60090V21*** | 24600 | 17 | 8.5 | 25400 | 21200 | 83.46% | 1.78 | 0 | 10.5 |  |  |  | No | R-410A | 2.05 | Residential & Commercial | Ducted CEE Tier 1
214398348 | Central HP <5.4 tons | LUXAIRE | HRCU-A-CB (Split System: Heat Pump with Remote Outdoor Unit-Air-Source) | HH824E2S11 |  |  | CTF36B5ADS1+JMC12B2SN1 |  | 23000 | 19 | 9.5 | 23000 | 18500 | 80.43% | 2 | 0 | 12 |  |  |  | No | R-454B | 1.9167 | Residential & Commercial | Ducted CEE Tier 1
214398375 | Central HP <5.4 tons | LUXAIRE | HRCU-A-CB (Split System: Heat Pump with Remote Outdoor Unit-Air-Source) | HH824E2S11 |  |  | CTF30B5ACS1+JMET12BS2N1 |  | 23000 | 18 | 9.5 | 23000 | 18500 | 80.43% | 2 | 0 | 12 |  |  |  | No | R-454B | 1.9167 | Residential & Commercial | Ducted CEE Tier 1
216374582 | Central HP <5.4 tons | FRASER-JOHNSTON | HRCU-A-CB (Split System: Heat Pump with Remote Outdoor Unit-Air-Source) | HH824E2S11 |  |  | CTU30B5XCS1+TXV | Z9ET060B12SMPS1 | 23000 | 18 | 9.5 | 23000 | 18500 | 80.43% | 2 | 0 | 11.7 |  |  |  | No | R-454B | 1.9167 | Residential & Commercial | Ducted CEE Tier 1
214398359 | Central HP <5.4 tons | FRASER-JOHNSTON | HRCU-A-CB (Split System: Heat Pump with Remote Outdoor Unit-Air-Source) | HH824E2S11 |  |  | CTF36B5ADS1 | TM9V080B12MP12 | 23000 | 18 | 9.5 | 23000 | 18400 | 80% | 2 | 0 | 12 |  |  |  | No | R-454B | 1.9167 | Residential & Commercial | Ducted CEE Tier 1
214807687 | Central HP <5.4 tons | FRASER-JOHNSTON | HRCU-A-CB (Split System: Heat Pump with Remote Outdoor Unit-Air-Source) | HH824E2S11 |  |  | CTM36B5ADS1 | TMLE080B12MP11 | 23000 | 18 | 9.5 | 23000 | 18600 | 80.87% | 2 | 0 | 12 |  |  |  | No | R-454B | 1.9167 | Residential & Commercial | Ducted CEE Tier 1
214398551 | Central HP <5.4 tons | LUXAIRE | HRCU-A-CB (Split System: Heat Pump with Remote Outdoor Unit-Air-Source) | HH836E2S11 |  |  | CTF36C5CDS1 | TM9Y080C16MP11 | 34200 | 18 | 8.5 | 31600 | 25800 | 81.65% | 2 | 0 | 11 |  |  |  | No | R-454B | 2.85 | Residential & Commercial | Ducted CEE Tier 1
214398576 | Central HP <5.4 tons | LUXAIRE | HRCU-A-CB (Split System: Heat Pump with Remote Outdoor Unit-Air-Source) | HH836E2S11 |  |  | CTM48C5CFS1 | TM9V100C20MP12 | 34200 | 19 | 9 | 32600 | 25800 | 79.14% | 2 | 0 | 11 |  |  |  | No | R-454B | 2.85 | Residential & Commercial | Ducted CEE Tier 1
214398473 | Central HP <5.4 tons | FRASER-JOHNSTON | HRCU-A-CB (Split System: Heat Pump with Remote Outdoor Unit-Air-Source) | HH836E2S11 |  |  | CTF48C5CFS1+JMVT16CC2N1 |  | 34400 | 19 | 9 | 32000 | 25200 | 78.75% | 2 | 0 | 11.7 |  |  |  | No | R-454B | 2.8667 | Residential & Commercial | Ducted CEE Tier 1
211243708 | Central HP <5.4 tons | BRYANT HEATING AND COOLING SYSTEMS | HRCU-A-CB (Split System: Heat Pump with Remote Outdoor Unit-Air-Source) | 38MURAQ24AB3* |  |  | CNPV*2414AL* | 926SA30040V14*** | 23400 | 15.5 | 8.5 | 26600 | 24000 | 90.23% | 1.96 | 0 | 10 |  |  |  | No | R-410A | 1.95 | Residential & Commercial | Ducted CEE Tier 1
211243791 | Central HP <5.4 tons | BRYANT HEATING AND COOLING SYSTEMS | HRCU-A-CB (Split System: Heat Pump with Remote Outdoor Unit-Air-Source) | 38MURAQ24AB3* |  |  | CNPV*2414AL* | 8(0,1)*SA36045E14*** | 24200 | 15.5 | 8.5 | 27200 | 22600 | 83.09% | 1.86 | 0 | 10 |  |  |  | No | R-410A | 2.0167 | Residential & Commercial | Ducted CEE Tier 1
211243990 | Central HP <5.4 tons | BRYANT HEATING AND COOLING SYSTEMS | HRCU-A-CB (Split System: Heat Pump with Remote Outdoor Unit-Air-Source) | 38MURAQ24AB3* |  |  | CNPV*2417AL* | 82*TA36070V14*** | 23800 | 16.5 | 8.5 | 26800 | 23200 | 86.57% | 1.92 | 0 | 10 |  |  |  | No | R-410A | 1.9833 | Residential & Commercial | Ducted CEE Tier 1
211244310 | Central HP <5.4 tons | BRYANT HEATING AND COOLING SYSTEMS | HRCU-A-CB (Split System: Heat Pump with Remote Outdoor Unit-Air-Source) | 38MURAQ24AB3* |  |  | CNPV*3014AL* | 82*TA36070V14*** | 24200 | 16.5 | 8.1 | 26200 | 22800 | 87.02% | 1.88 | 0 | 10.5 |  |  |  | No | R-410A | 2.0167 | Residential & Commercial | Ducted CEE Tier 1
211244344 | Central HP <5.4 tons | BRYANT HEATING AND COOLING SYSTEMS | HRCU-A-CB (Split System: Heat Pump with Remote Outdoor Unit-Air-Source) | 38MURAQ24AB3* |  |  | CNPV*3014AL* | 926TB36060V14*** | 23400 | 16.5 | 8.1 | 25800 | 24000 | 93.02% | 1.98 | 0 | 10 |  |  |  | No | R-410A | 1.95 | Residential & Commercial | Ducted CEE Tier 1
211240922 | Central HP <5.4 tons | BRYANT HEATING AND COOLING SYSTEMS | HRCU-A-CB (Split System: Heat Pump with Remote Outdoor Unit-Air-Source) | 38MURAQ24AB3* |  |  | CAP**2517AL* | 935SA48060E17*** | 24800 | 17 | 8.5 | 25600 | 21000 | 82.03% | 1.78 | 0 | 10.5 |  |  |  | No | R-410A | 2.0667 | Residential & Commercial | Ducted CEE Tier 1
213069611 | Central HP <5.4 tons | ACIQ | HRCU-A-CB (Split System: Heat Pump with Remote Outdoor Unit-Air-Source) | DLCURAH36ABK |  |  | EN(A,D)4X48L24** | OLV112A16A | 36000 | 15.5 | 8.1 | 38500 | 35000 | 90.91% | 2.02 | 0 | 10 |  |  |  | No | R-410A | 3 | Residential & Commercial | Ducted CEE Tier 1
214573684 | Central HP <5.4 tons | DAY & NIGHT | HRCU-A-CB (Split System: Heat Pump with Remote Outdoor Unit-Air-Source) | CVH837GKA2* |  |  | EA*4X37L21A*+WALLCON | *95CSU0802120B* | 32800 | 17.5 | 8.5 | 32800 | 25200 | 76.83% | 2 | 0 | 11 |  |  |  | No | R-410A | 2.7333 | Residential & Commercial | Ducted CEE Tier 1
214574034 | Central HP <5.4 tons | DAY & NIGHT | HRCU-A-CB (Split System: Heat Pump with Remote Outdoor Unit-Air-Source) | CVH837GKA2* |  |  | EA*4X60L24A*+WALLCON | *80CTL0702120B* | 32800 | 17.5 | 8.5 | 31600 | 24800 | 78.48% | 1.98 | 0 | 11.5 |  |  |  | No | R-410A | 2.7333 | Residential & Commercial | Ducted CEE Tier 1
212988007 | Central HP <5.4 tons | KEEPRITE | HRCU-A-CB (Split System: Heat Pump with Remote Outdoor Unit-Air-Source) | DLCURAH36ABK |  |  | EA*4X48L21A* | *96MSN1002120A* | 35800 | 16.5 | 8.5 | 37800 | 34600 | 91.53% | 2.04 | 0 | 10 |  |  |  | No | R-410A | 2.9833 | Residential & Commercial | Ducted CEE Tier 1
215937114 | Central HP <5.4 tons | CARRIER | HRCU-A-CB (Split System: Heat Pump with Remote Outdoor Unit-Air-Source) | 27VNA348A*030* |  |  | CVAMA4821XMA*+UI | 59TN6C100C21**22 | 44500 | 20 | 8.1 | 52000 | 38500 | 74.04% | 2 | 0 | 11 |  |  |  | No | R-454B | 3.7083 | Residential & Commercial | Ducted CEE Tier 1
211240956 | Central HP <5.4 tons | BRYANT HEATING AND COOLING SYSTEMS | HRCU-A-CB (Split System: Heat Pump with Remote Outdoor Unit-Air-Source) | 38MURAQ24AB3* |  |  | CAP**2517AL* | 82*TA48090V17*** | 24400 | 17 | 8.5 | 25200 | 21400 | 84.92% | 1.8 | 0 | 10 |  |  |  | No | R-410A | 2.0333 | Residential & Commercial | Ducted CEE Tier 1
211241329 | Central HP <5.4 tons | BRYANT HEATING AND COOLING SYSTEMS | HRCU-A-CB (Split System: Heat Pump with Remote Outdoor Unit-Air-Source) | 38MURAQ24AB3* |  |  | CAP**3014AL* | 8(0,1)*SA36045E14*** | 24400 | 16 | 8.5 | 26600 | 22600 | 84.96% | 1.86 | 0 | 10 |  |  |  | No | R-410A | 2.0333 | Residential & Commercial | Ducted CEE Tier 1
213067707 | Central HP <5.4 tons | ACIQ | HRCU-A-CB (Split System: Heat Pump with Remote Outdoor Unit-Air-Source) | HVH837GKA** |  |  | EHD4X60AAL+WALLCON | *80CSU1002120A* | 32800 | 16.5 | 8.1 | 32200 | 24800 | 77.02% | 1.98 | 0 | 11 |  |  |  | No | R-410A | 2.7333 | Residential & Commercial | Ducted CEE Tier 1
213067721 | Central HP <5.4 tons | ACIQ | HRCU-A-CB (Split System: Heat Pump with Remote Outdoor Unit-Air-Source) | HVH837GKA** |  |  | EHD4X60AAL+WALLCON | *97CMN1202422A* | 33000 | 17 | 8.1 | 32200 | 25000 | 77.64% | 2 | 0 | 11 |  |  |  | No | R-410A | 2.75 | Residential & Commercial | Ducted CEE Tier 1
211245915 | Central HP <5.4 tons | BRYANT HEATING AND COOLING SYSTEMS | HRCU-A-CB (Split System: Heat Pump with Remote Outdoor Unit-Air-Source) | 38MURAQ24AB3* |  |  | FM(C,U)4X30**AL* |  | 25000 | 15.2 | 8.5 | 27800 | 21800 | 78.42% | 1.8 | 0 | 10 |  |  |  | No | R-410A | 2.0833 | Residential & Commercial | Ducted CEE Tier 1
211245882 | Central HP <5.4 tons | BRYANT HEATING AND COOLING SYSTEMS | HRCU-A-CB (Split System: Heat Pump with Remote Outdoor Unit-Air-Source) | 38MURAQ24AB3* |  |  | FMA4X24**AL* |  | 23600 | 17 | 9 | 27200 | 25600 | 94.12% | 2.14 | 0 | 10 |  |  |  | No | R-410A | 1.9667 | Residential & Commercial | Ducted CEE Tier 1
212383265 | Central HP <5.4 tons | BRYANT HEATING AND COOLING SYSTEMS | HRCU-A-CB (Split System: Heat Pump with Remote Outdoor Unit-Air-Source) | 38MURAQ36AB3* |  |  | CAP**3621AL* | 82*TA66110V21*** | 36000 | 15.5 | 8.1 | 39500 | 35200 | 89.11% | 1.84 | 0 | 10 |  |  |  | No | R-410A | 3 | Residential & Commercial | Ducted CEE Tier 1
211226880 | Central HP <5.4 tons | BRYANT HEATING AND COOLING SYSTEMS | HRCU-A-CB (Split System: Heat Pump with Remote Outdoor Unit-Air-Source) | 38MURAQ36AB3* |  |  | CAP**3721AL* | 82*SA60070V21*** | 36200 | 16 | 8.5 | 38500 | 34800 | 90.39% | 2.06 | 0 | 10 |  |  |  | No | R-410A | 3.0167 | Residential & Commercial | Ducted CEE Tier 1
211393260 | Central HP <5.4 tons | COLEMAN | HRCU-A-CB (Split System: Heat Pump with Remote Outdoor Unit-Air-Source) | HMH72B341 |  |  | XAUB36DXXN1+TXV | TL9E060B12UH11 | 33400 | 17.5 | 8.1 | 33000 | 23200 | 70.3% | 2.02 | 0 | 10 |  |  |  | No | R-410A | 2.7833 | Residential & Commercial | Ducted CEE Tier 1
214573834 | Central HP <5.4 tons | DAY & NIGHT | HRCU-A-CB (Split System: Heat Pump with Remote Outdoor Unit-Air-Source) | CVH837GKA2* |  |  | EA*4X42L24A*+WALLCON | *97CMN0802120B* | 31800 | 17 | 8.5 | 32800 | 24400 | 74.39% | 1.9 | 0 | 11 |  |  |  | No | R-410A | 2.65 | Residential & Commercial | Ducted CEE Tier 1
211241363 | Central HP <5.4 tons | BRYANT HEATING AND COOLING SYSTEMS | HRCU-A-CB (Split System: Heat Pump with Remote Outdoor Unit-Air-Source) | 38MURAQ24AB3* |  |  | CAP**3014AL* | 8(0,1)*SA36070E14*** | 24200 | 16.5 | 8.5 | 26400 | 23000 | 87.12% | 1.9 | 0 | 10 |  |  |  | No | R-410A | 2.0167 | Residential & Commercial | Ducted CEE Tier 1
211241615 | Central HP <5.4 tons | BRYANT HEATING AND COOLING SYSTEMS | HRCU-A-CB (Split System: Heat Pump with Remote Outdoor Unit-Air-Source) | 38MURAQ24AB3* |  |  | CAP**3017AL* | 915SB30026E14*** | 23200 | 16.5 | 8.5 | 25800 | 24400 | 94.57% | 2.02 | 0 | 10 |  |  |  | No | R-410A | 1.9333 | Residential & Commercial | Ducted CEE Tier 1
211241847 | Central HP <5.4 tons | BRYANT HEATING AND COOLING SYSTEMS | HRCU-A-CB (Split System: Heat Pump with Remote Outdoor Unit-Air-Source) | 38MURAQ24AB3* |  |  | CAP**3617AL* | 926SA36040V17*** | 23400 | 16 | 8.5 | 25800 | 23600 | 91.47% | 1.96 | 0 | 10 |  |  |  | No | R-410A | 1.95 | Residential & Commercial | Ducted CEE Tier 1
211242560 | Central HP <5.4 tons | BRYANT HEATING AND COOLING SYSTEMS | HRCU-A-CB (Split System: Heat Pump with Remote Outdoor Unit-Air-Source) | 38MURAQ24AB3* |  |  | CAP**3621AL* | 8(0,1)*SA36070E17*** | 23400 | 17 | 8.5 | 25600 | 23600 | 92.19% | 1.98 | 0 | 10 |  |  |  | No | R-410A | 1.95 | Residential & Commercial | Ducted CEE Tier 1
211242642 | Central HP <5.4 tons | BRYANT HEATING AND COOLING SYSTEMS | HRCU-A-CB (Split System: Heat Pump with Remote Outdoor Unit-Air-Source) | 38MURAQ24AB3* |  |  | CAP**3621AL* | 912SD60080E21*** | 25000 | 17 | 8.5 | 26600 | 21800 | 81.95% | 1.82 | 0 | 10.5 |  |  |  | No | R-410A | 2.0833 | Residential & Commercial | Ducted CEE Tier 1
211242876 | Central HP <5.4 tons | BRYANT HEATING AND COOLING SYSTEMS | HRCU-A-CB (Split System: Heat Pump with Remote Outdoor Unit-Air-Source) | 38MURAQ24AB3* |  |  | CAP**3717AL* | 935SA48060E17*** | 24800 | 17 | 8.5 | 25600 | 21400 | 83.59% | 1.8 | 0 | 10.5 |  |  |  | No | R-410A | 2.0667 | Residential & Commercial | Ducted CEE Tier 1
211242908 | Central HP <5.4 tons | BRYANT HEATING AND COOLING SYSTEMS | HRCU-A-CB (Split System: Heat Pump with Remote Outdoor Unit-Air-Source) | 38MURAQ24AB3* |  |  | CAP**3717AL* | 82*TA36070V14*** | 24800 | 17 | 8.5 | 25800 | 21400 | 82.95% | 1.78 | 0 | 10.5 |  |  |  | No | R-410A | 2.0667 | Residential & Commercial | Ducted CEE Tier 1
215936731 | Central HP <5.4 tons | KEEPRITE | HRCU-A-CB (Split System: Heat Pump with Remote Outdoor Unit-Air-Source) | C5H3V36*K*AAA* |  |  | EVD5X60M21A*+WALLCON | *96CTN1002122B* | 35600 | 22 | 8.5 | 38000 | 28600 | 75.26% | 2.02 | 0 | 12.5 |  |  |  | No | R-454B | 2.9667 | Residential & Commercial | Ducted CEE Tier 1
215936121 | Central HP <5.4 tons | KEEPRITE | HRCU-A-CB (Split System: Heat Pump with Remote Outdoor Unit-Air-Source) | C5H3V36*K*AAA* |  |  | EVD5X42M21A*+WALLCON | *96CTN0601714B* | 34200 | 20.5 | 8.1 | 38000 | 27000 | 71.05% | 2 | 0 | 11 |  |  |  | No | R-454B | 2.85 | Residential & Commercial | Ducted CEE Tier 1
214606493 | Central HP <5.4 tons | FRASER-JOHNSTON | HRCU-A-C (Split System: Heat Pump with Remote Outdoor Unit with No Indoor Fan --Air Source) | HH836E2S11 |  |  | CTF36C5CDS1 |  | 33600 | 15.2 | 8.5 | 32200 | 23400 | 72.67% | 2 | 0 | 10 |  |  |  | No | R-454B | 2.8 | Residential & Commercial | Ducted CEE Tier 1
214606496 | Central HP <5.4 tons | FRASER-JOHNSTON | HRCU-A-C (Split System: Heat Pump with Remote Outdoor Unit with No Indoor Fan --Air Source) | HH836E2S11 |  |  | CTF48C5CFS1 |  | 31600 | 15.2 | 8.5 | 30800 | 22200 | 72.08% | 2 | 0 | 10 |  |  |  | No | R-454B | 2.6333 | Residential & Commercial | Ducted CEE Tier 1
214397710 | Central HP <5.4 tons | LUXAIRE | HRCU-A-CB (Split System: Heat Pump with Remote Outdoor Unit-Air-Source) | HH836E2S11 |  |  | CTM36C5CDS1 | TMLE120C16MP11 | 33800 | 18 | 8.5 | 31600 | 25800 | 81.65% | 2 | 0 | 11 |  |  |  | No | R-454B | 2.8167 | Residential & Commercial | Ducted CEE Tier 1
214397808 | Central HP <5.4 tons | LUXAIRE | HRCU-A-CB (Split System: Heat Pump with Remote Outdoor Unit-Air-Source) | HH836E2S11 |  |  | CTF48C5CFS1 | TM8E080C20MP11 | 34600 | 17 | 8.5 | 32800 | 25800 | 78.66% | 2 | 0 | 11 |  |  |  | No | R-454B | 2.8833 | Residential & Commercial | Ducted CEE Tier 1
211227848 | Central HP <5.4 tons | BRYANT HEATING AND COOLING SYSTEMS | HRCU-A-CB (Split System: Heat Pump with Remote Outdoor Unit-Air-Source) | 38MURAQ36AB3* |  |  | CAP**4224AL* | 8(0,1)*SA60155E24*** | 36400 | 15.5 | 8.1 | 39500 | 35200 | 89.11% | 1.94 | 0 | 10 |  |  |  | No | R-410A | 3.0333 | Residential & Commercial | Ducted CEE Tier 1
211228247 | Central HP <5.4 tons | BRYANT HEATING AND COOLING SYSTEMS | HRCU-A-CB (Split System: Heat Pump with Remote Outdoor Unit-Air-Source) | 38MURAQ36AB3* |  |  | CAP**4321AL* | 8(0,1)*SA42090E17*** | 37000 | 16 | 8.5 | 38500 | 34800 | 90.39% | 2.1 | 0 | 10 |  |  |  | No | R-410A | 3.0833 | Residential & Commercial | Ducted CEE Tier 1
211228565 | Central HP <5.4 tons | BRYANT HEATING AND COOLING SYSTEMS | HRCU-A-CB (Split System: Heat Pump with Remote Outdoor Unit-Air-Source) | 38MURAQ36AB3* |  |  | CAP**4321AL* | 926SA60100V21*** | 36400 | 16 | 8.5 | 38500 | 34800 | 90.39% | 2.08 | 0 | 10 |  |  |  | No | R-410A | 3.0333 | Residential & Commercial | Ducted CEE Tier 1
211228868 | Central HP <5.4 tons | BRYANT HEATING AND COOLING SYSTEMS | HRCU-A-CB (Split System: Heat Pump with Remote Outdoor Unit-Air-Source) | 38MURAQ36AB3* |  |  | CAP**4821AL* | 83*SA48060E17*** | 36600 | 16 | 8.5 | 38500 | 34800 | 90.39% | 2.08 | 0 | 10 |  |  |  | No | R-410A | 3.05 | Residential & Commercial | Ducted CEE Tier 1
211229084 | Central HP <5.4 tons | BRYANT HEATING AND COOLING SYSTEMS | HRCU-A-CB (Split System: Heat Pump with Remote Outdoor Unit-Air-Source) | 38MURAQ36AB3* |  |  | CAP**4821AL* | 926SA48080V17*** | 35600 | 16 | 8.1 | 38500 | 34600 | 89.87% | 2.04 | 0 | 10 |  |  |  | No | R-410A | 2.9667 | Residential & Commercial | Ducted CEE Tier 1
215389819 | Central HP <5.4 tons | DAY & NIGHT | HRCU-A-CB (Split System: Heat Pump with Remote Outdoor Unit-Air-Source) | DLCURAH36ABK |  |  | END4X42L17** | *96VTN0601716B* | 35400 | 15.5 | 8.5 | 38500 | 35000 | 90.91% | 1.94 | 0 | 10 |  |  |  | No | R-410A | 2.95 | Residential & Commercial | Ducted CEE Tier 1
214573734 | Central HP <5.4 tons | DAY & NIGHT | HRCU-A-CB (Split System: Heat Pump with Remote Outdoor Unit-Air-Source) | CVH837GKA2* |  |  | EA*4X42L21A*+WALLCON | *80CTL0702120B* | 31800 | 17 | 8.5 | 33000 | 24400 | 73.94% | 1.9 | 0 | 11 |  |  |  | No | R-410A | 2.65 | Residential & Commercial | Ducted CEE Tier 1
214574084 | Central HP <5.4 tons | DAY & NIGHT | HRCU-A-CB (Split System: Heat Pump with Remote Outdoor Unit-Air-Source) | CVH837GKA2* |  |  | EA*4X60L24A*+WALLCON | *96CTN0802120B* | 32800 | 18 | 8.5 | 31600 | 24600 | 77.85% | 2 | 0 | 11.5 |  |  |  | No | R-410A | 2.7333 | Residential & Commercial | Ducted CEE Tier 1
214574184 | Central HP <5.4 tons | DAY & NIGHT | HRCU-A-CB (Split System: Heat Pump with Remote Outdoor Unit-Air-Source) | CVH837GKA2* |  |  | EA*4X61L24A*+WALLCON | *97CMN0602120B* | 33000 | 18 | 8.5 | 32000 | 25000 | 78.12% | 1.98 | 0 | 11.5 |  |  |  | No | R-410A | 2.75 | Residential & Commercial | Ducted CEE Tier 1
211229968 | Central HP <5.4 tons | BRYANT HEATING AND COOLING SYSTEMS | HRCU-A-CB (Split System: Heat Pump with Remote Outdoor Unit-Air-Source) | 38MURAQ36AB3* |  |  | CNPV*4821AL* | 8(0,1)*SA60110E21*** | 36200 | 16.5 | 8.1 | 38500 | 34800 | 90.39% | 2.02 | 0 | 10.5 |  |  |  | No | R-410A | 3.0167 | Residential & Commercial | Ducted CEE Tier 1
211230038 | Central HP <5.4 tons | BRYANT HEATING AND COOLING SYSTEMS | HRCU-A-CB (Split System: Heat Pump with Remote Outdoor Unit-Air-Source) | 38MURAQ36AB3* |  |  | CNPV*4821AL* | 83*SA60080E21*** | 37400 | 15.5 | 8.5 | 39500 | 35000 | 88.61% | 2.1 | 0 | 10.5 |  |  |  | No | R-410A | 3.1167 | Residential & Commercial | Ducted CEE Tier 1
211230070 | Central HP <5.4 tons | BRYANT HEATING AND COOLING SYSTEMS | HRCU-A-CB (Split System: Heat Pump with Remote Outdoor Unit-Air-Source) | 38MURAQ36AB3* |  |  | CNPV*4821AL* | 82*TA48090V17*** | 36400 | 16 | 8.1 | 38500 | 34800 | 90.39% | 2.04 | 0 | 10.5 |  |  |  | No | R-410A | 3.0333 | Residential & Commercial | Ducted CEE Tier 1
211230072 | Central HP <5.4 tons | BRYANT HEATING AND COOLING SYSTEMS | HRCU-A-CB (Split System: Heat Pump with Remote Outdoor Unit-Air-Source) | 38MURAQ36AB3* |  |  | CNPV*4821AL* | 82*TA60090V21*** | 35800 | 16.5 | 8.1 | 38500 | 34800 | 90.39% | 2 | 0 | 10 |  |  |  | No | R-410A | 2.9833 | Residential & Commercial | Ducted CEE Tier 1
211230321 | Central HP <5.4 tons | BRYANT HEATING AND COOLING SYSTEMS | HRCU-A-CB (Split System: Heat Pump with Remote Outdoor Unit-Air-Source) | 38MURAQ36AB3* |  |  | CNPV*4821AL* | 926TB60080V21*** | 35600 | 16 | 8.1 | 38500 | 34800 | 90.39% | 2 | 0 | 10 |  |  |  | No | R-410A | 2.9667 | Residential & Commercial | Ducted CEE Tier 1
211230904 | Central HP <5.4 tons | BRYANT HEATING AND COOLING SYSTEMS | HRCU-A-CB (Split System: Heat Pump with Remote Outdoor Unit-Air-Source) | 38MURAQ36AB3* |  |  | FX4DN(B,F)037L |  | 35800 | 16.5 | 8.1 | 38500 | 34600 | 89.87% | 1.94 | 0 | 10 |  |  |  | No | R-410A | 2.9833 | Residential & Commercial | Ducted CEE Tier 1
211243153 | Central HP <5.4 tons | BRYANT HEATING AND COOLING SYSTEMS | HRCU-A-CB (Split System: Heat Pump with Remote Outdoor Unit-Air-Source) | 38MURAQ24AB3* |  |  | CAP**3717AL* | 83*SA48060E17*** | 25400 | 16.5 | 8.5 | 26200 | 21000 | 80.15% | 1.76 | 0 | 10.5 |  |  |  | No | R-410A | 2.1167 | Residential & Commercial | Ducted CEE Tier 1
211243421 | Central HP <5.4 tons | BRYANT HEATING AND COOLING SYSTEMS | HRCU-A-CB (Split System: Heat Pump with Remote Outdoor Unit-Air-Source) | 38MURAQ24AB3* |  |  | CAP**3721AL* | 926TB48080V17*** | 24800 | 17 | 8.5 | 25600 | 21000 | 82.03% | 1.76 | 0 | 10.5 |  |  |  | No | R-410A | 2.0667 | Residential & Commercial | Ducted CEE Tier 1
211243803 | Central HP <5.4 tons | BRYANT HEATING AND COOLING SYSTEMS | HRCU-A-CB (Split System: Heat Pump with Remote Outdoor Unit-Air-Source) | 38MURAQ24AB3* |  |  | CNPV*2414AL* | 912SD36060E14*** | 24200 | 15.5 | 8.5 | 27200 | 22600 | 83.09% | 1.86 | 0 | 10 |  |  |  | No | R-410A | 2.0167 | Residential & Commercial | Ducted CEE Tier 1
211243864 | Central HP <5.4 tons | BRYANT HEATING AND COOLING SYSTEMS | HRCU-A-CB (Split System: Heat Pump with Remote Outdoor Unit-Air-Source) | 38MURAQ24AB3* |  |  | CNPV*2417AL* | 926SA30040V14*** | 23400 | 15.5 | 8.5 | 26600 | 24000 | 90.23% | 1.96 | 0 | 10 |  |  |  | No | R-410A | 1.95 | Residential & Commercial | Ducted CEE Tier 1
211244046 | Central HP <5.4 tons | BRYANT HEATING AND COOLING SYSTEMS | HRCU-A-CB (Split System: Heat Pump with Remote Outdoor Unit-Air-Source) | 38MURAQ24AB3* |  |  | CNPV*2417AL* | 915SB36060E14*** | 24000 | 15.2 | 8.5 | 27200 | 23000 | 84.56% | 1.88 | 0 | 10 |  |  |  | No | R-410A | 2 | Residential & Commercial | Ducted CEE Tier 1
211244246 | Central HP <5.4 tons | BRYANT HEATING AND COOLING SYSTEMS | HRCU-A-CB (Split System: Heat Pump with Remote Outdoor Unit-Air-Source) | 38MURAQ24AB3* |  |  | CNPV*2417AL* | OVMAAB036098 | 23400 | 16 | 8.5 | 26600 | 24000 | 90.23% | 1.98 | 0 | 10 |  |  |  | No | R-410A | 1.95 | Residential & Commercial | Ducted CEE Tier 1
211244532 | Central HP <5.4 tons | BRYANT HEATING AND COOLING SYSTEMS | HRCU-A-CB (Split System: Heat Pump with Remote Outdoor Unit-Air-Source) | 38MURAQ24AB3* |  |  | CNPV*3017AL* | 935SA48060E17*** | 24200 | 16.5 | 8.1 | 26200 | 22800 | 87.02% | 1.9 | 0 | 10.5 |  |  |  | No | R-410A | 2.0167 | Residential & Commercial | Ducted CEE Tier 1
215937111 | Central HP <5.4 tons | KEEPRITE | HRCU-A-CB (Split System: Heat Pump with Remote Outdoor Unit-Air-Source) | C5H3V48*K*AAA* |  |  | EVM5X48M21A*+WALLCON | *96CTN0801714B* | 43000 | 19 | 8.1 | 53000 | 37600 | 70.94% | 2 | 0 | 11 |  |  |  | No | R-454B | 3.5833 | Residential & Commercial | Ducted CEE Tier 1
214075316 | Central HP <5.4 tons | RHEEM | HRCU-A-CB (Split System: Heat Pump with Remote Outdoor Unit-Air-Source) | RD17AZ60AJ3N |  |  | RCFZ6024STANM | R951V1155A24M4S | 55500 | 18 | 8.1 | 54000 | 49000 | 90.74% | 1.75 | 0 | 10 |  |  |  | No | R-410A | 4.625 | Residential & Commercial | Ducted CEE Tier 1
212979966 | Central HP <5.4 tons | BRYANT HEATING AND COOLING SYSTEMS | HRCU-A-CB (Split System: Heat Pump with Remote Outdoor Unit-Air-Source) | 38MURAQ18AB3* |  |  | CAP**2517AL* | 8(0,1)*SB42090M17*** | 18100 | 16.5 | 8.5 | 17900 | 17700 | 98.88% | 2.14 | 0 | 11 |  |  |  | No | R-410A | 1.5083 | Residential & Commercial | Ducted CEE Tier 1
212978775 | Central HP <5.4 tons | BRYANT HEATING AND COOLING SYSTEMS | HRCU-A-CB (Split System: Heat Pump with Remote Outdoor Unit-Air-Source) | 38MURAQ18AB3* |  |  | CAP**3017AL* | 8(0,1)*SB36070M17*** | 17600 | 16.5 | 8.5 | 18200 | 18800 | 103.3% | 2.26 | 0 | 10.5 |  |  |  | No | R-410A | 1.4667 | Residential & Commercial | Ducted CEE Tier 1
211259602 | Central HP <5.4 tons | BRYANT HEATING AND COOLING SYSTEMS | HRCU-A-CB (Split System: Heat Pump with Remote Outdoor Unit-Air-Source) | 38MURAQ18AB3* |  |  | CAP**1917AL* | 926SA42060V17*** | 18200 | 16 | 8.5 | 18200 | 17600 | 96.7% | 2.14 | 0 | 10.5 |  |  |  | No | R-410A | 1.5167 | Residential & Commercial | Ducted CEE Tier 1
213372371 | Central HP <5.4 tons | RHEEM | HRCU-A-CB (Split System: Heat Pump with Remote Outdoor Unit-Air-Source) | RP18AZ24AJVC |  |  | RCFZ2421HEAAM | R951V0403A17UHU | 22800 | 20 | 8.5 | 22800 | 26200 | 114.9% | 2.1 | 0 | 12.5 |  |  |  | No | R-410A | 1.9 | Residential & Commercial | Ducted CEE Tier 1
215932362 | Central HP <5.4 tons | KENMORE | HRCU-A-CB (Split System: Heat Pump with Remote Outdoor Unit-Air-Source) | (C,H,T)5H3V36*K*AAA* |  |  | EA*5X42M21A*+WALLCON | *96CTN1002122B* | 32800 | 20 | 9.5 | 34800 | 26600 | 76.44% | 2 | 0 | 11.5 |  |  |  | No | R-454B | 2.7333 | Residential & Commercial | Ducted CEE Tier 1
214397924 | Central HP <5.4 tons | LUXAIRE | HRCU-A-CB (Split System: Heat Pump with Remote Outdoor Unit-Air-Source) | HH824E2S11 |  |  | CTF36B5ADS1+JMVT12BC2N1 |  | 23000 | 19 | 9.5 | 23000 | 18500 | 80.43% | 2 | 0 | 12 |  |  |  | No | R-454B | 1.9167 | Residential & Commercial | Ducted CEE Tier 1
214650808 | Central HP <5.4 tons | FRASER-JOHNSTON | HRCU-A-CB (Split System: Heat Pump with Remote Outdoor Unit-Air-Source) | HH824E2S11 |  |  | CTU30B5XCS1+TXV | TP9C060B12MP13 | 23000 | 17 | 9.5 | 23000 | 18300 | 79.57% | 2 | 0 | 12 |  |  |  | No | R-454B | 1.9167 | Residential & Commercial | Ducted CEE Tier 1
214397539 | Central HP <5.4 tons | LUXAIRE | HRCU-A-CB (Split System: Heat Pump with Remote Outdoor Unit-Air-Source) | HH824E2S11 |  |  | CTF36B5ADS1 | TMLE080B12MP11 | 23000 | 18 | 9.5 | 23000 | 18700 | 81.3% | 2 | 0 | 12 |  |  |  | No | R-454B | 1.9167 | Residential & Commercial | Ducted CEE Tier 1
214396217 | Central HP <5.4 tons | FRASER-JOHNSTON | HRCU-A-CB (Split System: Heat Pump with Remote Outdoor Unit-Air-Source) | HH824E2S11 |  |  | JHE30B5AD2SS1 |  | 23000 | 19 | 9.5 | 23000 | 18100 | 78.7% | 2 | 0 | 12 |  |  |  | No | R-454B | 1.9167 | Residential & Commercial | Ducted CEE Tier 1
214396269 | Central HP <5.4 tons | FRASER-JOHNSTON | HRCU-A-CB (Split System: Heat Pump with Remote Outdoor Unit-Air-Source) | HH824E2S11 |  |  | CTM30B5ACS1 | TM9V080B12MP12 | 23000 | 17 | 9.5 | 23000 | 17800 | 77.39% | 2 | 0 | 12 |  |  |  | No | R-454B | 1.9167 | Residential & Commercial | Ducted CEE Tier 1
214649766 | Central HP <5.4 tons | FRASER-JOHNSTON | HRCU-A-CB (Split System: Heat Pump with Remote Outdoor Unit-Air-Source) | HH824E2S11 |  |  | CTU30B5XCS1+TXV | TM8E100B12MP11 | 23000 | 17 | 9.5 | 23000 | 18400 | 80% | 2 | 0 | 12 |  |  |  | No | R-454B | 1.9167 | Residential & Commercial | Ducted CEE Tier 1
211260153 | Central HP <5.4 tons | BRYANT HEATING AND COOLING SYSTEMS | HRCU-A-CB (Split System: Heat Pump with Remote Outdoor Unit-Air-Source) | 38MURAQ18AB3* |  |  | CAP**2414AL* | 926TB30040V14*** | 17300 | 16 | 8.5 | 18300 | 19200 | 104.9% | 2.3 | 0 | 10.5 |  |  |  | No | R-410A | 1.4417 | Residential & Commercial | Ducted CEE Tier 1
211260454 | Central HP <5.4 tons | BRYANT HEATING AND COOLING SYSTEMS | HRCU-A-CB (Split System: Heat Pump with Remote Outdoor Unit-Air-Source) | 38MURAQ18AB3* |  |  | CAP**2417AL* | 915SB36040E17*** | 17300 | 15.5 | 8.5 | 18300 | 19300 | 105.5% | 2.3 | 0 | 10 |  |  |  | No | R-410A | 1.4417 | Residential & Commercial | Ducted CEE Tier 1
211260671 | Central HP <5.4 tons | BRYANT HEATING AND COOLING SYSTEMS | HRCU-A-CB (Split System: Heat Pump with Remote Outdoor Unit-Air-Source) | 38MURAQ18AB3* |  |  | CAP**2417AL* | OVMAAB042112 | 18100 | 15.5 | 8.5 | 19100 | 18900 | 98.95% | 2.26 | 0 | 10.5 |  |  |  | No | R-410A | 1.5083 | Residential & Commercial | Ducted CEE Tier 1
211260840 | Central HP <5.4 tons | BRYANT HEATING AND COOLING SYSTEMS | HRCU-A-CB (Split System: Heat Pump with Remote Outdoor Unit-Air-Source) | 38MURAQ18AB3* |  |  | CAP**2517AL* | 82*TA36070V14*** | 18300 | 16.5 | 8.5 | 18000 | 17500 | 97.22% | 2.12 | 0 | 11 |  |  |  | No | R-410A | 1.525 | Residential & Commercial | Ducted CEE Tier 1
211261204 | Central HP <5.4 tons | BRYANT HEATING AND COOLING SYSTEMS | HRCU-A-CB (Split System: Heat Pump with Remote Outdoor Unit-Air-Source) | 38MURAQ18AB3* |  |  | CAP**2517AL* | OVLAAB036098 | 18600 | 16 | 8.5 | 18600 | 17400 | 93.55% | 2.12 | 0 | 11 |  |  |  | No | R-410A | 1.55 | Residential & Commercial | Ducted CEE Tier 1
211261624 | Central HP <5.4 tons | BRYANT HEATING AND COOLING SYSTEMS | HRCU-A-CB (Split System: Heat Pump with Remote Outdoor Unit-Air-Source) | 38MURAQ18AB3* |  |  | CAP**3017AL* | 926SA48080V17*** | 17600 | 16 | 8.5 | 18100 | 18600 | 102.8% | 2.24 | 0 | 10.5 |  |  |  | No | R-410A | 1.4667 | Residential & Commercial | Ducted CEE Tier 1
211261642 | Central HP <5.4 tons | BRYANT HEATING AND COOLING SYSTEMS | HRCU-A-CB (Split System: Heat Pump with Remote Outdoor Unit-Air-Source) | 38MURAQ18AB3* |  |  | CAP**3017AL* | 935SA36040E17*** | 17800 | 16 | 8.5 | 18300 | 18500 | 101.1% | 2.22 | 0 | 10.5 |  |  |  | No | R-410A | 1.4833 | Residential & Commercial | Ducted CEE Tier 1
215938321 | Central HP <5.4 tons | KEEPRITE | HRCU-A-CB (Split System: Heat Pump with Remote Outdoor Unit-Air-Source) | C5H3V48*K*AAA* |  |  | EVD5X60M24A*+WALLCON | *80CTL1352422B* | 45500 | 21 | 8.1 | 52500 | 38000 | 72.38% | 1.95 | 0 | 11.5 |  |  |  | No | R-454B | 3.7917 | Residential & Commercial | Ducted CEE Tier 1
214398668 | Central HP <5.4 tons | FRASER-JOHNSTON | HRCU-A-CB (Split System: Heat Pump with Remote Outdoor Unit-Air-Source) | HH860E2S11 |  |  | CTM60C5CGS1+JMC16C2SN1 |  | 45000 | 19 | 9 | 44500 | 33600 | 75.51% | 2 | 0 | 12 |  |  |  | No | R-454B | 3.75 | Residential & Commercial | Ducted CEE Tier 1
216374780 | Central HP <5.4 tons | FRASER-JOHNSTON | HRCU-A-CB (Split System: Heat Pump with Remote Outdoor Unit-Air-Source) | HH860E2S11 |  |  | CTM60D5CJS1 | Z9ET120D20SMPS1 | 53000 | 19 | 9 | 55500 | 40000 | 72.07% | 2 | 0 | 10 |  |  |  | No | R-454B | 4.4167 | Residential & Commercial | Ducted CEE Tier 1
214398273 | Central HP <5.4 tons | FRASER-JOHNSTON | HRCU-A-CB (Split System: Heat Pump with Remote Outdoor Unit-Air-Source) | HH860E2S11 |  |  | CTF60C5CGS1 | TPLC100C20MP13 | 44500 | 18 | 9 | 45000 | 33800 | 75.11% | 2 | 0 | 11 |  |  |  | No | R-454B | 3.7083 | Residential & Commercial | Ducted CEE Tier 1
214397841 | Central HP <5.4 tons | FRASER-JOHNSTON | HRCU-A-CB (Split System: Heat Pump with Remote Outdoor Unit-Air-Source) | HH860E2S11 |  |  | CTF60D5CGS1+JMET18DS2N1 |  | 45500 | 19 | 9.5 | 45500 | 33800 | 74.29% | 2 | 0 | 12 |  |  |  | No | R-454B | 3.7917 | Residential & Commercial | Ducted CEE Tier 1
214809218 | Central HP <5.4 tons | FRASER-JOHNSTON | HRCU-A-CB (Split System: Heat Pump with Remote Outdoor Unit-Air-Source) | HH860E2S11 |  |  | CTU60C5XGS1+TXV | Z8ES120C16SMPS1 | 44000 | 18 | 9 | 43500 | 33000 | 75.86% | 2 | 0 | 12 |  |  |  | No | R-454B | 3.6667 | Residential & Commercial | Ducted CEE Tier 1
214574456 | Central HP <5.4 tons | KENMORE | HRCU-A-CB (Split System: Heat Pump with Remote Outdoor Unit-Air-Source) | (C,H,T)VH837GKA2* |  |  | EN(A,D)4X36L21**+WALLCON | *80CTL0702120B* | 31400 | 17 | 8.1 | 33200 | 24200 | 72.89% | 1.82 | 0 | 11 |  |  |  | No | R-410A | 2.6167 | Residential & Commercial | Ducted CEE Tier 1
214574156 | Central HP <5.4 tons | KENMORE | HRCU-A-CB (Split System: Heat Pump with Remote Outdoor Unit-Air-Source) | (C,H,T)VH837GKA2* |  |  | EA*4X61L24A*+WALLCON | *80CTL0702120B* | 33200 | 18 | 8.5 | 32000 | 24800 | 77.5% | 2 | 0 | 11.5 |  |  |  | No | R-410A | 2.7667 | Residential & Commercial | Ducted CEE Tier 1
214397470 | Central HP <5.4 tons | LUXAIRE | HRCU-A-CB (Split System: Heat Pump with Remote Outdoor Unit-Air-Source) | HH860E2S11 |  |  | CTF60C5CGS1 | TMLE120C20MP11 | 44500 | 17 | 9 | 45000 | 33600 | 74.67% | 2 | 0 | 11.7 |  |  |  | No | R-454B | 3.7083 | Residential & Commercial | Ducted CEE Tier 1
214396373 | Central HP <5.4 tons | FRASER-JOHNSTON | HRCU-A-CB (Split System: Heat Pump with Remote Outdoor Unit-Air-Source) | HH836E2S11 |  |  | CTF48C5CFS1+JME16C2SN1 |  | 34200 | 19 | 9 | 31600 | 25200 | 79.75% | 2 | 0 | 11.7 |  |  |  | No | R-454B | 2.85 | Residential & Commercial | Ducted CEE Tier 1
214396490 | Central HP <5.4 tons | FRASER-JOHNSTON | HRCU-A-CB (Split System: Heat Pump with Remote Outdoor Unit-Air-Source) | HH836E2S11 |  |  | CTF48C5CFS1+JMC17C2SN1 |  | 34400 | 19 | 9 | 32000 | 25200 | 78.75% | 2 | 0 | 11.7 |  |  |  | No | R-454B | 2.8667 | Residential & Commercial | Ducted CEE Tier 1
214398192 | Central HP <5.4 tons | LUXAIRE | HRCU-A-CB (Split System: Heat Pump with Remote Outdoor Unit-Air-Source) | HH836E2S11 |  |  | JHE42C5CF2SS1 |  | 34000 | 19 | 9 | 31400 | 25200 | 80.25% | 2 | 0 | 11.7 |  |  |  | No | R-454B | 2.8333 | Residential & Commercial | Ducted CEE Tier 1
214398172 | Central HP <5.4 tons | LUXAIRE | HRCU-A-CB (Split System: Heat Pump with Remote Outdoor Unit-Air-Source) | HH836E2S11 |  |  | CTM36C5CDS1 | TM8E100C16MP11 | 33800 | 18 | 8.5 | 31600 | 25800 | 81.65% | 2 | 0 | 11 |  |  |  | No | R-454B | 2.8167 | Residential & Commercial | Ducted CEE Tier 1
214398072 | Central HP <5.4 tons | LUXAIRE | HRCU-A-CB (Split System: Heat Pump with Remote Outdoor Unit-Air-Source) | HH836E2S11 |  |  | CTM48C5CFS1 | TM9E100C16MP12 | 33400 | 19 | 9 | 31400 | 25400 | 80.89% | 2 | 0 | 11 |  |  |  | No | R-454B | 2.7833 | Residential & Commercial | Ducted CEE Tier 1
214398106 | Central HP <5.4 tons | LUXAIRE | HRCU-A-CB (Split System: Heat Pump with Remote Outdoor Unit-Air-Source) | HH836E2S11 |  |  | CTF36C5CDS1+JMC16C2SN1 |  | 34800 | 19 | 9 | 32200 | 25800 | 80.12% | 2 | 0 | 11.7 |  |  |  | No | R-454B | 2.9 | Residential & Commercial | Ducted CEE Tier 1
214571094 | Central HP <5.4 tons | DAY & NIGHT | HRCU-A-CB (Split System: Heat Pump with Remote Outdoor Unit-Air-Source) | CVH825GKA3* |  |  | EN(A,D)4X36L21**+WALLCON | *80CTL0702120B* | 23400 | 16.5 | 8.1 | 21600 | 16700 | 77.31% | 1.92 | 0 | 11 |  |  |  | No | R-410A | 1.95 | Residential & Commercial | Ducted CEE Tier 1
210472827 | Central HP <5.4 tons | KEEPRITE | HRCU-A-CB (Split System: Heat Pump with Remote Outdoor Unit-Air-Source) | CVH825GKA3* |  |  | EA*4X42L21A*+WALLCON | *95CSU0802120A* | 23800 | 16.5 | 8.1 | 21400 | 16600 | 77.57% | 1.96 | 0 | 11 |  |  |  | No | R-410A | 1.9833 | Residential & Commercial | Ducted CEE Tier 1
210472849 | Central HP <5.4 tons | KEEPRITE | HRCU-A-CB (Split System: Heat Pump with Remote Outdoor Unit-Air-Source) | CVH825GKA3* |  |  | EA*4X42L21A*+WALLCON | *80CSU0401712A* | 23800 | 17 | 8.1 | 21400 | 16600 | 77.57% | 1.96 | 0 | 11 |  |  |  | No | R-410A | 1.9833 | Residential & Commercial | Ducted CEE Tier 1
214570404 | Central HP <5.4 tons | DAY & NIGHT | HRCU-A-CB (Split System: Heat Pump with Remote Outdoor Unit-Air-Source) | CVH825GKA3* |  |  | EA*4X36L21A*+WALLCON | *97CMN0602120B* | 23600 | 16 | 8.1 | 21400 | 16700 | 78.04% | 1.92 | 0 | 10.5 |  |  |  | No | R-410A | 1.9667 | Residential & Commercial | Ducted CEE Tier 1
213770631 | Central HP <5.4 tons | DAY & NIGHT | HRCU-A-CB (Split System: Heat Pump with Remote Outdoor Unit-Air-Source) | CVH825GKA2* |  |  | EA*4X25L17A*+WALLCON | *95CSU0601716B* | 24200 | 16.5 | 8.1 | 21400 | 16700 | 78.04% | 2.02 | 0 | 10.5 |  |  |  | No | R-410A | 2.0167 | Residential & Commercial | Ducted CEE Tier 1
213770651 | Central HP <5.4 tons | DAY & NIGHT | HRCU-A-CB (Split System: Heat Pump with Remote Outdoor Unit-Air-Source) | CVH825GKA2* |  |  | EA*4X25L17A*+WALLCON | *97CMN0801714B* | 24200 | 16.5 | 8.1 | 21400 | 16700 | 78.04% | 2.02 | 0 | 11 |  |  |  | No | R-410A | 2.0167 | Residential & Commercial | Ducted CEE Tier 1
213771151 | Central HP <5.4 tons | DAY & NIGHT | HRCU-A-CB (Split System: Heat Pump with Remote Outdoor Unit-Air-Source) | CVH825GKA2* |  |  | EA*4X37L21A*+WALLCON | *80CTL0901716B* | 24600 | 17 | 8.5 | 21000 | 16600 | 79.05% | 2.02 | 0 | 11 |  |  |  | No | R-410A | 2.05 | Residential & Commercial | Ducted CEE Tier 1
213772271 | Central HP <5.4 tons | DAY & NIGHT | HRCU-A-CB (Split System: Heat Pump with Remote Outdoor Unit-Air-Source) | CVH825GKA2* |  |  | EHD4X42AAL+WALLCON | *80CTL0701412B* | 24200 | 16.5 | 8.1 | 21200 | 16600 | 78.3% | 2 | 0 | 10.5 |  |  |  | No | R-410A | 2.0167 | Residential & Commercial | Ducted CEE Tier 1
211244566 | Central HP <5.4 tons | BRYANT HEATING AND COOLING SYSTEMS | HRCU-A-CB (Split System: Heat Pump with Remote Outdoor Unit-Air-Source) | 38MURAQ24AB3* |  |  | CNPV*3017AL* | 82*TA48090V17*** | 23800 | 17 | 8.1 | 26000 | 23400 | 90% | 1.94 | 0 | 10.5 |  |  |  | No | R-410A | 1.9833 | Residential & Commercial | Ducted CEE Tier 1
211244764 | Central HP <5.4 tons | BRYANT HEATING AND COOLING SYSTEMS | HRCU-A-CB (Split System: Heat Pump with Remote Outdoor Unit-Air-Source) | 38MURAQ24AB3* |  |  | CNPV*3017AL* | 915SB48080E17*** | 24600 | 15.5 | 8.1 | 26800 | 22200 | 82.84% | 1.82 | 0 | 10 |  |  |  | No | R-410A | 2.05 | Residential & Commercial | Ducted CEE Tier 1
212980575 | Central HP <5.4 tons | BRYANT HEATING AND COOLING SYSTEMS | HRCU-A-CB (Split System: Heat Pump with Remote Outdoor Unit-Air-Source) | 38MURAQ24AB3* |  |  | CAP**3621AL* | 8(0,1)*SB60090M21*** | 23800 | 17.5 | 8.5 | 26200 | 23800 | 90.84% | 1.98 | 0 | 10 |  |  |  | No | R-410A | 1.9833 | Residential & Commercial | Ducted CEE Tier 1
215936371 | Central HP <5.4 tons | KEEPRITE | HRCU-A-CB (Split System: Heat Pump with Remote Outdoor Unit-Air-Source) | C5H3V36*K*AAA* |  |  | EVD5X48M24A*+WALLCON | *97CMN0602120B* | 34800 | 21 | 8.5 | 38500 | 28800 | 74.81% | 2.02 | 0 | 11.7 |  |  |  | No | R-454B | 2.9 | Residential & Commercial | Ducted CEE Tier 1
215936491 | Central HP <5.4 tons | KEEPRITE | HRCU-A-CB (Split System: Heat Pump with Remote Outdoor Unit-Air-Source) | C5H3V36*K*AAA* |  |  | EVD5X49M24A*+WALLCON | *95CSU1002122B* | 35600 | 22 | 8.5 | 38000 | 28400 | 74.74% | 2.06 | 0 | 12.5 |  |  |  | No | R-454B | 2.9667 | Residential & Commercial | Ducted CEE Tier 1
215935771 | Central HP <5.4 tons | KEEPRITE | HRCU-A-CB (Split System: Heat Pump with Remote Outdoor Unit-Air-Source) | C5H3V36*K*AAA* |  |  | EVD5X36M21A*+WALLCON | *96CTN0801714B* | 34200 | 20.5 | 8.5 | 39000 | 28400 | 72.82% | 2.02 | 0 | 11.5 |  |  |  | No | R-454B | 2.85 | Residential & Commercial | Ducted CEE Tier 1
215936811 | Central HP <5.4 tons | KEEPRITE | HRCU-A-CB (Split System: Heat Pump with Remote Outdoor Unit-Air-Source) | C5H3V36*K*AAA* |  |  | EVD5X60M24A*+WALLCON | *97CMN0602120B* | 35200 | 21 | 8.5 | 38500 | 28800 | 74.81% | 2.02 | 0 | 12 |  |  |  | No | R-454B | 2.9333 | Residential & Commercial | Ducted CEE Tier 1
215936191 | Central HP <5.4 tons | KEEPRITE | HRCU-A-CB (Split System: Heat Pump with Remote Outdoor Unit-Air-Source) | C5H3V36*K*AAA* |  |  | EVD5X42M24A*+WALLCON | *80CTL1352422B* | 35600 | 22 | 8.5 | 38000 | 28400 | 74.74% | 2.04 | 0 | 12.5 |  |  |  | No | R-454B | 2.9667 | Residential & Commercial | Ducted CEE Tier 1
215936261 | Central HP <5.4 tons | KEEPRITE | HRCU-A-CB (Split System: Heat Pump with Remote Outdoor Unit-Air-Source) | C5H3V36*K*AAA* |  |  | EVD5X42M24A*+WALLCON | *96CTN1002122B* | 35600 | 22 | 8.5 | 38000 | 28400 | 74.74% | 2.04 | 0 | 12.5 |  |  |  | No | R-454B | 2.9667 | Residential & Commercial | Ducted CEE Tier 1
214807833 | Central HP <5.4 tons | FRASER-JOHNSTON | HRCU-A-CB (Split System: Heat Pump with Remote Outdoor Unit-Air-Source) | HH860E2S11 |  |  | CTU60D5XHS1+JMET18DS2N1+TXV |  | 54000 | 19 | 9 | 53500 | 38500 | 71.96% | 2 | 0 | 12 |  |  |  | No | R-454B | 4.5 | Residential & Commercial | Ducted CEE Tier 1
214808985 | Central HP <5.4 tons | FRASER-JOHNSTON | HRCU-A-CB (Split System: Heat Pump with Remote Outdoor Unit-Air-Source) | HH860E2S11 |  |  | CTU60C5XGS1+TXV | Z8ES120C20SMPS1 | 45000 | 18 | 9 | 45500 | 33400 | 73.41% | 2 | 0 | 11.7 |  |  |  | No | R-454B | 3.75 | Residential & Commercial | Ducted CEE Tier 1
214809252 | Central HP <5.4 tons | FRASER-JOHNSTON | HRCU-A-CB (Split System: Heat Pump with Remote Outdoor Unit-Air-Source) | HH860E2S11 |  |  | CTU60C5XGS1+TXV | Z8ES080C16SMPS1 | 44500 | 18 | 9 | 44500 | 33400 | 75.06% | 2 | 0 | 12 |  |  |  | No | R-454B | 3.7083 | Residential & Commercial | Ducted CEE Tier 1
214398296 | Central HP <5.4 tons | LUXAIRE | HRCU-A-CB (Split System: Heat Pump with Remote Outdoor Unit-Air-Source) | HH860E2S11 |  |  | CTM60C5CGS1 | TM9Y100C20MP11 | 44500 | 17 | 9 | 46500 | 34800 | 74.84% | 2 | 0 | 11 |  |  |  | No | R-454B | 3.7083 | Residential & Commercial | Ducted CEE Tier 1
214398328 | Central HP <5.4 tons | LUXAIRE | HRCU-A-CB (Split System: Heat Pump with Remote Outdoor Unit-Air-Source) | HH860E2S11 |  |  | CTM60C5CGS1+JMC17C2SN1 |  | 45000 | 19 | 9 | 45000 | 33400 | 74.22% | 2 | 0 | 12 |  |  |  | No | R-454B | 3.75 | Residential & Commercial | Ducted CEE Tier 1
214398410 | Central HP <5.4 tons | LUXAIRE | HRCU-A-CB (Split System: Heat Pump with Remote Outdoor Unit-Air-Source) | HH860E2S11 |  |  | CTF60D5CHS1 | TM9V120D20MP12 | 54000 | 19 | 9 | 54500 | 39500 | 72.48% | 2 | 0 | 11 |  |  |  | No | R-454B | 4.5 | Residential & Commercial | Ducted CEE Tier 1
214398697 | Central HP <5.4 tons | LUXAIRE | HRCU-A-CB (Split System: Heat Pump with Remote Outdoor Unit-Air-Source) | HH860E2S11 |  |  | CTM60C5CGS1 | TMLE100C20MP11 | 44500 | 17 | 9 | 45000 | 33800 | 75.11% | 2 | 0 | 11.7 |  |  |  | No | R-454B | 3.7083 | Residential & Commercial | Ducted CEE Tier 1
214398628 | Central HP <5.4 tons | LUXAIRE | HRCU-A-CB (Split System: Heat Pump with Remote Outdoor Unit-Air-Source) | HH860E2S11 |  |  | CTM60C5CGS1 | TM9Y080C16MP11 | 44000 | 17 | 9 | 44500 | 33800 | 75.96% | 2 | 0 | 11 |  |  |  | No | R-454B | 3.6667 | Residential & Commercial | Ducted CEE Tier 1
214569365 | Central HP <5.4 tons | BRYANT HEATING AND COOLING SYSTEMS | HRCU-A-CB (Split System: Heat Pump with Remote Outdoor Unit-Air-Source) | 284ANV024*0**B* |  |  | CSPH*3612AL*+UI | 88*TB60070C21*** | 23800 | 19.5 | 10.5 | 26600 | 19700 | 74.06% | 2.5 | 0 | 13 |  |  |  | No | R-410A | 1.9833 | Residential & Commercial | Ducted CEE Tier 1
214606499 | Central HP <5.4 tons | LUXAIRE | HRCU-A-C (Split System: Heat Pump with Remote Outdoor Unit with No Indoor Fan --Air Source) | HH836E2S11 |  |  | CTM48C5CFS1 |  | 31600 | 15.2 | 8.5 | 30800 | 22200 | 72.08% | 2 | 0 | 10 |  |  |  | No | R-454B | 2.6333 | Residential & Commercial | Ducted CEE Tier 1
214606500 | Central HP <5.4 tons | LUXAIRE | HRCU-A-C (Split System: Heat Pump with Remote Outdoor Unit with No Indoor Fan --Air Source) | HH836E2S11 |  |  | CTF48C5CFS1 |  | 31600 | 15.2 | 8.5 | 30800 | 22200 | 72.08% | 2 | 0 | 10 |  |  |  | No | R-454B | 2.6333 | Residential & Commercial | Ducted CEE Tier 1
214398529 | Central HP <5.4 tons | LUXAIRE | HRCU-A-CB (Split System: Heat Pump with Remote Outdoor Unit-Air-Source) | HH836E2S11 |  |  | CTF36C5CDS1 | TM9E080C16MP12 | 34200 | 18 | 8.5 | 32200 | 25800 | 80.12% | 2 | 0 | 11 |  |  |  | No | R-454B | 2.85 | Residential & Commercial | Ducted CEE Tier 1
214398544 | Central HP <5.4 tons | LUXAIRE | HRCU-A-CB (Split System: Heat Pump with Remote Outdoor Unit-Air-Source) | HH836E2S11 |  |  | CTF36B5CDS1 | LP9C080B12MP13 | 33000 | 18 | 8.5 | 30800 | 25000 | 81.17% | 2 | 0 | 11 |  |  |  | No | R-454B | 2.75 | Residential & Commercial | Ducted CEE Tier 1
214397776 | Central HP <5.4 tons | LUXAIRE | HRCU-A-CB (Split System: Heat Pump with Remote Outdoor Unit-Air-Source) | HH836E2S11 |  |  | CTM48C5CFS1 | TMLE100C20MP11 | 34400 | 17 | 8.5 | 32600 | 25800 | 79.14% | 2 | 0 | 11 |  |  |  | No | R-454B | 2.8667 | Residential & Commercial | Ducted CEE Tier 1
213779395 | Central HP <5.4 tons | CARRIER | HRCU-A-CB (Split System: Heat Pump with Remote Outdoor Unit-Air-Source) | 25VNA837A*030* |  |  | CAP**4821AL*+UI | 58TN*B090C21**20 | 32200 | 17 | 8.1 | 32600 | 24800 | 76.07% | 1.98 | 0 | 11 |  |  |  | No | R-410A | 2.6833 | Residential & Commercial | Ducted CEE Tier 1
214397660 | Central HP <5.4 tons | LUXAIRE | HRCU-A-CB (Split System: Heat Pump with Remote Outdoor Unit-Air-Source) | HH836E2S11 |  |  | JHC36B5CD2SS1 |  | 34000 | 19 | 9 | 31600 | 26000 | 82.28% | 2 | 0 | 11 |  |  |  | No | R-454B | 2.8333 | Residential & Commercial | Ducted CEE Tier 1
214397727 | Central HP <5.4 tons | LUXAIRE | HRCU-A-CB (Split System: Heat Pump with Remote Outdoor Unit-Air-Source) | HH836E2S11 |  |  | CTM36C5CDS1 | TM9E100C16MP12 | 33800 | 18 | 8.5 | 31600 | 25800 | 81.65% | 2 | 0 | 11 |  |  |  | No | R-454B | 2.8167 | Residential & Commercial | Ducted CEE Tier 1
214397742 | Central HP <5.4 tons | LUXAIRE | HRCU-A-CB (Split System: Heat Pump with Remote Outdoor Unit-Air-Source) | HH836E2S11 |  |  | CTF36C5CDS1 | TM8V100C16MP12 | 34000 | 18 | 8.5 | 31600 | 26000 | 82.28% | 2 | 0 | 11 |  |  |  | No | R-454B | 2.8333 | Residential & Commercial | Ducted CEE Tier 1
211388714 | Central HP <5.4 tons | COLEMAN | HRCU-A-CB (Split System: Heat Pump with Remote Outdoor Unit-Air-Source) | HMH72B341 |  |  | XAFC36DBCN1 | TM9E080C16MP12 | 34000 | 18 | 8.1 | 33600 | 23800 | 70.83% | 2.08 | 0 | 10 |  |  |  | No | R-410A | 2.8333 | Residential & Commercial | Ducted CEE Tier 1
214570454 | Central HP <5.4 tons | DAY & NIGHT | HRCU-A-CB (Split System: Heat Pump with Remote Outdoor Unit-Air-Source) | CVH825GKA3* |  |  | EA*4X37L21A*+WALLCON | *95CSU1002122B* | 24400 | 16.5 | 8.5 | 21200 | 16600 | 78.3% | 2.04 | 0 | 11 |  |  |  | No | R-410A | 2.0333 | Residential & Commercial | Ducted CEE Tier 1
214570604 | Central HP <5.4 tons | DAY & NIGHT | HRCU-A-CB (Split System: Heat Pump with Remote Outdoor Unit-Air-Source) | CVH825GKA3* |  |  | EA*4X42L24A*+WALLCON | *96CTN0802120B* | 23800 | 17 | 8.5 | 21400 | 16600 | 77.57% | 1.96 | 0 | 11 |  |  |  | No | R-410A | 1.9833 | Residential & Commercial | Ducted CEE Tier 1
214571204 | Central HP <5.4 tons | DAY & NIGHT | HRCU-A-CB (Split System: Heat Pump with Remote Outdoor Unit-Air-Source) | CVH825GKA3* |  |  | EN(A,D,W)4X42L21**+WALLCON | *96CTN0802120B* | 23800 | 16.5 | 8.1 | 21400 | 16600 | 77.57% | 1.96 | 0 | 11 |  |  |  | No | R-410A | 1.9833 | Residential & Commercial | Ducted CEE Tier 1
210473289 | Central HP <5.4 tons | KEEPRITE | HRCU-A-CB (Split System: Heat Pump with Remote Outdoor Unit-Air-Source) | CVH825GKA3* |  |  | EA*4X48L21A*+WALLCON | *95CSU1002122A* | 24200 | 17 | 8.1 | 21000 | 16500 | 78.57% | 2.02 | 0 | 11 |  |  |  | No | R-410A | 2.0167 | Residential & Commercial | Ducted CEE Tier 1
211391888 | Central HP <5.4 tons | COLEMAN | HRCU-A-CB (Split System: Heat Pump with Remote Outdoor Unit-Air-Source) | HMH72B341 |  |  | XAUB36DXXN1+TXV | TMLE100B12MP11 | 34000 | 18 | 8.1 | 33800 | 23800 | 70.41% | 2.06 | 0 | 10 |  |  |  | No | R-410A | 2.8333 | Residential & Commercial | Ducted CEE Tier 1
215936291 | Central HP <5.4 tons | KEEPRITE | HRCU-A-CB (Split System: Heat Pump with Remote Outdoor Unit-Air-Source) | C5H3V36*K*AAA* |  |  | EVD5X48M21A*+WALLCON | *96CTN0601714B* | 34600 | 20.5 | 8.5 | 38000 | 27600 | 72.63% | 2 | 0 | 11.5 |  |  |  | No | R-454B | 2.8833 | Residential & Commercial | Ducted CEE Tier 1
215936961 | Central HP <5.4 tons | KEEPRITE | HRCU-A-CB (Split System: Heat Pump with Remote Outdoor Unit-Air-Source) | C5H3V36*K*AAA* |  |  | EVD5X61M24A*+WALLCON | *96CTN1202422B* | 36000 | 22 | 8.5 | 37600 | 28400 | 75.53% | 2.04 | 0 | 12.5 |  |  |  | No | R-454B | 3 | Residential & Commercial | Ducted CEE Tier 1
215935571 | Central HP <5.4 tons | KEEPRITE | HRCU-A-CB (Split System: Heat Pump with Remote Outdoor Unit-Air-Source) | C5H3V36*K*AAA* |  |  | EVD5X36M17A*+WALLCON | *97CMN0601714B* | 34000 | 20 | 8.1 | 38000 | 27200 | 71.58% | 2 | 0 | 11 |  |  |  | No | R-454B | 2.8333 | Residential & Commercial | Ducted CEE Tier 1
215935821 | Central HP <5.4 tons | KEEPRITE | HRCU-A-CB (Split System: Heat Pump with Remote Outdoor Unit-Air-Source) | C5H3V36*K*AAA* |  |  | EVD5X38M17A*+WALLCON | *80CSU0601716A* | 35400 | 22 | 8.5 | 38000 | 28600 | 75.26% | 2.02 | 0 | 12 |  |  |  | No | R-454B | 2.95 | Residential & Commercial | Ducted CEE Tier 1
214398712 | Central HP <5.4 tons | LUXAIRE | HRCU-A-CB (Split System: Heat Pump with Remote Outdoor Unit-Air-Source) | HH860E2S11 |  |  | CTF60C5CGS1 | TP9C100C20MP13 | 44000 | 18 | 9 | 45000 | 33800 | 75.11% | 2 | 0 | 11 |  |  |  | No | R-454B | 3.6667 | Residential & Commercial | Ducted CEE Tier 1
214397895 | Central HP <5.4 tons | LUXAIRE | HRCU-A-CB (Split System: Heat Pump with Remote Outdoor Unit-Air-Source) | HH860E2S11 |  |  | CTM60C5CGS1 | TPLC100C20MP13 | 44000 | 18 | 9 | 44500 | 33600 | 75.51% | 2 | 0 | 11.7 |  |  |  | No | R-454B | 3.6667 | Residential & Commercial | Ducted CEE Tier 1
214398043 | Central HP <5.4 tons | LUXAIRE | HRCU-A-CB (Split System: Heat Pump with Remote Outdoor Unit-Air-Source) | HH860E2S11 |  |  | CTM60C5CHS1 | TMLV120C20MP12 | 53500 | 19 | 9 | 54000 | 39000 | 72.22% | 2 | 0 | 11 |  |  |  | No | R-454B | 4.4583 | Residential & Commercial | Ducted CEE Tier 1
214397492 | Central HP <5.4 tons | LUXAIRE | HRCU-A-CB (Split System: Heat Pump with Remote Outdoor Unit-Air-Source) | HH860E2S11 |  |  | CTM60C5CGS1 | TM9E080C20MP12 | 44500 | 17 | 9 | 45000 | 33800 | 75.11% | 2 | 0 | 11.7 |  |  |  | No | R-454B | 3.7083 | Residential & Commercial | Ducted CEE Tier 1
214594995 | Central HP <5.4 tons | LUXAIRE | HRCU-A-CB (Split System: Heat Pump with Remote Outdoor Unit-Air-Source) | HH860E2S11 |  |  | CTM60C5CHS1 | Z8ES080C20SMPS1 | 54000 | 19 | 9 | 54000 | 39000 | 72.22% | 2 | 0 | 11.7 |  |  |  | No | R-454B | 4.5 | Residential & Commercial | Ducted CEE Tier 1
214398048 | Central HP <5.4 tons | LUXAIRE | HRCU-A-CB (Split System: Heat Pump with Remote Outdoor Unit-Air-Source) | HH860E2S11 |  |  | CTM60C5CHS1 | TPLC100C20MP13 | 53500 | 19 | 9 | 54000 | 39000 | 72.22% | 2 | 0 | 11 |  |  |  | No | R-454B | 4.4583 | Residential & Commercial | Ducted CEE Tier 1
214396301 | Central HP <5.4 tons | FRASER-JOHNSTON | HRCU-A-CB (Split System: Heat Pump with Remote Outdoor Unit-Air-Source) | HH860E2S11 |  |  | CTF60C5CHS1 | TM9V100C20MP12 | 53000 | 19 | 8.5 | 53500 | 38500 | 71.96% | 2 | 0 | 11 |  |  |  | No | R-454B | 4.4167 | Residential & Commercial | Ducted CEE Tier 1
214396762 | Central HP <5.4 tons | FRASER-JOHNSTON | HRCU-A-CB (Split System: Heat Pump with Remote Outdoor Unit-Air-Source) | HH860E2S11 |  |  | JHC60D5CH2SS1 |  | 53500 | 19 | 9 | 53000 | 37800 | 71.32% | 2 | 0 | 12 |  |  |  | No | R-454B | 4.4583 | Residential & Commercial | Ducted CEE Tier 1
214397762 | Central HP <5.4 tons | LUXAIRE | HRCU-A-CB (Split System: Heat Pump with Remote Outdoor Unit-Air-Source) | HH836E2S11 |  |  | CTF36C5CDS1 | TPLC100C16MP13 | 34000 | 18 | 8.5 | 31600 | 26000 | 82.28% | 2 | 0 | 11 |  |  |  | No | R-454B | 2.8333 | Residential & Commercial | Ducted CEE Tier 1
214397705 | Central HP <5.4 tons | LUXAIRE | HRCU-A-CB (Split System: Heat Pump with Remote Outdoor Unit-Air-Source) | HH836E2S11 |  |  | CTM36C5CDS1 | TM8E120C16MP11 | 33800 | 18 | 8.5 | 31600 | 25800 | 81.65% | 2 | 0 | 11 |  |  |  | No | R-454B | 2.8167 | Residential & Commercial | Ducted CEE Tier 1
214396408 | Central HP <5.4 tons | FRASER-JOHNSTON | HRCU-A-CB (Split System: Heat Pump with Remote Outdoor Unit-Air-Source) | HH836E2S11 |  |  | CTF36C5CDS1 | TP9C100C20MP13 | 34600 | 18 | 8.5 | 33000 | 27200 | 82.42% | 2 | 0 | 10 |  |  |  | No | R-454B | 2.8833 | Residential & Commercial | Ducted CEE Tier 1
214396485 | Central HP <5.4 tons | FRASER-JOHNSTON | HRCU-A-CB (Split System: Heat Pump with Remote Outdoor Unit-Air-Source) | HH836E2S11 |  |  | CTF48C5CFS1 | TM9Y100C20MP11 | 34200 | 17 | 8.5 | 32800 | 26000 | 79.27% | 2 | 0 | 10 |  |  |  | No | R-454B | 2.85 | Residential & Commercial | Ducted CEE Tier 1
214398187 | Central HP <5.4 tons | LUXAIRE | HRCU-A-CB (Split System: Heat Pump with Remote Outdoor Unit-Air-Source) | HH836E2S11 |  |  | CTM36C5CDS1 | TL8E080C16UH11 | 34000 | 18 | 8.5 | 32200 | 26400 | 81.99% | 2 | 0 | 11 |  |  |  | No | R-454B | 2.8333 | Residential & Commercial | Ducted CEE Tier 1
214398571 | Central HP <5.4 tons | LUXAIRE | HRCU-A-CB (Split System: Heat Pump with Remote Outdoor Unit-Air-Source) | HH836E2S11 |  |  | CTF48C5CFS1+JMVT17CC2N1 |  | 34400 | 19 | 9 | 32000 | 25200 | 78.75% | 2 | 0 | 11.7 |  |  |  | No | R-454B | 2.8667 | Residential & Commercial | Ducted CEE Tier 1
214396530 | Central HP <5.4 tons | FRASER-JOHNSTON | HRCU-A-CB (Split System: Heat Pump with Remote Outdoor Unit-Air-Source) | HH836E2S11 |  |  | CTM48C5CFS1 | TMLV100C16MP12 | 33000 | 19 | 9 | 31200 | 25200 | 80.77% | 2 | 0 | 11 |  |  |  | No | R-454B | 2.75 | Residential & Commercial | Ducted CEE Tier 1
213298056 | Central HP <5.4 tons | CHAMPION HEATING AND COOLING | HRCU-A-CB (Split System: Heat Pump with Remote Outdoor Unit-Air-Source) | HMH72B341 |  |  | XAFC36DBCN1 | Z8ES080B12LMPS1 | 34000 | 18 | 8.1 | 33400 | 24000 | 71.86% | 2.08 | 0 | 10 |  |  |  | No | R-410A | 2.8333 | Residential & Commercial | Ducted CEE Tier 1
213298106 | Central HP <5.4 tons | CHAMPION HEATING AND COOLING | HRCU-A-CB (Split System: Heat Pump with Remote Outdoor Unit-Air-Source) | HMH72B341 |  |  | XAFB36DBCN1+JMET12BS2N1 |  | 34000 | 18.5 | 8.5 | 33800 | 23800 | 70.41% | 2.12 | 0 | 10.5 |  |  |  | No | R-410A | 2.8333 | Residential & Commercial | Ducted CEE Tier 1
213298021 | Central HP <5.4 tons | CHAMPION HEATING AND COOLING | HRCU-A-CB (Split System: Heat Pump with Remote Outdoor Unit-Air-Source) | HMH72B341 |  |  | XAFC36DXXN1+TXV | Z8ES080C16SMPS1 | 34000 | 18 | 8.5 | 33400 | 24200 | 72.46% | 2.14 | 0 | 10 |  |  |  | No | R-410A | 2.8333 | Residential & Commercial | Ducted CEE Tier 1
212989317 | Central HP <5.4 tons | KEEPRITE | HRCU-A-CB (Split System: Heat Pump with Remote Outdoor Unit-Air-Source) | DLCURAH18ABK |  |  | EN(A,D)4X24L17** | *95MSU0601716A* | 17300 | 16 | 8.1 | 18300 | 19200 | 104.9% | 2.32 | 0 | 10.5 |  |  |  | No | R-410A | 1.4417 | Residential & Commercial | Ducted CEE Tier 1
212989281 | Central HP <5.4 tons | KEEPRITE | HRCU-A-CB (Split System: Heat Pump with Remote Outdoor Unit-Air-Source) | DLCURAH18ABK |  |  | EA*4X24L17A* | *95MSU0601716A* | 17300 | 16.5 | 8.5 | 18200 | 19400 | 106.6% | 2.34 | 0 | 10.5 |  |  |  | No | R-410A | 1.4417 | Residential & Commercial | Ducted CEE Tier 1
212989249 | Central HP <5.4 tons | CARRIER | HRCU-A-CB (Split System: Heat Pump with Remote Outdoor Unit-Air-Source) | 38MURAQ24AB3* |  |  | CNPV*3621AL* | 59SU5B060M17**16 | 23600 | 17 | 8.5 | 26400 | 24400 | 92.42% | 2.02 | 0 | 10.5 |  |  |  | No | R-410A | 1.9667 | Residential & Commercial | Ducted CEE Tier 1
213072119 | Central HP <5.4 tons | ACIQ | HRCU-A-CB (Split System: Heat Pump with Remote Outdoor Unit-Air-Source) | DLCURAH18ABK |  |  | EA*4X19L17A* | *96VTN0401712A* | 18200 | 15.5 | 8.5 | 18300 | 17600 | 96.17% | 2.12 | 0 | 10.5 |  |  |  | No | R-410A | 1.5167 | Residential & Commercial | Ducted CEE Tier 1
211240331 | Central HP <5.4 tons | BRYANT HEATING AND COOLING SYSTEMS | HRCU-A-CB (Split System: Heat Pump with Remote Outdoor Unit-Air-Source) | 38MURAQ24AB3* |  |  | CAP**2414AL* | 912SD36060E14*** | 24200 | 16 | 8.5 | 27200 | 23400 | 86.03% | 1.9 | 0 | 10 |  |  |  | No | R-410A | 2.0167 | Residential & Commercial | Ducted CEE Tier 1
211240365 | Central HP <5.4 tons | BRYANT HEATING AND COOLING SYSTEMS | HRCU-A-CB (Split System: Heat Pump with Remote Outdoor Unit-Air-Source) | 38MURAQ24AB3* |  |  | CAP**2417AL* | 82*SA36045V14*** | 24000 | 16 | 8.5 | 27000 | 23800 | 88.15% | 1.96 | 0 | 10 |  |  |  | No | R-410A | 2 | Residential & Commercial | Ducted CEE Tier 1
213298076 | Central HP <5.4 tons | CHAMPION HEATING AND COOLING | HRCU-A-CB (Split System: Heat Pump with Remote Outdoor Unit-Air-Source) | HMH72B341 |  |  | XAUB36DXXN1+TXV | Z8ES040A12SMPS1 | 34000 | 18 | 8.5 | 33400 | 24200 | 72.46% | 2.1 | 0 | 10 |  |  |  | No | R-410A | 2.8333 | Residential & Commercial | Ducted CEE Tier 1
214650935 | Central HP <5.4 tons | FRASER-JOHNSTON | HRCU-A-CB (Split System: Heat Pump with Remote Outdoor Unit-Air-Source) | HH824E2S11 |  |  | CTU36B5XDS1+TXV | TMLE080B12MP11 | 23000 | 18 | 9.5 | 23000 | 18700 | 81.3% | 2 | 0 | 12 |  |  |  | No | R-454B | 1.9167 | Residential & Commercial | Ducted CEE Tier 1
214807818 | Central HP <5.4 tons | FRASER-JOHNSTON | HRCU-A-CB (Split System: Heat Pump with Remote Outdoor Unit-Air-Source) | HH824E2S11 |  |  | CTU30B5XCS1+JMC12B2SN1+TXV |  | 23000 | 18 | 9.5 | 23000 | 19000 | 82.61% | 2 | 0 | 12 |  |  |  | No | R-454B | 1.9167 | Residential & Commercial | Ducted CEE Tier 1
214397944 | Central HP <5.4 tons | LUXAIRE | HRCU-A-CB (Split System: Heat Pump with Remote Outdoor Unit-Air-Source) | HH824E2S11 |  |  | CTF30A5ADS1 | TMLE040A12MP11 | 23000 | 18 | 9.5 | 23000 | 18500 | 80.43% | 2 | 0 | 12 |  |  |  | No | R-454B | 1.9167 | Residential & Commercial | Ducted CEE Tier 1
214807717 | Central HP <5.4 tons | FRASER-JOHNSTON | HRCU-A-CB (Split System: Heat Pump with Remote Outdoor Unit-Air-Source) | HH824E2S11 |  |  | CTU36B5XDS1+JME12B2SN1+TXV |  | 23000 | 19 | 9.5 | 23000 | 18500 | 80.43% | 2 | 0 | 12 |  |  |  | No | R-454B | 1.9167 | Residential & Commercial | Ducted CEE Tier 1
216374545 | Central HP <5.4 tons | LUXAIRE | HRCU-A-CB (Split System: Heat Pump with Remote Outdoor Unit-Air-Source) | HH824E2S11 |  |  | CTM30B5ACS1 | Z9ET060B12SMPS1 | 23000 | 18 | 9.5 | 23000 | 18500 | 80.43% | 2 | 0 | 11.7 |  |  |  | No | R-454B | 1.9167 | Residential & Commercial | Ducted CEE Tier 1
214397959 | Central HP <5.4 tons | LUXAIRE | HRCU-A-CB (Split System: Heat Pump with Remote Outdoor Unit-Air-Source) | HH824E2S11 |  |  | CTF36B5ADS1 | LP9C060B12MP13 | 23000 | 18 | 9.5 | 23000 | 18800 | 81.74% | 2 | 0 | 12 |  |  |  | No | R-454B | 1.9167 | Residential & Commercial | Ducted CEE Tier 1
214398682 | Central HP <5.4 tons | LUXAIRE | HRCU-A-CB (Split System: Heat Pump with Remote Outdoor Unit-Air-Source) | HH860E2S11 |  |  | CTF60C5CGS1 | TM8E100C20MP11 | 44500 | 17 | 9 | 45000 | 33800 | 75.11% | 2 | 0 | 11.7 |  |  |  | No | R-454B | 3.7083 | Residential & Commercial | Ducted CEE Tier 1
214398323 | Central HP <5.4 tons | LUXAIRE | HRCU-A-CB (Split System: Heat Pump with Remote Outdoor Unit-Air-Source) | HH860E2S11 |  |  | CTM60D5CGS1+JMVT20DC2N1 |  | 45000 | 18 | 9 | 44500 | 33400 | 75.06% | 2 | 0 | 12 |  |  |  | No | R-454B | 3.75 | Residential & Commercial | Ducted CEE Tier 1
214398023 | Central HP <5.4 tons | LUXAIRE | HRCU-A-CB (Split System: Heat Pump with Remote Outdoor Unit-Air-Source) | HH860E2S11 |  |  | CTM60C5CHS1 | TM8E080C20MP11 | 53500 | 19 | 8.5 | 54000 | 39000 | 72.22% | 2 | 0 | 11 |  |  |  | No | R-454B | 4.4583 | Residential & Commercial | Ducted CEE Tier 1
214397603 | Central HP <5.4 tons | LUXAIRE | HRCU-A-CB (Split System: Heat Pump with Remote Outdoor Unit-Air-Source) | HH860E2S11 |  |  | CTM60D5CHS1 | TM8E130D20MP11 | 54500 | 19 | 8.5 | 55000 | 40000 | 72.73% | 2 | 0 | 11.7 |  |  |  | No | R-454B | 4.5417 | Residential & Commercial | Ducted CEE Tier 1
214398673 | Central HP <5.4 tons | FRASER-JOHNSTON | HRCU-A-CB (Split System: Heat Pump with Remote Outdoor Unit-Air-Source) | HH860E2S11 |  |  | CTM60C5CGS1+JME16C2SN1 |  | 44500 | 19 | 9 | 44000 | 33000 | 75% | 2 | 0 | 12 |  |  |  | No | R-454B | 3.7083 | Residential & Commercial | Ducted CEE Tier 1
216374739 | Central HP <5.4 tons | FRASER-JOHNSTON | HRCU-A-CB (Split System: Heat Pump with Remote Outdoor Unit-Air-Source) | HH860E2S11 |  |  | CTF60D5CJS1 | Z9ET120D20SMPS1 | 53500 | 19 | 9 | 56000 | 40500 | 72.32% | 2 | 0 | 10 |  |  |  | No | R-454B | 4.4583 | Residential & Commercial | Ducted CEE Tier 1
214398334 | Central HP <5.4 tons | FRASER-JOHNSTON | HRCU-A-CB (Split System: Heat Pump with Remote Outdoor Unit-Air-Source) | HH860E2S11 |  |  | CTF60C5CGS1 | TM9E080C16MP12 | 44500 | 18 | 9 | 45500 | 34400 | 75.6% | 2 | 0 | 11 |  |  |  | No | R-454B | 3.7083 | Residential & Commercial | Ducted CEE Tier 1
214396351 | Central HP <5.4 tons | FRASER-JOHNSTON | HRCU-A-CB (Split System: Heat Pump with Remote Outdoor Unit-Air-Source) | HH860E2S11 |  |  | JHC60D5CJ2SS1 |  | 54500 | 19 | 9 | 56500 | 40000 | 70.8% | 2 | 0 | 11 |  |  |  | No | R-454B | 4.5417 | Residential & Commercial | Ducted CEE Tier 1
213297476 | Central HP <5.4 tons | CHAMPION HEATING AND COOLING | HRCU-A-CB (Split System: Heat Pump with Remote Outdoor Unit-Air-Source) | HMH72B341 |  |  | XAFB36DBCN1 | Z9ES060B12SMPS1 | 33000 | 16.5 | 8.5 | 32000 | 22400 | 70% | 1.8 | 0 | 10 |  |  |  | No | R-410A | 2.75 | Residential & Commercial | Ducted CEE Tier 1
214397670 | Central HP <5.4 tons | LUXAIRE | HRCU-A-CB (Split System: Heat Pump with Remote Outdoor Unit-Air-Source) | HH836E2S11 |  |  | CTF36C5CDS1 | TMLE080C16MP11 | 33800 | 18 | 8.5 | 31400 | 25600 | 81.53% | 2 | 0 | 11 |  |  |  | No | R-454B | 2.8167 | Residential & Commercial | Ducted CEE Tier 1
213297626 | Central HP <5.4 tons | CHAMPION HEATING AND COOLING | HRCU-A-CB (Split System: Heat Pump with Remote Outdoor Unit-Air-Source) | HMH72B341 |  |  | XAHC36DBCN1 | Z8ES080C16LMPS1 | 34000 | 17.5 | 8.5 | 33400 | 23600 | 70.66% | 2.08 | 0 | 10 |  |  |  | No | R-410A | 2.8333 | Residential & Commercial | Ducted CEE Tier 1
213297811 | Central HP <5.4 tons | CHAMPION HEATING AND COOLING | HRCU-A-CB (Split System: Heat Pump with Remote Outdoor Unit-Air-Source) | HMH72B341 |  |  | XAHC30CXXN1+TXV | Z8ES080B12SMPS1 | 31800 | 17 | 8.1 | 32200 | 22600 | 70.19% | 2 | 0 | 10 |  |  |  | No | R-410A | 2.65 | Residential & Commercial | Ducted CEE Tier 1
214810244 | Central HP <5.4 tons | FRASER-JOHNSTON | HRCU-A-CB (Split System: Heat Pump with Remote Outdoor Unit-Air-Source) | HH824E2S11 |  |  | CTM36B5ADS1 | TM9V080B12MP12 | 23000 | 18 | 9.5 | 23000 | 18500 | 80.43% | 2 | 0 | 12 |  |  |  | No | R-454B | 1.9167 | Residential & Commercial | Ducted CEE Tier 1
214397564 | Central HP <5.4 tons | LUXAIRE | HRCU-A-CB (Split System: Heat Pump with Remote Outdoor Unit-Air-Source) | HH824E2S11 |  |  | CTM30B5ACS1 | LPLC080B12MP13 | 23000 | 17 | 9.5 | 23000 | 17900 | 77.83% | 2 | 0 | 12 |  |  |  | No | R-454B | 1.9167 | Residential & Commercial | Ducted CEE Tier 1
213062624 | Central HP <5.4 tons | ACIQ | HRCU-A-CB (Split System: Heat Pump with Remote Outdoor Unit-Air-Source) | HVH825GKA2* |  |  | EA*4X37L17A*+WALLCON | *80CTL0901716A* | 24200 | 17 | 8.1 | 21400 | 16600 | 77.57% | 2.02 | 11 | 11 |  |  |  | No | R-410A | 2.0167 | Residential & Commercial | Ducted CEE Tier 1
213062709 | Central HP <5.4 tons | ACIQ | HRCU-A-CB (Split System: Heat Pump with Remote Outdoor Unit-Air-Source) | HVH825GKA2* |  |  | EA*4X37L21A*+WALLCON | *96CTN0801714A* | 24400 | 16.5 | 8.1 | 21200 | 16700 | 78.77% | 2.02 | 11 | 11 |  |  |  | No | R-410A | 2.0333 | Residential & Commercial | Ducted CEE Tier 1
213062724 | Central HP <5.4 tons | ACIQ | HRCU-A-CB (Split System: Heat Pump with Remote Outdoor Unit-Air-Source) | HVH825GKA2* |  |  | EA*4X30L17A*+WALLCON | *80CSU0401712A* | 23400 | 16.5 | 8.1 | 21600 | 16700 | 77.31% | 1.92 | 11 | 10.5 |  |  |  | No | R-410A | 1.95 | Residential & Commercial | Ducted CEE Tier 1
213067491 | Central HP <5.4 tons | ACIQ | HRCU-A-CB (Split System: Heat Pump with Remote Outdoor Unit-Air-Source) | HVH825GKA2* |  |  | EA*4X42L21A*+WALLCON | *80CSU0401712A* | 23800 | 17 | 8.1 | 21400 | 16600 | 77.57% | 1.96 | 0 | 11 |  |  |  | No | R-410A | 1.9833 | Residential & Commercial | Ducted CEE Tier 1
215937564 | Central HP <5.4 tons | CARRIER | HRCU-A-CB (Split System: Heat Pump with Remote Outdoor Unit-Air-Source) | 27VNA348A*030* |  |  | CVAMA6024XMA*+UI | 59TN6C120C24**22 | 45500 | 20.5 | 8.1 | 52500 | 38000 | 72.38% | 1.95 | 0 | 11.5 |  |  |  | No | R-454B | 3.7917 | Residential & Commercial | Ducted CEE Tier 1
215937024 | Central HP <5.4 tons | CARRIER | HRCU-A-CB (Split System: Heat Pump with Remote Outdoor Unit-Air-Source) | 27VNA348A*030* |  |  | CVAMA4821XMA*+UI | 58TN*B110C21**20 | 44500 | 20 | 8.1 | 52000 | 38000 | 73.08% | 1.9 | 0 | 11 |  |  |  | No | R-454B | 3.7083 | Residential & Commercial | Ducted CEE Tier 1
215937424 | Central HP <5.4 tons | CARRIER | HRCU-A-CB (Split System: Heat Pump with Remote Outdoor Unit-Air-Source) | 27VNA348A*030* |  |  | CVAMA6021XMA*+UI | 59TN6C080C17**14 | 44000 | 20 | 8.1 | 53500 | 37600 | 70.28% | 2 | 0 | 11.5 |  |  |  | No | R-454B | 3.6667 | Residential & Commercial | Ducted CEE Tier 1
213080937 | Central HP <5.4 tons | ACIQ | HRCU-A-CB (Split System: Heat Pump with Remote Outdoor Unit-Air-Source) | HVH837GKA2* |  |  | EA*4X48L21A*+WALLCON | *96CTN1002122A* | 32400 | 17.5 | 8.5 | 32600 | 25000 | 76.69% | 1.98 | 12 | 11.7 |  |  |  | No | R-410A | 2.7 | Residential & Commercial | Ducted CEE Tier 1
213080948 | Central HP <5.4 tons | ACIQ | HRCU-A-CB (Split System: Heat Pump with Remote Outdoor Unit-Air-Source) | HVH837GKA2* |  |  | EN(A,D,W)4X48L21**+WALLCON | *96CTN1002122A* | 32400 | 17.5 | 8.1 | 33000 | 24800 | 75.15% | 1.96 | 11.5 | 11.7 |  |  |  | No | R-410A | 2.7 | Residential & Commercial | Ducted CEE Tier 1
213080953 | Central HP <5.4 tons | ACIQ | HRCU-A-CB (Split System: Heat Pump with Remote Outdoor Unit-Air-Source) | HVH837GKA2* |  |  | EN(A,D)4X48L24**+WALLCON | *97CMN1002122A* | 32400 | 17.5 | 8.1 | 33000 | 24800 | 75.15% | 1.96 | 12 | 11.7 |  |  |  | No | R-410A | 2.7 | Residential & Commercial | Ducted CEE Tier 1
213080982 | Central HP <5.4 tons | ACIQ | HRCU-A-CB (Split System: Heat Pump with Remote Outdoor Unit-Air-Source) | HVH837GKA2* |  |  | EA*4X61L21A*+WALLCON | *97CMN1002122A* | 33200 | 17.5 | 8.5 | 32000 | 24800 | 77.5% | 2 | 0 | 12 |  |  |  | No | R-410A | 2.7667 | Residential & Commercial | Ducted CEE Tier 1
213080989 | Central HP <5.4 tons | ACIQ | HRCU-A-CB (Split System: Heat Pump with Remote Outdoor Unit-Air-Source) | HVH837GKA2* |  |  | EA*4X61L24A*+WALLCON | *97CMN1202422A* | 33200 | 17.5 | 8.5 | 32000 | 25000 | 78.12% | 2 | 0 | 11.7 |  |  |  | No | R-410A | 2.7667 | Residential & Commercial | Ducted CEE Tier 1
213296976 | Central HP <5.4 tons | CHAMPION HEATING AND COOLING | HRCU-A-CB (Split System: Heat Pump with Remote Outdoor Unit-Air-Source) | HMH72B341 |  |  | XAFB36DXXN1+TXV | Z8ES080B12SMPS1 | 34000 | 18 | 8.1 | 33400 | 24000 | 71.86% | 2.08 | 0 | 10 |  |  |  | No | R-410A | 2.8333 | Residential & Commercial | Ducted CEE Tier 1
214396812 | Central HP <5.4 tons | FRASER-JOHNSTON | HRCU-A-CB (Split System: Heat Pump with Remote Outdoor Unit-Air-Source) | HH836E2S11 |  |  | CTF36C5CDS1+JMVT17CC2N1 |  | 34800 | 19 | 9 | 32200 | 25800 | 80.12% | 2 | 0 | 11.7 |  |  |  | No | R-454B | 2.9 | Residential & Commercial | Ducted CEE Tier 1
214396869 | Central HP <5.4 tons | FRASER-JOHNSTON | HRCU-A-CB (Split System: Heat Pump with Remote Outdoor Unit-Air-Source) | HH836E2S11 |  |  | CTM36C5CDS1 | TMLV100C16MP12 | 34000 | 18 | 8.5 | 32000 | 26200 | 81.88% | 2 | 0 | 11 |  |  |  | No | R-454B | 2.8333 | Residential & Commercial | Ducted CEE Tier 1
214397221 | Central HP <5.4 tons | FRASER-JOHNSTON | HRCU-A-CB (Split System: Heat Pump with Remote Outdoor Unit-Air-Source) | HH836E2S11 |  |  | CTM48C5CFS1 | TL9E080C16UH11 | 33400 | 18 | 9 | 31600 | 25400 | 80.38% | 2 | 0 | 11 |  |  |  | No | R-454B | 2.7833 | Residential & Commercial | Ducted CEE Tier 1
211240650 | Central HP <5.4 tons | BRYANT HEATING AND COOLING SYSTEMS | HRCU-A-CB (Split System: Heat Pump with Remote Outdoor Unit-Air-Source) | 38MURAQ24AB3* |  |  | CAP**2417AL* | 8(0,1)*SA36070E17*** | 24000 | 16 | 8.5 | 27000 | 23600 | 87.41% | 1.94 | 0 | 10 |  |  |  | No | R-410A | 2 | Residential & Commercial | Ducted CEE Tier 1
213067306 | Central HP <5.4 tons | ACIQ | HRCU-A-CB (Split System: Heat Pump with Remote Outdoor Unit-Air-Source) | HVH825GKA3* |  |  | EA*4X43L21A*+WALLCON | *80CSU0601716A* | 24400 | 17 | 8.1 | 21200 | 16600 | 78.3% | 2.02 | 0 | 11 |  |  |  | No | R-410A | 2.0333 | Residential & Commercial | Ducted CEE Tier 1
213067320 | Central HP <5.4 tons | ACIQ | HRCU-A-CB (Split System: Heat Pump with Remote Outdoor Unit-Air-Source) | HVH825GKA3* |  |  | EA*4X48L21A*+WALLCON | *80CSU0401712A* | 24200 | 17 | 8.1 | 21000 | 16500 | 78.57% | 2.02 | 0 | 11 |  |  |  | No | R-410A | 2.0167 | Residential & Commercial | Ducted CEE Tier 1
213067323 | Central HP <5.4 tons | ACIQ | HRCU-A-CB (Split System: Heat Pump with Remote Outdoor Unit-Air-Source) | HVH825GKA3* |  |  | EA*4X48L21A*+WALLCON | *80CTL0451712A* | 24000 | 16.5 | 8.1 | 21000 | 16700 | 79.52% | 2 | 0 | 11 |  |  |  | No | R-410A | 2 | Residential & Commercial | Ducted CEE Tier 1
212989129 | Central HP <5.4 tons | CARRIER | HRCU-A-CB (Split System: Heat Pump with Remote Outdoor Unit-Air-Source) | 38MURAQ24AB3* |  |  | CAP**2417AL* | 59SU5B060M17**16 | 23400 | 17 | 9 | 26800 | 26400 | 98.51% | 2.24 | 0 | 10 |  |  |  | No | R-410A | 1.95 | Residential & Commercial | Ducted CEE Tier 1
212979192 | Central HP <5.4 tons | BRYANT HEATING AND COOLING SYSTEMS | HRCU-A-CB (Split System: Heat Pump with Remote Outdoor Unit-Air-Source) | 38MURAQ24AB3* |  |  | CAP**3721AL* | 8(0,1)*SB48070M17*** | 24200 | 17.5 | 8.5 | 25200 | 21600 | 85.71% | 1.82 | 0 | 10.5 |  |  |  | No | R-410A | 2.0167 | Residential & Commercial | Ducted CEE Tier 1
215936564 | Central HP <5.4 tons | CARRIER | HRCU-A-CB (Split System: Heat Pump with Remote Outdoor Unit-Air-Source) | 27VNA336A*030* |  |  | CVAVA6021XMA*+UI | 58CU*A060C17**16 | 35600 | 22 | 8.5 | 38000 | 28600 | 75.26% | 2.04 | 0 | 12 |  |  |  | No | R-454B | 2.9667 | Residential & Commercial | Ducted CEE Tier 1
215935974 | Central HP <5.4 tons | CARRIER | HRCU-A-CB (Split System: Heat Pump with Remote Outdoor Unit-Air-Source) | 27VNA336A*030* |  |  | CVAVA4221XMA*+UI | 58TN*B045C17**12 | 34000 | 20 | 8.5 | 39500 | 29000 | 73.42% | 2.02 | 0 | 11 |  |  |  | No | R-454B | 2.8333 | Residential & Commercial | Ducted CEE Tier 1
215936224 | Central HP <5.4 tons | CARRIER | HRCU-A-CB (Split System: Heat Pump with Remote Outdoor Unit-Air-Source) | 27VNA336A*030* |  |  | CVAVA4224XMA*+UI | 59MN7C080C21**20 | 35400 | 21.5 | 8.5 | 38000 | 28400 | 74.74% | 2.04 | 0 | 12 |  |  |  | No | R-454B | 2.95 | Residential & Commercial | Ducted CEE Tier 1
215936324 | Central HP <5.4 tons | CARRIER | HRCU-A-CB (Split System: Heat Pump with Remote Outdoor Unit-Air-Source) | 27VNA336A*030* |  |  | CVAVA4824XMA*+UI | 58TN*B110C21**20 | 35200 | 21.5 | 8.5 | 38000 | 28200 | 74.21% | 2.04 | 0 | 12 |  |  |  | No | R-454B | 2.9333 | Residential & Commercial | Ducted CEE Tier 1
215936594 | Central HP <5.4 tons | CARRIER | HRCU-A-CB (Split System: Heat Pump with Remote Outdoor Unit-Air-Source) | 27VNA336A*030* |  |  | CVAVA6021XMA*+UI | 58TN*B070C17**16 | 35400 | 21.5 | 8.5 | 38000 | 28800 | 75.79% | 2.02 | 0 | 12 |  |  |  | No | R-454B | 2.95 | Residential & Commercial | Ducted CEE Tier 1
214572474 | Central HP <5.4 tons | DAY & NIGHT | HRCU-A-CB (Split System: Heat Pump with Remote Outdoor Unit-Air-Source) | CVH837GKA** |  |  | EA*4X36L21A*+WALLCON | *80CTL0702120B* | 31400 | 17 | 8.1 | 33000 | 24200 | 73.33% | 1.86 | 0 | 11 |  |  |  | No | R-410A | 2.6167 | Residential & Commercial | Ducted CEE Tier 1
214572524 | Central HP <5.4 tons | DAY & NIGHT | HRCU-A-CB (Split System: Heat Pump with Remote Outdoor Unit-Air-Source) | CVH837GKA** |  |  | EA*4X36L21A*+WALLCON | *96CTN0802120B* | 31600 | 17.5 | 8.1 | 32800 | 24200 | 73.78% | 1.86 | 0 | 11 |  |  |  | No | R-410A | 2.6333 | Residential & Commercial | Ducted CEE Tier 1
214572504 | Central HP <5.4 tons | DAY & NIGHT | HRCU-A-CB (Split System: Heat Pump with Remote Outdoor Unit-Air-Source) | CVH837GKA** |  |  | EA*4X36L21A*+WALLCON | *97CMN0602120B* | 31400 | 17 | 8.1 | 33200 | 24400 | 73.49% | 1.84 | 0 | 10.5 |  |  |  | No | R-410A | 2.6167 | Residential & Commercial | Ducted CEE Tier 1
214572704 | Central HP <5.4 tons | DAY & NIGHT | HRCU-A-CB (Split System: Heat Pump with Remote Outdoor Unit-Air-Source) | CVH837GKA** |  |  | EA*4X42L24A*+WALLCON | *96CTN0802120B* | 31800 | 17.5 | 8.5 | 32800 | 24400 | 74.39% | 1.9 | 0 | 11 |  |  |  | No | R-410A | 2.65 | Residential & Commercial | Ducted CEE Tier 1
214572974 | Central HP <5.4 tons | DAY & NIGHT | HRCU-A-CB (Split System: Heat Pump with Remote Outdoor Unit-Air-Source) | CVH837GKA** |  |  | EA*4X61L21A*+WALLCON | *95CSU1002122B* | 33200 | 18.5 | 8.5 | 31800 | 24800 | 77.99% | 2 | 0 | 11.5 |  |  |  | No | R-410A | 2.7667 | Residential & Commercial | Ducted CEE Tier 1
214573274 | Central HP <5.4 tons | DAY & NIGHT | HRCU-A-CB (Split System: Heat Pump with Remote Outdoor Unit-Air-Source) | CVH837GKA** |  |  | EHD4X60AAL+WALLCON | *95CSU1002122B* | 33000 | 18 | 8.5 | 32000 | 24800 | 77.5% | 2.02 | 0 | 11.5 |  |  |  | No | R-410A | 2.75 | Residential & Commercial | Ducted CEE Tier 1
214395028 | Central HP <5.4 tons | SMART COMFORT | HRCU-A-CB (Split System: Heat Pump with Remote Outdoor Unit-Air-Source) | DLCURAH24ABK |  |  | EN(A,D)4X30L17** | *96MSN0601716A* | 23400 | 16.5 | 9 | 25800 | 24200 | 93.8% | 2 | 0 | 10 |  |  |  | No | R-410A | 1.95 | Residential & Commercial | Ducted CEE Tier 1
213080978 | Central HP <5.4 tons | ACIQ | HRCU-A-CB (Split System: Heat Pump with Remote Outdoor Unit-Air-Source) | HVH837GKA2* |  |  | EA*4X60L24A*+WALLCON | *97CMN1202422A* | 32800 | 17.5 | 8.5 | 32000 | 24800 | 77.5% | 1.98 | 0 | 11.7 |  |  |  | No | R-410A | 2.7333 | Residential & Commercial | Ducted CEE Tier 1
213080994 | Central HP <5.4 tons | ACIQ | HRCU-A-CB (Split System: Heat Pump with Remote Outdoor Unit-Air-Source) | HVH837GKA2* |  |  | EN(A,D)4X48L24**+WALLCON | *95CSU0802120A* | 32400 | 17.5 | 8.1 | 32800 | 24800 | 75.61% | 1.96 | 0 | 11.7 |  |  |  | No | R-410A | 2.7 | Residential & Commercial | Ducted CEE Tier 1
214572664 | Central HP <5.4 tons | DAY & NIGHT | HRCU-A-CB (Split System: Heat Pump with Remote Outdoor Unit-Air-Source) | CVH837GKA** |  |  | EA*4X42L24A*+WALLCON | *95CSU0802120B* | 31800 | 17 | 8.5 | 33000 | 24400 | 73.94% | 1.9 | 0 | 11 |  |  |  | No | R-410A | 2.65 | Residential & Commercial | Ducted CEE Tier 1
214572714 | Central HP <5.4 tons | DAY & NIGHT | HRCU-A-CB (Split System: Heat Pump with Remote Outdoor Unit-Air-Source) | CVH837GKA** |  |  | EA*4X43L21A*+WALLCON | *80CTL0702120B* | 32800 | 17.5 | 8.5 | 32800 | 25200 | 76.83% | 2 | 0 | 11 |  |  |  | No | R-410A | 2.7333 | Residential & Commercial | Ducted CEE Tier 1
214397303 | Central HP <5.4 tons | FRASER-JOHNSTON | HRCU-A-CB (Split System: Heat Pump with Remote Outdoor Unit-Air-Source) | HH836E2S11 |  |  | CTF36C5CDS1 | TM9E080C20MP12 | 34600 | 17 | 8.5 | 32600 | 26800 | 82.21% | 2 | 0 | 11 |  |  |  | No | R-454B | 2.8833 | Residential & Commercial | Ducted CEE Tier 1
214398593 | Central HP <5.4 tons | LUXAIRE | HRCU-A-CB (Split System: Heat Pump with Remote Outdoor Unit-Air-Source) | HH836E2S11 |  |  | CTF48C5CFS1 | TM8Y120C20MP11 | 34400 | 19 | 9 | 32600 | 25800 | 79.14% | 2 | 0 | 11 |  |  |  | No | R-454B | 2.8667 | Residential & Commercial | Ducted CEE Tier 1
214398507 | Central HP <5.4 tons | LUXAIRE | HRCU-A-CB (Split System: Heat Pump with Remote Outdoor Unit-Air-Source) | HH836E2S11 |  |  | CTM36B5CDS1 | TM9V080B12MP12 | 33000 | 17 | 8.5 | 30600 | 25000 | 81.7% | 2 | 0 | 11 |  |  |  | No | R-454B | 2.75 | Residential & Commercial | Ducted CEE Tier 1
214398148 | Central HP <5.4 tons | LUXAIRE | HRCU-A-CB (Split System: Heat Pump with Remote Outdoor Unit-Air-Source) | HH836E2S11 |  |  | CTM36C5CDS1 | TM9V080C16MP12 | 33800 | 17 | 8.5 | 31800 | 26000 | 81.76% | 2 | 0 | 11 |  |  |  | No | R-454B | 2.8167 | Residential & Commercial | Ducted CEE Tier 1
213063309 | Central HP <5.4 tons | ACIQ | HRCU-A-CB (Split System: Heat Pump with Remote Outdoor Unit-Air-Source) | HVH837GKA2* |  |  | EA*4X42L21A*+WALLCON | *80CTL0902120A* | 31800 | 17.5 | 8.1 | 33200 | 24400 | 73.49% | 1.9 | 11 | 11.5 |  |  |  | No | R-410A | 2.65 | Residential & Commercial | Ducted CEE Tier 1
213069661 | Central HP <5.4 tons | ACIQ | HRCU-A-CB (Split System: Heat Pump with Remote Outdoor Unit-Air-Source) | DLCURAH24ABK |  |  | EA*4X24L17A* | *96VTN0401410A* | 23400 | 15.5 | 8.5 | 26800 | 24800 | 92.54% | 2.04 | 0 | 10 |  |  |  | No | R-410A | 1.95 | Residential & Commercial | Ducted CEE Tier 1
213069777 | Central HP <5.4 tons | ACIQ | HRCU-A-CB (Split System: Heat Pump with Remote Outdoor Unit-Air-Source) | DLCURAH24ABK |  |  | EA*4X30L17A* | *95ESU0601716A* | 24200 | 16.5 | 8.5 | 26400 | 23000 | 87.12% | 1.9 | 0 | 10 |  |  |  | No | R-410A | 2.0167 | Residential & Commercial | Ducted CEE Tier 1
213069796 | Central HP <5.4 tons | ACIQ | HRCU-A-CB (Split System: Heat Pump with Remote Outdoor Unit-Air-Source) | DLCURAH24ABK |  |  | EA*4X30L17A* | *96VTN0801716A* | 24200 | 16.5 | 8.5 | 26400 | 23000 | 87.12% | 1.9 | 0 | 10 |  |  |  | No | R-410A | 2.0167 | Residential & Commercial | Ducted CEE Tier 1
212980157 | Central HP <5.4 tons | BRYANT HEATING AND COOLING SYSTEMS | HRCU-A-CB (Split System: Heat Pump with Remote Outdoor Unit-Air-Source) | 38MURAQ36AB3* |  |  | CAP**4821AL* | 8(0,1)*SB48090M21*** | 35600 | 16.5 | 8.5 | 37800 | 34600 | 91.53% | 2.02 | 0 | 10 |  |  |  | No | R-410A | 2.9667 | Residential & Commercial | Ducted CEE Tier 1
212978964 | Central HP <5.4 tons | BRYANT HEATING AND COOLING SYSTEMS | HRCU-A-CB (Split System: Heat Pump with Remote Outdoor Unit-Air-Source) | 38MURAQ36AB3* |  |  | CAP**4821AL* | 8(0,1)*SB48070M17*** | 35600 | 16 | 8.1 | 37800 | 34600 | 91.53% | 2 | 0 | 10 |  |  |  | No | R-410A | 2.9667 | Residential & Commercial | Ducted CEE Tier 1
213075994 | Central HP <5.4 tons | CARRIER | HRCU-A-CB (Split System: Heat Pump with Remote Outdoor Unit-Air-Source) | 38MURAQ36AB3* |  |  | CNPV*4824AL* | 59SU5B100M21**20 | 36200 | 16.5 | 8.1 | 38500 | 35000 | 90.91% | 2.02 | 0 | 10.5 |  |  |  | No | R-410A | 3.0167 | Residential & Commercial | Ducted CEE Tier 1
212609397 | Central HP <5.4 tons | RHEEM | HRCU-A-CB (Split System: Heat Pump with Remote Outdoor Unit-Air-Source) | RP18AZ48AJVC |  |  | RCFZ6021SEAAM | R802V0755A21UHN | 44500 | 18 | 8.1 | 43500 | 45000 | 103.4% | 2 | 0 | 10 |  |  |  | No | R-410A | 3.7083 | Residential & Commercial | Ducted CEE Tier 1
213069864 | Central HP <5.4 tons | ACIQ | HRCU-A-CB (Split System: Heat Pump with Remote Outdoor Unit-Air-Source) | DLCURAH24ABK |  |  | EA*4X30L17A* | *80ES(N,L)0901714A* | 24600 | 16.5 | 8.5 | 26600 | 22600 | 84.96% | 1.86 | 0 | 10 |  |  |  | No | R-410A | 2.05 | Residential & Commercial | Ducted CEE Tier 1
213070013 | Central HP <5.4 tons | ACIQ | HRCU-A-CB (Split System: Heat Pump with Remote Outdoor Unit-Air-Source) | DLCURAH24ABK |  |  | EA*4X36L17A* | *96VTN0401712A* | 23400 | 16 | 8.5 | 25800 | 23600 | 91.47% | 1.96 | 0 | 10 |  |  |  | No | R-410A | 1.95 | Residential & Commercial | Ducted CEE Tier 1
213070048 | Central HP <5.4 tons | ACIQ | HRCU-A-CB (Split System: Heat Pump with Remote Outdoor Unit-Air-Source) | DLCURAH24ABK |  |  | EA*4X36L17A* | *96VTN0401410A* | 23400 | 16 | 8.5 | 25600 | 23800 | 92.97% | 1.96 | 0 | 10 |  |  |  | No | R-410A | 1.95 | Residential & Commercial | Ducted CEE Tier 1
213070130 | Central HP <5.4 tons | ACIQ | HRCU-A-CB (Split System: Heat Pump with Remote Outdoor Unit-Air-Source) | DLCURAH24ABK |  |  | EA*4X36L17A* | *92ESN0401712A* | 23800 | 16 | 8.5 | 26000 | 23200 | 89.23% | 1.9 | 0 | 10 |  |  |  | No | R-410A | 1.9833 | Residential & Commercial | Ducted CEE Tier 1
213070198 | Central HP <5.4 tons | ACIQ | HRCU-A-CB (Split System: Heat Pump with Remote Outdoor Unit-Air-Source) | DLCURAH24ABK |  |  | EA*4X36L21A* | *80ES(N,L)0701716A* | 25000 | 16.5 | 8.5 | 26800 | 21800 | 81.34% | 1.8 | 0 | 10 |  |  |  | No | R-410A | 2.0833 | Residential & Commercial | Ducted CEE Tier 1
213070348 | Central HP <5.4 tons | ACIQ | HRCU-A-CB (Split System: Heat Pump with Remote Outdoor Unit-Air-Source) | DLCURAH24ABK |  |  | EA*4X36L21A* | *80ES(N,L)0902120A* | 24800 | 17 | 8.5 | 26600 | 22000 | 82.71% | 1.82 | 0 | 10 |  |  |  | No | R-410A | 2.0667 | Residential & Commercial | Ducted CEE Tier 1
213070364 | Central HP <5.4 tons | ACIQ | HRCU-A-CB (Split System: Heat Pump with Remote Outdoor Unit-Air-Source) | DLCURAH24ABK |  |  | EA*4X36L21A* | *92ESN0601714A* | 24600 | 17 | 8.5 | 26200 | 22200 | 84.73% | 1.86 | 0 | 10 |  |  |  | No | R-410A | 2.05 | Residential & Commercial | Ducted CEE Tier 1
215936674 | Central HP <5.4 tons | CARRIER | HRCU-A-CB (Split System: Heat Pump with Remote Outdoor Unit-Air-Source) | 27VNA336A*030* |  |  | CVAVA6021XMA*+UI | 59MN7C060C21**20 | 35400 | 21 | 8.5 | 38500 | 29000 | 75.32% | 2 | 0 | 12 |  |  |  | No | R-454B | 2.95 | Residential & Commercial | Ducted CEE Tier 1
215936278 | Central HP <5.4 tons | ARCOAIRE | HRCU-A-CB (Split System: Heat Pump with Remote Outdoor Unit-Air-Source) | H5H3V36*K*AAA* |  |  | EVD5X48M21A*+WALLCON | *97CMN0601714B* | 34400 | 20.5 | 8.5 | 38000 | 27600 | 72.63% | 2.08 | 0 | 11 |  |  |  | No | R-454B | 2.8667 | Residential & Commercial | Ducted CEE Tier 1
215935744 | Central HP <5.4 tons | CARRIER | HRCU-A-CB (Split System: Heat Pump with Remote Outdoor Unit-Air-Source) | 27VNA336A*030* |  |  | CVAVA3621XMA*+UI | 59MN7C100C21**22 | 34400 | 21 | 8.5 | 38500 | 28000 | 72.73% | 2.06 | 0 | 12 |  |  |  | No | R-454B | 2.8667 | Residential & Commercial | Ducted CEE Tier 1
215935764 | Central HP <5.4 tons | CARRIER | HRCU-A-CB (Split System: Heat Pump with Remote Outdoor Unit-Air-Source) | 27VNA336A*030* |  |  | CVAVA3621XMA*+UI | 59TN6C080C17**14 | 34200 | 20.5 | 8.5 | 39000 | 28400 | 72.82% | 2.02 | 0 | 11.5 |  |  |  | No | R-454B | 2.85 | Residential & Commercial | Ducted CEE Tier 1
215935844 | Central HP <5.4 tons | CARRIER | HRCU-A-CB (Split System: Heat Pump with Remote Outdoor Unit-Air-Source) | 27VNA336A*030* |  |  | CVAVA3817XMA*+UI | 58TN*B070C17**16 | 35400 | 21.5 | 8.5 | 38500 | 29000 | 75.32% | 2.02 | 0 | 12 |  |  |  | No | R-454B | 2.95 | Residential & Commercial | Ducted CEE Tier 1
215935994 | Central HP <5.4 tons | CARRIER | HRCU-A-CB (Split System: Heat Pump with Remote Outdoor Unit-Air-Source) | 27VNA336A*030* |  |  | CVAVA4221XMA*+UI | 58TN*B070C21**20 | 34400 | 21 | 8.5 | 38500 | 28200 | 73.25% | 2.04 | 0 | 11.7 |  |  |  | No | R-454B | 2.8667 | Residential & Commercial | Ducted CEE Tier 1
215936064 | Central HP <5.4 tons | CARRIER | HRCU-A-CB (Split System: Heat Pump with Remote Outdoor Unit-Air-Source) | 27VNA336A*030* |  |  | CVAVA4221XMA*+UI | 59MN7C060C17**14 | 34000 | 20 | 8.1 | 38000 | 27000 | 71.05% | 2 | 0 | 11 |  |  |  | No | R-454B | 2.8333 | Residential & Commercial | Ducted CEE Tier 1
215936044 | Central HP <5.4 tons | CARRIER | HRCU-A-CB (Split System: Heat Pump with Remote Outdoor Unit-Air-Source) | 27VNA336A*030* |  |  | CVAVA4221XMA*+UI | 59CU5B080C21**20 | 34400 | 20.5 | 8.5 | 38500 | 28200 | 73.25% | 2.04 | 0 | 11.7 |  |  |  | No | R-454B | 2.8667 | Residential & Commercial | Ducted CEE Tier 1
215936364 | Central HP <5.4 tons | CARRIER | HRCU-A-CB (Split System: Heat Pump with Remote Outdoor Unit-Air-Source) | 27VNA336A*030* |  |  | CVAVA4824XMA*+UI | 59MN7C060C21**20 | 34800 | 21 | 8.5 | 38500 | 28800 | 74.81% | 2.02 | 0 | 11.7 |  |  |  | No | R-454B | 2.9 | Residential & Commercial | Ducted CEE Tier 1
215936814 | Central HP <5.4 tons | CARRIER | HRCU-A-CB (Split System: Heat Pump with Remote Outdoor Unit-Air-Source) | 27VNA336A*030* |  |  | CVAVA6024XMA*+UI | 59MN7C080C21**20 | 35400 | 21.5 | 8.5 | 38000 | 28400 | 74.74% | 2.04 | 0 | 12.5 |  |  |  | No | R-454B | 2.95 | Residential & Commercial | Ducted CEE Tier 1
213070549 | Central HP <5.4 tons | ACIQ | HRCU-A-CB (Split System: Heat Pump with Remote Outdoor Unit-Air-Source) | DLCURAH24ABK |  |  | EA*4X37L17A* | *95ESN0401712A* | 24400 | 15.2 | 8.5 | 26000 | 21600 | 83.08% | 1.78 | 0 | 10 |  |  |  | No | R-410A | 2.0333 | Residential & Commercial | Ducted CEE Tier 1
213070699 | Central HP <5.4 tons | ACIQ | HRCU-A-CB (Split System: Heat Pump with Remote Outdoor Unit-Air-Source) | DLCURAH24ABK |  |  | EA*4X37L21A* | *95ESU0401712A* | 24400 | 17 | 8.5 | 25200 | 21200 | 84.13% | 1.78 | 0 | 10 |  |  |  | No | R-410A | 2.0333 | Residential & Commercial | Ducted CEE Tier 1
213070847 | Central HP <5.4 tons | ACIQ | HRCU-A-CB (Split System: Heat Pump with Remote Outdoor Unit-Air-Source) | DLCURAH24ABK |  |  | EA*4X37L21A* | *92ESN0801716A* | 25000 | 17.5 | 8.5 | 25600 | 20800 | 81.25% | 1.76 | 0 | 10.5 |  |  |  | No | R-410A | 2.0833 | Residential & Commercial | Ducted CEE Tier 1
213070900 | Central HP <5.4 tons | ACIQ | HRCU-A-CB (Split System: Heat Pump with Remote Outdoor Unit-Air-Source) | DLCURAH24ABK |  |  | EA*4X37L21A* | OLV098A12* | 24000 | 16.5 | 8.1 | 25000 | 21600 | 86.4% | 1.8 | 0 | 10 |  |  |  | No | R-410A | 2 | Residential & Commercial | Ducted CEE Tier 1
214594985 | Central HP <5.4 tons | LUXAIRE | HRCU-A-CB (Split System: Heat Pump with Remote Outdoor Unit-Air-Source) | HH836E2S11 |  |  | CTF36C5CDS1 | Z8ES120C20SMPS1 | 34400 | 18 | 8.5 | 32000 | 26200 | 81.88% | 2 | 0 | 11 |  |  |  | No | R-454B | 2.8667 | Residential & Commercial | Ducted CEE Tier 1
214595000 | Central HP <5.4 tons | LUXAIRE | HRCU-A-CB (Split System: Heat Pump with Remote Outdoor Unit-Air-Source) | HH836E2S11 |  |  | CTM36B5CDS1 | Z8ES100B12SMPS1 | 33200 | 18 | 8.5 | 30600 | 25000 | 81.7% | 2 | 0 | 11 |  |  |  | No | R-454B | 2.7667 | Residential & Commercial | Ducted CEE Tier 1
216374759 | Central HP <5.4 tons | LUXAIRE | HRCU-A-CB (Split System: Heat Pump with Remote Outdoor Unit-Air-Source) | HH836E2S11 |  |  | CTM48C5CFS1 | Z9ET100C16SMPS1 | 32400 | 19 | 9.5 | 30200 | 23400 | 77.48% | 2 | 0 | 11 |  |  |  | No | R-454B | 2.7 | Residential & Commercial | Ducted CEE Tier 1
213071097 | Central HP <5.4 tons | ACIQ | HRCU-A-CB (Split System: Heat Pump with Remote Outdoor Unit-Air-Source) | DLCURAH24ABK |  |  | EN(A,D)4X24L17** | *96VTN0401410A* | 23400 | 15.5 | 8.5 | 26600 | 24000 | 90.23% | 1.96 | 0 | 10 |  |  |  | No | R-410A | 1.95 | Residential & Commercial | Ducted CEE Tier 1
213080934 | Central HP <5.4 tons | ACIQ | HRCU-A-CB (Split System: Heat Pump with Remote Outdoor Unit-Air-Source) | HVH837GKA2* |  |  | EA*4X43L21A*+WALLCON | *80CTL0901716A* | 33000 | 18 | 8.5 | 32800 | 25000 | 76.22% | 2 | 12 | 11.7 |  |  |  | No | R-410A | 2.75 | Residential & Commercial | Ducted CEE Tier 1
214573264 | Central HP <5.4 tons | DAY & NIGHT | HRCU-A-CB (Split System: Heat Pump with Remote Outdoor Unit-Air-Source) | CVH837GKA** |  |  | EHD4X60AAL+WALLCON | *95CSU0802120B* | 33000 | 17 | 8.5 | 32200 | 25000 | 77.64% | 2 | 0 | 11 |  |  |  | No | R-410A | 2.75 | Residential & Commercial | Ducted CEE Tier 1
214573334 | Central HP <5.4 tons | DAY & NIGHT | HRCU-A-CB (Split System: Heat Pump with Remote Outdoor Unit-Air-Source) | CVH837GKA** |  |  | EN(A,D)4X36L21**+WALLCON | *95CSU1002122B* | 31400 | 17 | 8.1 | 33000 | 24000 | 72.73% | 1.84 | 0 | 11 |  |  |  | No | R-410A | 2.6167 | Residential & Commercial | Ducted CEE Tier 1
214573434 | Central HP <5.4 tons | DAY & NIGHT | HRCU-A-CB (Split System: Heat Pump with Remote Outdoor Unit-Air-Source) | CVH837GKA** |  |  | EN(A,D,W)4X48L21**+WALLCON | *80CTL0702120B* | 32400 | 18.5 | 8.1 | 32800 | 24800 | 75.61% | 1.96 | 0 | 11.5 |  |  |  | No | R-410A | 2.7 | Residential & Commercial | Ducted CEE Tier 1
213071449 | Central HP <5.4 tons | ACIQ | HRCU-A-CB (Split System: Heat Pump with Remote Outdoor Unit-Air-Source) | DLCURAH24ABK |  |  | EN(A,D)4X30L17** | *95ESN0601714A* | 24600 | 16 | 8.1 | 26600 | 22400 | 84.21% | 1.84 | 0 | 10 |  |  |  | No | R-410A | 2.05 | Residential & Commercial | Ducted CEE Tier 1
213071484 | Central HP <5.4 tons | ACIQ | HRCU-A-CB (Split System: Heat Pump with Remote Outdoor Unit-Air-Source) | DLCURAH24ABK |  |  | EN(A,D)4X30L17** | OMV098J12* | 23600 | 16.5 | 8.1 | 26000 | 23600 | 90.77% | 1.96 | 0 | 10 |  |  |  | No | R-410A | 1.9667 | Residential & Commercial | Ducted CEE Tier 1
213071585 | Central HP <5.4 tons | ACIQ | HRCU-A-CB (Split System: Heat Pump with Remote Outdoor Unit-Air-Source) | DLCURAH24ABK |  |  | EN(A,D,W)4X36L17** | *80VTL0701716A* | 24200 | 17 | 8.1 | 26200 | 23000 | 87.79% | 1.9 | 0 | 10.5 |  |  |  | No | R-410A | 2.0167 | Residential & Commercial | Ducted CEE Tier 1
213063310 | Central HP <5.4 tons | ACIQ | HRCU-A-CB (Split System: Heat Pump with Remote Outdoor Unit-Air-Source) | HVH837GKA2* |  |  | EA*4X42L21A*+WALLCON | *96CTN0801714A* | 31600 | 17 | 8.1 | 33400 | 24800 | 74.25% | 1.86 | 11.5 | 11 |  |  |  | No | R-410A | 2.6333 | Residential & Commercial | Ducted CEE Tier 1
213063344 | Central HP <5.4 tons | ACIQ | HRCU-A-CB (Split System: Heat Pump with Remote Outdoor Unit-Air-Source) | HVH837GKA2* |  |  | EHD4X36AAL+WALLCON | *96CTN1202422A* | 32200 | 16.5 | 8.1 | 33200 | 24600 | 74.1% | 1.94 | 11 | 11 |  |  |  | No | R-410A | 2.6833 | Residential & Commercial | Ducted CEE Tier 1
214398197 | Central HP <5.4 tons | LUXAIRE | HRCU-A-CB (Split System: Heat Pump with Remote Outdoor Unit-Air-Source) | HH836E2S11 |  |  | CTF48C5CFS1 | TM8E100C16MP11 | 33400 | 19 | 9 | 31400 | 25400 | 80.89% | 2 | 0 | 11 |  |  |  | No | R-454B | 2.7833 | Residential & Commercial | Ducted CEE Tier 1
214398217 | Central HP <5.4 tons | LUXAIRE | HRCU-A-CB (Split System: Heat Pump with Remote Outdoor Unit-Air-Source) | HH836E2S11 |  |  | CTF48C5CFS1 | TM8E120C16MP11 | 33600 | 19 | 9 | 31400 | 25400 | 80.89% | 2 | 0 | 11 |  |  |  | No | R-454B | 2.8 | Residential & Commercial | Ducted CEE Tier 1
214398133 | Central HP <5.4 tons | LUXAIRE | HRCU-A-CB (Split System: Heat Pump with Remote Outdoor Unit-Air-Source) | HH836E2S11 |  |  | CTF36C5CDS1 | TM8Y080C16MP11 | 33600 | 18 | 8.5 | 30800 | 25200 | 81.82% | 2 | 0 | 11.7 |  |  |  | No | R-454B | 2.8 | Residential & Commercial | Ducted CEE Tier 1
214397485 | Central HP <5.4 tons | LUXAIRE | HRCU-A-CB (Split System: Heat Pump with Remote Outdoor Unit-Air-Source) | HH860E2S11 |  |  | CTM60C5CGS1 | LP9C100C20MP13 | 44000 | 18 | 9 | 44500 | 33600 | 75.51% | 2 | 0 | 11.7 |  |  |  | No | R-454B | 3.6667 | Residential & Commercial | Ducted CEE Tier 1
214397633 | Central HP <5.4 tons | LUXAIRE | HRCU-A-CB (Split System: Heat Pump with Remote Outdoor Unit-Air-Source) | HH860E2S11 |  |  | CTF60C5CHS1 | TM9E080C20MP12 | 54000 | 19 | 8.5 | 55000 | 39500 | 71.82% | 2 | 0 | 11 |  |  |  | No | R-454B | 4.5 | Residential & Commercial | Ducted CEE Tier 1
214609162 | Central HP <5.4 tons | FRASER-JOHNSTON | HRCU-A-CB (Split System: Heat Pump with Remote Outdoor Unit-Air-Source) | HH860E2S11 |  |  | CTF60C5CHS1 | Z9ES080C20SMPS1 | 53500 | 19 | 8.5 | 54000 | 39000 | 72.22% | 2 | 0 | 11 |  |  |  | No | R-454B | 4.4583 | Residential & Commercial | Ducted CEE Tier 1
214396631 | Central HP <5.4 tons | FRASER-JOHNSTON | HRCU-A-CB (Split System: Heat Pump with Remote Outdoor Unit-Air-Source) | HH860E2S11 |  |  | CTM60C5CGS1 | TM8V100C16MP12 | 44000 | 18 | 9 | 44500 | 33600 | 75.51% | 2 | 0 | 11.7 |  |  |  | No | R-454B | 3.6667 | Residential & Commercial | Ducted CEE Tier 1
214398247 | Central HP <5.4 tons | LUXAIRE | HRCU-A-CB (Split System: Heat Pump with Remote Outdoor Unit-Air-Source) | HH860E2S11 |  |  | CTM60C5CGS1 | TM8Y100C20MP11 | 44500 | 18 | 9 | 45000 | 33800 | 75.11% | 2 | 0 | 11.7 |  |  |  | No | R-454B | 3.7083 | Residential & Commercial | Ducted CEE Tier 1
214398658 | Central HP <5.4 tons | LUXAIRE | HRCU-A-CB (Split System: Heat Pump with Remote Outdoor Unit-Air-Source) | HH860E2S11 |  |  | CTF60C5CGS1 | TPLC100C16MP13 | 43500 | 18 | 9 | 44000 | 33400 | 75.91% | 2 | 0 | 11.7 |  |  |  | No | R-454B | 3.625 | Residential & Commercial | Ducted CEE Tier 1
214398692 | Central HP <5.4 tons | LUXAIRE | HRCU-A-CB (Split System: Heat Pump with Remote Outdoor Unit-Air-Source) | HH860E2S11 |  |  | CTM60C5CGS1 | TM8E100C20MP11 | 44500 | 17 | 9 | 45000 | 33800 | 75.11% | 2 | 0 | 11.7 |  |  |  | No | R-454B | 3.7083 | Residential & Commercial | Ducted CEE Tier 1
214398415 | Central HP <5.4 tons | LUXAIRE | HRCU-A-CB (Split System: Heat Pump with Remote Outdoor Unit-Air-Source) | HH860E2S11 |  |  | CTF60D5CHS1 | TP9C120D20MP13 | 54000 | 19 | 9 | 54500 | 39500 | 72.48% | 2 | 0 | 11 |  |  |  | No | R-454B | 4.5 | Residential & Commercial | Ducted CEE Tier 1
214397032 | Central HP <5.4 tons | FRASER-JOHNSTON | HRCU-A-CB (Split System: Heat Pump with Remote Outdoor Unit-Air-Source) | HH860E2S11 |  |  | CTF60D5CGS1+JME18D2SN1 |  | 46000 | 19 | 9.5 | 45500 | 33800 | 74.29% | 2 | 0 | 12 |  |  |  | No | R-454B | 3.8333 | Residential & Commercial | Ducted CEE Tier 1
214397184 | Central HP <5.4 tons | FRASER-JOHNSTON | HRCU-A-CB (Split System: Heat Pump with Remote Outdoor Unit-Air-Source) | HH860E2S11 |  |  | CTM60D5CHS1 | TP9C120D20MP13 | 54000 | 19 | 9 | 54000 | 39000 | 72.22% | 2 | 0 | 11 |  |  |  | No | R-454B | 4.5 | Residential & Commercial | Ducted CEE Tier 1
214244031 | Central HP <5.4 tons | CARRIER | HRCU-A-CB (Split System: Heat Pump with Remote Outdoor Unit-Air-Source) | 25VNA424A*031* |  |  | CNPV*3621AL*+UI | 58TN*B110C21**20 | 23200 | 19.5 | 9.5 | 26600 | 19900 | 74.81% | 2.38 | 0 | 13 |  |  |  | No | R-410A | 1.9333 | Residential & Commercial | Ducted CEE Tier 1
214244045 | Central HP <5.4 tons | CARRIER | HRCU-A-CB (Split System: Heat Pump with Remote Outdoor Unit-Air-Source) | 25VNA424A*031* |  |  | CNPV*4217AL*+UI | 58TN*B045C17**12 | 23600 | 19.5 | 10 | 26600 | 20000 | 75.19% | 2.44 | 0 | 13 |  |  |  | No | R-410A | 1.9667 | Residential & Commercial | Ducted CEE Tier 1
214809000 | Central HP <5.4 tons | FRASER-JOHNSTON | HRCU-A-CB (Split System: Heat Pump with Remote Outdoor Unit-Air-Source) | HH860E2S11 |  |  | CTU60C5XGS1+JMVT17CC2N1+TXV |  | 44500 | 18 | 9 | 44000 | 33000 | 75% | 2 | 0 | 12 |  |  |  | No | R-454B | 3.7083 | Residential & Commercial | Ducted CEE Tier 1
214809223 | Central HP <5.4 tons | FRASER-JOHNSTON | HRCU-A-CB (Split System: Heat Pump with Remote Outdoor Unit-Air-Source) | HH860E2S11 |  |  | CTU60C5XGS1+TXV | Z8ES100C16SMPS1 | 44000 | 18 | 9 | 44000 | 33200 | 75.45% | 2 | 0 | 12 |  |  |  | No | R-454B | 3.6667 | Residential & Commercial | Ducted CEE Tier 1
214606528 | Central HP <5.4 tons | LUXAIRE | HRCU-A-C (Split System: Heat Pump with Remote Outdoor Unit with No Indoor Fan --Air Source) | HH860E2S11 |  |  | CTF60D5CJS1 |  | 52000 | 15.2 | 8.5 | 55000 | 40000 | 72.73% | 2 | 0 | 10 |  |  |  | No | R-454B | 4.3333 | Residential & Commercial | Ducted CEE Tier 1
212979492 | Central HP <5.4 tons | BRYANT HEATING AND COOLING SYSTEMS | HRCU-A-CB (Split System: Heat Pump with Remote Outdoor Unit-Air-Source) | 38MURAQ24AB3* |  |  | CAP**3621AL* | 8(0,1)*SB48070M21*** | 24000 | 17.5 | 8.5 | 26400 | 23400 | 88.64% | 1.94 | 0 | 10 |  |  |  | No | R-410A | 2 | Residential & Commercial | Ducted CEE Tier 1
211241672 | Central HP <5.4 tons | BRYANT HEATING AND COOLING SYSTEMS | HRCU-A-CB (Split System: Heat Pump with Remote Outdoor Unit-Air-Source) | 38MURAQ24AB3* |  |  | CAP**3017AL* | 8(0,1)*SA42090E17*** | 24600 | 16.5 | 8.5 | 26600 | 22600 | 84.96% | 1.86 | 0 | 10 |  |  |  | No | R-410A | 2.05 | Residential & Commercial | Ducted CEE Tier 1
211241706 | Central HP <5.4 tons | BRYANT HEATING AND COOLING SYSTEMS | HRCU-A-CB (Split System: Heat Pump with Remote Outdoor Unit-Air-Source) | 38MURAQ24AB3* |  |  | CAP**3017AL* | 912SD48080E17*** | 24200 | 17 | 8.5 | 26400 | 22800 | 86.36% | 1.9 | 0 | 10 |  |  |  | No | R-410A | 2.0167 | Residential & Commercial | Ducted CEE Tier 1
211241856 | Central HP <5.4 tons | BRYANT HEATING AND COOLING SYSTEMS | HRCU-A-CB (Split System: Heat Pump with Remote Outdoor Unit-Air-Source) | 38MURAQ24AB3* |  |  | CAP**3617AL* | 926SA36060V14*** | 23600 | 16.5 | 8.5 | 25800 | 23400 | 90.7% | 1.94 | 0 | 10 |  |  |  | No | R-410A | 1.9667 | Residential & Commercial | Ducted CEE Tier 1
211241865 | Central HP <5.4 tons | BRYANT HEATING AND COOLING SYSTEMS | HRCU-A-CB (Split System: Heat Pump with Remote Outdoor Unit-Air-Source) | 38MURAQ24AB3* |  |  | CAP**3617AL* | 926SA48080V17*** | 24200 | 16.5 | 8.5 | 26200 | 22600 | 86.26% | 1.86 | 0 | 10 |  |  |  | No | R-410A | 2.0167 | Residential & Commercial | Ducted CEE Tier 1
213081021 | Central HP <5.4 tons | ACIQ | HRCU-A-CB (Split System: Heat Pump with Remote Outdoor Unit-Air-Source) | HVH837GKA** |  |  | EA*4X61L24A*+WALLCON | *80CTL1352422A* | 33200 | 18 | 8.5 | 32000 | 24800 | 77.5% | 2.02 | 0 | 12 |  |  |  | No | R-410A | 2.7667 | Residential & Commercial | Ducted CEE Tier 1
214398395 | Central HP <5.4 tons | LUXAIRE | HRCU-A-CB (Split System: Heat Pump with Remote Outdoor Unit-Air-Source) | HH824E2S11 |  |  | CTM30B5ACS1 | TM8E080B12MP11 | 23000 | 17 | 9.5 | 23000 | 18300 | 79.57% | 2 | 0 | 12 |  |  |  | No | R-454B | 1.9167 | Residential & Commercial | Ducted CEE Tier 1
216374744 | Central HP <5.4 tons | LUXAIRE | HRCU-A-CB (Split System: Heat Pump with Remote Outdoor Unit-Air-Source) | HH824E2S11 |  |  | CTU30B5XCS1+TXV | Z9ET080B12SMPS1 | 23000 | 18 | 9.5 | 23000 | 18100 | 78.7% | 2 | 0 | 12 |  |  |  | No | R-454B | 1.9167 | Residential & Commercial | Ducted CEE Tier 1
213067504 | Central HP <5.4 tons | ACIQ | HRCU-A-CB (Split System: Heat Pump with Remote Outdoor Unit-Air-Source) | HVH825GKA2* |  |  | EA*4X42L21A*+WALLCON | *97CMN0602120A* | 23600 | 16 | 8.1 | 21400 | 16700 | 78.04% | 1.94 | 0 | 11 |  |  |  | No | R-410A | 1.9667 | Residential & Commercial | Ducted CEE Tier 1
213067505 | Central HP <5.4 tons | ACIQ | HRCU-A-CB (Split System: Heat Pump with Remote Outdoor Unit-Air-Source) | HVH825GKA2* |  |  | EA*4X42L21A*+WALLCON | *97CMN0801714A* | 23600 | 16.5 | 8.1 | 21400 | 16700 | 78.04% | 1.96 | 0 | 11 |  |  |  | No | R-410A | 1.9667 | Residential & Commercial | Ducted CEE Tier 1
212989617 | Central HP <5.4 tons | KEEPRITE | HRCU-A-CB (Split System: Heat Pump with Remote Outdoor Unit-Air-Source) | DLCURAH24ABK |  |  | EA*4X37L21A* | *95MSU0802120A* | 24000 | 17.5 | 8.5 | 25200 | 21800 | 86.51% | 1.82 | 0 | 10 |  |  |  | No | R-410A | 2 | Residential & Commercial | Ducted CEE Tier 1
212989149 | Central HP <5.4 tons | KEEPRITE | HRCU-A-CB (Split System: Heat Pump with Remote Outdoor Unit-Air-Source) | DLCURAH24ABK |  |  | EA*4X25L17A* | *95MSU0601716A* | 24200 | 17 | 8.5 | 25200 | 21800 | 86.51% | 1.82 | 0 | 10 |  |  |  | No | R-410A | 2.0167 | Residential & Commercial | Ducted CEE Tier 1
212988765 | Central HP <5.4 tons | KEEPRITE | HRCU-A-CB (Split System: Heat Pump with Remote Outdoor Unit-Air-Source) | DLCURAH24ABK |  |  | EN(A,D)4X36L21** | *95MSU0401712A* | 23600 | 16.5 | 8.5 | 26400 | 24200 | 91.67% | 2 | 0 | 10 |  |  |  | No | R-410A | 1.9667 | Residential & Commercial | Ducted CEE Tier 1
214572534 | Central HP <5.4 tons | DAY & NIGHT | HRCU-A-CB (Split System: Heat Pump with Remote Outdoor Unit-Air-Source) | CVH837GKA** |  |  | EA*4X37L21A*+WALLCON | *80CTL0702120B* | 32800 | 17.5 | 8.5 | 32800 | 25200 | 76.83% | 2 | 0 | 11 |  |  |  | No | R-410A | 2.7333 | Residential & Commercial | Ducted CEE Tier 1
214572634 | Central HP <5.4 tons | DAY & NIGHT | HRCU-A-CB (Split System: Heat Pump with Remote Outdoor Unit-Air-Source) | CVH837GKA** |  |  | EA*4X42L21A*+WALLCON | *97CMN0802120B* | 31800 | 17 | 8.5 | 32800 | 24400 | 74.39% | 1.9 | 0 | 11 |  |  |  | No | R-410A | 2.65 | Residential & Commercial | Ducted CEE Tier 1
214398099 | Central HP <5.4 tons | LUXAIRE | HRCU-A-CB (Split System: Heat Pump with Remote Outdoor Unit-Air-Source) | HH836E2S11 |  |  | CTM36B5CDS1 | LP9C060B12MP13 | 33000 | 17 | 8.5 | 31000 | 25400 | 81.94% | 2 | 0 | 11 |  |  |  | No | R-454B | 2.75 | Residential & Commercial | Ducted CEE Tier 1
213297396 | Central HP <5.4 tons | CHAMPION HEATING AND COOLING | HRCU-A-CB (Split System: Heat Pump with Remote Outdoor Unit-Air-Source) | HMH72B341 |  |  | XAHB30CXXN1+TXV | Z8ES080B12SMPS1 | 31800 | 17 | 8.1 | 32200 | 22600 | 70.19% | 2 | 0 | 10 |  |  |  | No | R-410A | 2.65 | Residential & Commercial | Ducted CEE Tier 1
213297411 | Central HP <5.4 tons | CHAMPION HEATING AND COOLING | HRCU-A-CB (Split System: Heat Pump with Remote Outdoor Unit-Air-Source) | HMH72B341 |  |  | XAHB30CXXN1+TXV | Z8ES040A12LMPS1 | 31800 | 17 | 8.1 | 32200 | 22600 | 70.19% | 2 | 0 | 10 |  |  |  | No | R-410A | 2.65 | Residential & Commercial | Ducted CEE Tier 1
213297426 | Central HP <5.4 tons | CHAMPION HEATING AND COOLING | HRCU-A-CB (Split System: Heat Pump with Remote Outdoor Unit-Air-Source) | HMH72B341 |  |  | XAUB36DXXN1+JMVT12BC2N1+TXV |  | 34000 | 18.5 | 8.5 | 33600 | 23600 | 70.24% | 2.1 | 0 | 10 |  |  |  | No | R-410A | 2.8333 | Residential & Commercial | Ducted CEE Tier 1
214397771 | Central HP <5.4 tons | LUXAIRE | HRCU-A-CB (Split System: Heat Pump with Remote Outdoor Unit-Air-Source) | HH836E2S11 |  |  | CTM48C5CFS1 | TM8E100C20MP11 | 34400 | 17 | 8.5 | 32600 | 25800 | 79.14% | 2 | 0 | 11 |  |  |  | No | R-454B | 2.8667 | Residential & Commercial | Ducted CEE Tier 1
214397680 | Central HP <5.4 tons | LUXAIRE | HRCU-A-CB (Split System: Heat Pump with Remote Outdoor Unit-Air-Source) | HH836E2S11 |  |  | CTM36B5CDS1+JMC12B2SN1 |  | 33200 | 18 | 9 | 30400 | 24800 | 81.58% | 2 | 0 | 11.7 |  |  |  | No | R-454B | 2.7667 | Residential & Commercial | Ducted CEE Tier 1
214397798 | Central HP <5.4 tons | LUXAIRE | HRCU-A-CB (Split System: Heat Pump with Remote Outdoor Unit-Air-Source) | HH836E2S11 |  |  | CTM48C5CFS1 | TM9Y100C20MP11 | 34200 | 17 | 8.5 | 32800 | 26000 | 79.27% | 2 | 0 | 10 |  |  |  | No | R-454B | 2.85 | Residential & Commercial | Ducted CEE Tier 1
214397566 | Central HP <5.4 tons | LUXAIRE | HRCU-A-CB (Split System: Heat Pump with Remote Outdoor Unit-Air-Source) | HH824E2S11 |  |  | CTF30B5ACS1 | TM9V060B12MP12 | 23000 | 17 | 9.5 | 23000 | 18300 | 79.57% | 2 | 0 | 12 |  |  |  | No | R-454B | 1.9167 | Residential & Commercial | Ducted CEE Tier 1
214097945 | Central HP <5.4 tons | RHEEM | HRCU-A-CB (Split System: Heat Pump with Remote Outdoor Unit-Air-Source) | RD17AZ48AJ3N |  |  | RH3VZ6024STACN |  | 45500 | 17 | 8.1 | 45500 | 40000 | 87.91% | 2.1 | 0 | 11.7 |  |  |  | No | R-410A | 3.7917 | Residential & Commercial | Ducted CEE Tier 1
215938035 | Central HP <5.4 tons | BRYANT HEATING AND COOLING SYSTEMS | HRCU-A-CB (Split System: Heat Pump with Remote Outdoor Unit-Air-Source) | 293VAN048**AA* |  |  | CVAVA4924XMA*+UI | 88*TB66135C24*** | 45500 | 21 | 8.1 | 52500 | 38000 | 72.38% | 1.95 | 0 | 11.5 |  |  |  | No | R-454B | 3.7917 | Residential & Commercial | Ducted CEE Tier 1
215938085 | Central HP <5.4 tons | BRYANT HEATING AND COOLING SYSTEMS | HRCU-A-CB (Split System: Heat Pump with Remote Outdoor Unit-Air-Source) | 293VAN048**AA* |  |  | CVAVA4924XMA*+UI | 987MC66100C21*** | 45500 | 20.5 | 8.1 | 52500 | 38000 | 72.38% | 1.9 | 0 | 11.5 |  |  |  | No | R-454B | 3.7917 | Residential & Commercial | Ducted CEE Tier 1
213080921 | Central HP <5.4 tons | ACIQ | HRCU-A-CB (Split System: Heat Pump with Remote Outdoor Unit-Air-Source) | HVH837GKA** |  |  | EN(A,D,W)4X48L21**+WALLCON | *95CSU0802120A* | 32400 | 17.5 | 8.1 | 32800 | 24800 | 75.61% | 1.96 | 12 | 11.7 |  |  |  | No | R-410A | 2.7 | Residential & Commercial | Ducted CEE Tier 1
215864028 | Central HP <5.4 tons | Wells | HRCU-A-CB (Split System: Heat Pump with Remote Outdoor Unit-Air-Source) | WDHP-30HH |  |  | WDAH-30MOC |  | 30000 | 16.8 | 10 | 34000 | 32600 | 95.88% | 1.96 | 0 | 11.7 |  |  |  | No | R-454B | 2.5 | Residential & Commercial | Ducted CEE Tier 1
214397608 | Central HP <5.4 tons | LUXAIRE | HRCU-A-CB (Split System: Heat Pump with Remote Outdoor Unit-Air-Source) | HH860E2S11 |  |  | CTM60D5CHS1 | TMLE130D20MP11 | 54500 | 19 | 8.5 | 55000 | 40000 | 72.73% | 2 | 0 | 11.7 |  |  |  | No | R-454B | 4.5417 | Residential & Commercial | Ducted CEE Tier 1
214396591 | Central HP <5.4 tons | FRASER-JOHNSTON | HRCU-A-CB (Split System: Heat Pump with Remote Outdoor Unit-Air-Source) | HH860E2S11 |  |  | CTM60C5CGS1 | TL9E080C16UH11 | 44500 | 18 | 9 | 46000 | 34400 | 74.78% | 2 | 0 | 11 |  |  |  | No | R-454B | 3.7083 | Residential & Commercial | Ducted CEE Tier 1
214396641 | Central HP <5.4 tons | FRASER-JOHNSTON | HRCU-A-CB (Split System: Heat Pump with Remote Outdoor Unit-Air-Source) | HH860E2S11 |  |  | CTM60C5CGS1 | TMLV100C16MP12 | 44000 | 18 | 9 | 44500 | 33600 | 75.51% | 2 | 0 | 11.7 |  |  |  | No | R-454B | 3.6667 | Residential & Commercial | Ducted CEE Tier 1
213307907 | Central HP <5.4 tons | Wells | HRCU-A-C (Split System: Heat Pump with Remote Outdoor Unit with No Indoor Fan --Air Source) | WUCA-30HFMO |  |  | WUA-36BHFM |  | 29000 | 15.2 | 8.5 | 31000 | 22600 | 72.9% | 1.8 | 0 | 10 |  |  |  | No | R-410A | 2.4167 | Residential & Commercial | Ducted CEE Tier 1
214574126 | Central HP <5.4 tons | KENMORE | HRCU-A-CB (Split System: Heat Pump with Remote Outdoor Unit-Air-Source) | (C,H,T)VH837GKA2* |  |  | EA*4X61L21A*+WALLCON | *97CMN0602120B* | 33000 | 17.5 | 8.5 | 32200 | 25000 | 77.64% | 1.98 | 0 | 11 |  |  |  | No | R-410A | 2.75 | Residential & Commercial | Ducted CEE Tier 1
214574376 | Central HP <5.4 tons | KENMORE | HRCU-A-CB (Split System: Heat Pump with Remote Outdoor Unit-Air-Source) | (C,H,T)VH837GKA2* |  |  | EHD4X48AAL+WALLCON | *97CMN0802120B* | 32600 | 17 | 8.5 | 32800 | 25000 | 76.22% | 1.98 | 0 | 11 |  |  |  | No | R-410A | 2.7167 | Residential & Commercial | Ducted CEE Tier 1
214398343 | Central HP <5.4 tons | LUXAIRE | HRCU-A-CB (Split System: Heat Pump with Remote Outdoor Unit-Air-Source) | HH860E2S11 |  |  | CTF60C5CGS1 | TM8Y080C16MP11 | 44000 | 18 | 9 | 44000 | 33400 | 75.91% | 2 | 0 | 11.7 |  |  |  | No | R-454B | 3.6667 | Residential & Commercial | Ducted CEE Tier 1
216374611 | Central HP <5.4 tons | LUXAIRE | HRCU-A-CB (Split System: Heat Pump with Remote Outdoor Unit-Air-Source) | HH860E2S11 |  |  | CTM60D5CGS1 | Z9ET120D20SMPS1 | 44500 | 17 | 9 | 45000 | 32600 | 72.44% | 2 | 0 | 11.7 |  |  |  | No | R-454B | 3.7083 | Residential & Commercial | Ducted CEE Tier 1
212979228 | Central HP <5.4 tons | BRYANT HEATING AND COOLING SYSTEMS | HRCU-A-CB (Split System: Heat Pump with Remote Outdoor Unit-Air-Source) | 38MURAQ24AB3* |  |  | CNPV*3617AL* | 8(0,1)*SB48070M17*** | 23600 | 17 | 8.5 | 26400 | 24400 | 92.42% | 2.02 | 0 | 10.5 |  |  |  | No | R-410A | 1.9667 | Residential & Commercial | Ducted CEE Tier 1
212979512 | Central HP <5.4 tons | BRYANT HEATING AND COOLING SYSTEMS | HRCU-A-CB (Split System: Heat Pump with Remote Outdoor Unit-Air-Source) | 38MURAQ24AB3* |  |  | CNPV*3621AL* | 8(0,1)*SB48070M21*** | 23800 | 17 | 8.5 | 26400 | 24000 | 90.91% | 2 | 0 | 10.5 |  |  |  | No | R-410A | 1.9833 | Residential & Commercial | Ducted CEE Tier 1
212977575 | Central HP <5.4 tons | BRYANT HEATING AND COOLING SYSTEMS | HRCU-A-CB (Split System: Heat Pump with Remote Outdoor Unit-Air-Source) | 38MURAQ24AB3* |  |  | CAP**2417AL* | 8(0,1)*SB36045M14*** | 23400 | 17 | 9 | 27000 | 26200 | 97.04% | 2.2 | 0 | 10 |  |  |  | No | R-410A | 1.95 | Residential & Commercial | Ducted CEE Tier 1
214398717 | Central HP <5.4 tons | LUXAIRE | HRCU-A-CB (Split System: Heat Pump with Remote Outdoor Unit-Air-Source) | HH860E2S11 |  |  | CTF60C5CGS1 | LP9C100C20MP13 | 44000 | 18 | 9 | 45000 | 33800 | 75.11% | 2 | 0 | 11 |  |  |  | No | R-454B | 3.6667 | Residential & Commercial | Ducted CEE Tier 1
214398038 | Central HP <5.4 tons | LUXAIRE | HRCU-A-CB (Split System: Heat Pump with Remote Outdoor Unit-Air-Source) | HH860E2S11 |  |  | CTM60C5CHS1 | TM8V100C20MP12 | 53500 | 19 | 9 | 54000 | 39000 | 72.22% | 2 | 0 | 11 |  |  |  | No | R-454B | 4.4583 | Residential & Commercial | Ducted CEE Tier 1
214398267 | Central HP <5.4 tons | LUXAIRE | HRCU-A-CB (Split System: Heat Pump with Remote Outdoor Unit-Air-Source) | HH860E2S11 |  |  | CTF60C5CGS1 | TMLV120C20MP12 | 44500 | 18 | 9 | 45000 | 33800 | 75.11% | 2 | 0 | 11 |  |  |  | No | R-454B | 3.7083 | Residential & Commercial | Ducted CEE Tier 1
214397497 | Central HP <5.4 tons | LUXAIRE | HRCU-A-CB (Split System: Heat Pump with Remote Outdoor Unit-Air-Source) | HH860E2S11 |  |  | CTF60C5CGS1 | TM9V080C16MP12 | 43500 | 17 | 9 | 44000 | 33600 | 76.36% | 2 | 0 | 11 |  |  |  | No | R-454B | 3.625 | Residential & Commercial | Ducted CEE Tier 1
214397823 | Central HP <5.4 tons | LUXAIRE | HRCU-A-CB (Split System: Heat Pump with Remote Outdoor Unit-Air-Source) | HH860E2S11 |  |  | CTM60C5CGS1 | TM9V080C16MP12 | 43500 | 18 | 9 | 44000 | 34000 | 77.27% | 2 | 0 | 11 |  |  |  | No | R-454B | 3.625 | Residential & Commercial | Ducted CEE Tier 1
214397855 | Central HP <5.4 tons | LUXAIRE | HRCU-A-CB (Split System: Heat Pump with Remote Outdoor Unit-Air-Source) | HH860E2S11 |  |  | CTF60D5CGS1+JMC20D2SN1 |  | 46000 | 19 | 9.5 | 46000 | 34000 | 73.91% | 2 | 0 | 12 |  |  |  | No | R-454B | 3.8333 | Residential & Commercial | Ducted CEE Tier 1
214397880 | Central HP <5.4 tons | LUXAIRE | HRCU-A-CB (Split System: Heat Pump with Remote Outdoor Unit-Air-Source) | HH860E2S11 |  |  | CTM60C5CGS1 | TM8V120C20MP12 | 44000 | 18 | 9 | 44500 | 33600 | 75.51% | 2 | 0 | 11.7 |  |  |  | No | R-454B | 3.6667 | Residential & Commercial | Ducted CEE Tier 1
214244001 | Central HP <5.4 tons | CARRIER | HRCU-A-CB (Split System: Heat Pump with Remote Outdoor Unit-Air-Source) | 25VNA424A*031* |  |  | CNPV*3017AL*+UI | 59TN6C060C17**14 | 23200 | 19.5 | 9.5 | 26800 | 20000 | 74.63% | 2.36 | 0 | 12.5 |  |  |  | No | R-410A | 1.9333 | Residential & Commercial | Ducted CEE Tier 1
213076114 | Central HP <5.4 tons | CARRIER | HRCU-A-CB (Split System: Heat Pump with Remote Outdoor Unit-Air-Source) | 38MURAQ24AB3* |  |  | CNPV*3621AL* | 59SU5B100M21**20 | 23800 | 17 | 8.5 | 26400 | 24000 | 90.91% | 2 | 0 | 10.5 |  |  |  | No | R-410A | 1.9833 | Residential & Commercial | Ducted CEE Tier 1
211241717 | Central HP <5.4 tons | BRYANT HEATING AND COOLING SYSTEMS | HRCU-A-CB (Split System: Heat Pump with Remote Outdoor Unit-Air-Source) | 38MURAQ24AB3* |  |  | CAP**3017AL* | 915SB42060E17*** | 24600 | 16 | 8.5 | 26800 | 22600 | 84.33% | 1.84 | 0 | 10 |  |  |  | No | R-410A | 2.05 | Residential & Commercial | Ducted CEE Tier 1
211241874 | Central HP <5.4 tons | BRYANT HEATING AND COOLING SYSTEMS | HRCU-A-CB (Split System: Heat Pump with Remote Outdoor Unit-Air-Source) | 38MURAQ24AB3* |  |  | CAP**3617AL* | 935SA36040E17*** | 23800 | 16.5 | 8.5 | 25800 | 23200 | 89.92% | 1.92 | 0 | 10 |  |  |  | No | R-410A | 1.9833 | Residential & Commercial | Ducted CEE Tier 1
211242031 | Central HP <5.4 tons | BRYANT HEATING AND COOLING SYSTEMS | HRCU-A-CB (Split System: Heat Pump with Remote Outdoor Unit-Air-Source) | 38MURAQ24AB3* |  |  | CAP**3617AL* | 926TB30040V14*** | 23400 | 16 | 8.5 | 25600 | 23800 | 92.97% | 1.96 | 0 | 10 |  |  |  | No | R-410A | 1.95 | Residential & Commercial | Ducted CEE Tier 1
211242142 | Central HP <5.4 tons | BRYANT HEATING AND COOLING SYSTEMS | HRCU-A-CB (Split System: Heat Pump with Remote Outdoor Unit-Air-Source) | 38MURAQ24AB3* |  |  | CAP**3617AL* | 912SD48080E17*** | 24400 | 17 | 8.5 | 26200 | 22400 | 85.5% | 1.86 | 0 | 10 |  |  |  | No | R-410A | 2.0333 | Residential & Commercial | Ducted CEE Tier 1
211242433 | Central HP <5.4 tons | BRYANT HEATING AND COOLING SYSTEMS | HRCU-A-CB (Split System: Heat Pump with Remote Outdoor Unit-Air-Source) | 38MURAQ24AB3* |  |  | CAP**3621AL* | 83*SA36040E17*** | 24200 | 17.5 | 8.5 | 26000 | 22800 | 87.69% | 1.9 | 0 | 10 |  |  |  | No | R-410A | 2.0167 | Residential & Commercial | Ducted CEE Tier 1
213298096 | Central HP <5.4 tons | CHAMPION HEATING AND COOLING | HRCU-A-CB (Split System: Heat Pump with Remote Outdoor Unit-Air-Source) | HMH72B341 |  |  | XAUB30CXXN1+JMVT12BC2N1+TXV |  | 33400 | 18.5 | 8.5 | 33400 | 23400 | 70.06% | 2.06 | 0 | 10 |  |  |  | No | R-410A | 2.7833 | Residential & Commercial | Ducted CEE Tier 1
215937534 | Central HP <5.4 tons | CARRIER | HRCU-A-CB (Split System: Heat Pump with Remote Outdoor Unit-Air-Source) | 27VNA348A*030* |  |  | CVAMA6024XMA*+UI | 59MN7C100C21**22 | 45500 | 20.5 | 8.1 | 52500 | 38000 | 72.38% | 1.9 | 0 | 11.5 |  |  |  | No | R-454B | 3.7917 | Residential & Commercial | Ducted CEE Tier 1
215937984 | Central HP <5.4 tons | CARRIER | HRCU-A-CB (Split System: Heat Pump with Remote Outdoor Unit-Air-Source) | 27VNA348A*030* |  |  | CVAVA4824XMA*+UI | 59TN6C120C24**22 | 45000 | 20.5 | 8.1 | 52000 | 38000 | 73.08% | 1.9 | 0 | 11 |  |  |  | No | R-454B | 3.75 | Residential & Commercial | Ducted CEE Tier 1
215938084 | Central HP <5.4 tons | CARRIER | HRCU-A-CB (Split System: Heat Pump with Remote Outdoor Unit-Air-Source) | 27VNA348A*030* |  |  | CVAVA4924XMA*+UI | 59MN7C100C21**22 | 45500 | 20.5 | 8.1 | 52500 | 38000 | 72.38% | 1.9 | 0 | 11.5 |  |  |  | No | R-454B | 3.7917 | Residential & Commercial | Ducted CEE Tier 1
213307904 | Central HP <5.4 tons | Wells | HRCU-A-C (Split System: Heat Pump with Remote Outdoor Unit with No Indoor Fan --Air Source) | WUCA-36HFMO |  |  | WUA-36BHFM |  | 35000 | 15.5 | 8.6 | 38000 | 31600 | 83.16% | 1.85 | 0 | 10 |  |  |  | No | R-410A | 2.9167 | Residential & Commercial | Ducted CEE Tier 1
214397929 | Central HP <5.4 tons | LUXAIRE | HRCU-A-CB (Split System: Heat Pump with Remote Outdoor Unit-Air-Source) | HH824E2S11 |  |  | CTF36B5ADS1+JME12B2SN1 |  | 23000 | 19 | 9.5 | 23000 | 18500 | 80.43% | 2 | 0 | 12 |  |  |  | No | R-454B | 1.9167 | Residential & Commercial | Ducted CEE Tier 1
214397988 | Central HP <5.4 tons | LUXAIRE | HRCU-A-CB (Split System: Heat Pump with Remote Outdoor Unit-Air-Source) | HH824E2S11 |  |  | CTM30B5ACS1 | TM9E080B12MP12 | 23000 | 17 | 9.5 | 23000 | 18600 | 80.87% | 2 | 0 | 12 |  |  |  | No | R-454B | 1.9167 | Residential & Commercial | Ducted CEE Tier 1
214397529 | Central HP <5.4 tons | LUXAIRE | HRCU-A-CB (Split System: Heat Pump with Remote Outdoor Unit-Air-Source) | HH824E2S11 |  |  | CTF30A5ADS1 | TM9V040A10MP12 | 23000 | 17 | 9 | 23000 | 17800 | 77.39% | 2 | 0 | 12 |  |  |  | No | R-454B | 1.9167 | Residential & Commercial | Ducted CEE Tier 1
214395397 | Central HP <5.4 tons | FRASER-JOHNSTON | HRCU-A-CB (Split System: Heat Pump with Remote Outdoor Unit-Air-Source) | HH824E2S11 |  |  | JHC24B5AC2SS1 |  | 24000 | 19 | 9.5 | 24000 | 17000 | 70.83% | 2.1 | 0 | 12 |  |  |  | No | R-454B | 2 | Residential & Commercial | Ducted CEE Tier 1
214097631 | Central HP <5.4 tons | RHEEM | HRCU-A-CB (Split System: Heat Pump with Remote Outdoor Unit-Air-Source) | RD17AZ48AJ3N |  |  | RCFZ6024SEANM | R98MV1005A21UPS | 45500 | 16 | 8.1 | 45500 | 40500 | 89.01% | 2 | 0 | 10 |  |  |  | No | R-410A | 3.7917 | Residential & Commercial | Ducted CEE Tier 1
214075517 | Central HP <5.4 tons | RHEEM | HRCU-A-CB (Split System: Heat Pump with Remote Outdoor Unit-Air-Source) | RD17AZ24AJ3N |  |  | RCFZ2417MTANM | R802V0503A14UHN | 22600 | 17 | 9.5 | 22600 | 16900 | 74.78% | 2 | 0 | 11.2 |  |  |  | No | R-410A | 1.8833 | Residential & Commercial | Ducted CEE Tier 1
215936464 | Central HP <5.4 tons | CARRIER | HRCU-A-CB (Split System: Heat Pump with Remote Outdoor Unit-Air-Source) | 27VNA336A*030* |  |  | CVAVA4924XMA*+UI | 58TN*B135C24**22 | 35600 | 22 | 8.5 | 38000 | 28400 | 74.74% | 2.04 | 0 | 12.5 |  |  |  | No | R-454B | 2.9667 | Residential & Commercial | Ducted CEE Tier 1
215936664 | Central HP <5.4 tons | CARRIER | HRCU-A-CB (Split System: Heat Pump with Remote Outdoor Unit-Air-Source) | 27VNA336A*030* |  |  | CVAVA6021XMA*+UI | 59CU5B100C21**22 | 35600 | 22 | 9 | 38000 | 28400 | 74.74% | 2.14 | 0 | 12.5 |  |  |  | No | R-454B | 2.9667 | Residential & Commercial | Ducted CEE Tier 1
215936714 | Central HP <5.4 tons | CARRIER | HRCU-A-CB (Split System: Heat Pump with Remote Outdoor Unit-Air-Source) | 27VNA336A*030* |  |  | CVAVA6021XMA*+UI | 59TN6C080C17**14 | 35400 | 21.5 | 8.5 | 38000 | 28800 | 75.79% | 2.02 | 0 | 12 |  |  |  | No | R-454B | 2.95 | Residential & Commercial | Ducted CEE Tier 1
215936764 | Central HP <5.4 tons | CARRIER | HRCU-A-CB (Split System: Heat Pump with Remote Outdoor Unit-Air-Source) | 27VNA336A*030* |  |  | CVAVA6024XMA*+UI | 58TN*B110C21**20 | 35600 | 22 | 8.5 | 38000 | 28400 | 74.74% | 2.04 | 0 | 12.5 |  |  |  | No | R-454B | 2.9667 | Residential & Commercial | Ducted CEE Tier 1
214397791 | Central HP <5.4 tons | LUXAIRE | HRCU-A-CB (Split System: Heat Pump with Remote Outdoor Unit-Air-Source) | HH836E2S11 |  |  | CTF48C5CFS1 | LP9C080C16MP13 | 33200 | 18 | 9 | 31600 | 25400 | 80.38% | 2 | 0 | 11 |  |  |  | No | R-454B | 2.7667 | Residential & Commercial | Ducted CEE Tier 1
213297646 | Central HP <5.4 tons | CHAMPION HEATING AND COOLING | HRCU-A-CB (Split System: Heat Pump with Remote Outdoor Unit-Air-Source) | HMH72B341 |  |  | XAHB36DBCN1 | Z8ES080B12LMPS1 | 33200 | 17.5 | 8.1 | 32800 | 23000 | 70.12% | 2 | 0 | 10 |  |  |  | No | R-410A | 2.7667 | Residential & Commercial | Ducted CEE Tier 1
213297661 | Central HP <5.4 tons | CHAMPION HEATING AND COOLING | HRCU-A-CB (Split System: Heat Pump with Remote Outdoor Unit-Air-Source) | HMH72B341 |  |  | XAHB36DBCN1 | Z8ES040A12SMPS1 | 33200 | 17.5 | 8.1 | 32800 | 23000 | 70.12% | 2.02 | 0 | 10 |  |  |  | No | R-410A | 2.7667 | Residential & Commercial | Ducted CEE Tier 1
216508762 | Central HP <5.4 tons | LUXAIRE | HRCU-A-CB (Split System: Heat Pump with Remote Outdoor Unit-Air-Source) | HH836E2S11 |  |  | CTF30A5ADS1 | TM8V060A12MP12 | 32800 | 17 | 8.5 | 30600 | 25200 | 82.35% | 2 | 0 | 11 |  |  |  | No | R-454B | 2.7333 | Residential & Commercial | Ducted CEE Tier 1
211241530 | Central HP <5.4 tons | BRYANT HEATING AND COOLING SYSTEMS | HRCU-A-CB (Split System: Heat Pump with Remote Outdoor Unit-Air-Source) | 38MURAQ24AB3* |  |  | CAP**3017AL* | 82*TA48090V17*** | 23800 | 17 | 8.5 | 26000 | 23600 | 90.77% | 1.96 | 0 | 10 |  |  |  | No | R-410A | 1.9833 | Residential & Commercial | Ducted CEE Tier 1
211241648 | Central HP <5.4 tons | BRYANT HEATING AND COOLING SYSTEMS | HRCU-A-CB (Split System: Heat Pump with Remote Outdoor Unit-Air-Source) | 38MURAQ24AB3* |  |  | CAP**3017AL* | 8(0,1)*SA36045E17*** | 24000 | 16.5 | 8.5 | 26200 | 23200 | 88.55% | 1.9 | 0 | 10 |  |  |  | No | R-410A | 2 | Residential & Commercial | Ducted CEE Tier 1
211242477 | Central HP <5.4 tons | BRYANT HEATING AND COOLING SYSTEMS | HRCU-A-CB (Split System: Heat Pump with Remote Outdoor Unit-Air-Source) | 38MURAQ24AB3* |  |  | CAP**3621AL* | 926TB48080V17*** | 24400 | 16.5 | 8.5 | 26200 | 22400 | 85.5% | 1.86 | 0 | 10 |  |  |  | No | R-410A | 2.0333 | Residential & Commercial | Ducted CEE Tier 1
211241998 | Central HP <5.4 tons | BRYANT HEATING AND COOLING SYSTEMS | HRCU-A-CB (Split System: Heat Pump with Remote Outdoor Unit-Air-Source) | 38MURAQ24AB3* |  |  | CAP**3617AL* | 915SB30040E14*** | 24400 | 15.2 | 8.5 | 26600 | 22400 | 84.21% | 1.82 | 0 | 10 |  |  |  | No | R-410A | 2.0333 | Residential & Commercial | Ducted CEE Tier 1
211242041 | Central HP <5.4 tons | BRYANT HEATING AND COOLING SYSTEMS | HRCU-A-CB (Split System: Heat Pump with Remote Outdoor Unit-Air-Source) | 38MURAQ24AB3* |  |  | CAP**3617AL* | 926TB36060V14*** | 23600 | 16.5 | 8.5 | 25800 | 23400 | 90.7% | 1.94 | 0 | 10 |  |  |  | No | R-410A | 1.9667 | Residential & Commercial | Ducted CEE Tier 1
214097633 | Central HP <5.4 tons | RHEEM | HRCU-A-CB (Split System: Heat Pump with Remote Outdoor Unit-Air-Source) | RD17AZ48AJ3N |  |  | RCFZ6024SEANM | R97MV1155A24DHS | 45500 | 17 | 8.1 | 45500 | 40500 | 89.01% | 2.1 | 0 | 10 |  |  |  | No | R-410A | 3.7917 | Residential & Commercial | Ducted CEE Tier 1
214097683 | Central HP <5.4 tons | RHEEM | HRCU-A-CB (Split System: Heat Pump with Remote Outdoor Unit-Air-Source) | RD17AZ48AJ3N |  |  | RCFZ6024SEANM | R802V1005A21DZ | 45500 | 17 | 8.1 | 45500 | 40000 | 87.91% | 2.1 | 0 | 10 |  |  |  | No | R-410A | 3.7917 | Residential & Commercial | Ducted CEE Tier 1
216374560 | Central HP <5.4 tons | LUXAIRE | HRCU-A-CB (Split System: Heat Pump with Remote Outdoor Unit-Air-Source) | HH824E2S11 |  |  | CTM36B5ADS1 | Z9ET080B12SMPS1 | 23000 | 18 | 9 | 23000 | 17400 | 75.65% | 2 | 0 | 12 |  |  |  | No | R-454B | 1.9167 | Residential & Commercial | Ducted CEE Tier 1
216374662 | Central HP <5.4 tons | LUXAIRE | HRCU-A-CB (Split System: Heat Pump with Remote Outdoor Unit-Air-Source) | HH824E2S11 |  |  | CTM30B5ACS1 | Z9ET080B12SMPS1 | 23000 | 18 | 9.5 | 23000 | 18100 | 78.7% | 2 | 0 | 12 |  |  |  | No | R-454B | 1.9167 | Residential & Commercial | Ducted CEE Tier 1
214397961 | Central HP <5.4 tons | LUXAIRE | HRCU-A-CB (Split System: Heat Pump with Remote Outdoor Unit-Air-Source) | HH824E2S11 |  |  | CTF30B5ACS1+JME08B2SN1 |  | 23000 | 19 | 9.5 | 23000 | 18500 | 80.43% | 2 | 0 | 12 |  |  |  | No | R-454B | 1.9167 | Residential & Commercial | Ducted CEE Tier 1
214398363 | Central HP <5.4 tons | LUXAIRE | HRCU-A-CB (Split System: Heat Pump with Remote Outdoor Unit-Air-Source) | HH824E2S11 |  |  | CTF36B5ADS1 | TP9C080B12MP13 | 23000 | 18 | 9.5 | 23000 | 18400 | 80% | 2 | 0 | 12 |  |  |  | No | R-454B | 1.9167 | Residential & Commercial | Ducted CEE Tier 1
213076261 | Central HP <5.4 tons | CARRIER | HRCU-A-CB (Split System: Heat Pump with Remote Outdoor Unit-Air-Source) | 38MURAQ36AB3* |  |  | CAP**4221AL* | 59SU5B100M21**22 | 35600 | 16.5 | 8.1 | 38500 | 35000 | 90.91% | 1.9 | 0 | 10 |  |  |  | No | R-410A | 2.9667 | Residential & Commercial | Ducted CEE Tier 1
212979402 | Central HP <5.4 tons | BRYANT HEATING AND COOLING SYSTEMS | HRCU-A-CB (Split System: Heat Pump with Remote Outdoor Unit-Air-Source) | 38MURAQ36AB3* |  |  | CAP**4821AL* | 8(0,1)*SB48070M21*** | 35400 | 16.5 | 8.1 | 37800 | 34600 | 91.53% | 2 | 0 | 10 |  |  |  | No | R-410A | 2.95 | Residential & Commercial | Ducted CEE Tier 1
215936415 | Central HP <5.4 tons | BRYANT HEATING AND COOLING SYSTEMS | HRCU-A-CB (Split System: Heat Pump with Remote Outdoor Unit-Air-Source) | 293VAN036**AA* |  |  | CVAVA4824XMA*+UI | 986TD66120C24*** | 35000 | 21.5 | 8.5 | 38000 | 28200 | 74.21% | 2.02 | 0 | 12 |  |  |  | No | R-454B | 2.9167 | Residential & Commercial | Ducted CEE Tier 1
215936715 | Central HP <5.4 tons | BRYANT HEATING AND COOLING SYSTEMS | HRCU-A-CB (Split System: Heat Pump with Remote Outdoor Unit-Air-Source) | 293VAN036**AA* |  |  | CVAVA6021XMA*+UI | 986TD42080C17*** | 35400 | 21.5 | 8.5 | 38000 | 28800 | 75.79% | 2.02 | 0 | 12 |  |  |  | No | R-454B | 2.95 | Residential & Commercial | Ducted CEE Tier 1
215936765 | Central HP <5.4 tons | BRYANT HEATING AND COOLING SYSTEMS | HRCU-A-CB (Split System: Heat Pump with Remote Outdoor Unit-Air-Source) | 293VAN036**AA* |  |  | CVAVA6024XMA*+UI | 88*TB60110C21*** | 35600 | 22 | 8.5 | 38000 | 28400 | 74.74% | 2.04 | 0 | 12.5 |  |  |  | No | R-454B | 2.9667 | Residential & Commercial | Ducted CEE Tier 1
211242175 | Central HP <5.4 tons | BRYANT HEATING AND COOLING SYSTEMS | HRCU-A-CB (Split System: Heat Pump with Remote Outdoor Unit-Air-Source) | 38MURAQ24AB3* |  |  | CAP**3617AL* | 912SD30040E14*** | 24200 | 15.2 | 8.5 | 26400 | 22600 | 85.61% | 1.84 | 0 | 10 |  |  |  | No | R-410A | 2.0167 | Residential & Commercial | Ducted CEE Tier 1
211242131 | Central HP <5.4 tons | BRYANT HEATING AND COOLING SYSTEMS | HRCU-A-CB (Split System: Heat Pump with Remote Outdoor Unit-Air-Source) | 38MURAQ24AB3* |  |  | CAP**3617AL* | 912SD42060E17*** | 24400 | 17 | 8.5 | 26200 | 22400 | 85.5% | 1.86 | 0 | 10 |  |  |  | No | R-410A | 2.0333 | Residential & Commercial | Ducted CEE Tier 1
211242274 | Central HP <5.4 tons | BRYANT HEATING AND COOLING SYSTEMS | HRCU-A-CB (Split System: Heat Pump with Remote Outdoor Unit-Air-Source) | 38MURAQ24AB3* |  |  | CAP**3621AL* | 926SA42060V17*** | 23600 | 16.5 | 8.5 | 25600 | 23600 | 92.19% | 1.96 | 0 | 10 |  |  |  | No | R-410A | 1.9667 | Residential & Commercial | Ducted CEE Tier 1
211244411 | Central HP <5.4 tons | BRYANT HEATING AND COOLING SYSTEMS | HRCU-A-CB (Split System: Heat Pump with Remote Outdoor Unit-Air-Source) | 38MURAQ24AB3* |  |  | CNPV*3017AL* | 82*SA36045V14*** | 23400 | 16.5 | 8.1 | 25800 | 24200 | 93.8% | 2 | 0 | 10 |  |  |  | No | R-410A | 1.95 | Residential & Commercial | Ducted CEE Tier 1
211245178 | Central HP <5.4 tons | BRYANT HEATING AND COOLING SYSTEMS | HRCU-A-CB (Split System: Heat Pump with Remote Outdoor Unit-Air-Source) | 38MURAQ24AB3* |  |  | CNPV*3617AL* | 912SD48080E17*** | 24200 | 17 | 8.1 | 26200 | 22800 | 87.02% | 1.88 | 0 | 10.5 |  |  |  | No | R-410A | 2.0167 | Residential & Commercial | Ducted CEE Tier 1
210470316 | Central HP <5.4 tons | KEEPRITE | HRCU-A-CB (Split System: Heat Pump with Remote Outdoor Unit-Air-Source) | CVH837GKA2* |  |  | EA*4X60L24A*+WALLCON | *97CMN1002122A* | 32800 | 17.5 | 8.5 | 31800 | 24800 | 77.99% | 2 | 0 | 11.7 |  |  |  | No | R-410A | 2.7333 | Residential & Commercial | Ducted CEE Tier 1
214489062 | Central HP <5.4 tons | Wells | HRCU-A-C (Split System: Heat Pump with Remote Outdoor Unit with No Indoor Fan --Air Source) | WUCA-36HFMO |  |  | WUA-36CHFM |  | 35000 | 15.2 | 10 | 39000 | 32000 | 82.05% | 2 | 10.2 | 10 |  |  |  | No | R-410A | 2.9167 | Residential & Commercial | Ducted CEE Tier 1
215938034 | Central HP <5.4 tons | CARRIER | HRCU-A-CB (Split System: Heat Pump with Remote Outdoor Unit-Air-Source) | 27VNA348A*030* |  |  | CVAVA4924XMA*+UI | 58TN*B135C24**22 | 45500 | 21 | 8.1 | 52500 | 38000 | 72.38% | 1.95 | 0 | 11.5 |  |  |  | No | R-454B | 3.7917 | Residential & Commercial | Ducted CEE Tier 1
214066901 | Central HP <5.4 tons | RHEEM | HRCU-A-CB (Split System: Heat Pump with Remote Outdoor Unit-Air-Source) | RD17AZ36AJ3N |  |  | RCFZ3621MTANM | R921V0603A17M4S | 34200 | 18 | 8.1 | 34200 | 29800 | 87.13% | 1.9 | 0 | 10 |  |  |  | No | R-410A | 2.85 | Residential & Commercial | Ducted CEE Tier 1
214066721 | Central HP <5.4 tons | RHEEM | HRCU-A-CB (Split System: Heat Pump with Remote Outdoor Unit-Air-Source) | RD17AZ36AJ3N |  |  | RCFZ3621MTANM | R962V0703A17M4S | 34200 | 18 | 8.1 | 34200 | 29600 | 86.55% | 1.9 | 0 | 10 |  |  |  | No | R-410A | 2.85 | Residential & Commercial | Ducted CEE Tier 1
216411142 | Central HP <5.4 tons | LUXAIRE | HRCU-A-CB (Split System: Heat Pump with Remote Outdoor Unit-Air-Source) | HMH72B341 |  |  | XAFC36DBCN1 | Z9ET100C20SMPS1 | 34000 | 17 | 8.5 | 32400 | 22800 | 70.37% | 2.02 | 0 | 10 |  |  |  | No | R-410A | 2.8333 | Residential & Commercial | Ducted CEE Tier 1
213297176 | Central HP <5.4 tons | CHAMPION HEATING AND COOLING | HRCU-A-CB (Split System: Heat Pump with Remote Outdoor Unit-Air-Source) | HMH72B341 |  |  | XAFC30CXXN1+TXV | Z8ES080C16LMPS1 | 33600 | 18 | 8.5 | 33000 | 23200 | 70.3% | 2.08 | 0 | 10 |  |  |  | No | R-410A | 2.8 | Residential & Commercial | Ducted CEE Tier 1
213297226 | Central HP <5.4 tons | CHAMPION HEATING AND COOLING | HRCU-A-CB (Split System: Heat Pump with Remote Outdoor Unit-Air-Source) | HMH72B341 |  |  | XAFB30CXXN1+JMET12BS2N1+TXV |  | 33200 | 18.5 | 8.5 | 33000 | 23200 | 70.3% | 2.06 | 0 | 10 |  |  |  | No | R-410A | 2.7667 | Residential & Commercial | Ducted CEE Tier 1
213297406 | Central HP <5.4 tons | CHAMPION HEATING AND COOLING | HRCU-A-CB (Split System: Heat Pump with Remote Outdoor Unit-Air-Source) | HMH72B341 |  |  | XAHB30CXXN1+TXV | Z8ES040A12SMPS1 | 31800 | 17 | 8.1 | 32200 | 22600 | 70.19% | 2 | 0 | 10 |  |  |  | No | R-410A | 2.65 | Residential & Commercial | Ducted CEE Tier 1
213297056 | Central HP <5.4 tons | CHAMPION HEATING AND COOLING | HRCU-A-CB (Split System: Heat Pump with Remote Outdoor Unit-Air-Source) | HMH72B341 |  |  | XAHC36DBCN1 | Z9ES060B12SMPS1 | 33000 | 16.5 | 8.5 | 32000 | 22400 | 70% | 1.8 | 0 | 10 |  |  |  | No | R-410A | 2.75 | Residential & Commercial | Ducted CEE Tier 1
216374692 | Central HP <5.4 tons | LUXAIRE | HRCU-A-CB (Split System: Heat Pump with Remote Outdoor Unit-Air-Source) | HH860E2S11 |  |  | CTU60C5XGS1+TXV | Z9ET100C16SMPS1 | 44500 | 19 | 9 | 45500 | 33200 | 72.97% | 2 | 0 | 11 |  |  |  | No | R-454B | 3.7083 | Residential & Commercial | Ducted CEE Tier 1
216374728 | Central HP <5.4 tons | LUXAIRE | HRCU-A-CB (Split System: Heat Pump with Remote Outdoor Unit-Air-Source) | HH860E2S11 |  |  | CTM60C5CGS1 | Z9ET080C16SMPS1 | 44000 | 18 | 9 | 45000 | 32800 | 72.89% | 2 | 0 | 11 |  |  |  | No | R-454B | 3.6667 | Residential & Commercial | Ducted CEE Tier 1
214397507 | Central HP <5.4 tons | LUXAIRE | HRCU-A-CB (Split System: Heat Pump with Remote Outdoor Unit-Air-Source) | HH860E2S11 |  |  | CTF60C5CGS1 | LP9C080C16MP13 | 43500 | 17 | 9 | 44000 | 33600 | 76.36% | 2 | 0 | 11 |  |  |  | No | R-454B | 3.625 | Residential & Commercial | Ducted CEE Tier 1
214397909 | Central HP <5.4 tons | LUXAIRE | HRCU-A-CB (Split System: Heat Pump with Remote Outdoor Unit-Air-Source) | HH860E2S11 |  |  | CTM60C5CGS1+JMVT17CC2N1 |  | 45000 | 19 | 9.5 | 45000 | 33800 | 75.11% | 2 | 0 | 12 |  |  |  | No | R-454B | 3.75 | Residential & Commercial | Ducted CEE Tier 1
210470405 | Central HP <5.4 tons | KENMORE | HRCU-A-CB (Split System: Heat Pump with Remote Outdoor Unit-Air-Source) | (C,H,T)VH837GKA2* |  |  | EA*4X61L21A*+WALLCON | *80CSU0401712A* | 33200 | 17.5 | 8.1 | 32000 | 24800 | 77.5% | 1.98 | 0 | 11.5 |  |  |  | No | R-410A | 2.7667 | Residential & Commercial | Ducted CEE Tier 1
210470906 | Central HP <5.4 tons | KENMORE | HRCU-A-CB (Split System: Heat Pump with Remote Outdoor Unit-Air-Source) | (C,H,T)VH837GKA2* |  |  | EN(A,D,W)4X60L24**+WALLCON | *80CSU1002120A* | 32800 | 17.5 | 8.1 | 32200 | 24600 | 76.4% | 1.96 | 0 | 11.7 |  |  |  | No | R-410A | 2.7333 | Residential & Commercial | Ducted CEE Tier 1
210471175 | Central HP <5.4 tons | KENMORE | HRCU-A-CB (Split System: Heat Pump with Remote Outdoor Unit-Air-Source) | (C,H,T)VH837GKA2* |  |  | EHD4X60AAL+WALLCON | *80CTL0701716A* | 32800 | 17 | 8.1 | 32400 | 25000 | 77.16% | 2 | 0 | 11 |  |  |  | No | R-410A | 2.7333 | Residential & Commercial | Ducted CEE Tier 1
214396748 | Central HP <5.4 tons | CHAMPION HEATING AND COOLING | HRCU-A-CB (Split System: Heat Pump with Remote Outdoor Unit-Air-Source) | HH860E2S11 |  |  | CTF60D5CHS1 | TM8E130D20MP11 | 54000 | 19 | 8.5 | 55000 | 38500 | 70% | 2 | 0 | 11.7 |  |  |  | No | R-454B | 4.5 | Residential & Commercial | Ducted CEE Tier 1
214279929 | Central HP <5.4 tons | CARRIER | HRCU-A-CB (Split System: Heat Pump with Remote Outdoor Unit-Air-Source) | 38MURAQ24AB3* |  |  | CAP**3717AL* | 59SC6A060M17**16 | 24200 | 16.5 | 9 | 25400 | 21800 | 85.83% | 1.82 | 0 | 10 |  |  |  | No | R-410A | 2.0167 | Residential & Commercial | Ducted CEE Tier 1
211244696 | Central HP <5.4 tons | BRYANT HEATING AND COOLING SYSTEMS | HRCU-A-CB (Split System: Heat Pump with Remote Outdoor Unit-Air-Source) | 38MURAQ24AB3* |  |  | CNPV*3017AL* | 8(0,1)*SA36070E17*** | 24400 | 16.5 | 8.1 | 26400 | 22600 | 85.61% | 1.88 | 0 | 10.5 |  |  |  | No | R-410A | 2.0333 | Residential & Commercial | Ducted CEE Tier 1
211245014 | Central HP <5.4 tons | BRYANT HEATING AND COOLING SYSTEMS | HRCU-A-CB (Split System: Heat Pump with Remote Outdoor Unit-Air-Source) | 38MURAQ24AB3* |  |  | CNPV*3617AL* | 926TB48080V17*** | 24200 | 16.5 | 8.1 | 26200 | 23000 | 87.79% | 1.9 | 0 | 10.5 |  |  |  | No | R-410A | 2.0167 | Residential & Commercial | Ducted CEE Tier 1
211245200 | Central HP <5.4 tons | BRYANT HEATING AND COOLING SYSTEMS | HRCU-A-CB (Split System: Heat Pump with Remote Outdoor Unit-Air-Source) | 38MURAQ24AB3* |  |  | CNPV*3617AL* | 915SB48080E17*** | 24600 | 15.5 | 8.1 | 26800 | 22200 | 82.84% | 1.82 | 0 | 10 |  |  |  | No | R-410A | 2.05 | Residential & Commercial | Ducted CEE Tier 1
211242708 | Central HP <5.4 tons | BRYANT HEATING AND COOLING SYSTEMS | HRCU-A-CB (Split System: Heat Pump with Remote Outdoor Unit-Air-Source) | 38MURAQ24AB3* |  |  | CAP**3621AL* | 83*SA48060E17*** | 25000 | 17 | 8.5 | 26600 | 21800 | 81.95% | 1.82 | 0 | 10.5 |  |  |  | No | R-410A | 2.0833 | Residential & Commercial | Ducted CEE Tier 1
213297856 | Central HP <5.4 tons | CHAMPION HEATING AND COOLING | HRCU-A-CB (Split System: Heat Pump with Remote Outdoor Unit-Air-Source) | HMH72B341 |  |  | XAFC36DBCN1+JMET12CS2N1 |  | 34000 | 18.5 | 8.5 | 34000 | 24200 | 71.18% | 2.14 | 0 | 10 |  |  |  | No | R-410A | 2.8333 | Residential & Commercial | Ducted CEE Tier 1
211242867 | Central HP <5.4 tons | BRYANT HEATING AND COOLING SYSTEMS | HRCU-A-CB (Split System: Heat Pump with Remote Outdoor Unit-Air-Source) | 38MURAQ24AB3* |  |  | CAP**3717AL* | 82*SA48070V17*** | 24200 | 16.5 | 8.5 | 25400 | 21800 | 85.83% | 1.82 | 0 | 10 |  |  |  | No | R-410A | 2.0167 | Residential & Commercial | Ducted CEE Tier 1
211242942 | Central HP <5.4 tons | BRYANT HEATING AND COOLING SYSTEMS | HRCU-A-CB (Split System: Heat Pump with Remote Outdoor Unit-Air-Source) | 38MURAQ24AB3* |  |  | CAP**3717AL* | 915SB30040E14*** | 24800 | 15.2 | 8.5 | 26200 | 21200 | 80.92% | 1.76 | 0 | 10 |  |  |  | No | R-410A | 2.0667 | Residential & Commercial | Ducted CEE Tier 1
211242153 | Central HP <5.4 tons | BRYANT HEATING AND COOLING SYSTEMS | HRCU-A-CB (Split System: Heat Pump with Remote Outdoor Unit-Air-Source) | 38MURAQ24AB3* |  |  | CAP**3617AL* | 915SB42060E17*** | 24600 | 16 | 8.5 | 26600 | 22200 | 83.46% | 1.82 | 0 | 10 |  |  |  | No | R-410A | 2.05 | Residential & Commercial | Ducted CEE Tier 1
211242238 | Central HP <5.4 tons | BRYANT HEATING AND COOLING SYSTEMS | HRCU-A-CB (Split System: Heat Pump with Remote Outdoor Unit-Air-Source) | 38MURAQ24AB3* |  |  | CAP**3617AL* | OVMAAB042112 | 24200 | 16 | 8.5 | 26200 | 22600 | 86.26% | 1.86 | 0 | 10 |  |  |  | No | R-410A | 2.0167 | Residential & Commercial | Ducted CEE Tier 1
213297181 | Central HP <5.4 tons | CHAMPION HEATING AND COOLING | HRCU-A-CB (Split System: Heat Pump with Remote Outdoor Unit-Air-Source) | HMH72B341 |  |  | XAFC30CXXN1+TXV | Z8ES080B12SMPS1 | 33200 | 18 | 8.5 | 33000 | 23400 | 70.91% | 2.04 | 0 | 10 |  |  |  | No | R-410A | 2.7667 | Residential & Commercial | Ducted CEE Tier 1
213297231 | Central HP <5.4 tons | CHAMPION HEATING AND COOLING | HRCU-A-CB (Split System: Heat Pump with Remote Outdoor Unit-Air-Source) | HMH72B341 |  |  | XAUB30CXXN1+JMET12BS2N1+TXV |  | 33200 | 18.5 | 8.5 | 33000 | 23200 | 70.3% | 2.06 | 0 | 10 |  |  |  | No | R-410A | 2.7667 | Residential & Commercial | Ducted CEE Tier 1
213363381 | Central HP <5.4 tons | Wells | HRCU-A-C (Split System: Heat Pump with Remote Outdoor Unit with No Indoor Fan --Air Source) | WUCA-24HFMO |  |  | WUA-24AHFM |  | 24000 | 16.1 | 9.8 | 25000 | 20000 | 80% | 2 | 0 | 10.7 |  |  |  | No | R-410A | 2 | Residential & Commercial | Ducted CEE Tier 1
214573689 | Central HP <5.4 tons | BRYANT HEATING AND COOLING SYSTEMS | HRCU-A-CB (Split System: Heat Pump with Remote Outdoor Unit-Air-Source) | 288BNV037*0**B* |  |  | CAP**3721AL*+UI | 935CB66100C21*** | 33000 | 17.5 | 8.5 | 32600 | 25000 | 76.69% | 2 | 0 | 11.5 |  |  |  | No | R-410A | 2.75 | Residential & Commercial | Ducted CEE Tier 1
215864029 | Central HP <5.4 tons | Wells | HRCU-A-CB (Split System: Heat Pump with Remote Outdoor Unit-Air-Source) | WDHP-36HH |  |  | WDAH-36MOC |  | 36000 | 17.3 | 10.3 | 37000 | 39000 | 105.4% | 1.9 | 0 | 11.7 |  |  |  | No | R-454B | 3 | Residential & Commercial | Ducted CEE Tier 1
211242791 | Central HP <5.4 tons | BRYANT HEATING AND COOLING SYSTEMS | HRCU-A-CB (Split System: Heat Pump with Remote Outdoor Unit-Air-Source) | 38MURAQ24AB3* |  |  | CAP**3717AL* | 926SA36040V17*** | 24600 | 15.5 | 8.5 | 25800 | 21600 | 83.72% | 1.78 | 0 | 10 |  |  |  | No | R-410A | 2.05 | Residential & Commercial | Ducted CEE Tier 1
211242809 | Central HP <5.4 tons | BRYANT HEATING AND COOLING SYSTEMS | HRCU-A-CB (Split System: Heat Pump with Remote Outdoor Unit-Air-Source) | 38MURAQ24AB3* |  |  | CAP**3717AL* | 926SA48080V17*** | 24600 | 16.5 | 8.5 | 25600 | 21400 | 83.59% | 1.8 | 0 | 10 |  |  |  | No | R-410A | 2.05 | Residential & Commercial | Ducted CEE Tier 1
211243254 | Central HP <5.4 tons | BRYANT HEATING AND COOLING SYSTEMS | HRCU-A-CB (Split System: Heat Pump with Remote Outdoor Unit-Air-Source) | 38MURAQ24AB3* |  |  | CAP**3721AL* | 926SA48080V17*** | 24800 | 17 | 8.5 | 25600 | 21000 | 82.03% | 1.76 | 0 | 10.5 |  |  |  | No | R-410A | 2.0667 | Residential & Commercial | Ducted CEE Tier 1
211242386 | Central HP <5.4 tons | BRYANT HEATING AND COOLING SYSTEMS | HRCU-A-CB (Split System: Heat Pump with Remote Outdoor Unit-Air-Source) | 38MURAQ24AB3* |  |  | CAP**3621AL* | 82*SA48045V17*** | 23400 | 17 | 8.5 | 25600 | 23600 | 92.19% | 1.96 | 0 | 10 |  |  |  | No | R-410A | 1.95 | Residential & Commercial | Ducted CEE Tier 1
211242538 | Central HP <5.4 tons | BRYANT HEATING AND COOLING SYSTEMS | HRCU-A-CB (Split System: Heat Pump with Remote Outdoor Unit-Air-Source) | 38MURAQ24AB3* |  |  | CAP**3621AL* | 82*TA66110V21*** | 24000 | 17 | 8.5 | 25800 | 23000 | 89.15% | 1.9 | 0 | 10 |  |  |  | No | R-410A | 2 | Residential & Commercial | Ducted CEE Tier 1
211242620 | Central HP <5.4 tons | BRYANT HEATING AND COOLING SYSTEMS | HRCU-A-CB (Split System: Heat Pump with Remote Outdoor Unit-Air-Source) | 38MURAQ24AB3* |  |  | CAP**3621AL* | 912SD42060E17*** | 24600 | 17 | 8.5 | 26200 | 22200 | 84.73% | 1.86 | 0 | 10 |  |  |  | No | R-410A | 2.05 | Residential & Commercial | Ducted CEE Tier 1
213297621 | Central HP <5.4 tons | CHAMPION HEATING AND COOLING | HRCU-A-CB (Split System: Heat Pump with Remote Outdoor Unit-Air-Source) | HMH72B341 |  |  | XAHC36DBCN1 | Z8ES080C16SMPS1 | 34000 | 17.5 | 8.5 | 33400 | 23600 | 70.66% | 2.08 | 0 | 10 |  |  |  | No | R-410A | 2.8333 | Residential & Commercial | Ducted CEE Tier 1
214396984 | Central HP <5.4 tons | CHAMPION HEATING AND COOLING | HRCU-A-CB (Split System: Heat Pump with Remote Outdoor Unit-Air-Source) | HH836E2S11 |  |  | CTF48C5CFS1 | TPLC080C16MP13 | 33400 | 18 | 9 | 31600 | 25400 | 80.38% | 2 | 0 | 11 |  |  |  | No | R-454B | 2.7833 | Residential & Commercial | Ducted CEE Tier 1
214397232 | Central HP <5.4 tons | CHAMPION HEATING AND COOLING | HRCU-A-CB (Split System: Heat Pump with Remote Outdoor Unit-Air-Source) | HH836E2S11 |  |  | CTM36C5CDS1 | TM8Y100C20MP11 | 33400 | 17 | 8.5 | 30800 | 25200 | 81.82% | 2 | 0 | 11.7 |  |  |  | No | R-454B | 2.7833 | Residential & Commercial | Ducted CEE Tier 1
214397267 | Central HP <5.4 tons | CHAMPION HEATING AND COOLING | HRCU-A-CB (Split System: Heat Pump with Remote Outdoor Unit-Air-Source) | HH836E2S11 |  |  | CTF36C5CDS1 | TM9Y100C16MP11 | 33400 | 18 | 9 | 31000 | 25200 | 81.29% | 2 | 0 | 11 |  |  |  | No | R-454B | 2.7833 | Residential & Commercial | Ducted CEE Tier 1
213067538 | Central HP <5.4 tons | ACIQ | HRCU-A-CB (Split System: Heat Pump with Remote Outdoor Unit-Air-Source) | HVH825GKA2* |  |  | EA*4X48L21A*+WALLCON | *95CSU0802120A* | 24200 | 17 | 8.1 | 21000 | 16500 | 78.57% | 2.02 | 0 | 11 |  |  |  | No | R-410A | 2.0167 | Residential & Commercial | Ducted CEE Tier 1
213067556 | Central HP <5.4 tons | ACIQ | HRCU-A-CB (Split System: Heat Pump with Remote Outdoor Unit-Air-Source) | HVH825GKA2* |  |  | EHD4X42AAL+WALLCON | *80CSU0401712A* | 24200 | 16.5 | 8.1 | 21400 | 16600 | 77.57% | 2 | 0 | 11 |  |  |  | No | R-410A | 2.0167 | Residential & Commercial | Ducted CEE Tier 1
213067621 | Central HP <5.4 tons | ACIQ | HRCU-A-CB (Split System: Heat Pump with Remote Outdoor Unit-Air-Source) | HVH825GKA2* |  |  | EN(A,D,W)4X48L21**+WALLCON | *80CSU0401712A* | 24200 | 17.5 | 8.1 | 21200 | 16600 | 78.3% | 2.02 | 0 | 11.5 |  |  |  | No | R-410A | 2.0167 | Residential & Commercial | Ducted CEE Tier 1
214396681 | Central HP <5.4 tons | CHAMPION HEATING AND COOLING | HRCU-A-CB (Split System: Heat Pump with Remote Outdoor Unit-Air-Source) | HH824E2S11 |  |  | CTF30A5ADS1 | TMLE060A12MP11 | 23000 | 18 | 9.5 | 23000 | 18600 | 80.87% | 2 | 0 | 12 |  |  |  | No | R-454B | 1.9167 | Residential & Commercial | Ducted CEE Tier 1
214397949 | Central HP <5.4 tons | LUXAIRE | HRCU-A-CB (Split System: Heat Pump with Remote Outdoor Unit-Air-Source) | HH824E2S11 |  |  | CTF36B5ADS1 | TM9V060B12MP12 | 23000 | 18 | 9.5 | 23000 | 18800 | 81.74% | 2 | 0 | 12 |  |  |  | No | R-454B | 1.9167 | Residential & Commercial | Ducted CEE Tier 1
215935002 | Central HP <5.4 tons | KENMORE | HRCU-A-CB (Split System: Heat Pump with Remote Outdoor Unit-Air-Source) | (C,H,T)5H3V36*K*AAA* |  |  | EVM5X49M21A*+WALLCON | *80CTL0451712B* | 35200 | 21 | 8.5 | 39000 | 29400 | 75.38% | 2 | 0 | 11.7 |  |  |  | No | R-454B | 2.9333 | Residential & Commercial | Ducted CEE Tier 1
215935152 | Central HP <5.4 tons | KENMORE | HRCU-A-CB (Split System: Heat Pump with Remote Outdoor Unit-Air-Source) | (C,H,T)5H3V36*K*AAA* |  |  | EVM5X60M21A*+WALLCON | *80CSU0401712A* | 35600 | 22 | 8.5 | 38000 | 28800 | 75.79% | 2.02 | 0 | 12 |  |  |  | No | R-454B | 2.9667 | Residential & Commercial | Ducted CEE Tier 1
214097668 | Central HP <5.4 tons | RHEEM | HRCU-A-CB (Split System: Heat Pump with Remote Outdoor Unit-Air-Source) | RD17AZ48AJ3N |  |  | RCFZ6024SEANM | R802V1505A24UHS | 45500 | 17 | 8.1 | 45500 | 40000 | 87.91% | 2.1 | 0 | 10 |  |  |  | No | R-410A | 3.7917 | Residential & Commercial | Ducted CEE Tier 1
214097673 | Central HP <5.4 tons | RHEEM | HRCU-A-CB (Split System: Heat Pump with Remote Outdoor Unit-Air-Source) | RD17AZ48AJ3N |  |  | RCFZ6024SEANM | R802V1255A24UHS | 45500 | 17 | 8.1 | 45500 | 40000 | 87.91% | 2.1 | 0 | 10 |  |  |  | No | R-410A | 3.7917 | Residential & Commercial | Ducted CEE Tier 1
214097691 | Central HP <5.4 tons | RHEEM | HRCU-A-CB (Split System: Heat Pump with Remote Outdoor Unit-Air-Source) | RD17AZ48AJ3N |  |  | RCFZ6024SEANM | R801V1505A24UH | 45500 | 17 | 8.1 | 45500 | 40000 | 87.91% | 2.1 | 0 | 10 |  |  |  | No | R-410A | 3.7917 | Residential & Commercial | Ducted CEE Tier 1
215932212 | Central HP <5.4 tons | KENMORE | HRCU-A-CB (Split System: Heat Pump with Remote Outdoor Unit-Air-Source) | (C,H,T)5H3V36*K*AAA* |  |  | EA*5X42M21A*+WALLCON | *80CSU1002120A* | 32600 | 19.5 | 9.5 | 35000 | 26800 | 76.57% | 2.02 | 0 | 11 |  |  |  | No | R-454B | 2.7167 | Residential & Commercial | Ducted CEE Tier 1
213297611 | Central HP <5.4 tons | CHAMPION HEATING AND COOLING | HRCU-A-CB (Split System: Heat Pump with Remote Outdoor Unit-Air-Source) | HMH72B341 |  |  | XAHC36DXXN1+TXV | Z8ES080C16SMPS1 | 34000 | 17.5 | 8.5 | 33400 | 23600 | 70.66% | 2.08 | 0 | 10 |  |  |  | No | R-410A | 2.8333 | Residential & Commercial | Ducted CEE Tier 1
213412074 | Central HP <5.4 tons | ICONIC AIR SOLUTION | HRCU-A-CB (Split System: Heat Pump with Remote Outdoor Unit-Air-Source) | ICLZ18AK |  |  | IFLA18IK |  | 18000 | 18 | 9.3 | 19000 | 16500 | 86.84% | 2.04 | 12.5 | 12.4 |  |  |  | No | R-410A | 1.5 | Residential & Commercial | Ducted CEE Tier 1
214397665 | Central HP <5.4 tons | LUXAIRE | HRCU-A-CB (Split System: Heat Pump with Remote Outdoor Unit-Air-Source) | HH836E2S11 |  |  | CTF36C5CDS1 | TM8E080C16MP11 | 33800 | 18 | 8.5 | 31400 | 25600 | 81.53% | 2 | 0 | 11 |  |  |  | No | R-454B | 2.8167 | Residential & Commercial | Ducted CEE Tier 1
214397690 | Central HP <5.4 tons | LUXAIRE | HRCU-A-CB (Split System: Heat Pump with Remote Outdoor Unit-Air-Source) | HH836E2S11 |  |  | CTF36C5CDS1 | TMLE120C20MP11 | 34600 | 17 | 8.5 | 32600 | 26600 | 81.6% | 2 | 0 | 11 |  |  |  | No | R-454B | 2.8833 | Residential & Commercial | Ducted CEE Tier 1
214606494 | Central HP <5.4 tons | FRASER-JOHNSTON | HRCU-A-C (Split System: Heat Pump with Remote Outdoor Unit with No Indoor Fan --Air Source) | HH836E2S11 |  |  | CTM48C5CFS1 |  | 31600 | 15.2 | 8.5 | 30800 | 22200 | 72.08% | 2 | 0 | 10 |  |  |  | No | R-454B | 2.6333 | Residential & Commercial | Ducted CEE Tier 1
213804891 | Central HP <5.4 tons | ICONIC AIR SOLUTION | HRCU-A-CB (Split System: Heat Pump with Remote Outdoor Unit-Air-Source) | ICLZ18AK |  |  | IFLV18IK |  | 18000 | 17 | 9.5 | 19000 | 18000 | 94.74% | 2 | 0 | 12.4 |  |  |  | No | R-410A | 1.5 | Residential & Commercial | Ducted CEE Tier 1
214489063 | Central HP <5.4 tons | Wells | HRCU-A-C (Split System: Heat Pump with Remote Outdoor Unit with No Indoor Fan --Air Source) | WUCB-36HFMO |  |  | WUA-36CHFM |  | 35000 | 15.2 | 8.5 | 36000 | 30000 | 83.33% | 1.8 | 0 | 10 |  |  |  | No | R-410A | 2.9167 | Residential & Commercial | Ducted CEE Tier 1
214572779 | Central HP <5.4 tons | BRYANT HEATING AND COOLING SYSTEMS | HRCU-A-CB (Split System: Heat Pump with Remote Outdoor Unit-Air-Source) | 288BNV037*0**A* |  |  | CAP**4821AL*+UI | 935CB60080C21*** | 32200 | 17.5 | 8.5 | 32400 | 25000 | 77.16% | 1.98 | 0 | 11 |  |  |  | No | R-410A | 2.6833 | Residential & Commercial | Ducted CEE Tier 1
214572799 | Central HP <5.4 tons | BRYANT HEATING AND COOLING SYSTEMS | HRCU-A-CB (Split System: Heat Pump with Remote Outdoor Unit-Air-Source) | 288BNV037*0**A* |  |  | CAP**4821AL*+UI | 987MC60060C21*** | 32200 | 17 | 8.5 | 32600 | 25200 | 77.3% | 1.96 | 0 | 11 |  |  |  | No | R-410A | 2.6833 | Residential & Commercial | Ducted CEE Tier 1
210106962 | Central HP <5.4 tons | RUSSELL | HRCU-A-CB (Split System: Heat Pump with Remote Outdoor Unit-Air-Source) | SP18AZ48AJVC |  |  | TCFZ6021SEAAM | S962V0705A21M4S | 44000 | 18 | 8.1 | 43500 | 45000 | 103.4% | 2 | 0 | 10 |  |  |  | No | R-410A | 3.6667 | Residential & Commercial | Ducted CEE Tier 1
211902795 | Central HP <5.4 tons | RUSSELL | HRCU-A-CB (Split System: Heat Pump with Remote Outdoor Unit-Air-Source) | SP18AZ48AJVC |  |  | TCFZ6021SEAAM | S802VA075421M | 44500 | 19 | 8.1 | 43500 | 45000 | 103.4% | 2 | 0 | 10 |  |  |  | No | R-410A | 3.7083 | Residential & Commercial | Ducted CEE Tier 1
213412065 | Central HP <5.4 tons | ICONIC AIR SOLUTION | HRCU-A-CB (Split System: Heat Pump with Remote Outdoor Unit-Air-Source) | ICLO24AK |  |  | IFLA24IK |  | 24000 | 17 | 9.2 | 26000 | 19400 | 74.62% | 2.1 | 11.3 | 10.5 |  |  |  | No | R-410A | 2 | Residential & Commercial | Ducted CEE Tier 1
214097651 | Central HP <5.4 tons | RHEEM | HRCU-A-CB (Split System: Heat Pump with Remote Outdoor Unit-Air-Source) | RD17AZ48AJ3N |  |  | RCFZ6024SEANM | R951V0855A21M4S | 45500 | 16 | 8.1 | 45500 | 40500 | 89.01% | 2.1 | 0 | 10 |  |  |  | No | R-410A | 3.7917 | Residential & Commercial | Ducted CEE Tier 1
214097676 | Central HP <5.4 tons | RHEEM | HRCU-A-CB (Split System: Heat Pump with Remote Outdoor Unit-Air-Source) | RD17AZ48AJ3N |  |  | RCFZ6024SEANM | R802V1255A24DZ | 45500 | 17 | 8.1 | 45500 | 40000 | 87.91% | 2.1 | 0 | 10 |  |  |  | No | R-410A | 3.7917 | Residential & Commercial | Ducted CEE Tier 1
215935252 | Central HP <5.4 tons | KENMORE | HRCU-A-CB (Split System: Heat Pump with Remote Outdoor Unit-Air-Source) | (C,H,T)5H3V36*K*AAA* |  |  | EVM5X60M21A*+WALLCON | *95CSU0802120B* | 35600 | 21.5 | 8.5 | 38000 | 28600 | 75.26% | 2.04 | 0 | 12 |  |  |  | No | R-454B | 2.9667 | Residential & Commercial | Ducted CEE Tier 1
215933462 | Central HP <5.4 tons | KENMORE | HRCU-A-CB (Split System: Heat Pump with Remote Outdoor Unit-Air-Source) | (C,H,T)5H3V36*K*AAA* |  |  | ESH5X42M12A*+WALLCON | *96CTN0401410B* | 32000 | 17 | 9 | 33800 | 26000 | 76.92% | 1.96 | 0 | 10.5 |  |  |  | No | R-454B | 2.6667 | Residential & Commercial | Ducted CEE Tier 1
215933832 | Central HP <5.4 tons | KENMORE | HRCU-A-CB (Split System: Heat Pump with Remote Outdoor Unit-Air-Source) | (C,H,T)5H3V36*K*AAA* |  |  | ESH5X60M12A*+WALLCON | *95CSU0601716B* | 34000 | 19 | 9 | 34800 | 26400 | 75.86% | 1.92 | 0 | 11 |  |  |  | No | R-454B | 2.8333 | Residential & Commercial | Ducted CEE Tier 1
211242653 | Central HP <5.4 tons | BRYANT HEATING AND COOLING SYSTEMS | HRCU-A-CB (Split System: Heat Pump with Remote Outdoor Unit-Air-Source) | 38MURAQ24AB3* |  |  | CAP**3621AL* | 912SD60100E21*** | 25000 | 17 | 8.5 | 26600 | 21800 | 81.95% | 1.82 | 0 | 10.5 |  |  |  | No | R-410A | 2.0833 | Residential & Commercial | Ducted CEE Tier 1
211242719 | Central HP <5.4 tons | BRYANT HEATING AND COOLING SYSTEMS | HRCU-A-CB (Split System: Heat Pump with Remote Outdoor Unit-Air-Source) | 38MURAQ24AB3* |  |  | CAP**3621AL* | OVMAAB036098 | 23600 | 16.5 | 8.5 | 25800 | 23200 | 89.92% | 1.94 | 0 | 10 |  |  |  | No | R-410A | 1.9667 | Residential & Commercial | Ducted CEE Tier 1
211242508 | Central HP <5.4 tons | BRYANT HEATING AND COOLING SYSTEMS | HRCU-A-CB (Split System: Heat Pump with Remote Outdoor Unit-Air-Source) | 38MURAQ24AB3* |  |  | CAP**3621AL* | 926TB42060V17*** | 24000 | 16.5 | 8.5 | 26000 | 22800 | 87.69% | 1.88 | 0 | 10 |  |  |  | No | R-410A | 2 | Residential & Commercial | Ducted CEE Tier 1
214396435 | Central HP <5.4 tons | FRASER-JOHNSTON | HRCU-A-CB (Split System: Heat Pump with Remote Outdoor Unit-Air-Source) | HH836E2S11 |  |  | CTM36C5CDS1 | TM9E080C16MP12 | 34200 | 18 | 8.5 | 32600 | 27000 | 82.82% | 2 | 0 | 11 |  |  |  | No | R-454B | 2.85 | Residential & Commercial | Ducted CEE Tier 1
214396978 | Central HP <5.4 tons | FRASER-JOHNSTON | HRCU-A-CB (Split System: Heat Pump with Remote Outdoor Unit-Air-Source) | HH836E2S11 |  |  | CTF48C5CFS1 | TMLV100C16MP12 | 33400 | 18 | 9 | 31600 | 25400 | 80.38% | 2 | 0 | 11 |  |  |  | No | R-454B | 2.7833 | Residential & Commercial | Ducted CEE Tier 1
211389786 | Central HP <5.4 tons | COLEMAN | HRCU-A-CB (Split System: Heat Pump with Remote Outdoor Unit-Air-Source) | HMH72B341 |  |  | XAUB30CXXN1+TXV | TM8Y080B12MP11 | 32800 | 17.5 | 8.1 | 33000 | 23200 | 70.3% | 2.02 | 0 | 10 |  |  |  | No | R-410A | 2.7333 | Residential & Commercial | Ducted CEE Tier 1
211389886 | Central HP <5.4 tons | COLEMAN | HRCU-A-CB (Split System: Heat Pump with Remote Outdoor Unit-Air-Source) | HMH72B341 |  |  | XAFB30CXXN1+TXV | TM8Y060A12MP11 | 32600 | 17.5 | 8.1 | 33400 | 23400 | 70.06% | 2.02 | 0 | 10 |  |  |  | No | R-410A | 2.7167 | Residential & Commercial | Ducted CEE Tier 1
211390265 | Central HP <5.4 tons | COLEMAN | HRCU-A-CB (Split System: Heat Pump with Remote Outdoor Unit-Air-Source) | HMH72B341 |  |  | XAFC36DBCN1 | TMLV100C16MP12 | 34000 | 17.5 | 8.5 | 33800 | 23800 | 70.41% | 2.08 | 0 | 10 |  |  |  | No | R-410A | 2.8333 | Residential & Commercial | Ducted CEE Tier 1
211241923 | Central HP <5.4 tons | BRYANT HEATING AND COOLING SYSTEMS | HRCU-A-CB (Split System: Heat Pump with Remote Outdoor Unit-Air-Source) | 38MURAQ24AB3* |  |  | CAP**3617AL* | 82*SA48070V17*** | 24000 | 16.5 | 8.5 | 26000 | 22800 | 87.69% | 1.9 | 0 | 10 |  |  |  | No | R-410A | 2 | Residential & Commercial | Ducted CEE Tier 1
211241885 | Central HP <5.4 tons | BRYANT HEATING AND COOLING SYSTEMS | HRCU-A-CB (Split System: Heat Pump with Remote Outdoor Unit-Air-Source) | 38MURAQ24AB3* |  |  | CAP**3617AL* | 8(0,1)*SA48070E17*** | 25000 | 16 | 8.5 | 26800 | 21800 | 81.34% | 1.8 | 0 | 10 |  |  |  | No | R-410A | 2.0833 | Residential & Commercial | Ducted CEE Tier 1
211242186 | Central HP <5.4 tons | BRYANT HEATING AND COOLING SYSTEMS | HRCU-A-CB (Split System: Heat Pump with Remote Outdoor Unit-Air-Source) | 38MURAQ24AB3* |  |  | CAP**3617AL* | 912SD36040E17*** | 23800 | 16 | 8.5 | 26000 | 23200 | 89.23% | 1.9 | 0 | 10 |  |  |  | No | R-410A | 1.9833 | Residential & Commercial | Ducted CEE Tier 1
211242404 | Central HP <5.4 tons | BRYANT HEATING AND COOLING SYSTEMS | HRCU-A-CB (Split System: Heat Pump with Remote Outdoor Unit-Air-Source) | 38MURAQ24AB3* |  |  | CAP**3621AL* | 82*SA60070V21*** | 24800 | 16.5 | 8.5 | 26600 | 22000 | 82.71% | 1.82 | 0 | 10 |  |  |  | No | R-410A | 2.0667 | Residential & Commercial | Ducted CEE Tier 1
211242737 | Central HP <5.4 tons | BRYANT HEATING AND COOLING SYSTEMS | HRCU-A-CB (Split System: Heat Pump with Remote Outdoor Unit-Air-Source) | 38MURAQ24AB3* |  |  | CAP**3621AL* | OVMAAB042112 | 24200 | 16.5 | 8.5 | 26200 | 22600 | 86.26% | 1.86 | 0 | 10 |  |  |  | No | R-410A | 2.0167 | Residential & Commercial | Ducted CEE Tier 1
215933432 | Central HP <5.4 tons | KENMORE | HRCU-A-CB (Split System: Heat Pump with Remote Outdoor Unit-Air-Source) | (C,H,T)5H3V36*K*AAA* |  |  | ESH5X42M12A*+WALLCON | *97CMN0802120B* | 33600 | 19 | 9 | 34800 | 26600 | 76.44% | 1.94 | 0 | 11.5 |  |  |  | No | R-454B | 2.8 | Residential & Commercial | Ducted CEE Tier 1
215933382 | Central HP <5.4 tons | KENMORE | HRCU-A-CB (Split System: Heat Pump with Remote Outdoor Unit-Air-Source) | (C,H,T)5H3V36*K*AAA* |  |  | ESH5X42M12A*+WALLCON | *95CSU0802120B* | 33600 | 19 | 9 | 34800 | 26600 | 76.44% | 1.92 | 0 | 11 |  |  |  | No | R-454B | 2.8 | Residential & Commercial | Ducted CEE Tier 1
215933232 | Central HP <5.4 tons | KENMORE | HRCU-A-CB (Split System: Heat Pump with Remote Outdoor Unit-Air-Source) | (C,H,T)5H3V36*K*AAA* |  |  | ESH5X36M12A*+WALLCON | *96CTN0401410B* | 31800 | 17 | 9 | 34000 | 26200 | 77.06% | 1.94 | 0 | 10.5 |  |  |  | No | R-454B | 2.65 | Residential & Commercial | Ducted CEE Tier 1
215669388 | Central HP <5.4 tons | DAY & NIGHT | HRCU-A-CB (Split System: Heat Pump with Remote Outdoor Unit-Air-Source) | C5H0V36*K*AAA* |  |  | EA*5X60M24A*+WALLCON | *97CMN1002122B* | 34400 | 18 | 9 | 34200 | 24800 | 72.51% | 1.9 | 0 | 10.5 |  |  |  | No | R-454B | 2.8667 | Residential & Commercial | Ducted CEE Tier 1
215669468 | Central HP <5.4 tons | DAY & NIGHT | HRCU-A-CB (Split System: Heat Pump with Remote Outdoor Unit-Air-Source) | C5H0V36*K*AAA* |  |  | EA*5X61M21A*+WALLCON | *80CTL0701716B* | 34600 | 18 | 9 | 34600 | 25000 | 72.25% | 1.9 | 0 | 10 |  |  |  | No | R-454B | 2.8833 | Residential & Commercial | Ducted CEE Tier 1
215669588 | Central HP <5.4 tons | DAY & NIGHT | HRCU-A-CB (Split System: Heat Pump with Remote Outdoor Unit-Air-Source) | C5H0V36*K*AAA* |  |  | EA*5X61M21A*+WALLCON | *96CTN0601714B* | 34600 | 18 | 9 | 34600 | 25000 | 72.25% | 1.9 | 0 | 10 |  |  |  | No | R-454B | 2.8833 | Residential & Commercial | Ducted CEE Tier 1
215938254 | Central HP <5.4 tons | CARRIER | HRCU-A-CB (Split System: Heat Pump with Remote Outdoor Unit-Air-Source) | 27VNA348A*030* |  |  | CVAVA6021XMA*+UI | 59TN6C080C17**14 | 44000 | 20 | 8.1 | 53500 | 37600 | 70.28% | 2 | 0 | 11.5 |  |  |  | No | R-454B | 3.6667 | Residential & Commercial | Ducted CEE Tier 1
214569397 | Central HP <5.4 tons | BRYANT HEATING AND COOLING SYSTEMS | HRCU-A-CB (Split System: Heat Pump with Remote Outdoor Unit-Air-Source) | 284ANV048*0**B* |  |  | CAP**4821AL*+UI | 88*TB60070C21*** | 43500 | 20.5 | 9.5 | 46500 | 36600 | 78.71% | 2.26 | 0 | 11 |  |  |  | No | R-410A | 3.625 | Residential & Commercial | Ducted CEE Tier 1
214574654 | Central HP <5.4 tons | DAY & NIGHT | HRCU-A-CB (Split System: Heat Pump with Remote Outdoor Unit-Air-Source) | CVH837GKA2* |  |  | EN(A,D)4X48L24**+WALLCON | *95CSU1002122B* | 32400 | 17.5 | 8.5 | 32600 | 24800 | 76.07% | 1.98 | 0 | 11.5 |  |  |  | No | R-410A | 2.7 | Residential & Commercial | Ducted CEE Tier 1
215864025 | Central HP <5.4 tons | Wells | HRCU-A-CB (Split System: Heat Pump with Remote Outdoor Unit-Air-Source) | WDHP-36RH |  |  | WDAH-36MOC |  | 36000 | 16.1 | 8.7 | 36000 | 27000 | 75% | 2 | 0 | 10 |  |  |  | No | R-454B | 3 | Residential & Commercial | Ducted CEE Tier 1
213927635 | Central HP <5.4 tons | Wells | HRCU-A-CB (Split System: Heat Pump with Remote Outdoor Unit-Air-Source) | WUCB-36HFMO |  |  | WUA-36HFMAH |  | 35000 | 16.3 | 9.5 | 39000 | 38000 | 97.44% | 1.8 | 0 | 11.7 |  |  |  | No | R-410A | 2.9167 | Residential & Commercial | Ducted CEE Tier 1
215931752 | Central HP <5.4 tons | KENMORE | HRCU-A-CB (Split System: Heat Pump with Remote Outdoor Unit-Air-Source) | (C,H,T)5H3V60*K*AAA* |  |  | EA*5X61M24A*+WALLCON | *97CMN0802120B* | 56500 | 18.5 | 8.5 | 60500 | 46500 | 76.86% | 2.02 | 0 | 11 |  |  |  | No | R-454B | 4.7083 | Residential & Commercial | Ducted CEE Tier 1
211242755 | Central HP <5.4 tons | BRYANT HEATING AND COOLING SYSTEMS | HRCU-A-CB (Split System: Heat Pump with Remote Outdoor Unit-Air-Source) | 38MURAQ24AB3* |  |  | CAP**3717AL* | 82*SA36045V14*** | 24800 | 16.5 | 8.5 | 25800 | 21400 | 82.95% | 1.78 | 0 | 10 |  |  |  | No | R-410A | 2.0667 | Residential & Commercial | Ducted CEE Tier 1
211242922 | Central HP <5.4 tons | BRYANT HEATING AND COOLING SYSTEMS | HRCU-A-CB (Split System: Heat Pump with Remote Outdoor Unit-Air-Source) | 38MURAQ24AB3* |  |  | CAP**3717AL* | 926TB48080V17*** | 24600 | 16.5 | 8.5 | 25600 | 21400 | 83.59% | 1.8 | 0 | 10 |  |  |  | No | R-410A | 2.05 | Residential & Commercial | Ducted CEE Tier 1
211243006 | Central HP <5.4 tons | BRYANT HEATING AND COOLING SYSTEMS | HRCU-A-CB (Split System: Heat Pump with Remote Outdoor Unit-Air-Source) | 38MURAQ24AB3* |  |  | CAP**3717AL* | 926TB42060V17*** | 24400 | 16.5 | 8.5 | 25600 | 21600 | 84.38% | 1.8 | 0 | 10 |  |  |  | No | R-410A | 2.0333 | Residential & Commercial | Ducted CEE Tier 1
211243388 | Central HP <5.4 tons | BRYANT HEATING AND COOLING SYSTEMS | HRCU-A-CB (Split System: Heat Pump with Remote Outdoor Unit-Air-Source) | 38MURAQ24AB3* |  |  | CAP**3721AL* | 82*TA48090V17*** | 24400 | 17 | 8.5 | 25200 | 21200 | 84.13% | 1.78 | 0 | 10.5 |  |  |  | No | R-410A | 2.0333 | Residential & Commercial | Ducted CEE Tier 1
211243672 | Central HP <5.4 tons | BRYANT HEATING AND COOLING SYSTEMS | HRCU-A-CB (Split System: Heat Pump with Remote Outdoor Unit-Air-Source) | 38MURAQ24AB3* |  |  | CAP**3721AL* | OVLAAB036098 | 24000 | 16.5 | 8.1 | 25000 | 21600 | 86.4% | 1.8 | 0 | 10 |  |  |  | No | R-410A | 2 | Residential & Commercial | Ducted CEE Tier 1
211243736 | Central HP <5.4 tons | BRYANT HEATING AND COOLING SYSTEMS | HRCU-A-CB (Split System: Heat Pump with Remote Outdoor Unit-Air-Source) | 38MURAQ24AB3* |  |  | CNPV*2414AL* | 82*TA36070V14*** | 23800 | 16.5 | 8.5 | 26800 | 23200 | 86.57% | 1.92 | 0 | 10 |  |  |  | No | R-410A | 1.9833 | Residential & Commercial | Ducted CEE Tier 1
211243770 | Central HP <5.4 tons | BRYANT HEATING AND COOLING SYSTEMS | HRCU-A-CB (Split System: Heat Pump with Remote Outdoor Unit-Air-Source) | 38MURAQ24AB3* |  |  | CNPV*2414AL* | 926TB36060V14*** | 23200 | 16 | 8.5 | 26400 | 24600 | 93.18% | 2.04 | 0 | 10 |  |  |  | No | R-410A | 1.9333 | Residential & Commercial | Ducted CEE Tier 1
216508737 | Central HP <5.4 tons | LUXAIRE | HRCU-A-CB (Split System: Heat Pump with Remote Outdoor Unit-Air-Source) | HH836E2S11 |  |  | CTF30A5ADS1 | LPLC060A12MP13 | 32800 | 17 | 8.5 | 30600 | 25200 | 82.35% | 2 | 0 | 11 |  |  |  | No | R-454B | 2.7333 | Residential & Commercial | Ducted CEE Tier 1
213804892 | Central HP <5.4 tons | ICONIC AIR SOLUTION | HRCU-A-CB (Split System: Heat Pump with Remote Outdoor Unit-Air-Source) | ICLZ24AK |  |  | IFLV24IK |  | 24000 | 19 | 9.3 | 27400 | 24000 | 87.59% | 1.91 | 0 | 12 |  |  |  | No | R-410A | 2 | Residential & Commercial | Ducted CEE Tier 1
215569764 | Central HP <5.4 tons | Viessmann | HRCU-A-C (Split System: Heat Pump with Remote Outdoor Unit with No Indoor Fan --Air Source) | DLCURAH18ABK |  |  | DLFULAH24XBX + CI |  | 18000 | 16.1 | 9.5 | 19000 | 15000 | 78.95% | 2.2 | 11.6 | 11.7 |  |  |  | No | R-410A | 1.5 | Residential & Commercial | Ducted CEE Tier 1
211391217 | Central HP <5.4 tons | COLEMAN | HRCU-A-CB (Split System: Heat Pump with Remote Outdoor Unit-Air-Source) | HMH72B341 |  |  | XAHC36DXXN1+TXV | TM8E120C16MP11 | 33600 | 17.5 | 8.1 | 33000 | 23200 | 70.3% | 2.04 | 0 | 10 |  |  |  | No | R-410A | 2.8 | Residential & Commercial | Ducted CEE Tier 1
211391335 | Central HP <5.4 tons | COLEMAN | HRCU-A-CB (Split System: Heat Pump with Remote Outdoor Unit-Air-Source) | HMH72B341 |  |  | XAFC36DBCN1 | TM8E120C16MP11 | 34000 | 18 | 8.5 | 33600 | 23800 | 70.83% | 2.08 | 0 | 10 |  |  |  | No | R-410A | 2.8333 | Residential & Commercial | Ducted CEE Tier 1
214606551 | Central HP <5.4 tons | FRASER-JOHNSTON | HRCU-A-C (Split System: Heat Pump with Remote Outdoor Unit with No Indoor Fan --Air Source) | HH860E2S11 |  |  | CTM60D5CGS1 |  | 44500 | 15.2 | 8.5 | 46000 | 34200 | 74.35% | 2 | 0 | 11 |  |  |  | No | R-454B | 3.7083 | Residential & Commercial | Ducted CEE Tier 1
214606553 | Central HP <5.4 tons | FRASER-JOHNSTON | HRCU-A-C (Split System: Heat Pump with Remote Outdoor Unit with No Indoor Fan --Air Source) | HH860E2S11 |  |  | CTM60C5CGS1 |  | 44500 | 15.2 | 8.5 | 46000 | 34200 | 74.35% | 2 | 0 | 11 |  |  |  | No | R-454B | 3.7083 | Residential & Commercial | Ducted CEE Tier 1
215934602 | Central HP <5.4 tons | KENMORE | HRCU-A-CB (Split System: Heat Pump with Remote Outdoor Unit-Air-Source) | (C,H,T)5H3V48*K*AAA* |  |  | ESH5X60M12A*+WALLCON | *97CMN0801714B* | 44000 | 19.5 | 9 | 49000 | 36400 | 74.29% | 1.84 | 0 | 11 |  |  |  | No | R-454B | 3.6667 | Residential & Commercial | Ducted CEE Tier 1
215934482 | Central HP <5.4 tons | KENMORE | HRCU-A-CB (Split System: Heat Pump with Remote Outdoor Unit-Air-Source) | (C,H,T)5H3V48*K*AAA* |  |  | ESH5X48M12A*+WALLCON | *80CTL1352422B* | 44500 | 20.5 | 9 | 48500 | 36400 | 75.05% | 1.82 | 0 | 11 |  |  |  | No | R-454B | 3.7083 | Residential & Commercial | Ducted CEE Tier 1
214397840 | Central HP <5.4 tons | LUXAIRE | HRCU-A-CB (Split System: Heat Pump with Remote Outdoor Unit-Air-Source) | HH860E2S11 |  |  | CTF60D5CGS1+JMET18DS2N1 |  | 45500 | 19 | 9.5 | 45500 | 33800 | 74.29% | 2 | 0 | 12 |  |  |  | No | R-454B | 3.7917 | Residential & Commercial | Ducted CEE Tier 1
214397865 | Central HP <5.4 tons | LUXAIRE | HRCU-A-CB (Split System: Heat Pump with Remote Outdoor Unit-Air-Source) | HH860E2S11 |  |  | CTM60C5CGS1 | TMLE120C16MP11 | 44500 | 18 | 9 | 45500 | 34200 | 75.16% | 2 | 0 | 11 |  |  |  | No | R-454B | 3.7083 | Residential & Commercial | Ducted CEE Tier 1
214244009 | Central HP <5.4 tons | CARRIER | HRCU-A-CB (Split System: Heat Pump with Remote Outdoor Unit-Air-Source) | 25VNA424A*031* |  |  | CNPV*3617AL*+UI | 58TN*B070C17**16 | 23200 | 19.5 | 9.5 | 26800 | 20000 | 74.63% | 2.36 | 0 | 13 |  |  |  | No | R-410A | 1.9333 | Residential & Commercial | Ducted CEE Tier 1
211242283 | Central HP <5.4 tons | BRYANT HEATING AND COOLING SYSTEMS | HRCU-A-CB (Split System: Heat Pump with Remote Outdoor Unit-Air-Source) | 38MURAQ24AB3* |  |  | CAP**3621AL* | 926SA60080V21*** | 24200 | 17 | 8.5 | 26000 | 22600 | 86.92% | 1.88 | 0 | 10 |  |  |  | No | R-410A | 2.0167 | Residential & Commercial | Ducted CEE Tier 1
211242292 | Central HP <5.4 tons | BRYANT HEATING AND COOLING SYSTEMS | HRCU-A-CB (Split System: Heat Pump with Remote Outdoor Unit-Air-Source) | 38MURAQ24AB3* |  |  | CAP**3621AL* | 926SA60100V21*** | 24000 | 17 | 8.5 | 26000 | 22800 | 87.69% | 1.9 | 0 | 10 |  |  |  | No | R-410A | 2 | Residential & Commercial | Ducted CEE Tier 1
211243119 | Central HP <5.4 tons | BRYANT HEATING AND COOLING SYSTEMS | HRCU-A-CB (Split System: Heat Pump with Remote Outdoor Unit-Air-Source) | 38MURAQ24AB3* |  |  | CAP**3717AL* | 912SD30040E14*** | 24600 | 15.2 | 8.5 | 26000 | 21600 | 83.08% | 1.78 | 0 | 10 |  |  |  | No | R-410A | 2.05 | Residential & Commercial | Ducted CEE Tier 1
211243285 | Central HP <5.4 tons | BRYANT HEATING AND COOLING SYSTEMS | HRCU-A-CB (Split System: Heat Pump with Remote Outdoor Unit-Air-Source) | 38MURAQ24AB3* |  |  | CAP**3721AL* | 926TB66100V21*** | 24200 | 17 | 8.1 | 25000 | 21400 | 85.6% | 1.8 | 0 | 10 |  |  |  | No | R-410A | 2.0167 | Residential & Commercial | Ducted CEE Tier 1
211242910 | Central HP <5.4 tons | BRYANT HEATING AND COOLING SYSTEMS | HRCU-A-CB (Split System: Heat Pump with Remote Outdoor Unit-Air-Source) | 38MURAQ24AB3* |  |  | CAP**3717AL* | 82*TA48090V17*** | 24200 | 17 | 8.5 | 25200 | 22000 | 87.3% | 1.82 | 0 | 10 |  |  |  | No | R-410A | 2.0167 | Residential & Commercial | Ducted CEE Tier 1
211242953 | Central HP <5.4 tons | BRYANT HEATING AND COOLING SYSTEMS | HRCU-A-CB (Split System: Heat Pump with Remote Outdoor Unit-Air-Source) | 38MURAQ24AB3* |  |  | CAP**3717AL* | 915SB36040E17*** | 24400 | 15.2 | 8.5 | 26000 | 21600 | 83.08% | 1.78 | 0 | 10 |  |  |  | No | R-410A | 2.0333 | Residential & Commercial | Ducted CEE Tier 1
211242985 | Central HP <5.4 tons | BRYANT HEATING AND COOLING SYSTEMS | HRCU-A-CB (Split System: Heat Pump with Remote Outdoor Unit-Air-Source) | 38MURAQ24AB3* |  |  | CAP**3717AL* | 926TB36060V14*** | 24000 | 16.5 | 8.5 | 25200 | 22000 | 87.3% | 1.84 | 0 | 10 |  |  |  | No | R-410A | 2 | Residential & Commercial | Ducted CEE Tier 1
215932912 | Central HP <5.4 tons | KENMORE | HRCU-A-CB (Split System: Heat Pump with Remote Outdoor Unit-Air-Source) | (C,H,T)5H3V36*K*AAA* |  |  | EA*5X61M24A*+WALLCON | *97CMN0602120B* | 34200 | 20 | 9 | 34800 | 26400 | 75.86% | 1.92 | 0 | 11.5 |  |  |  | No | R-454B | 2.85 | Residential & Commercial | Ducted CEE Tier 1
215933112 | Central HP <5.4 tons | KENMORE | HRCU-A-CB (Split System: Heat Pump with Remote Outdoor Unit-Air-Source) | (C,H,T)5H3V36*K*AAA* |  |  | ESH5X36M12A*+WALLCON | *80CTL0902120B* | 33400 | 19 | 9 | 34800 | 26600 | 76.44% | 1.92 | 0 | 11.5 |  |  |  | No | R-454B | 2.7833 | Residential & Commercial | Ducted CEE Tier 1
214397971 | Central HP <5.4 tons | LUXAIRE | HRCU-A-CB (Split System: Heat Pump with Remote Outdoor Unit-Air-Source) | HH824E2S11 |  |  | CTF30B5ACS1+JME12B2SN1 |  | 23000 | 19 | 9.5 | 23000 | 19000 | 82.61% | 2 | 0 | 12 |  |  |  | No | R-454B | 1.9167 | Residential & Commercial | Ducted CEE Tier 1
214397571 | Central HP <5.4 tons | LUXAIRE | HRCU-A-CB (Split System: Heat Pump with Remote Outdoor Unit-Air-Source) | HH824E2S11 |  |  | CTF30B5ACS1 | TP9C060B12MP13 | 23000 | 17 | 9.5 | 23000 | 18300 | 79.57% | 2 | 0 | 12 |  |  |  | No | R-454B | 1.9167 | Residential & Commercial | Ducted CEE Tier 1
212609330 | Central HP <5.4 tons | RHEEM | HRCU-A-CB (Split System: Heat Pump with Remote Outdoor Unit-Air-Source) | RP18AZ24AJVC |  |  | RCFZ2421HEAAM | R802V0754A17UHS | 22800 | 19 | 8.5 | 22800 | 26000 | 114% | 2.1 | 0 | 12.5 |  |  |  | No | R-410A | 1.9 | Residential & Commercial | Ducted CEE Tier 1
215932252 | Central HP <5.4 tons | KENMORE | HRCU-A-CB (Split System: Heat Pump with Remote Outdoor Unit-Air-Source) | (C,H,T)5H3V36*K*AAA* |  |  | EA*5X42M21A*+WALLCON | *80CTL0901716B* | 32600 | 20 | 9.5 | 35000 | 26800 | 76.57% | 2.02 | 0 | 11 |  |  |  | No | R-454B | 2.7167 | Residential & Commercial | Ducted CEE Tier 1
213773525 | Central HP <5.4 tons | CARRIER | HRCU-A-CB (Split System: Heat Pump with Remote Outdoor Unit-Air-Source) | 25VNA825A*032* |  |  | CAP**4224AL*+UI | 59MN7C100C21**22 | 23800 | 16.5 | 8.1 | 21400 | 16600 | 77.57% | 1.96 | 0 | 11 |  |  |  | No | R-410A | 1.9833 | Residential & Commercial | Ducted CEE Tier 1
214609182 | Central HP <5.4 tons | FRASER-JOHNSTON | HRCU-A-CB (Split System: Heat Pump with Remote Outdoor Unit-Air-Source) | HH824E2S11 |  |  | CTF30B5ACS1 | Z9ES080B12SMPS1 | 23000 | 17 | 9.5 | 23000 | 18400 | 80% | 2 | 0 | 12 |  |  |  | No | R-454B | 1.9167 | Residential & Commercial | Ducted CEE Tier 1
214396700 | Central HP <5.4 tons | FRASER-JOHNSTON | HRCU-A-CB (Split System: Heat Pump with Remote Outdoor Unit-Air-Source) | HH824E2S11 |  |  | CTF30B5ACS1 | TM9Y080B12MP11 | 23000 | 17 | 9.5 | 23000 | 18500 | 80.43% | 2 | 0 | 11.7 |  |  |  | No | R-454B | 1.9167 | Residential & Commercial | Ducted CEE Tier 1
210470253 | Central HP <5.4 tons | CARRIER | HRCU-A-CB (Split System: Heat Pump with Remote Outdoor Unit-Air-Source) | 25VNA837A*031* |  |  | CAP**6024AL*+UI | 58CU*A100C21**20 | 32800 | 17 | 8.1 | 32000 | 24800 | 77.5% | 1.96 | 0 | 11 |  |  |  | No | R-410A | 2.7333 | Residential & Commercial | Ducted CEE Tier 1
210470407 | Central HP <5.4 tons | CARRIER | HRCU-A-CB (Split System: Heat Pump with Remote Outdoor Unit-Air-Source) | 25VNA837A*031* |  |  | CAP**6121AL*+UI | 58CU*A060C17**16 | 33200 | 17.5 | 8.1 | 32200 | 25000 | 77.64% | 1.98 | 0 | 11.5 |  |  |  | No | R-410A | 2.7667 | Residential & Commercial | Ducted CEE Tier 1
214244011 | Central HP <5.4 tons | CARRIER | HRCU-A-CB (Split System: Heat Pump with Remote Outdoor Unit-Air-Source) | 25VNA424A*031* |  |  | CNPV*3617AL*+UI | 58TN*B090C17**16 | 23200 | 19.5 | 9.5 | 26600 | 20000 | 75.19% | 2.38 | 0 | 13 |  |  |  | No | R-410A | 1.9333 | Residential & Commercial | Ducted CEE Tier 1
214244051 | Central HP <5.4 tons | CARRIER | HRCU-A-CB (Split System: Heat Pump with Remote Outdoor Unit-Air-Source) | 25VNA424A*031* |  |  | CNPV*4217AL*+UI | 58TN*B090C17**16 | 23600 | 20 | 10 | 26600 | 19800 | 74.44% | 2.48 | 0 | 13.5 |  |  |  | No | R-410A | 1.9667 | Residential & Commercial | Ducted CEE Tier 1
214244067 | Central HP <5.4 tons | CARRIER | HRCU-A-CB (Split System: Heat Pump with Remote Outdoor Unit-Air-Source) | 25VNA424A*031* |  |  | CNPV*4221AL*+UI | 58TN*B090C17**16 | 23400 | 20 | 10 | 26600 | 19800 | 74.44% | 2.44 | 0 | 13 |  |  |  | No | R-410A | 1.95 | Residential & Commercial | Ducted CEE Tier 1
211243028 | Central HP <5.4 tons | BRYANT HEATING AND COOLING SYSTEMS | HRCU-A-CB (Split System: Heat Pump with Remote Outdoor Unit-Air-Source) | 38MURAQ24AB3* |  |  | CAP**3717AL* | 8(0,1)*SA36045E17*** | 24600 | 16.5 | 8.5 | 25600 | 21600 | 84.38% | 1.8 | 0 | 10 |  |  |  | No | R-410A | 2.05 | Residential & Commercial | Ducted CEE Tier 1
213067371 | Central HP <5.4 tons | ACIQ | HRCU-A-CB (Split System: Heat Pump with Remote Outdoor Unit-Air-Source) | HVH825GKA3* |  |  | EN(A,D,W)4X48L21**+WALLCON | *95CSU1002122A* | 24200 | 17 | 8.1 | 21200 | 16600 | 78.3% | 2.02 | 0 | 11.5 |  |  |  | No | R-410A | 2.0167 | Residential & Commercial | Ducted CEE Tier 1
213067705 | Central HP <5.4 tons | ACIQ | HRCU-A-CB (Split System: Heat Pump with Remote Outdoor Unit-Air-Source) | HVH837GKA** |  |  | EHD4X60AAL+WALLCON | *80CSU0401712A* | 33000 | 17 | 8.1 | 32200 | 24800 | 77.02% | 1.98 | 0 | 11 |  |  |  | No | R-410A | 2.75 | Residential & Commercial | Ducted CEE Tier 1
211242341 | Central HP <5.4 tons | BRYANT HEATING AND COOLING SYSTEMS | HRCU-A-CB (Split System: Heat Pump with Remote Outdoor Unit-Air-Source) | 38MURAQ24AB3* |  |  | CAP**3621AL* | 926TB66100V21*** | 23800 | 17 | 8.5 | 25800 | 23200 | 89.92% | 1.92 | 0 | 10 |  |  |  | No | R-410A | 1.9833 | Residential & Commercial | Ducted CEE Tier 1
211242584 | Central HP <5.4 tons | BRYANT HEATING AND COOLING SYSTEMS | HRCU-A-CB (Split System: Heat Pump with Remote Outdoor Unit-Air-Source) | 38MURAQ24AB3* |  |  | CAP**3621AL* | 8(0,1)*SA42090E17*** | 24800 | 17 | 8.5 | 26400 | 22000 | 83.33% | 1.84 | 0 | 10 |  |  |  | No | R-410A | 2.0667 | Residential & Commercial | Ducted CEE Tier 1
214397576 | Central HP <5.4 tons | LUXAIRE | HRCU-A-CB (Split System: Heat Pump with Remote Outdoor Unit-Air-Source) | HH824E2S11 |  |  | CTF30B5ACS1 | LP9C060B12MP13 | 23000 | 17 | 9.5 | 23000 | 18300 | 79.57% | 2 | 0 | 12 |  |  |  | No | R-454B | 1.9167 | Residential & Commercial | Ducted CEE Tier 1
214396705 | Central HP <5.4 tons | FRASER-JOHNSTON | HRCU-A-CB (Split System: Heat Pump with Remote Outdoor Unit-Air-Source) | HH824E2S11 |  |  | JHE24B5AC2SS1 |  | 23000 | 19 | 9.5 | 23000 | 18300 | 79.57% | 2 | 0 | 12 |  |  |  | No | R-454B | 1.9167 | Residential & Commercial | Ducted CEE Tier 1
215931982 | Central HP <5.4 tons | KENMORE | HRCU-A-CB (Split System: Heat Pump with Remote Outdoor Unit-Air-Source) | (C,H,T)5H3V36*K*AAA* |  |  | EA*5X25M17A*+WALLCON | *96CTN0401410B* | 32400 | 18 | 9 | 33800 | 26000 | 76.92% | 1.96 | 0 | 10.5 |  |  |  | No | R-454B | 2.7 | Residential & Commercial | Ducted CEE Tier 1
215932282 | Central HP <5.4 tons | KENMORE | HRCU-A-CB (Split System: Heat Pump with Remote Outdoor Unit-Air-Source) | (C,H,T)5H3V36*K*AAA* |  |  | EA*5X42M21A*+WALLCON | *95CSU1002122B* | 32800 | 20 | 9.5 | 34600 | 26600 | 76.88% | 2.02 | 0 | 11.5 |  |  |  | No | R-454B | 2.7333 | Residential & Commercial | Ducted CEE Tier 1
214097699 | Central HP <5.4 tons | RHEEM | HRCU-A-CB (Split System: Heat Pump with Remote Outdoor Unit-Air-Source) | RD17AZ48AJ3N |  |  | RCFZ6024SEANM | R801V1005A21UHS | 45500 | 17 | 8.1 | 45500 | 40000 | 87.91% | 2.1 | 0 | 10 |  |  |  | No | R-410A | 3.7917 | Residential & Commercial | Ducted CEE Tier 1
211391978 | Central HP <5.4 tons | COLEMAN | HRCU-A-CB (Split System: Heat Pump with Remote Outdoor Unit-Air-Source) | HMH72B341 |  |  | XAHC36DXXN1+TXV | TMLE080C16MP11 | 33600 | 17.5 | 8.1 | 32800 | 23200 | 70.73% | 2.04 | 0 | 10 |  |  |  | No | R-410A | 2.8 | Residential & Commercial | Ducted CEE Tier 1
211392053 | Central HP <5.4 tons | COLEMAN | HRCU-A-CB (Split System: Heat Pump with Remote Outdoor Unit-Air-Source) | HMH72B341 |  |  | XAFC36DXXN1+TXV | TM8E080C16MP11 | 34000 | 17 | 8.5 | 33600 | 23600 | 70.24% | 2.08 | 0 | 10 |  |  |  | No | R-410A | 2.8333 | Residential & Commercial | Ducted CEE Tier 1
215569765 | Central HP <5.4 tons | Viessmann | HRCU-A-C (Split System: Heat Pump with Remote Outdoor Unit with No Indoor Fan --Air Source) | DLCURAH24ABK |  |  | DLFULAH24XAX + CI |  | 24000 | 16.1 | 9.8 | 25000 | 20000 | 80% | 2 | 0 | 10.7 |  |  |  | No | R-410A | 2 | Residential & Commercial | Ducted CEE Tier 1
214097632 | Central HP <5.4 tons | RHEEM | HRCU-A-CB (Split System: Heat Pump with Remote Outdoor Unit-Air-Source) | RD17AZ48AJ3N |  |  | RCFZ6024SEANM | R98MV0855A21UPS | 45500 | 16 | 8.1 | 45500 | 40500 | 89.01% | 2.1 | 0 | 10 |  |  |  | No | R-410A | 3.7917 | Residential & Commercial | Ducted CEE Tier 1
214097700 | Central HP <5.4 tons | RHEEM | HRCU-A-CB (Split System: Heat Pump with Remote Outdoor Unit-Air-Source) | RD17AZ48AJ3N |  |  | RCFZ6024SEANM | R801V1005A21UHN | 45500 | 17 | 8.1 | 45500 | 40000 | 87.91% | 2.1 | 0 | 10 |  |  |  | No | R-410A | 3.7917 | Residential & Commercial | Ducted CEE Tier 1
214097709 | Central HP <5.4 tons | RHEEM | HRCU-A-CB (Split System: Heat Pump with Remote Outdoor Unit-Air-Source) | RD17AZ48AJ3N |  |  | RCFZ6024SEANM | R801V0755A21DZ | 45500 | 17 | 8.1 | 45500 | 40000 | 87.91% | 2.1 | 0 | 10 |  |  |  | No | R-410A | 3.7917 | Residential & Commercial | Ducted CEE Tier 1
214066567 | Central HP <5.4 tons | RHEEM | HRCU-A-CB (Split System: Heat Pump with Remote Outdoor Unit-Air-Source) | RD17AZ36AJ3N |  |  | RCFZ3621MTANM | R801V0755A21UHS | 34200 | 18 | 8.1 | 34200 | 29400 | 85.96% | 2 | 0 | 11.7 |  |  |  | No | R-410A | 2.85 | Residential & Commercial | Ducted CEE Tier 1
214066803 | Central HP <5.4 tons | RHEEM | HRCU-A-CB (Split System: Heat Pump with Remote Outdoor Unit-Air-Source) | RD17AZ36AJ3N |  |  | RCFZ3621MTANM | R802VA100521M | 34200 | 18 | 8.1 | 34200 | 29400 | 85.96% | 2 | 0 | 11.7 |  |  |  | No | R-410A | 2.85 | Residential & Commercial | Ducted CEE Tier 1
214097660 | Central HP <5.4 tons | RHEEM | HRCU-A-CB (Split System: Heat Pump with Remote Outdoor Unit-Air-Source) | RD17AZ48AJ3N |  |  | RCFZ6024SEANM | R921V0705A21M4S | 45500 | 16 | 8.1 | 45500 | 40500 | 89.01% | 2.1 | 0 | 10 |  |  |  | No | R-410A | 3.7917 | Residential & Commercial | Ducted CEE Tier 1
214097667 | Central HP <5.4 tons | RHEEM | HRCU-A-CB (Split System: Heat Pump with Remote Outdoor Unit-Air-Source) | RD17AZ48AJ3N |  |  | RCFZ6024SEANM | R802VA075421M | 45500 | 16 | 8.1 | 45500 | 40500 | 89.01% | 2.1 | 0 | 10 |  |  |  | No | R-410A | 3.7917 | Residential & Commercial | Ducted CEE Tier 1
214397519 | Central HP <5.4 tons | LUXAIRE | HRCU-A-CB (Split System: Heat Pump with Remote Outdoor Unit-Air-Source) | HH824E2S11 |  |  | CTF30A5ADS1 | TM9E040A10MP12 | 23000 | 17 | 9 | 23000 | 18000 | 78.26% | 2 | 0 | 12 |  |  |  | No | R-454B | 1.9167 | Residential & Commercial | Ducted CEE Tier 1
214397132 | Central HP <5.4 tons | FRASER-JOHNSTON | HRCU-A-CB (Split System: Heat Pump with Remote Outdoor Unit-Air-Source) | HH824E2S11 |  |  | CTF30B5ACS1 | TM9Y060B12MP11 | 23000 | 17 | 9.5 | 23000 | 18400 | 80% | 2 | 0 | 11.7 |  |  |  | No | R-454B | 1.9167 | Residential & Commercial | Ducted CEE Tier 1
210470572 | Central HP <5.4 tons | CARRIER | HRCU-A-CB (Split System: Heat Pump with Remote Outdoor Unit-Air-Source) | 25VNA837A*031* |  |  | CAP**6124AL*+UI | 59TN6B120C24**22 | 33200 | 18 | 8.5 | 32000 | 24800 | 77.5% | 2 | 0 | 12 |  |  |  | No | R-410A | 2.7667 | Residential & Commercial | Ducted CEE Tier 1
215936521 | Central HP <5.4 tons | KEEPRITE | HRCU-A-CB (Split System: Heat Pump with Remote Outdoor Unit-Air-Source) | C5H3V36*K*AAA* |  |  | EVD5X49M24A*+WALLCON | *97CMN1002122B* | 35400 | 22 | 8.5 | 38000 | 28400 | 74.74% | 2.04 | 0 | 12.5 |  |  |  | No | R-454B | 2.95 | Residential & Commercial | Ducted CEE Tier 1
215936541 | Central HP <5.4 tons | KEEPRITE | HRCU-A-CB (Split System: Heat Pump with Remote Outdoor Unit-Air-Source) | C5H3V36*K*AAA* |  |  | EVD5X49M24A*+WALLCON | *96CTN1002122B* | 35400 | 22 | 8.5 | 38000 | 28400 | 74.74% | 2.04 | 0 | 12.5 |  |  |  | No | R-454B | 2.95 | Residential & Commercial | Ducted CEE Tier 1
215936591 | Central HP <5.4 tons | KEEPRITE | HRCU-A-CB (Split System: Heat Pump with Remote Outdoor Unit-Air-Source) | C5H3V36*K*AAA* |  |  | EVD5X60M21A*+WALLCON | *80CTL0451712B* | 35200 | 21 | 8.5 | 39000 | 29400 | 75.38% | 2 | 0 | 11.7 |  |  |  | No | R-454B | 2.9333 | Residential & Commercial | Ducted CEE Tier 1
215936641 | Central HP <5.4 tons | KEEPRITE | HRCU-A-CB (Split System: Heat Pump with Remote Outdoor Unit-Air-Source) | C5H3V36*K*AAA* |  |  | EVD5X60M21A*+WALLCON | *80CTL1102120B* | 35600 | 22 | 8.5 | 38000 | 28400 | 74.74% | 2.02 | 0 | 12.5 |  |  |  | No | R-454B | 2.9667 | Residential & Commercial | Ducted CEE Tier 1
215936721 | Central HP <5.4 tons | KEEPRITE | HRCU-A-CB (Split System: Heat Pump with Remote Outdoor Unit-Air-Source) | C5H3V36*K*AAA* |  |  | EVD5X60M21A*+WALLCON | *96CTN0801714B* | 35400 | 21.5 | 8.5 | 38000 | 28800 | 75.79% | 2.02 | 0 | 12 |  |  |  | No | R-454B | 2.95 | Residential & Commercial | Ducted CEE Tier 1
211242800 | Central HP <5.4 tons | BRYANT HEATING AND COOLING SYSTEMS | HRCU-A-CB (Split System: Heat Pump with Remote Outdoor Unit-Air-Source) | 38MURAQ24AB3* |  |  | CAP**3717AL* | 926SA36060V14*** | 24000 | 16.5 | 8.5 | 25200 | 22000 | 87.3% | 1.84 | 0 | 10 |  |  |  | No | R-410A | 2 | Residential & Commercial | Ducted CEE Tier 1
211242975 | Central HP <5.4 tons | BRYANT HEATING AND COOLING SYSTEMS | HRCU-A-CB (Split System: Heat Pump with Remote Outdoor Unit-Air-Source) | 38MURAQ24AB3* |  |  | CAP**3717AL* | 926TB30040V14*** | 24200 | 16 | 8.5 | 25600 | 21800 | 85.16% | 1.8 | 0 | 10 |  |  |  | No | R-410A | 2.0167 | Residential & Commercial | Ducted CEE Tier 1
213942096 | Central HP <5.4 tons | CARRIER | HRCU-A-CB (Split System: Heat Pump with Remote Outdoor Unit-Air-Source) | 38MURAQ24AB3* |  |  | CNPV*3617AL* | GG96VTAB48060B** | 24000 | 16.5 | 9 | 26000 | 23200 | 89.23% | 1.92 | 0 | 10.5 |  |  |  | No | R-410A | 2 | Residential & Commercial | Ducted CEE Tier 1
211242746 | Central HP <5.4 tons | BRYANT HEATING AND COOLING SYSTEMS | HRCU-A-CB (Split System: Heat Pump with Remote Outdoor Unit-Air-Source) | 38MURAQ24AB3* |  |  | CAP**3621AL* | OVLAAB048112 | 24400 | 16 | 8.5 | 26400 | 22200 | 84.09% | 1.84 | 0 | 10 |  |  |  | No | R-410A | 2.0333 | Residential & Commercial | Ducted CEE Tier 1
212978297 | Central HP <5.4 tons | BRYANT HEATING AND COOLING SYSTEMS | HRCU-A-CB (Split System: Heat Pump with Remote Outdoor Unit-Air-Source) | 38MURAQ18AB3* |  |  | CNPV*1814AL* | 8(0,1)*SB36070M14*** | 17400 | 16 | 8.5 | 18500 | 19700 | 106.5% | 2.38 | 0 | 10.5 |  |  |  | No | R-410A | 1.45 | Residential & Commercial | Ducted CEE Tier 1
215936021 | Central HP <5.4 tons | KEEPRITE | HRCU-A-CB (Split System: Heat Pump with Remote Outdoor Unit-Air-Source) | C5H3V36*K*AAA* |  |  | EVD5X42M21A*+WALLCON | *80CTL0902120B* | 34400 | 21 | 8.5 | 38500 | 28000 | 72.73% | 2.04 | 0 | 12 |  |  |  | No | R-454B | 2.8667 | Residential & Commercial | Ducted CEE Tier 1
215936171 | Central HP <5.4 tons | KEEPRITE | HRCU-A-CB (Split System: Heat Pump with Remote Outdoor Unit-Air-Source) | C5H3V36*K*AAA* |  |  | EVD5X42M24A*+WALLCON | *80CTL0902120B* | 35600 | 22 | 8.5 | 38000 | 28400 | 74.74% | 2.04 | 0 | 12.5 |  |  |  | No | R-454B | 2.9667 | Residential & Commercial | Ducted CEE Tier 1
210470875 | Central HP <5.4 tons | CARRIER | HRCU-A-CB (Split System: Heat Pump with Remote Outdoor Unit-Air-Source) | 25VNA837A*031* |  |  | CNPV*6024AL*+UI | 59CU5A080C21**20 | 32800 | 18 | 8.1 | 32200 | 24600 | 76.4% | 1.98 | 0 | 12 |  |  |  | No | R-410A | 2.7333 | Residential & Commercial | Ducted CEE Tier 1
215933010 | Central HP <5.4 tons | DAY & NIGHT | HRCU-A-CB (Split System: Heat Pump with Remote Outdoor Unit-Air-Source) | C5H3V36*K*AAA* |  |  | ESH5X30M12A*+WALLCON | *96CTN0401410B* | 31400 | 16.5 | 9 | 34400 | 26400 | 76.74% | 1.92 | 0 | 10 |  |  |  | No | R-454B | 2.6167 | Residential & Commercial | Ducted CEE Tier 1
215933310 | Central HP <5.4 tons | DAY & NIGHT | HRCU-A-CB (Split System: Heat Pump with Remote Outdoor Unit-Air-Source) | C5H3V36*K*AAA* |  |  | ESH5X42M12A*+WALLCON | *80CTL0701412B* | 33400 | 19 | 9 | 35200 | 27000 | 76.7% | 1.92 | 0 | 11 |  |  |  | No | R-454B | 2.7833 | Residential & Commercial | Ducted CEE Tier 1
215933410 | Central HP <5.4 tons | DAY & NIGHT | HRCU-A-CB (Split System: Heat Pump with Remote Outdoor Unit-Air-Source) | C5H3V36*K*AAA* |  |  | ESH5X42M12A*+WALLCON | *97CMN0602120B* | 33400 | 18.5 | 9 | 35200 | 27000 | 76.7% | 1.92 | 0 | 11 |  |  |  | No | R-454B | 2.7833 | Residential & Commercial | Ducted CEE Tier 1
215933510 | Central HP <5.4 tons | DAY & NIGHT | HRCU-A-CB (Split System: Heat Pump with Remote Outdoor Unit-Air-Source) | C5H3V36*K*AAA* |  |  | ESH5X48M12A*+WALLCON | *80CSU0401712A* | 33600 | 19.5 | 9 | 35000 | 26600 | 76% | 1.92 | 0 | 11.5 |  |  |  | No | R-454B | 2.8 | Residential & Commercial | Ducted CEE Tier 1
215933760 | Central HP <5.4 tons | DAY & NIGHT | HRCU-A-CB (Split System: Heat Pump with Remote Outdoor Unit-Air-Source) | C5H3V36*K*AAA* |  |  | ESH5X60M12A*+WALLCON | *80CTL0701412B* | 34000 | 19.5 | 9 | 34800 | 26400 | 75.86% | 1.92 | 0 | 11 |  |  |  | No | R-454B | 2.8333 | Residential & Commercial | Ducted CEE Tier 1
215933810 | Central HP <5.4 tons | DAY & NIGHT | HRCU-A-CB (Split System: Heat Pump with Remote Outdoor Unit-Air-Source) | C5H3V36*K*AAA* |  |  | ESH5X60M12A*+WALLCON | *80CTL1102120B* | 34200 | 19.5 | 9 | 34400 | 26000 | 75.58% | 1.96 | 0 | 11.7 |  |  |  | No | R-454B | 2.85 | Residential & Commercial | Ducted CEE Tier 1
215934630 | Central HP <5.4 tons | DAY & NIGHT | HRCU-A-CB (Split System: Heat Pump with Remote Outdoor Unit-Air-Source) | C5H3V36*K*AAA* |  |  | EVM5X25M17A*+WALLCON | *97CMN0601714B* | 34000 | 20 | 8.1 | 38000 | 27200 | 71.58% | 2 | 0 | 11 |  |  |  | No | R-454B | 2.8333 | Residential & Commercial | Ducted CEE Tier 1
215934780 | Central HP <5.4 tons | DAY & NIGHT | HRCU-A-CB (Split System: Heat Pump with Remote Outdoor Unit-Air-Source) | C5H3V36*K*AAA* |  |  | EVM5X44M21A*+WALLCON | *80CSU0401712A* | 35600 | 22 | 8.5 | 38000 | 28800 | 75.79% | 2.02 | 0 | 12 |  |  |  | No | R-454B | 2.9667 | Residential & Commercial | Ducted CEE Tier 1
215934830 | Central HP <5.4 tons | DAY & NIGHT | HRCU-A-CB (Split System: Heat Pump with Remote Outdoor Unit-Air-Source) | C5H3V36*K*AAA* |  |  | EVM5X44M21A*+WALLCON | *80CTL0702120B* | 35600 | 21.5 | 8.5 | 38000 | 28600 | 75.26% | 2.02 | 0 | 12 |  |  |  | No | R-454B | 2.9667 | Residential & Commercial | Ducted CEE Tier 1
215934930 | Central HP <5.4 tons | DAY & NIGHT | HRCU-A-CB (Split System: Heat Pump with Remote Outdoor Unit-Air-Source) | C5H3V36*K*AAA* |  |  | EVM5X44M21A*+WALLCON | *97CMN1002122B* | 35600 | 22 | 8.5 | 38000 | 28600 | 75.26% | 2.02 | 0 | 12.5 |  |  |  | No | R-454B | 2.9667 | Residential & Commercial | Ducted CEE Tier 1
215935380 | Central HP <5.4 tons | DAY & NIGHT | HRCU-A-CB (Split System: Heat Pump with Remote Outdoor Unit-Air-Source) | C5H3V36*K*AAA* |  |  | EVM5X60M24A*+WALLCON | *95CSU0802120B* | 35400 | 21.5 | 8.5 | 38000 | 28600 | 75.26% | 2.04 | 0 | 12 |  |  |  | No | R-454B | 2.95 | Residential & Commercial | Ducted CEE Tier 1
215931922 | Central HP <5.4 tons | KENMORE | HRCU-A-CB (Split System: Heat Pump with Remote Outdoor Unit-Air-Source) | (C,H,T)5H3V60*K*AAA* |  |  | ESH5X60M12A*+WALLCON | *96CTN1202422B* | 56500 | 18 | 8.1 | 61000 | 46000 | 75.41% | 1.95 | 0 | 11 |  |  |  | No | R-454B | 4.7083 | Residential & Commercial | Ducted CEE Tier 1
215931732 | Central HP <5.4 tons | KENMORE | HRCU-A-CB (Split System: Heat Pump with Remote Outdoor Unit-Air-Source) | (C,H,T)5H3V60*K*AAA* |  |  | EA*5X61M24A*+WALLCON | *95CSU0802120B* | 56500 | 18.5 | 8.5 | 60500 | 46500 | 76.86% | 2.02 | 0 | 11 |  |  |  | No | R-454B | 4.7083 | Residential & Commercial | Ducted CEE Tier 1
211243855 | Central HP <5.4 tons | BRYANT HEATING AND COOLING SYSTEMS | HRCU-A-CB (Split System: Heat Pump with Remote Outdoor Unit-Air-Source) | 38MURAQ24AB3* |  |  | CNPV*2417AL* | 926SA42060V17*** | 23600 | 16 | 8.5 | 26800 | 23400 | 87.31% | 1.92 | 0 | 10 |  |  |  | No | R-410A | 1.9667 | Residential & Commercial | Ducted CEE Tier 1
211243969 | Central HP <5.4 tons | BRYANT HEATING AND COOLING SYSTEMS | HRCU-A-CB (Split System: Heat Pump with Remote Outdoor Unit-Air-Source) | 38MURAQ24AB3* |  |  | CNPV*2417AL* | 83*SA36040E17*** | 23600 | 17 | 8.5 | 26400 | 23800 | 90.15% | 1.98 | 0 | 10 |  |  |  | No | R-410A | 1.9667 | Residential & Commercial | Ducted CEE Tier 1
211243075 | Central HP <5.4 tons | BRYANT HEATING AND COOLING SYSTEMS | HRCU-A-CB (Split System: Heat Pump with Remote Outdoor Unit-Air-Source) | 38MURAQ24AB3* |  |  | CAP**3717AL* | 912SD42060E17*** | 24800 | 17 | 8.5 | 25600 | 21400 | 83.59% | 1.8 | 0 | 10.5 |  |  |  | No | R-410A | 2.0667 | Residential & Commercial | Ducted CEE Tier 1
211243218 | Central HP <5.4 tons | BRYANT HEATING AND COOLING SYSTEMS | HRCU-A-CB (Split System: Heat Pump with Remote Outdoor Unit-Air-Source) | 38MURAQ24AB3* |  |  | CAP**3721AL* | 926SA42060V17*** | 24800 | 16.5 | 8.5 | 25600 | 21000 | 82.03% | 1.76 | 0 | 10 |  |  |  | No | R-410A | 2.0667 | Residential & Commercial | Ducted CEE Tier 1
211243452 | Central HP <5.4 tons | BRYANT HEATING AND COOLING SYSTEMS | HRCU-A-CB (Split System: Heat Pump with Remote Outdoor Unit-Air-Source) | 38MURAQ24AB3* |  |  | CAP**3721AL* | 926TB42060V17*** | 24600 | 16.5 | 8.5 | 25400 | 21000 | 82.68% | 1.78 | 0 | 10 |  |  |  | No | R-410A | 2.05 | Residential & Commercial | Ducted CEE Tier 1
211243504 | Central HP <5.4 tons | BRYANT HEATING AND COOLING SYSTEMS | HRCU-A-CB (Split System: Heat Pump with Remote Outdoor Unit-Air-Source) | 38MURAQ24AB3* |  |  | CAP**3721AL* | 8(0,1)*SA36070E17*** | 25000 | 16.5 | 8.5 | 25600 | 20800 | 81.25% | 1.76 | 0 | 10.5 |  |  |  | No | R-410A | 2.0833 | Residential & Commercial | Ducted CEE Tier 1
214396480 | Central HP <5.4 tons | FRASER-JOHNSTON | HRCU-A-CB (Split System: Heat Pump with Remote Outdoor Unit-Air-Source) | HH836E2S11 |  |  | CTF48C5CFS1+JMET16CS2N1 |  | 33800 | 19 | 9 | 31200 | 25200 | 80.77% | 2 | 0 | 11.7 |  |  |  | No | R-454B | 2.8167 | Residential & Commercial | Ducted CEE Tier 1
214397216 | Central HP <5.4 tons | FRASER-JOHNSTON | HRCU-A-CB (Split System: Heat Pump with Remote Outdoor Unit-Air-Source) | HH836E2S11 |  |  | CTF48C5CFS1+JME12C2SN1 |  | 34000 | 19 | 9 | 31400 | 25200 | 80.25% | 2 | 0 | 11.7 |  |  |  | No | R-454B | 2.8333 | Residential & Commercial | Ducted CEE Tier 1
214397266 | Central HP <5.4 tons | FRASER-JOHNSTON | HRCU-A-CB (Split System: Heat Pump with Remote Outdoor Unit-Air-Source) | HH836E2S11 |  |  | CTF36C5CDS1 | TM9Y100C16MP11 | 33400 | 18 | 9 | 31000 | 25200 | 81.29% | 2 | 0 | 11 |  |  |  | No | R-454B | 2.7833 | Residential & Commercial | Ducted CEE Tier 1
211392087 | Central HP <5.4 tons | COLEMAN | HRCU-A-CB (Split System: Heat Pump with Remote Outdoor Unit-Air-Source) | HMH72B341 |  |  | XAFC36DBCN1 | TMLE080C16MP11 | 34000 | 17 | 8.5 | 33600 | 23600 | 70.24% | 2.08 | 0 | 10 |  |  |  | No | R-410A | 2.8333 | Residential & Commercial | Ducted CEE Tier 1
211391485 | Central HP <5.4 tons | COLEMAN | HRCU-A-CB (Split System: Heat Pump with Remote Outdoor Unit-Air-Source) | HMH72B341 |  |  | XAFC36DXXN1+TXV | TM8E100C16MP11 | 34000 | 17.5 | 8.1 | 33600 | 23800 | 70.83% | 2.08 | 0 | 10 |  |  |  | No | R-410A | 2.8333 | Residential & Commercial | Ducted CEE Tier 1
214396847 | Central HP <5.4 tons | FRASER-JOHNSTON | HRCU-A-CB (Split System: Heat Pump with Remote Outdoor Unit-Air-Source) | HH836E2S11 |  |  | CTF36B5CDS1 | TP9C060B12MP13 | 33000 | 17 | 8.5 | 31000 | 25200 | 81.29% | 2 | 0 | 11 |  |  |  | No | R-454B | 2.75 | Residential & Commercial | Ducted CEE Tier 1
214066829 | Central HP <5.4 tons | RHEEM | HRCU-A-CB (Split System: Heat Pump with Remote Outdoor Unit-Air-Source) | RD17AZ36AJ3N |  |  | RCFZ3621MTANM | R98MV0855A21UPS | 34200 | 18 | 8.1 | 34200 | 29400 | 85.96% | 1.9 | 0 | 10 |  |  |  | No | R-410A | 2.85 | Residential & Commercial | Ducted CEE Tier 1
214066542 | Central HP <5.4 tons | RHEEM | HRCU-A-CB (Split System: Heat Pump with Remote Outdoor Unit-Air-Source) | RD17AZ36AJ3N |  |  | RCFZ3621MTANM | R801V0755A21UHN | 34200 | 18 | 8.1 | 34200 | 29400 | 85.96% | 2 | 0 | 11.7 |  |  |  | No | R-410A | 2.85 | Residential & Commercial | Ducted CEE Tier 1
215864020 | Central HP <5.4 tons | Wells | HRCU-A-CB (Split System: Heat Pump with Remote Outdoor Unit-Air-Source) | WOS-18QUA/230 |  |  | WIAH-18MOC/230 |  | 18000 | 18.5 | 9.8 | 18000 | 13000 | 72.22% | 2.3 | 0 | 12.1 |  |  |  | No | R-454B | 1.5 | Residential & Commercial | Ducted CEE Tier 1
211244190 | Central HP <5.4 tons | BRYANT HEATING AND COOLING SYSTEMS | HRCU-A-CB (Split System: Heat Pump with Remote Outdoor Unit-Air-Source) | 38MURAQ24AB3* |  |  | CNPV*2417AL* | 915SB48080E17*** | 24200 | 15.2 | 8.5 | 27400 | 22600 | 82.48% | 1.84 | 0 | 10 |  |  |  | No | R-410A | 2.0167 | Residential & Commercial | Ducted CEE Tier 1
211244004 | Central HP <5.4 tons | BRYANT HEATING AND COOLING SYSTEMS | HRCU-A-CB (Split System: Heat Pump with Remote Outdoor Unit-Air-Source) | 38MURAQ24AB3* |  |  | CNPV*2417AL* | 926TB48080V17*** | 23800 | 16 | 8.5 | 26800 | 23400 | 87.31% | 1.92 | 0 | 10 |  |  |  | No | R-410A | 1.9833 | Residential & Commercial | Ducted CEE Tier 1
212983692 | Central HP <5.4 tons | DAY & NIGHT | HRCU-A-CB (Split System: Heat Pump with Remote Outdoor Unit-Air-Source) | DLCURAH18ABK |  |  | EN(A,D)4X18L14** | *92MSN0601412A* | 17300 | 16 | 8.5 | 18500 | 19800 | 107% | 2.38 | 0 | 10.5 |  |  |  | No | R-410A | 1.4417 | Residential & Commercial | Ducted CEE Tier 1
211242572 | Central HP <5.4 tons | BRYANT HEATING AND COOLING SYSTEMS | HRCU-A-CB (Split System: Heat Pump with Remote Outdoor Unit-Air-Source) | 38MURAQ24AB3* |  |  | CAP**3621AL* | 8(0,1)*SA48070E21*** | 24400 | 17 | 8.5 | 26200 | 22400 | 85.5% | 1.86 | 0 | 10 |  |  |  | No | R-410A | 2.0333 | Residential & Commercial | Ducted CEE Tier 1
211243173 | Central HP <5.4 tons | BRYANT HEATING AND COOLING SYSTEMS | HRCU-A-CB (Split System: Heat Pump with Remote Outdoor Unit-Air-Source) | 38MURAQ24AB3* |  |  | CAP**3717AL* | OVLAAB036098 | 23800 | 16.5 | 8.1 | 25200 | 22200 | 88.1% | 1.84 | 0 | 10 |  |  |  | No | R-410A | 1.9833 | Residential & Commercial | Ducted CEE Tier 1
211243575 | Central HP <5.4 tons | BRYANT HEATING AND COOLING SYSTEMS | HRCU-A-CB (Split System: Heat Pump with Remote Outdoor Unit-Air-Source) | 38MURAQ24AB3* |  |  | CAP**3721AL* | 912SD48080E17*** | 25000 | 17.5 | 8.5 | 25600 | 20800 | 81.25% | 1.76 | 0 | 10.5 |  |  |  | No | R-410A | 2.0833 | Residential & Commercial | Ducted CEE Tier 1
211243641 | Central HP <5.4 tons | BRYANT HEATING AND COOLING SYSTEMS | HRCU-A-CB (Split System: Heat Pump with Remote Outdoor Unit-Air-Source) | 38MURAQ24AB3* |  |  | CAP**3721AL* | 83*SA60080E21*** | 25000 | 17.5 | 8.5 | 25600 | 20800 | 81.25% | 1.76 | 0 | 10.5 |  |  |  | No | R-410A | 2.0833 | Residential & Commercial | Ducted CEE Tier 1
211243462 | Central HP <5.4 tons | BRYANT HEATING AND COOLING SYSTEMS | HRCU-A-CB (Split System: Heat Pump with Remote Outdoor Unit-Air-Source) | 38MURAQ24AB3* |  |  | CAP**3721AL* | 926TB60080V21*** | 24200 | 17 | 8.1 | 25000 | 21400 | 85.6% | 1.8 | 0 | 10 |  |  |  | No | R-410A | 2.0167 | Residential & Commercial | Ducted CEE Tier 1
211243528 | Central HP <5.4 tons | BRYANT HEATING AND COOLING SYSTEMS | HRCU-A-CB (Split System: Heat Pump with Remote Outdoor Unit-Air-Source) | 38MURAQ24AB3* |  |  | CAP**3721AL* | 8(0,1)*SA42090E17*** | 25400 | 17 | 8.5 | 25800 | 20600 | 79.84% | 1.76 | 0 | 10.5 |  |  |  | No | R-410A | 2.1167 | Residential & Commercial | Ducted CEE Tier 1
215932272 | Central HP <5.4 tons | KENMORE | HRCU-A-CB (Split System: Heat Pump with Remote Outdoor Unit-Air-Source) | (C,H,T)5H3V36*K*AAA* |  |  | EA*5X42M21A*+WALLCON | *95CSU0601716B* | 32400 | 19.5 | 9.5 | 35400 | 27200 | 76.84% | 2 | 0 | 11 |  |  |  | No | R-454B | 2.7 | Residential & Commercial | Ducted CEE Tier 1
215932342 | Central HP <5.4 tons | KENMORE | HRCU-A-CB (Split System: Heat Pump with Remote Outdoor Unit-Air-Source) | (C,H,T)5H3V36*K*AAA* |  |  | EA*5X42M21A*+WALLCON | *96CTN0601714B* | 32400 | 19.5 | 9.5 | 34200 | 26400 | 77.19% | 2.02 | 0 | 10.5 |  |  |  | No | R-454B | 2.7 | Residential & Commercial | Ducted CEE Tier 1
215932422 | Central HP <5.4 tons | KENMORE | HRCU-A-CB (Split System: Heat Pump with Remote Outdoor Unit-Air-Source) | (C,H,T)5H3V36*K*AAA* |  |  | EA*5X48M21A*+WALLCON | *80CTL0702120B* | 33400 | 20 | 9.5 | 34600 | 26400 | 76.3% | 2.04 | 0 | 11.5 |  |  |  | No | R-454B | 2.7833 | Residential & Commercial | Ducted CEE Tier 1
215932072 | Central HP <5.4 tons | KENMORE | HRCU-A-CB (Split System: Heat Pump with Remote Outdoor Unit-Air-Source) | (C,H,T)5H3V36*K*AAA* |  |  | EA*5X36M17A*+WALLCON | *80CTL0701716B* | 32200 | 19 | 9.5 | 35400 | 27200 | 76.84% | 2 | 0 | 10.5 |  |  |  | No | R-454B | 2.6833 | Residential & Commercial | Ducted CEE Tier 1
215932412 | Central HP <5.4 tons | KENMORE | HRCU-A-CB (Split System: Heat Pump with Remote Outdoor Unit-Air-Source) | (C,H,T)5H3V36*K*AAA* |  |  | EA*5X48M21A*+WALLCON | *80CTL0451712B* | 33000 | 19.5 | 9 | 35400 | 27200 | 76.84% | 1.9 | 0 | 10.5 |  |  |  | No | R-454B | 2.75 | Residential & Commercial | Ducted CEE Tier 1
215932062 | Central HP <5.4 tons | KENMORE | HRCU-A-CB (Split System: Heat Pump with Remote Outdoor Unit-Air-Source) | (C,H,T)5H3V36*K*AAA* |  |  | EA*5X36M17A*+WALLCON | *80CTL0451712B* | 32000 | 19 | 9 | 36000 | 27800 | 77.22% | 1.88 | 0 | 10 |  |  |  | No | R-454B | 2.6667 | Residential & Commercial | Ducted CEE Tier 1
214396291 | Central HP <5.4 tons | FRASER-JOHNSTON | HRCU-A-CB (Split System: Heat Pump with Remote Outdoor Unit-Air-Source) | HH824E2S11 |  |  | CTM30B5ACS1 | TL9E060B12UH11 | 23000 | 17 | 9.5 | 23000 | 18300 | 79.57% | 2 | 0 | 12 |  |  |  | No | R-454B | 1.9167 | Residential & Commercial | Ducted CEE Tier 1
215936221 | Central HP <5.4 tons | KEEPRITE | HRCU-A-CB (Split System: Heat Pump with Remote Outdoor Unit-Air-Source) | C5H3V36*K*AAA* |  |  | EVD5X42M24A*+WALLCON | *97CMN0602120B* | 35200 | 21 | 8.5 | 38500 | 28800 | 74.81% | 2.02 | 0 | 12 |  |  |  | No | R-454B | 2.9333 | Residential & Commercial | Ducted CEE Tier 1
215936271 | Central HP <5.4 tons | KEEPRITE | HRCU-A-CB (Split System: Heat Pump with Remote Outdoor Unit-Air-Source) | C5H3V36*K*AAA* |  |  | EVD5X42M24A*+WALLCON | *96CTN1202422B* | 35600 | 22 | 8.5 | 38000 | 28400 | 74.74% | 2.04 | 0 | 12.5 |  |  |  | No | R-454B | 2.9667 | Residential & Commercial | Ducted CEE Tier 1
215936321 | Central HP <5.4 tons | KEEPRITE | HRCU-A-CB (Split System: Heat Pump with Remote Outdoor Unit-Air-Source) | C5H3V36*K*AAA* |  |  | EVD5X48M24A*+WALLCON | *80CTL0902120B* | 35200 | 21.5 | 8.5 | 38000 | 28200 | 74.21% | 2.04 | 0 | 12 |  |  |  | No | R-454B | 2.9333 | Residential & Commercial | Ducted CEE Tier 1
215936421 | Central HP <5.4 tons | KEEPRITE | HRCU-A-CB (Split System: Heat Pump with Remote Outdoor Unit-Air-Source) | C5H3V36*K*AAA* |  |  | EVD5X48M24A*+WALLCON | *96CTN1202422B* | 35000 | 21.5 | 8.5 | 38000 | 28200 | 74.21% | 2.02 | 0 | 12 |  |  |  | No | R-454B | 2.9167 | Residential & Commercial | Ducted CEE Tier 1
214244061 | Central HP <5.4 tons | CARRIER | HRCU-A-CB (Split System: Heat Pump with Remote Outdoor Unit-Air-Source) | 25VNA424A*031* |  |  | CNPV*4217AL*+UI | 59TN6C080C17**14 | 23600 | 20 | 10 | 26600 | 19800 | 74.44% | 2.46 | 0 | 13 |  |  |  | No | R-410A | 1.9667 | Residential & Commercial | Ducted CEE Tier 1
214609202 | Central HP <5.4 tons | FRASER-JOHNSTON | HRCU-A-CB (Split System: Heat Pump with Remote Outdoor Unit-Air-Source) | HH860E2S11 |  |  | CTF60C5CGS1 | Z9ES100C16SMPS1 | 45500 | 18 | 9 | 46500 | 34200 | 73.55% | 2 | 0 | 11 |  |  |  | No | R-454B | 3.7917 | Residential & Commercial | Ducted CEE Tier 1
214396559 | Central HP <5.4 tons | FRASER-JOHNSTON | HRCU-A-CB (Split System: Heat Pump with Remote Outdoor Unit-Air-Source) | HH860E2S11 |  |  | CTM60C5CGS1 | TM9Y100C16MP11 | 44000 | 18 | 9 | 44500 | 33800 | 75.96% | 2 | 0 | 11 |  |  |  | No | R-454B | 3.6667 | Residential & Commercial | Ducted CEE Tier 1
214397027 | Central HP <5.4 tons | FRASER-JOHNSTON | HRCU-A-CB (Split System: Heat Pump with Remote Outdoor Unit-Air-Source) | HH860E2S11 |  |  | CTF60C5CGS1+JMVT16CC2N1 |  | 45000 | 19 | 9 | 45000 | 33600 | 74.67% | 2 | 0 | 12 |  |  |  | No | R-454B | 3.75 | Residential & Commercial | Ducted CEE Tier 1
214397502 | Central HP <5.4 tons | LUXAIRE | HRCU-A-CB (Split System: Heat Pump with Remote Outdoor Unit-Air-Source) | HH860E2S11 |  |  | CTF60C5CGS1 | TP9C080C16MP13 | 43500 | 17 | 9 | 44000 | 33600 | 76.36% | 2 | 0 | 11 |  |  |  | No | R-454B | 3.625 | Residential & Commercial | Ducted CEE Tier 1
214244065 | Central HP <5.4 tons | CARRIER | HRCU-A-CB (Split System: Heat Pump with Remote Outdoor Unit-Air-Source) | 25VNA424A*031* |  |  | CNPV*4221AL*+UI | 58TN*B070C17**16 | 23400 | 19.5 | 10 | 26600 | 19900 | 74.81% | 2.42 | 0 | 13 |  |  |  | No | R-410A | 1.95 | Residential & Commercial | Ducted CEE Tier 1
214244079 | Central HP <5.4 tons | CARRIER | HRCU-A-CB (Split System: Heat Pump with Remote Outdoor Unit-Air-Source) | 25VNA424A*031* |  |  | CNPV*4221AL*+UI | 59TN6C060C17**14 | 23400 | 19.5 | 10 | 26600 | 20000 | 75.19% | 2.42 | 0 | 13 |  |  |  | No | R-410A | 1.95 | Residential & Commercial | Ducted CEE Tier 1
213804893 | Central HP <5.4 tons | ICONIC AIR SOLUTION | HRCU-A-CB (Split System: Heat Pump with Remote Outdoor Unit-Air-Source) | ICLZ30AK |  |  | IFLV30IK |  | 28000 | 18.2 | 8.8 | 30000 | 26000 | 86.67% | 1.8 | 0 | 11.7 |  |  |  | No | R-410A | 2.3333 | Residential & Commercial | Ducted CEE Tier 1
214609055 | Central HP <5.4 tons | FRASER-JOHNSTON | HRCU-A-CB (Split System: Heat Pump with Remote Outdoor Unit-Air-Source) | HH860E2S11 |  |  | CTF60C5CGS1 | Z9ES080C20SMPS1 | 44500 | 18 | 9 | 45500 | 33400 | 73.41% | 2 | 0 | 11.7 |  |  |  | No | R-454B | 3.7083 | Residential & Commercial | Ducted CEE Tier 1
214609089 | Central HP <5.4 tons | FRASER-JOHNSTON | HRCU-A-CB (Split System: Heat Pump with Remote Outdoor Unit-Air-Source) | HH860E2S11 |  |  | CTF60C5CGS1 | Z9ES100C20SMPS1 | 45500 | 18 | 9 | 46500 | 34000 | 73.12% | 2 | 0 | 11.7 |  |  |  | No | R-454B | 3.7917 | Residential & Commercial | Ducted CEE Tier 1
214396324 | Central HP <5.4 tons | FRASER-JOHNSTON | HRCU-A-CB (Split System: Heat Pump with Remote Outdoor Unit-Air-Source) | HH860E2S11 |  |  | CTM60C5CHS1+JMC17C2SN1 |  | 53500 | 19 | 9 | 53000 | 38000 | 71.7% | 2 | 0 | 12 |  |  |  | No | R-454B | 4.4583 | Residential & Commercial | Ducted CEE Tier 1
214396339 | Central HP <5.4 tons | FRASER-JOHNSTON | HRCU-A-CB (Split System: Heat Pump with Remote Outdoor Unit-Air-Source) | HH860E2S11 |  |  | CTM60C5CHS1 | TM9V100C20MP12 | 53000 | 19 | 8.5 | 53500 | 38500 | 71.96% | 2 | 0 | 11 |  |  |  | No | R-454B | 4.4167 | Residential & Commercial | Ducted CEE Tier 1
214397890 | Central HP <5.4 tons | LUXAIRE | HRCU-A-CB (Split System: Heat Pump with Remote Outdoor Unit-Air-Source) | HH860E2S11 |  |  | CTM60C5CGS1 | TMLV120C20MP12 | 44000 | 18 | 9 | 44500 | 33600 | 75.51% | 2 | 0 | 11.7 |  |  |  | No | R-454B | 3.6667 | Residential & Commercial | Ducted CEE Tier 1
214243993 | Central HP <5.4 tons | CARRIER | HRCU-A-CB (Split System: Heat Pump with Remote Outdoor Unit-Air-Source) | 25VNA424A*031* |  |  | CNPV*3017AL*+UI | 58TN*B090C17**16 | 23200 | 19.5 | 9.5 | 26600 | 20000 | 75.19% | 2.38 | 0 | 13 |  |  |  | No | R-410A | 1.9333 | Residential & Commercial | Ducted CEE Tier 1
211243630 | Central HP <5.4 tons | BRYANT HEATING AND COOLING SYSTEMS | HRCU-A-CB (Split System: Heat Pump with Remote Outdoor Unit-Air-Source) | 38MURAQ24AB3* |  |  | CAP**3721AL* | 912SD36040E17*** | 24400 | 16 | 8.1 | 25400 | 21200 | 83.46% | 1.78 | 0 | 10 |  |  |  | No | R-410A | 2.0333 | Residential & Commercial | Ducted CEE Tier 1
211243760 | Central HP <5.4 tons | BRYANT HEATING AND COOLING SYSTEMS | HRCU-A-CB (Split System: Heat Pump with Remote Outdoor Unit-Air-Source) | 38MURAQ24AB3* |  |  | CNPV*2414AL* | 926TB30040V14*** | 23400 | 15.5 | 8.5 | 26600 | 24000 | 90.23% | 1.96 | 0 | 10 |  |  |  | No | R-410A | 1.95 | Residential & Commercial | Ducted CEE Tier 1
211244098 | Central HP <5.4 tons | BRYANT HEATING AND COOLING SYSTEMS | HRCU-A-CB (Split System: Heat Pump with Remote Outdoor Unit-Air-Source) | 38MURAQ24AB3* |  |  | CNPV*2417AL* | 8(0,1)*SA36045E14*** | 24200 | 15.5 | 8.5 | 27200 | 22600 | 83.09% | 1.86 | 0 | 10 |  |  |  | No | R-410A | 2.0167 | Residential & Commercial | Ducted CEE Tier 1
211244146 | Central HP <5.4 tons | BRYANT HEATING AND COOLING SYSTEMS | HRCU-A-CB (Split System: Heat Pump with Remote Outdoor Unit-Air-Source) | 38MURAQ24AB3* |  |  | CNPV*2417AL* | 912SD36060E14*** | 24200 | 15.5 | 8.5 | 27200 | 22600 | 83.09% | 1.86 | 0 | 10 |  |  |  | No | R-410A | 2.0167 | Residential & Commercial | Ducted CEE Tier 1
211244223 | Central HP <5.4 tons | BRYANT HEATING AND COOLING SYSTEMS | HRCU-A-CB (Split System: Heat Pump with Remote Outdoor Unit-Air-Source) | 38MURAQ24AB3* |  |  | CNPV*2417AL* | 8(0,1)*SA36070E14*** | 23800 | 16 | 8.5 | 26800 | 23200 | 86.57% | 1.92 | 0 | 10 |  |  |  | No | R-410A | 1.9833 | Residential & Commercial | Ducted CEE Tier 1
211244264 | Central HP <5.4 tons | BRYANT HEATING AND COOLING SYSTEMS | HRCU-A-CB (Split System: Heat Pump with Remote Outdoor Unit-Air-Source) | 38MURAQ24AB3* |  |  | CNPV*2417AL* | OVMAAB042112 | 23800 | 15.2 | 8.5 | 27000 | 23200 | 85.93% | 1.9 | 0 | 10 |  |  |  | No | R-410A | 1.9833 | Residential & Commercial | Ducted CEE Tier 1
211242898 | Central HP <5.4 tons | BRYANT HEATING AND COOLING SYSTEMS | HRCU-A-CB (Split System: Heat Pump with Remote Outdoor Unit-Air-Source) | 38MURAQ24AB3* |  |  | CAP**3717AL* | 82*TA36045V14*** | 24800 | 16.5 | 8.5 | 25600 | 21400 | 83.59% | 1.8 | 0 | 10 |  |  |  | No | R-410A | 2.0667 | Residential & Commercial | Ducted CEE Tier 1
215935551 | Central HP <5.4 tons | KEEPRITE | HRCU-A-CB (Split System: Heat Pump with Remote Outdoor Unit-Air-Source) | C5H3V36*K*AAA* |  |  | EVD5X31M17A*+WALLCON | *97CMN0601714B* | 34800 | 20.5 | 8.5 | 38000 | 27800 | 73.16% | 2.08 | 0 | 11.5 |  |  |  | No | R-454B | 2.9 | Residential & Commercial | Ducted CEE Tier 1
215935621 | Central HP <5.4 tons | KEEPRITE | HRCU-A-CB (Split System: Heat Pump with Remote Outdoor Unit-Air-Source) | C5H3V36*K*AAA* |  |  | EVD5X36M21A*+WALLCON | *80CTL0451712B* | 34000 | 20 | 8.5 | 39500 | 29000 | 73.42% | 2.02 | 0 | 11 |  |  |  | No | R-454B | 2.8333 | Residential & Commercial | Ducted CEE Tier 1
215935721 | Central HP <5.4 tons | KEEPRITE | HRCU-A-CB (Split System: Heat Pump with Remote Outdoor Unit-Air-Source) | C5H3V36*K*AAA* |  |  | EVD5X36M21A*+WALLCON | *97CMN0602120B* | 34200 | 20.5 | 8.5 | 39000 | 28600 | 73.33% | 2.04 | 0 | 11.5 |  |  |  | No | R-454B | 2.85 | Residential & Commercial | Ducted CEE Tier 1
215935871 | Central HP <5.4 tons | KEEPRITE | HRCU-A-CB (Split System: Heat Pump with Remote Outdoor Unit-Air-Source) | C5H3V36*K*AAA* |  |  | EVD5X38M17A*+WALLCON | *95CSU0601716B* | 35200 | 21 | 8.5 | 38500 | 29200 | 75.84% | 2.02 | 0 | 11.7 |  |  |  | No | R-454B | 2.9333 | Residential & Commercial | Ducted CEE Tier 1
215936771 | Central HP <5.4 tons | KEEPRITE | HRCU-A-CB (Split System: Heat Pump with Remote Outdoor Unit-Air-Source) | C5H3V36*K*AAA* |  |  | EVD5X60M24A*+WALLCON | *80CTL1102120B* | 35600 | 22 | 8.5 | 38000 | 28400 | 74.74% | 2.04 | 0 | 12.5 |  |  |  | No | R-454B | 2.9667 | Residential & Commercial | Ducted CEE Tier 1
215936891 | Central HP <5.4 tons | KEEPRITE | HRCU-A-CB (Split System: Heat Pump with Remote Outdoor Unit-Air-Source) | C5H3V36*K*AAA* |  |  | EVD5X61M21A*+WALLCON | *95CSU1002122B* | 36000 | 22 | 8.5 | 37600 | 28400 | 75.53% | 2.04 | 0 | 12.5 |  |  |  | No | R-454B | 3 | Residential & Commercial | Ducted CEE Tier 1
215936621 | Central HP <5.4 tons | KEEPRITE | HRCU-A-CB (Split System: Heat Pump with Remote Outdoor Unit-Air-Source) | C5H3V36*K*AAA* |  |  | EVD5X60M21A*+WALLCON | *80CTL0901716B* | 35600 | 22 | 8.5 | 38000 | 28600 | 75.26% | 2.02 | 0 | 12 |  |  |  | No | R-454B | 2.9667 | Residential & Commercial | Ducted CEE Tier 1
211242964 | Central HP <5.4 tons | BRYANT HEATING AND COOLING SYSTEMS | HRCU-A-CB (Split System: Heat Pump with Remote Outdoor Unit-Air-Source) | 38MURAQ24AB3* |  |  | CAP**3717AL* | 915SB36060E14*** | 25000 | 16 | 8.5 | 26000 | 21200 | 81.54% | 1.76 | 0 | 10 |  |  |  | No | R-410A | 2.0833 | Residential & Commercial | Ducted CEE Tier 1
211243516 | Central HP <5.4 tons | BRYANT HEATING AND COOLING SYSTEMS | HRCU-A-CB (Split System: Heat Pump with Remote Outdoor Unit-Air-Source) | 38MURAQ24AB3* |  |  | CAP**3721AL* | 8(0,1)*SA48070E21*** | 25000 | 17 | 8.5 | 25600 | 20800 | 81.25% | 1.76 | 0 | 10.5 |  |  |  | No | R-410A | 2.0833 | Residential & Commercial | Ducted CEE Tier 1
211243564 | Central HP <5.4 tons | BRYANT HEATING AND COOLING SYSTEMS | HRCU-A-CB (Split System: Heat Pump with Remote Outdoor Unit-Air-Source) | 38MURAQ24AB3* |  |  | CAP**3721AL* | 912SD42060E17*** | 25000 | 17 | 8.5 | 25600 | 20800 | 81.25% | 1.76 | 0 | 10.5 |  |  |  | No | R-410A | 2.0833 | Residential & Commercial | Ducted CEE Tier 1
211243911 | Central HP <5.4 tons | BRYANT HEATING AND COOLING SYSTEMS | HRCU-A-CB (Split System: Heat Pump with Remote Outdoor Unit-Air-Source) | 38MURAQ24AB3* |  |  | CNPV*2417AL* | 8(0,1)*SA48070E17*** | 24400 | 15.5 | 8.5 | 27400 | 22400 | 81.75% | 1.84 | 0 | 10 |  |  |  | No | R-410A | 2.0333 | Residential & Commercial | Ducted CEE Tier 1
211244088 | Central HP <5.4 tons | BRYANT HEATING AND COOLING SYSTEMS | HRCU-A-CB (Split System: Heat Pump with Remote Outdoor Unit-Air-Source) | 38MURAQ24AB3* |  |  | CNPV*2417AL* | 926TB42060V17*** | 23400 | 16 | 8.5 | 26600 | 23800 | 89.47% | 1.96 | 0 | 10 |  |  |  | No | R-410A | 1.95 | Residential & Commercial | Ducted CEE Tier 1
211244365 | Central HP <5.4 tons | BRYANT HEATING AND COOLING SYSTEMS | HRCU-A-CB (Split System: Heat Pump with Remote Outdoor Unit-Air-Source) | 38MURAQ24AB3* |  |  | CNPV*3014AL* | 8(0,1)*SA36045E14*** | 24400 | 16 | 8.1 | 26600 | 22600 | 84.96% | 1.84 | 0 | 10 |  |  |  | No | R-410A | 2.0333 | Residential & Commercial | Ducted CEE Tier 1
214243985 | Central HP <5.4 tons | CARRIER | HRCU-A-CB (Split System: Heat Pump with Remote Outdoor Unit-Air-Source) | 25VNA448A*031* |  |  | CNPV*6024AL*+UI | 59TN6C120C24**22 | 44500 | 21.5 | 9 | 46000 | 36200 | 78.7% | 2.26 | 0 | 12 |  |  |  | No | R-410A | 3.7083 | Residential & Commercial | Ducted CEE Tier 1
214396286 | Central HP <5.4 tons | FRASER-JOHNSTON | HRCU-A-CB (Split System: Heat Pump with Remote Outdoor Unit-Air-Source) | HH824E2S11 |  |  | CTM30B5ACS1 | TMLE100B12MP11 | 23000 | 17 | 9.5 | 23000 | 18300 | 79.57% | 2 | 0 | 12 |  |  |  | No | R-454B | 1.9167 | Residential & Commercial | Ducted CEE Tier 1
215932152 | Central HP <5.4 tons | KENMORE | HRCU-A-CB (Split System: Heat Pump with Remote Outdoor Unit-Air-Source) | (C,H,T)5H3V36*K*AAA* |  |  | EA*5X37M17A*+WALLCON | *96CTN0401410B* | 32200 | 17.5 | 9 | 34000 | 26200 | 77.06% | 1.96 | 0 | 10.5 |  |  |  | No | R-454B | 2.6833 | Residential & Commercial | Ducted CEE Tier 1
215932202 | Central HP <5.4 tons | KENMORE | HRCU-A-CB (Split System: Heat Pump with Remote Outdoor Unit-Air-Source) | (C,H,T)5H3V36*K*AAA* |  |  | EA*5X42M21A*+WALLCON | *80CSU0601716A* | 32600 | 20 | 9.5 | 34800 | 26800 | 77.01% | 2 | 0 | 11 |  |  |  | No | R-454B | 2.7167 | Residential & Commercial | Ducted CEE Tier 1
214396864 | Central HP <5.4 tons | FRASER-JOHNSTON | HRCU-A-CB (Split System: Heat Pump with Remote Outdoor Unit-Air-Source) | HH836E2S11 |  |  | CTM36C5CDS1 | TM8V080C16MP12 | 34000 | 18 | 8.5 | 32000 | 26200 | 81.88% | 2 | 0 | 11 |  |  |  | No | R-454B | 2.8333 | Residential & Commercial | Ducted CEE Tier 1
216508752 | Central HP <5.4 tons | LUXAIRE | HRCU-A-CB (Split System: Heat Pump with Remote Outdoor Unit-Air-Source) | HH836E2S11 |  |  | CTF30A5ADS1 | Z8ES040A12SMPS1 | 33000 | 18 | 8.5 | 30400 | 24800 | 81.58% | 2 | 0 | 11.7 |  |  |  | No | R-454B | 2.75 | Residential & Commercial | Ducted CEE Tier 1
214396832 | Central HP <5.4 tons | FRASER-JOHNSTON | HRCU-A-CB (Split System: Heat Pump with Remote Outdoor Unit-Air-Source) | HH836E2S11 |  |  | CTF36B5CDS1 | TM8E080B12MP11 | 33600 | 18 | 8.5 | 31800 | 26000 | 81.76% | 2 | 0 | 11 |  |  |  | No | R-454B | 2.8 | Residential & Commercial | Ducted CEE Tier 1
214397747 | Central HP <5.4 tons | LUXAIRE | HRCU-A-CB (Split System: Heat Pump with Remote Outdoor Unit-Air-Source) | HH836E2S11 |  |  | CTF36C5CDS1 | TM8V080C16MP12 | 34000 | 18 | 8.5 | 31600 | 26000 | 82.28% | 2 | 0 | 11 |  |  |  | No | R-454B | 2.8333 | Residential & Commercial | Ducted CEE Tier 1
216508742 | Central HP <5.4 tons | LUXAIRE | HRCU-A-CB (Split System: Heat Pump with Remote Outdoor Unit-Air-Source) | HH836E2S11 |  |  | CTF30A5ADS1 | TM8Y060A12MP11 | 32600 | 18 | 8.5 | 30600 | 25200 | 82.35% | 2 | 0 | 11 |  |  |  | No | R-454B | 2.7167 | Residential & Commercial | Ducted CEE Tier 1
214609177 | Central HP <5.4 tons | FRASER-JOHNSTON | HRCU-A-CB (Split System: Heat Pump with Remote Outdoor Unit-Air-Source) | HH836E2S11 |  |  | CTM48C5CFS1 | Z9ES100C16SMPS1 | 35000 | 18 | 9 | 32600 | 25800 | 79.14% | 2 | 0 | 11 |  |  |  | No | R-454B | 2.9167 | Residential & Commercial | Ducted CEE Tier 1
214396854 | Central HP <5.4 tons | FRASER-JOHNSTON | HRCU-A-CB (Split System: Heat Pump with Remote Outdoor Unit-Air-Source) | HH836E2S11 |  |  | CTF36B5CDS1+JMC12B2SN1 |  | 34000 | 19 | 9 | 31400 | 25600 | 81.53% | 2 | 0 | 11.7 |  |  |  | No | R-454B | 2.8333 | Residential & Commercial | Ducted CEE Tier 1
214397685 | Central HP <5.4 tons | LUXAIRE | HRCU-A-CB (Split System: Heat Pump with Remote Outdoor Unit-Air-Source) | HH836E2S11 |  |  | CTF36C5CDS1 | TM8E120C20MP11 | 34600 | 17 | 8.5 | 32600 | 26600 | 81.6% | 2 | 0 | 11 |  |  |  | No | R-454B | 2.8833 | Residential & Commercial | Ducted CEE Tier 1
213781011 | Central HP <5.4 tons | DAY & NIGHT | HRCU-A-CB (Split System: Heat Pump with Remote Outdoor Unit-Air-Source) | CVH837GKA2* |  |  | EA*4X42L21A*+WALLCON | *80CTL1102120B* | 31800 | 17 | 8.1 | 32800 | 24200 | 73.78% | 1.88 | 0 | 11 |  |  |  | No | R-410A | 2.65 | Residential & Commercial | Ducted CEE Tier 1
213781261 | Central HP <5.4 tons | DAY & NIGHT | HRCU-A-CB (Split System: Heat Pump with Remote Outdoor Unit-Air-Source) | CVH837GKA2* |  |  | EA*4X43L21A*+WALLCON | *96CTN0801714B* | 32800 | 17 | 8.5 | 32800 | 25200 | 76.83% | 1.96 | 0 | 11 |  |  |  | No | R-410A | 2.7333 | Residential & Commercial | Ducted CEE Tier 1
213804894 | Central HP <5.4 tons | ICONIC AIR SOLUTION | HRCU-A-CB (Split System: Heat Pump with Remote Outdoor Unit-Air-Source) | ICLZ36AK |  |  | IFLV36IK |  | 36000 | 17 | 9.9 | 36000 | 36000 | 100% | 1.9 | 0 | 10 |  |  |  | No | R-410A | 3 | Residential & Commercial | Ducted CEE Tier 1
213075894 | Central HP <5.4 tons | KEEPRITE | HRCU-A-CB (Split System: Heat Pump with Remote Outdoor Unit-Air-Source) | DLCURAH36ABK |  |  | EA*4X37L21A* | *95MSU1002120A* | 36400 | 16 | 8.5 | 38000 | 34800 | 91.58% | 2.06 | 0 | 10 |  |  |  | No | R-410A | 3.0333 | Residential & Commercial | Ducted CEE Tier 1
215938304 | Central HP <5.4 tons | CARRIER | HRCU-A-CB (Split System: Heat Pump with Remote Outdoor Unit-Air-Source) | 27VNA348A*030* |  |  | CVAVA6024XMA*+UI | 58TN*B110C21**20 | 45500 | 21 | 8.1 | 52500 | 38000 | 72.38% | 1.95 | 0 | 11.5 |  |  |  | No | R-454B | 3.7917 | Residential & Commercial | Ducted CEE Tier 1
215937901 | Central HP <5.4 tons | KEEPRITE | HRCU-A-CB (Split System: Heat Pump with Remote Outdoor Unit-Air-Source) | C5H3V48*K*AAA* |  |  | EVD5X48M24A*+WALLCON | *80CTL1102120B* | 45000 | 20.5 | 8.1 | 52000 | 38000 | 73.08% | 1.9 | 0 | 11 |  |  |  | No | R-454B | 3.75 | Residential & Commercial | Ducted CEE Tier 1
215934580 | Central HP <5.4 tons | DAY & NIGHT | HRCU-A-CB (Split System: Heat Pump with Remote Outdoor Unit-Air-Source) | C5H3V48*K*AAA* |  |  | ESH5X60M12A*+WALLCON | *95CSU0601716B* | 44000 | 19.5 | 9 | 49000 | 36400 | 74.29% | 1.84 | 0 | 11 |  |  |  | No | R-454B | 3.6667 | Residential & Commercial | Ducted CEE Tier 1
215937891 | Central HP <5.4 tons | KEEPRITE | HRCU-A-CB (Split System: Heat Pump with Remote Outdoor Unit-Air-Source) | C5H3V48*K*AAA* |  |  | EVD5X48M24A*+WALLCON | *80CTL0902120B* | 45000 | 20.5 | 8.1 | 52000 | 38000 | 73.08% | 1.95 | 0 | 11.5 |  |  |  | No | R-454B | 3.75 | Residential & Commercial | Ducted CEE Tier 1
215937961 | Central HP <5.4 tons | KEEPRITE | HRCU-A-CB (Split System: Heat Pump with Remote Outdoor Unit-Air-Source) | C5H3V48*K*AAA* |  |  | EVD5X48M24A*+WALLCON | *97CMN1002122B* | 44500 | 20 | 8.1 | 52000 | 38000 | 73.08% | 1.9 | 0 | 11 |  |  |  | No | R-454B | 3.7083 | Residential & Commercial | Ducted CEE Tier 1
211243837 | Central HP <5.4 tons | BRYANT HEATING AND COOLING SYSTEMS | HRCU-A-CB (Split System: Heat Pump with Remote Outdoor Unit-Air-Source) | 38MURAQ24AB3* |  |  | CNPV*2417AL* | 82*SA36045V14*** | 23800 | 16 | 8.5 | 26800 | 23200 | 86.57% | 1.9 | 0 | 10 |  |  |  | No | R-410A | 1.9833 | Residential & Commercial | Ducted CEE Tier 1
211243980 | Central HP <5.4 tons | BRYANT HEATING AND COOLING SYSTEMS | HRCU-A-CB (Split System: Heat Pump with Remote Outdoor Unit-Air-Source) | 38MURAQ24AB3* |  |  | CNPV*2417AL* | 82*TA36045V14*** | 23800 | 16 | 8.5 | 26800 | 23200 | 86.57% | 1.92 | 0 | 10 |  |  |  | No | R-410A | 1.9833 | Residential & Commercial | Ducted CEE Tier 1
211244212 | Central HP <5.4 tons | BRYANT HEATING AND COOLING SYSTEMS | HRCU-A-CB (Split System: Heat Pump with Remote Outdoor Unit-Air-Source) | 38MURAQ24AB3* |  |  | CNPV*2417AL* | 912SD36040E17*** | 23200 | 15.5 | 8.5 | 26600 | 24200 | 90.98% | 1.98 | 0 | 10 |  |  |  | No | R-410A | 1.9333 | Residential & Commercial | Ducted CEE Tier 1
211244273 | Central HP <5.4 tons | BRYANT HEATING AND COOLING SYSTEMS | HRCU-A-CB (Split System: Heat Pump with Remote Outdoor Unit-Air-Source) | 38MURAQ24AB3* |  |  | CNPV*3014AL* | 82*SA36045V14*** | 24000 | 16 | 8.1 | 26400 | 23000 | 87.12% | 1.88 | 0 | 10 |  |  |  | No | R-410A | 2 | Residential & Commercial | Ducted CEE Tier 1
211243086 | Central HP <5.4 tons | BRYANT HEATING AND COOLING SYSTEMS | HRCU-A-CB (Split System: Heat Pump with Remote Outdoor Unit-Air-Source) | 38MURAQ24AB3* |  |  | CAP**3717AL* | 912SD48080E17*** | 24800 | 17 | 8.5 | 25600 | 21400 | 83.59% | 1.8 | 0 | 10.5 |  |  |  | No | R-410A | 2.0667 | Residential & Commercial | Ducted CEE Tier 1
211243236 | Central HP <5.4 tons | BRYANT HEATING AND COOLING SYSTEMS | HRCU-A-CB (Split System: Heat Pump with Remote Outdoor Unit-Air-Source) | 38MURAQ24AB3* |  |  | CAP**3721AL* | 926SA60100V21*** | 24400 | 17 | 8.5 | 25200 | 21200 | 84.13% | 1.78 | 0 | 10.5 |  |  |  | No | R-410A | 2.0333 | Residential & Commercial | Ducted CEE Tier 1
214389296 | Central HP <5.4 tons | CARRIER | HRCU-A-CB (Split System: Heat Pump with Remote Outdoor Unit-Air-Source) | 25VNA436A*031* |  |  | CNPV*4821AL*+UI | 59TN6C060C17**14 | 33600 | 19 | 9 | 37000 | 26200 | 70.81% | 2 | 0 | 12 |  |  |  | No | R-410A | 2.8 | Residential & Commercial | Ducted CEE Tier 1
214389413 | Central HP <5.4 tons | CARRIER | HRCU-A-CB (Split System: Heat Pump with Remote Outdoor Unit-Air-Source) | 25VNA436A*031* |  |  | CNPV*4221AL*+UI | 59MN7C060C17**14 | 32800 | 18 | 9 | 38000 | 26800 | 70.53% | 1.96 | 0 | 11.5 |  |  |  | No | R-410A | 2.7333 | Residential & Commercial | Ducted CEE Tier 1
214397283 | Central HP <5.4 tons | FRASER-JOHNSTON | HRCU-A-CB (Split System: Heat Pump with Remote Outdoor Unit-Air-Source) | HH836E2S11 |  |  | CTM36C5CDS1 | TL8E100C20UH11 | 33600 | 17 | 8.5 | 31000 | 25400 | 81.94% | 2 | 0 | 11.7 |  |  |  | No | R-454B | 2.8 | Residential & Commercial | Ducted CEE Tier 1
214396898 | Central HP <5.4 tons | FRASER-JOHNSTON | HRCU-A-CB (Split System: Heat Pump with Remote Outdoor Unit-Air-Source) | HH836E2S11 |  |  | CTM36C5CDS1 | TMLE100C20MP11 | 34600 | 17 | 8.5 | 32600 | 26800 | 82.21% | 2 | 0 | 11 |  |  |  | No | R-454B | 2.8833 | Residential & Commercial | Ducted CEE Tier 1
214397335 | Central HP <5.4 tons | FRASER-JOHNSTON | HRCU-A-CB (Split System: Heat Pump with Remote Outdoor Unit-Air-Source) | HH836E2S11 |  |  | CTM48C5CFS1 | TM8E080C20MP11 | 34600 | 18 | 8.5 | 32800 | 25800 | 78.66% | 2 | 0 | 11 |  |  |  | No | R-454B | 2.8833 | Residential & Commercial | Ducted CEE Tier 1
214397350 | Central HP <5.4 tons | FRASER-JOHNSTON | HRCU-A-CB (Split System: Heat Pump with Remote Outdoor Unit-Air-Source) | HH836E2S11 |  |  | CTM48C5CFS1 | TM8E120C20MP11 | 34600 | 17 | 8.5 | 32600 | 25600 | 78.53% | 2 | 0 | 11 |  |  |  | No | R-454B | 2.8833 | Residential & Commercial | Ducted CEE Tier 1
215932142 | Central HP <5.4 tons | KENMORE | HRCU-A-CB (Split System: Heat Pump with Remote Outdoor Unit-Air-Source) | (C,H,T)5H3V36*K*AAA* |  |  | EA*5X37M17A*+WALLCON | *97CMN0601714B* | 33200 | 19 | 9.5 | 34600 | 26400 | 76.3% | 2.04 | 0 | 10.5 |  |  |  | No | R-454B | 2.7667 | Residential & Commercial | Ducted CEE Tier 1
211243472 | Central HP <5.4 tons | BRYANT HEATING AND COOLING SYSTEMS | HRCU-A-CB (Split System: Heat Pump with Remote Outdoor Unit-Air-Source) | 38MURAQ24AB3* |  |  | CAP**3721AL* | 926TB60100V21*** | 24400 | 17 | 8.5 | 25200 | 21200 | 84.13% | 1.78 | 0 | 10.5 |  |  |  | No | R-410A | 2.0333 | Residential & Commercial | Ducted CEE Tier 1
211243339 | Central HP <5.4 tons | BRYANT HEATING AND COOLING SYSTEMS | HRCU-A-CB (Split System: Heat Pump with Remote Outdoor Unit-Air-Source) | 38MURAQ24AB3* |  |  | CAP**3721AL* | 82*SA48070V17*** | 24600 | 17 | 8.5 | 25400 | 21200 | 83.46% | 1.78 | 0 | 10.5 |  |  |  | No | R-410A | 2.05 | Residential & Commercial | Ducted CEE Tier 1
211243726 | Central HP <5.4 tons | BRYANT HEATING AND COOLING SYSTEMS | HRCU-A-CB (Split System: Heat Pump with Remote Outdoor Unit-Air-Source) | 38MURAQ24AB3* |  |  | CNPV*2414AL* | 82*TA36045V14*** | 23800 | 16 | 8.5 | 26800 | 23200 | 86.57% | 1.92 | 0 | 10 |  |  |  | No | R-410A | 1.9833 | Residential & Commercial | Ducted CEE Tier 1
211243891 | Central HP <5.4 tons | BRYANT HEATING AND COOLING SYSTEMS | HRCU-A-CB (Split System: Heat Pump with Remote Outdoor Unit-Air-Source) | 38MURAQ24AB3* |  |  | CNPV*2417AL* | 926SA48080V17*** | 23800 | 16 | 8.5 | 26800 | 23400 | 87.31% | 1.92 | 0 | 10 |  |  |  | No | R-410A | 1.9833 | Residential & Commercial | Ducted CEE Tier 1
215932162 | Central HP <5.4 tons | KENMORE | HRCU-A-CB (Split System: Heat Pump with Remote Outdoor Unit-Air-Source) | (C,H,T)5H3V36*K*AAA* |  |  | EA*5X37M17A*+WALLCON | *96CTN0601714B* | 33200 | 19 | 9.5 | 34400 | 26400 | 76.74% | 2.06 | 0 | 10.5 |  |  |  | No | R-454B | 2.7667 | Residential & Commercial | Ducted CEE Tier 1
215932662 | Central HP <5.4 tons | KENMORE | HRCU-A-CB (Split System: Heat Pump with Remote Outdoor Unit-Air-Source) | (C,H,T)5H3V36*K*AAA* |  |  | EA*5X61M21A*+WALLCON | *80CSU0401712A* | 34400 | 20.5 | 9 | 34600 | 26200 | 75.72% | 1.94 | 0 | 11.7 |  |  |  | No | R-454B | 2.8667 | Residential & Commercial | Ducted CEE Tier 1
215932462 | Central HP <5.4 tons | KENMORE | HRCU-A-CB (Split System: Heat Pump with Remote Outdoor Unit-Air-Source) | (C,H,T)5H3V36*K*AAA* |  |  | EA*5X48M21A*+WALLCON | *95CSU0601716B* | 33200 | 19.5 | 9.5 | 35000 | 26800 | 76.57% | 2.02 | 0 | 11 |  |  |  | No | R-454B | 2.7667 | Residential & Commercial | Ducted CEE Tier 1
215932512 | Central HP <5.4 tons | KENMORE | HRCU-A-CB (Split System: Heat Pump with Remote Outdoor Unit-Air-Source) | (C,H,T)5H3V36*K*AAA* |  |  | EA*5X48M21A*+WALLCON | *96CTN0601714B* | 33000 | 19.5 | 9.5 | 34000 | 26000 | 76.47% | 2.04 | 0 | 11 |  |  |  | No | R-454B | 2.75 | Residential & Commercial | Ducted CEE Tier 1
215931670 | Central HP <5.4 tons | DAY & NIGHT | HRCU-A-CB (Split System: Heat Pump with Remote Outdoor Unit-Air-Source) | C5H3V60*K*AAA* |  |  | EA*5X61M24A*+WALLCON | *80CSU0802120A* | 57000 | 19 | 8.5 | 60500 | 46000 | 76.03% | 2.04 | 0 | 11.5 |  |  |  | No | R-454B | 4.75 | Residential & Commercial | Ducted CEE Tier 1
214573829 | Central HP <5.4 tons | BRYANT HEATING AND COOLING SYSTEMS | HRCU-A-CB (Split System: Heat Pump with Remote Outdoor Unit-Air-Source) | 288BNV037*0**B* |  |  | CAP**4224AL*+UI | 987MC60080C21*** | 31800 | 17 | 8.5 | 32800 | 24400 | 74.39% | 1.9 | 0 | 11 |  |  |  | No | R-410A | 2.65 | Residential & Commercial | Ducted CEE Tier 1
214243173 | Central HP <5.4 tons | KENMORE | HRCU-A-CB (Split System: Heat Pump with Remote Outdoor Unit-Air-Source) | (C,H,T)VH825GKA2* |  |  | EN(A,D,W)4X48L21**+WALLCON | *96CTN0601714B* | 24000 | 16.5 | 8.1 | 21400 | 16700 | 78.04% | 2 | 0 | 11 |  |  |  | No | R-410A | 2 | Residential & Commercial | Ducted CEE Tier 1
215931740 | Central HP <5.4 tons | DAY & NIGHT | HRCU-A-CB (Split System: Heat Pump with Remote Outdoor Unit-Air-Source) | C5H3V60*K*AAA* |  |  | EA*5X61M24A*+WALLCON | *97CMN0602120B* | 56000 | 18 | 8.5 | 61000 | 47500 | 77.87% | 2 | 0 | 10.5 |  |  |  | No | R-454B | 4.6667 | Residential & Commercial | Ducted CEE Tier 1
215668784 | Central HP <5.4 tons | DAY & NIGHT | HRCU-A-CB (Split System: Heat Pump with Remote Outdoor Unit-Air-Source) | C5H0V36*K*AAA* |  |  | EA*5X37M21A*+WALLCON | *96CTN1002122B* | 34600 | 18 | 9 | 35200 | 25000 | 71.02% | 1.9 | 0 | 10 |  |  |  | No | R-454B | 2.8833 | Residential & Commercial | Ducted CEE Tier 1
215667531 | Central HP <5.4 tons | DAY & NIGHT | HRCU-A-CB (Split System: Heat Pump with Remote Outdoor Unit-Air-Source) | C5H0V24*K*AAA* |  |  | EA*5X30M17A*+WALLCON | *96CTN0601714B* | 23000 | 17 | 8.5 | 23800 | 16700 | 70.17% | 1.86 | 0 | 10 |  |  |  | No | R-454B | 1.9167 | Residential & Commercial | Ducted CEE Tier 1
215667549 | Central HP <5.4 tons | DAY & NIGHT | HRCU-A-CB (Split System: Heat Pump with Remote Outdoor Unit-Air-Source) | C5H0V24*K*AAA* |  |  | EA*5X30M17A*+WALLCON | *96CTN0801714B* | 23000 | 17 | 9 | 23800 | 16700 | 70.17% | 1.98 | 0 | 10 |  |  |  | No | R-454B | 1.9167 | Residential & Commercial | Ducted CEE Tier 1
213079629 | Central HP <5.4 tons | PAYNE HEATING AND COOLING | HRCU-A-CB (Split System: Heat Pump with Remote Outdoor Unit-Air-Source) | 38MURAQ36AB3* |  |  | CNPV*4821AL* | PG92MSAA48080B** | 36000 | 16.5 | 8.1 | 38500 | 35000 | 90.91% | 2 | 0 | 10 |  |  |  | No | R-410A | 3 | Residential & Commercial | Ducted CEE Tier 1
213079815 | Central HP <5.4 tons | PAYNE HEATING AND COOLING | HRCU-A-CB (Split System: Heat Pump with Remote Outdoor Unit-Air-Source) | 38MURAQ36AB3* |  |  | CNPV*4821AL* | PG92MSAA60100C** | 36000 | 16.5 | 8.1 | 38500 | 34800 | 90.39% | 2 | 0 | 10.5 |  |  |  | No | R-410A | 3 | Residential & Commercial | Ducted CEE Tier 1
210472860 | Central HP <5.4 tons | KEEPRITE | HRCU-A-CB (Split System: Heat Pump with Remote Outdoor Unit-Air-Source) | CVH825GKA3* |  |  | EA*4X42L21A*+WALLCON | *80CSU0601716A* | 23800 | 16.5 | 8.1 | 21400 | 16600 | 77.57% | 1.96 | 0 | 10.5 |  |  |  | No | R-410A | 1.9833 | Residential & Commercial | Ducted CEE Tier 1
211243940 | Central HP <5.4 tons | BRYANT HEATING AND COOLING SYSTEMS | HRCU-A-CB (Split System: Heat Pump with Remote Outdoor Unit-Air-Source) | 38MURAQ24AB3* |  |  | CNPV*2417AL* | 82*SA48045V17*** | 23800 | 16 | 8.5 | 26800 | 23400 | 87.31% | 1.92 | 0 | 10 |  |  |  | No | R-410A | 1.9833 | Residential & Commercial | Ducted CEE Tier 1
211243958 | Central HP <5.4 tons | BRYANT HEATING AND COOLING SYSTEMS | HRCU-A-CB (Split System: Heat Pump with Remote Outdoor Unit-Air-Source) | 38MURAQ24AB3* |  |  | CNPV*2417AL* | 935SA48060E17*** | 23800 | 16.5 | 8.5 | 26800 | 23400 | 87.31% | 1.92 | 0 | 10 |  |  |  | No | R-410A | 1.9833 | Residential & Commercial | Ducted CEE Tier 1
211241542 | Central HP <5.4 tons | BRYANT HEATING AND COOLING SYSTEMS | HRCU-A-CB (Split System: Heat Pump with Remote Outdoor Unit-Air-Source) | 38MURAQ24AB3* |  |  | CAP**3017AL* | 926TB48080V17*** | 24200 | 16.5 | 8.5 | 26400 | 23000 | 87.12% | 1.9 | 0 | 10 |  |  |  | No | R-410A | 2.0167 | Residential & Commercial | Ducted CEE Tier 1
211241829 | Central HP <5.4 tons | BRYANT HEATING AND COOLING SYSTEMS | HRCU-A-CB (Split System: Heat Pump with Remote Outdoor Unit-Air-Source) | 38MURAQ24AB3* |  |  | CAP**3617AL* | 926SA42060V17*** | 23400 | 16.5 | 8.5 | 25600 | 23600 | 92.19% | 1.96 | 0 | 10 |  |  |  | No | R-410A | 1.95 | Residential & Commercial | Ducted CEE Tier 1
211242596 | Central HP <5.4 tons | BRYANT HEATING AND COOLING SYSTEMS | HRCU-A-CB (Split System: Heat Pump with Remote Outdoor Unit-Air-Source) | 38MURAQ24AB3* |  |  | CAP**3621AL* | 8(0,1)*SA60090E21*** | 24800 | 17 | 8.5 | 26600 | 22000 | 82.71% | 1.82 | 0 | 10 |  |  |  | No | R-410A | 2.0667 | Residential & Commercial | Ducted CEE Tier 1
211242912 | Central HP <5.4 tons | BRYANT HEATING AND COOLING SYSTEMS | HRCU-A-CB (Split System: Heat Pump with Remote Outdoor Unit-Air-Source) | 38MURAQ24AB3* |  |  | CAP**3717AL* | 926TB36040V17*** | 24600 | 15.5 | 8.5 | 25800 | 21600 | 83.72% | 1.78 | 0 | 10 |  |  |  | No | R-410A | 2.05 | Residential & Commercial | Ducted CEE Tier 1
214397715 | Central HP <5.4 tons | LUXAIRE | HRCU-A-CB (Split System: Heat Pump with Remote Outdoor Unit-Air-Source) | HH836E2S11 |  |  | CTF36C5CDS1 | TM9V100C16MP12 | 33800 | 18 | 8.5 | 31400 | 25600 | 81.53% | 2 | 0 | 11 |  |  |  | No | R-454B | 2.8167 | Residential & Commercial | Ducted CEE Tier 1
214396445 | Central HP <5.4 tons | FRASER-JOHNSTON | HRCU-A-CB (Split System: Heat Pump with Remote Outdoor Unit-Air-Source) | HH836E2S11 |  |  | JHE36C5CD2SS1 |  | 33600 | 19 | 9 | 30600 | 25000 | 81.7% | 2 | 0 | 11.7 |  |  |  | No | R-454B | 2.8 | Residential & Commercial | Ducted CEE Tier 1
214396520 | Central HP <5.4 tons | FRASER-JOHNSTON | HRCU-A-CB (Split System: Heat Pump with Remote Outdoor Unit-Air-Source) | HH836E2S11 |  |  | CTM48C5CFS1 | TM8V100C16MP12 | 33000 | 19 | 9 | 31200 | 25200 | 80.77% | 2 | 0 | 11 |  |  |  | No | R-454B | 2.75 | Residential & Commercial | Ducted CEE Tier 1
214397002 | Central HP <5.4 tons | FRASER-JOHNSTON | HRCU-A-CB (Split System: Heat Pump with Remote Outdoor Unit-Air-Source) | HH836E2S11 |  |  | CTM48C5CFS1 | TM9E080C20MP12 | 34400 | 17 | 8.5 | 32400 | 25800 | 79.63% | 2 | 0 | 11 |  |  |  | No | R-454B | 2.8667 | Residential & Commercial | Ducted CEE Tier 1
211392675 | Central HP <5.4 tons | COLEMAN | HRCU-A-CB (Split System: Heat Pump with Remote Outdoor Unit-Air-Source) | HMH72B341 |  |  | XAUB36DXXN1+TXV | TMLE060A12MP11 | 34000 | 18 | 8.1 | 33800 | 23800 | 70.41% | 2.06 | 0 | 10 |  |  |  | No | R-410A | 2.8333 | Residential & Commercial | Ducted CEE Tier 1
211392842 | Central HP <5.4 tons | COLEMAN | HRCU-A-CB (Split System: Heat Pump with Remote Outdoor Unit-Air-Source) | HMH72B341 |  |  | XAFB36DXXN1+TXV | TMLE040A12MP11 | 34000 | 18 | 8.1 | 33600 | 23800 | 70.83% | 2.06 | 0 | 10 |  |  |  | No | R-410A | 2.8333 | Residential & Commercial | Ducted CEE Tier 1
211392923 | Central HP <5.4 tons | COLEMAN | HRCU-A-CB (Split System: Heat Pump with Remote Outdoor Unit-Air-Source) | HMH72B341 |  |  | XAFB30CXXN1+TXV | TMLE040A12MP11 | 32800 | 18 | 8.1 | 33400 | 23400 | 70.06% | 2.04 | 0 | 10 |  |  |  | No | R-410A | 2.7333 | Residential & Commercial | Ducted CEE Tier 1
211242932 | Central HP <5.4 tons | BRYANT HEATING AND COOLING SYSTEMS | HRCU-A-CB (Split System: Heat Pump with Remote Outdoor Unit-Air-Source) | 38MURAQ24AB3* |  |  | CAP**3717AL* | 82*TA48070V17*** | 24600 | 17 | 8.5 | 25600 | 21600 | 84.38% | 1.8 | 0 | 10.5 |  |  |  | No | R-410A | 2.05 | Residential & Commercial | Ducted CEE Tier 1
211243016 | Central HP <5.4 tons | BRYANT HEATING AND COOLING SYSTEMS | HRCU-A-CB (Split System: Heat Pump with Remote Outdoor Unit-Air-Source) | 38MURAQ24AB3* |  |  | CAP**3717AL* | 8(0,1)*SA36045E14*** | 25200 | 16 | 8.5 | 26200 | 21000 | 80.15% | 1.76 | 0 | 10 |  |  |  | No | R-410A | 2.1 | Residential & Commercial | Ducted CEE Tier 1
211243097 | Central HP <5.4 tons | BRYANT HEATING AND COOLING SYSTEMS | HRCU-A-CB (Split System: Heat Pump with Remote Outdoor Unit-Air-Source) | 38MURAQ24AB3* |  |  | CAP**3717AL* | 915SB42060E17*** | 25200 | 16 | 8.5 | 26200 | 21200 | 80.92% | 1.76 | 0 | 10 |  |  |  | No | R-410A | 2.1 | Residential & Commercial | Ducted CEE Tier 1
211243366 | Central HP <5.4 tons | BRYANT HEATING AND COOLING SYSTEMS | HRCU-A-CB (Split System: Heat Pump with Remote Outdoor Unit-Air-Source) | 38MURAQ24AB3* |  |  | CAP**3721AL* | 935SA48060E17*** | 25000 | 17 | 8.5 | 25600 | 20800 | 81.25% | 1.76 | 0 | 10.5 |  |  |  | No | R-410A | 2.0833 | Residential & Commercial | Ducted CEE Tier 1
211243681 | Central HP <5.4 tons | BRYANT HEATING AND COOLING SYSTEMS | HRCU-A-CB (Split System: Heat Pump with Remote Outdoor Unit-Air-Source) | 38MURAQ24AB3* |  |  | CAP**3721AL* | OVMAAB042112 | 25000 | 16 | 8.5 | 25600 | 21000 | 82.03% | 1.76 | 0 | 10 |  |  |  | No | R-410A | 2.0833 | Residential & Commercial | Ducted CEE Tier 1
211244334 | Central HP <5.4 tons | BRYANT HEATING AND COOLING SYSTEMS | HRCU-A-CB (Split System: Heat Pump with Remote Outdoor Unit-Air-Source) | 38MURAQ24AB3* |  |  | CNPV*3014AL* | 926TB30040V14*** | 23600 | 15.5 | 8.1 | 26200 | 23600 | 90.08% | 1.92 | 0 | 10 |  |  |  | No | R-410A | 1.9667 | Residential & Commercial | Ducted CEE Tier 1
211244485 | Central HP <5.4 tons | BRYANT HEATING AND COOLING SYSTEMS | HRCU-A-CB (Split System: Heat Pump with Remote Outdoor Unit-Air-Source) | 38MURAQ24AB3* |  |  | CNPV*3017AL* | 8(0,1)*SA48070E17*** | 24800 | 16 | 8.1 | 26800 | 22200 | 82.84% | 1.82 | 0 | 10.5 |  |  |  | No | R-410A | 2.0667 | Residential & Commercial | Ducted CEE Tier 1
215936671 | Central HP <5.4 tons | KEEPRITE | HRCU-A-CB (Split System: Heat Pump with Remote Outdoor Unit-Air-Source) | C5H3V36*K*AAA* |  |  | EVD5X60M21A*+WALLCON | *95CSU1002122B* | 35600 | 22 | 9 | 38000 | 28400 | 74.74% | 2.14 | 0 | 12.5 |  |  |  | No | R-454B | 2.9667 | Residential & Commercial | Ducted CEE Tier 1
213076252 | Central HP <5.4 tons | CARRIER | HRCU-A-CB (Split System: Heat Pump with Remote Outdoor Unit-Air-Source) | 38MURAQ36AB3* |  |  | CAP**3721AL* | 59SU5B100M21**22 | 36400 | 16.5 | 8.5 | 38000 | 34800 | 91.58% | 2.06 | 0 | 10 |  |  |  | No | R-410A | 3.0333 | Residential & Commercial | Ducted CEE Tier 1
211226850 | Central HP <5.4 tons | BRYANT HEATING AND COOLING SYSTEMS | HRCU-A-CB (Split System: Heat Pump with Remote Outdoor Unit-Air-Source) | 38MURAQ36AB3* |  |  | CAP**3721AL* | 8(0,1)*SA60110E21*** | 37000 | 15.5 | 8.5 | 38500 | 34800 | 90.39% | 2.12 | 0 | 10 |  |  |  | No | R-410A | 3.0833 | Residential & Commercial | Ducted CEE Tier 1
211226623 | Central HP <5.4 tons | BRYANT HEATING AND COOLING SYSTEMS | HRCU-A-CB (Split System: Heat Pump with Remote Outdoor Unit-Air-Source) | 38MURAQ36AB3* |  |  | CAP**3717AL* | 912SD42060E17*** | 35800 | 16 | 8.1 | 38500 | 34800 | 90.39% | 2 | 0 | 10 |  |  |  | No | R-410A | 2.9833 | Residential & Commercial | Ducted CEE Tier 1
213076243 | Central HP <5.4 tons | CARRIER | HRCU-A-CB (Split System: Heat Pump with Remote Outdoor Unit-Air-Source) | 38MURAQ36AB3* |  |  | CAP**3621AL* | 59SU5B100M21**22 | 35400 | 16 | 8.1 | 38500 | 35200 | 91.43% | 1.84 | 0 | 10 |  |  |  | No | R-410A | 2.95 | Residential & Commercial | Ducted CEE Tier 1
211393544 | Central HP <5.4 tons | COLEMAN | HRCU-A-CB (Split System: Heat Pump with Remote Outdoor Unit-Air-Source) | HMH72B341 |  |  | XAFB36DBCN1 | TL8E060A12UH11 | 34000 | 18 | 8.1 | 33800 | 23800 | 70.41% | 2.06 | 0 | 10 |  |  |  | No | R-410A | 2.8333 | Residential & Commercial | Ducted CEE Tier 1
214876037 | Central HP <5.4 tons | LUXAIRE | HRCU-A-CB (Split System: Heat Pump with Remote Outdoor Unit-Air-Source) | HMH72B341 |  |  | XAFC36DBCN1+JME16C2SN1 |  | 34000 | 18.5 | 8.5 | 33000 | 23200 | 70.3% | 2 | 0 | 10.5 |  |  |  | No | R-410A | 2.8333 | Residential & Commercial | Ducted CEE Tier 1
211387511 | Central HP <5.4 tons | LUXAIRE | HRCU-A-CB (Split System: Heat Pump with Remote Outdoor Unit-Air-Source) | HMH72B341 |  |  | XAFC36DXXN1+TXV | TP9C100C16MP13 | 34000 | 17.5 | 8.5 | 34000 | 24000 | 70.59% | 2.1 | 0 | 10 |  |  |  | No | R-410A | 2.8333 | Residential & Commercial | Ducted CEE Tier 1
215569754 | Central HP <5.4 tons | Viessmann | HRCU-A-CB (Split System: Heat Pump with Remote Outdoor Unit-Air-Source) | DLCURAH18ABK |  |  | DLFUAAH18XAK |  | 18000 | 18 | 9.3 | 19000 | 16500 | 86.84% | 2.04 | 12.5 | 12.4 |  |  |  | No | R-410A | 1.5 | Residential & Commercial | Ducted CEE Tier 1
215569755 | Central HP <5.4 tons | Viessmann | HRCU-A-CB (Split System: Heat Pump with Remote Outdoor Unit-Air-Source) | DLCURAH24ABK |  |  | DLFUAAH24XAK |  | 24000 | 17.4 | 10 | 24000 | 22600 | 94.17% | 1.91 | 12.5 | 11.7 |  |  |  | No | R-410A | 2 | Residential & Commercial | Ducted CEE Tier 1
213927636 | Central HP <5.4 tons | Wells | HRCU-A-C (Split System: Heat Pump with Remote Outdoor Unit with No Indoor Fan --Air Source) | WUCB-36HFMO |  |  | WUA-36BHFM |  | 35000 | 15.2 | 8.5 | 36000 | 30000 | 83.33% | 1.8 | 0 | 10 |  |  |  | No | R-410A | 2.9167 | Residential & Commercial | Ducted CEE Tier 1
215931832 | Central HP <5.4 tons | KENMORE | HRCU-A-CB (Split System: Heat Pump with Remote Outdoor Unit-Air-Source) | (C,H,T)5H3V60*K*AAA* |  |  | ESH5X60M12A*+WALLCON | *80CTL0902120B* | 56500 | 18 | 8.1 | 61000 | 45500 | 74.59% | 2 | 0 | 11.5 |  |  |  | No | R-454B | 4.7083 | Residential & Commercial | Ducted CEE Tier 1
215931882 | Central HP <5.4 tons | KENMORE | HRCU-A-CB (Split System: Heat Pump with Remote Outdoor Unit-Air-Source) | (C,H,T)5H3V60*K*AAA* |  |  | ESH5X60M12A*+WALLCON | *97CMN0802120B* | 56000 | 17.5 | 8.1 | 61000 | 46000 | 75.41% | 1.95 | 0 | 11 |  |  |  | No | R-454B | 4.6667 | Residential & Commercial | Ducted CEE Tier 1
215931562 | Central HP <5.4 tons | KENMORE | HRCU-A-CB (Split System: Heat Pump with Remote Outdoor Unit-Air-Source) | (C,H,T)5H3V60*K*AAA* |  |  | EA*5X60M24A*+WALLCON | *80CTL1102120B* | 56000 | 18.5 | 8.5 | 60500 | 45500 | 75.21% | 2.06 | 0 | 11.5 |  |  |  | No | R-454B | 4.6667 | Residential & Commercial | Ducted CEE Tier 1
215674400 | Central HP <5.4 tons | DAY & NIGHT | HRCU-A-CB (Split System: Heat Pump with Remote Outdoor Unit-Air-Source) | C5H0V48*K*AAA* |  |  | EA*5X61M21A*+WALLCON | *95CSU1002122B* | 46000 | 18 | 9 | 48000 | 33600 | 70% | 2.08 | 0 | 10 |  |  |  | No | R-454B | 3.8333 | Residential & Commercial | Ducted CEE Tier 1
215674650 | Central HP <5.4 tons | DAY & NIGHT | HRCU-A-CB (Split System: Heat Pump with Remote Outdoor Unit-Air-Source) | C5H0V48*K*AAA* |  |  | EA*5X61M24A*+WALLCON | *96CTN1002122B* | 46000 | 18.5 | 9 | 47500 | 33600 | 70.74% | 2.06 | 0 | 10 |  |  |  | No | R-454B | 3.8333 | Residential & Commercial | Ducted CEE Tier 1
214244025 | Central HP <5.4 tons | CARRIER | HRCU-A-CB (Split System: Heat Pump with Remote Outdoor Unit-Air-Source) | 25VNA424A*031* |  |  | CNPV*3621AL*+UI | 58TN*B070C17**16 | 23200 | 19.5 | 9.5 | 26800 | 20000 | 74.63% | 2.36 | 0 | 13 |  |  |  | No | R-410A | 1.9333 | Residential & Commercial | Ducted CEE Tier 1
214396361 | Central HP <5.4 tons | FRASER-JOHNSTON | HRCU-A-CB (Split System: Heat Pump with Remote Outdoor Unit-Air-Source) | HH860E2S11 |  |  | CTF60D5CJS1 | TM9V120D20MP12 | 53000 | 19 | 9 | 55000 | 39500 | 71.82% | 2 | 0 | 11 |  |  |  | No | R-454B | 4.4167 | Residential & Commercial | Ducted CEE Tier 1
214243987 | Central HP <5.4 tons | CARRIER | HRCU-A-CB (Split System: Heat Pump with Remote Outdoor Unit-Air-Source) | 25VNA424A*031* |  |  | CNPV*3017AL*+UI | 58TN*B045C17**12 | 23000 | 19 | 9.5 | 26800 | 20200 | 75.37% | 2.34 | 0 | 12.5 |  |  |  | No | R-410A | 1.9167 | Residential & Commercial | Ducted CEE Tier 1
214244003 | Central HP <5.4 tons | CARRIER | HRCU-A-CB (Split System: Heat Pump with Remote Outdoor Unit-Air-Source) | 25VNA424A*031* |  |  | CNPV*3017AL*+UI | 59TN6C080C17**14 | 23200 | 19.5 | 9.5 | 26800 | 20000 | 74.63% | 2.36 | 0 | 13 |  |  |  | No | R-410A | 1.9333 | Residential & Commercial | Ducted CEE Tier 1
214244023 | Central HP <5.4 tons | CARRIER | HRCU-A-CB (Split System: Heat Pump with Remote Outdoor Unit-Air-Source) | 25VNA424A*031* |  |  | CNPV*3621AL*+UI | 58TN*B045C17**12 | 23000 | 19 | 9.5 | 26800 | 20200 | 75.37% | 2.34 | 0 | 12.5 |  |  |  | No | R-410A | 1.9167 | Residential & Commercial | Ducted CEE Tier 1
214244073 | Central HP <5.4 tons | CARRIER | HRCU-A-CB (Split System: Heat Pump with Remote Outdoor Unit-Air-Source) | 25VNA424A*031* |  |  | CNPV*4221AL*+UI | 59MN7C060C17**14 | 23400 | 19.5 | 10 | 26800 | 20000 | 74.63% | 2.4 | 0 | 13 |  |  |  | No | R-410A | 1.95 | Residential & Commercial | Ducted CEE Tier 1
215569767 | Central HP <5.4 tons | Viessmann | HRCU-A-C (Split System: Heat Pump with Remote Outdoor Unit with No Indoor Fan --Air Source) | DLCURAH30ABK |  |  | DLFULAH36XCX + CI |  | 30000 | 15.5 | 9.7 | 33000 | 27000 | 81.82% | 1.85 | 10.7 | 10.5 |  |  |  | No | R-410A | 2.5 | Residential & Commercial | Ducted CEE Tier 1
215675569 | Central HP <5.4 tons | DAY & NIGHT | HRCU-A-CB (Split System: Heat Pump with Remote Outdoor Unit-Air-Source) | C5H0V48*K*AAA* |  |  | EVM5X49M21A*+WALLCON | *80CTL0902120B* | 48000 | 19 | 9 | 50000 | 36600 | 73.2% | 2 | 0 | 10.5 |  |  |  | No | R-454B | 4 | Residential & Commercial | Ducted CEE Tier 1
215675719 | Central HP <5.4 tons | DAY & NIGHT | HRCU-A-CB (Split System: Heat Pump with Remote Outdoor Unit-Air-Source) | C5H0V48*K*AAA* |  |  | EVM5X60M21A*+WALLCON | *80CTL0702120B* | 48000 | 19 | 9 | 50000 | 36800 | 73.6% | 2 | 0 | 10 |  |  |  | No | R-454B | 4 | Residential & Commercial | Ducted CEE Tier 1
215676089 | Central HP <5.4 tons | DAY & NIGHT | HRCU-A-CB (Split System: Heat Pump with Remote Outdoor Unit-Air-Source) | C5H0V48*K*AAA* |  |  | EVM5X61M24A*+WALLCON | *96CTN1202422B* | 48500 | 19.5 | 9.5 | 50000 | 36600 | 73.2% | 2.12 | 0 | 10.5 |  |  |  | No | R-454B | 4.0417 | Residential & Commercial | Ducted CEE Tier 1
215676189 | Central HP <5.4 tons | DAY & NIGHT | HRCU-A-CB (Split System: Heat Pump with Remote Outdoor Unit-Air-Source) | C5H0V48*K*AAA* |  |  | EVD5X48M24A*+WALLCON | *80CSU1002120A* | 47000 | 18.5 | 9 | 50000 | 36600 | 73.2% | 2.02 | 0 | 10 |  |  |  | No | R-454B | 3.9167 | Residential & Commercial | Ducted CEE Tier 1
215676339 | Central HP <5.4 tons | DAY & NIGHT | HRCU-A-CB (Split System: Heat Pump with Remote Outdoor Unit-Air-Source) | C5H0V48*K*AAA* |  |  | EVD5X49M24A*+WALLCON | *95CSU1002122B* | 48000 | 19 | 9 | 50000 | 36400 | 72.8% | 2.02 | 0 | 10 |  |  |  | No | R-454B | 4 | Residential & Commercial | Ducted CEE Tier 1
214398400 | Central HP <5.4 tons | LUXAIRE | HRCU-A-CB (Split System: Heat Pump with Remote Outdoor Unit-Air-Source) | HH824E2S11 |  |  | CTM30B5ACS1 | TMLE080B12MP11 | 23000 | 17 | 9.5 | 23000 | 18300 | 79.57% | 2 | 0 | 12 |  |  |  | No | R-454B | 1.9167 | Residential & Commercial | Ducted CEE Tier 1
216374723 | Central HP <5.4 tons | LUXAIRE | HRCU-A-CB (Split System: Heat Pump with Remote Outdoor Unit-Air-Source) | HH824E2S11 |  |  | CTU36B5XDS1+TXV | Z9ET080B12SMPS1 | 23000 | 18 | 9.5 | 23000 | 17500 | 76.09% | 2 | 0 | 12 |  |  |  | No | R-454B | 1.9167 | Residential & Commercial | Ducted CEE Tier 1
216374764 | Central HP <5.4 tons | LUXAIRE | HRCU-A-CB (Split System: Heat Pump with Remote Outdoor Unit-Air-Source) | HH824E2S11 |  |  | CTM36B5ADS1 | Z9ET060B12SMPS1 | 23000 | 18 | 9.5 | 23000 | 18400 | 80% | 2 | 0 | 12 |  |  |  | No | R-454B | 1.9167 | Residential & Commercial | Ducted CEE Tier 1
215932352 | Central HP <5.4 tons | KENMORE | HRCU-A-CB (Split System: Heat Pump with Remote Outdoor Unit-Air-Source) | (C,H,T)5H3V36*K*AAA* |  |  | EA*5X42M21A*+WALLCON | *96CTN0801714B* | 32600 | 19.5 | 9.5 | 35200 | 27000 | 76.7% | 2 | 0 | 11 |  |  |  | No | R-454B | 2.7167 | Residential & Commercial | Ducted CEE Tier 1
214609187 | Central HP <5.4 tons | FRASER-JOHNSTON | HRCU-A-CB (Split System: Heat Pump with Remote Outdoor Unit-Air-Source) | HH824E2S11 |  |  | CTM36B5ADS1 | Z9ES080B12SMPS1 | 23000 | 18 | 9.5 | 23000 | 18600 | 80.87% | 2 | 0 | 12 |  |  |  | No | R-454B | 1.9167 | Residential & Commercial | Ducted CEE Tier 1
214396274 | Central HP <5.4 tons | FRASER-JOHNSTON | HRCU-A-CB (Split System: Heat Pump with Remote Outdoor Unit-Air-Source) | HH824E2S11 |  |  | CTM30B5ACS1 | TP9C080B12MP13 | 23000 | 17 | 9.5 | 23000 | 17800 | 77.39% | 2 | 0 | 12 |  |  |  | No | R-454B | 1.9167 | Residential & Commercial | Ducted CEE Tier 1
215931962 | Central HP <5.4 tons | KENMORE | HRCU-A-CB (Split System: Heat Pump with Remote Outdoor Unit-Air-Source) | (C,H,T)5H3V36*K*AAA* |  |  | EA*5X24M17A*+WALLCON | *96CTN0601714B* | 31400 | 18.5 | 9.5 | 35000 | 26800 | 76.57% | 2 | 0 | 10 |  |  |  | No | R-454B | 2.6167 | Residential & Commercial | Ducted CEE Tier 1
211243699 | Central HP <5.4 tons | BRYANT HEATING AND COOLING SYSTEMS | HRCU-A-CB (Split System: Heat Pump with Remote Outdoor Unit-Air-Source) | 38MURAQ24AB3* |  |  | CNPV*2414AL* | 82*SA36045V14*** | 23800 | 16 | 8.5 | 26800 | 23200 | 86.57% | 1.9 | 0 | 10 |  |  |  | No | R-410A | 1.9833 | Residential & Commercial | Ducted CEE Tier 1
211243882 | Central HP <5.4 tons | BRYANT HEATING AND COOLING SYSTEMS | HRCU-A-CB (Split System: Heat Pump with Remote Outdoor Unit-Air-Source) | 38MURAQ24AB3* |  |  | CNPV*2417AL* | 926SA36060V14*** | 23200 | 16 | 8.5 | 26400 | 24600 | 93.18% | 2.04 | 0 | 10 |  |  |  | No | R-410A | 1.9333 | Residential & Commercial | Ducted CEE Tier 1
211243949 | Central HP <5.4 tons | BRYANT HEATING AND COOLING SYSTEMS | HRCU-A-CB (Split System: Heat Pump with Remote Outdoor Unit-Air-Source) | 38MURAQ24AB3* |  |  | CNPV*2417AL* | 82*SA48070V17*** | 23400 | 16 | 8.5 | 26600 | 24000 | 90.23% | 1.98 | 0 | 10 |  |  |  | No | R-410A | 1.95 | Residential & Commercial | Ducted CEE Tier 1
211244067 | Central HP <5.4 tons | BRYANT HEATING AND COOLING SYSTEMS | HRCU-A-CB (Split System: Heat Pump with Remote Outdoor Unit-Air-Source) | 38MURAQ24AB3* |  |  | CNPV*2417AL* | 926TB36060V14*** | 23200 | 16 | 8.5 | 26400 | 24600 | 93.18% | 2.04 | 0 | 10 |  |  |  | No | R-410A | 1.9333 | Residential & Commercial | Ducted CEE Tier 1
211244399 | Central HP <5.4 tons | BRYANT HEATING AND COOLING SYSTEMS | HRCU-A-CB (Split System: Heat Pump with Remote Outdoor Unit-Air-Source) | 38MURAQ24AB3* |  |  | CNPV*3014AL* | 8(0,1)*SA36070E14*** | 24200 | 16.5 | 8.1 | 26200 | 23000 | 87.79% | 1.9 | 0 | 10.5 |  |  |  | No | R-410A | 2.0167 | Residential & Commercial | Ducted CEE Tier 1
211244429 | Central HP <5.4 tons | BRYANT HEATING AND COOLING SYSTEMS | HRCU-A-CB (Split System: Heat Pump with Remote Outdoor Unit-Air-Source) | 38MURAQ24AB3* |  |  | CNPV*3017AL* | 926SA42060V17*** | 23400 | 16.5 | 8.1 | 25800 | 24000 | 93.02% | 2 | 0 | 10 |  |  |  | No | R-410A | 1.95 | Residential & Commercial | Ducted CEE Tier 1
211244465 | Central HP <5.4 tons | BRYANT HEATING AND COOLING SYSTEMS | HRCU-A-CB (Split System: Heat Pump with Remote Outdoor Unit-Air-Source) | 38MURAQ24AB3* |  |  | CNPV*3017AL* | 926SA48080V17*** | 24200 | 16.5 | 8.1 | 26200 | 23000 | 87.79% | 1.9 | 0 | 10.5 |  |  |  | No | R-410A | 2.0167 | Residential & Commercial | Ducted CEE Tier 1
214242623 | Central HP <5.4 tons | KENMORE | HRCU-A-CB (Split System: Heat Pump with Remote Outdoor Unit-Air-Source) | (C,H,T)VH825GKA2* |  |  | EN(A,D)4X30L17**+WALLCON | *96CTN0601714B* | 23400 | 16 | 8.1 | 21600 | 16800 | 77.78% | 1.9 | 0 | 10.5 |  |  |  | No | R-410A | 1.95 | Residential & Commercial | Ducted CEE Tier 1
214242403 | Central HP <5.4 tons | KENMORE | HRCU-A-CB (Split System: Heat Pump with Remote Outdoor Unit-Air-Source) | (C,H,T)VH825GKA2* |  |  | EN(A,D)4X24L14**+WALLCON | *80CTL0701412B* | 23200 | 16 | 8.1 | 22000 | 16800 | 76.36% | 1.94 | 0 | 10.5 |  |  |  | No | R-410A | 1.9333 | Residential & Commercial | Ducted CEE Tier 1
214242453 | Central HP <5.4 tons | KENMORE | HRCU-A-CB (Split System: Heat Pump with Remote Outdoor Unit-Air-Source) | (C,H,T)VH825GKA2* |  |  | EN(A,D)4X24L17**+WALLCON | *80CTL0901716B* | 23200 | 16 | 8.1 | 22000 | 16900 | 76.82% | 1.92 | 0 | 10.5 |  |  |  | No | R-410A | 1.9333 | Residential & Commercial | Ducted CEE Tier 1
214242503 | Central HP <5.4 tons | KENMORE | HRCU-A-CB (Split System: Heat Pump with Remote Outdoor Unit-Air-Source) | (C,H,T)VH825GKA2* |  |  | EN(A,D)4X24L17**+WALLCON | *96CTN0601714B* | 23200 | 15.5 | 8.1 | 22200 | 16900 | 76.13% | 1.92 | 0 | 10.5 |  |  |  | No | R-410A | 1.9333 | Residential & Commercial | Ducted CEE Tier 1
210470146 | Central HP <5.4 tons | BRYANT HEATING AND COOLING SYSTEMS | HRCU-A-CB (Split System: Heat Pump with Remote Outdoor Unit-Air-Source) | 288BNV037*0**B* |  |  | CAP**4221AL*+UI | 83*CA36040C17*** | 31800 | 17 | 8.1 | 33200 | 24400 | 73.49% | 1.88 | 0 | 11 |  |  |  | No | R-410A | 2.65 | Residential & Commercial | Ducted CEE Tier 1
214397671 | Central HP <5.4 tons | FRASER-JOHNSTON | HRCU-A-CB (Split System: Heat Pump with Remote Outdoor Unit-Air-Source) | HH836E2S11 |  |  | CTF36C5CDS1 | TMLE080C16MP11 | 33800 | 18 | 8.5 | 31400 | 25600 | 81.53% | 2 | 0 | 11 |  |  |  | No | R-454B | 2.8167 | Residential & Commercial | Ducted CEE Tier 1
214584676 | Central HP <5.4 tons | COLEMAN | HRCU-A-CB (Split System: Heat Pump with Remote Outdoor Unit-Air-Source) | HH836E2S11 |  |  | CTF36C5CDS1 | Z8ES080C16SMPS1 | 34000 | 18 | 8.5 | 31200 | 25400 | 81.41% | 2 | 0 | 11.7 |  |  |  | No | R-454B | 2.8333 | Residential & Commercial | Ducted CEE Tier 1
214396822 | Central HP <5.4 tons | FRASER-JOHNSTON | HRCU-A-CB (Split System: Heat Pump with Remote Outdoor Unit-Air-Source) | HH836E2S11 |  |  | CTM36B5CDS1 | TM8E100B12MP11 | 33200 | 18 | 8.5 | 31200 | 25000 | 80.13% | 2 | 0 | 11 |  |  |  | No | R-454B | 2.7667 | Residential & Commercial | Ducted CEE Tier 1
214396923 | Central HP <5.4 tons | FRASER-JOHNSTON | HRCU-A-CB (Split System: Heat Pump with Remote Outdoor Unit-Air-Source) | HH836E2S11 |  |  | CTM48C5CFS1 | TM8E080C16MP11 | 33400 | 19 | 9 | 31400 | 25400 | 80.89% | 2 | 0 | 11 |  |  |  | No | R-454B | 2.7833 | Residential & Commercial | Ducted CEE Tier 1
214397241 | Central HP <5.4 tons | FRASER-JOHNSTON | HRCU-A-CB (Split System: Heat Pump with Remote Outdoor Unit-Air-Source) | HH836E2S11 |  |  | CTF36B5CDS1 | TM8E100B12MP11 | 33200 | 18 | 8.5 | 31200 | 25200 | 80.77% | 2 | 0 | 11 |  |  |  | No | R-454B | 2.7667 | Residential & Commercial | Ducted CEE Tier 1
210470265 | Central HP <5.4 tons | BRYANT HEATING AND COOLING SYSTEMS | HRCU-A-CB (Split System: Heat Pump with Remote Outdoor Unit-Air-Source) | 288BNV037*0**B* |  |  | CAP**6024AL*+UI | 88*TA60090C21*** | 32800 | 17.5 | 8.5 | 31800 | 24800 | 77.99% | 1.98 | 0 | 11.7 |  |  |  | No | R-410A | 2.7333 | Residential & Commercial | Ducted CEE Tier 1
214397757 | Central HP <5.4 tons | LUXAIRE | HRCU-A-CB (Split System: Heat Pump with Remote Outdoor Unit-Air-Source) | HH836E2S11 |  |  | CTF36C5CDS1 | TPLC080C16MP13 | 34000 | 18 | 8.5 | 31600 | 26000 | 82.28% | 2 | 0 | 11 |  |  |  | No | R-454B | 2.8333 | Residential & Commercial | Ducted CEE Tier 1
214397648 | Central HP <5.4 tons | LUXAIRE | HRCU-A-CB (Split System: Heat Pump with Remote Outdoor Unit-Air-Source) | HH836E2S11 |  |  | CTF48C5CFS1 | TM9V100C16MP12 | 33200 | 18 | 9 | 31200 | 25200 | 80.77% | 2 | 0 | 11 |  |  |  | No | R-454B | 2.7667 | Residential & Commercial | Ducted CEE Tier 1
214609094 | Central HP <5.4 tons | FRASER-JOHNSTON | HRCU-A-CB (Split System: Heat Pump with Remote Outdoor Unit-Air-Source) | HH836E2S11 |  |  | CTF48C5CFS1 | Z9ES080C16SMPS1 | 34000 | 19 | 9 | 32600 | 25800 | 79.14% | 2 | 0 | 11 |  |  |  | No | R-454B | 2.8333 | Residential & Commercial | Ducted CEE Tier 1
214397330 | Central HP <5.4 tons | FRASER-JOHNSTON | HRCU-A-CB (Split System: Heat Pump with Remote Outdoor Unit-Air-Source) | HH836E2S11 |  |  | CTM48C5CFS1+JMVT17CC2N1 |  | 34000 | 19 | 9 | 31600 | 25000 | 79.11% | 2 | 0 | 11.7 |  |  |  | No | R-454B | 2.8333 | Residential & Commercial | Ducted CEE Tier 1
211391774 | Central HP <5.4 tons | COLEMAN | HRCU-A-CB (Split System: Heat Pump with Remote Outdoor Unit-Air-Source) | HMH72B341 |  |  | XAFC36DBCN1 | TMLE100B12MP11 | 34000 | 18 | 8.1 | 33800 | 23800 | 70.41% | 2.06 | 0 | 10 |  |  |  | No | R-410A | 2.8333 | Residential & Commercial | Ducted CEE Tier 1
214396535 | Central HP <5.4 tons | FRASER-JOHNSTON | HRCU-A-CB (Split System: Heat Pump with Remote Outdoor Unit-Air-Source) | HH836E2S11 |  |  | CTM48C5CFS1 | TPLC080C16MP13 | 33000 | 19 | 9 | 31200 | 25200 | 80.77% | 2 | 0 | 11 |  |  |  | No | R-454B | 2.75 | Residential & Commercial | Ducted CEE Tier 1
213297841 | Central HP <5.4 tons | CHAMPION HEATING AND COOLING | HRCU-A-CB (Split System: Heat Pump with Remote Outdoor Unit-Air-Source) | HMH72B341 |  |  | XAHB36DXXN1+JMVT12BC2N1+TXV |  | 33200 | 18 | 8.1 | 32200 | 22600 | 70.19% | 2.02 | 0 | 10 |  |  |  | No | R-410A | 2.7667 | Residential & Commercial | Ducted CEE Tier 1
211244672 | Central HP <5.4 tons | BRYANT HEATING AND COOLING SYSTEMS | HRCU-A-CB (Split System: Heat Pump with Remote Outdoor Unit-Air-Source) | 38MURAQ24AB3* |  |  | CNPV*3017AL* | 8(0,1)*SA36045E14*** | 24600 | 16 | 8.1 | 26600 | 22400 | 84.21% | 1.84 | 0 | 10.5 |  |  |  | No | R-410A | 2.05 | Residential & Commercial | Ducted CEE Tier 1
214279891 | Central HP <5.4 tons | BRYANT HEATING AND COOLING SYSTEMS | HRCU-A-CB (Split System: Heat Pump with Remote Outdoor Unit-Air-Source) | 38MURAQ24AB3* |  |  | CAP**3017AL* | 916SA48060M17*** | 23400 | 16.5 | 9 | 25800 | 24400 | 94.57% | 2.02 | 0 | 10 |  |  |  | No | R-410A | 1.95 | Residential & Commercial | Ducted CEE Tier 1
211242072 | Central HP <5.4 tons | BRYANT HEATING AND COOLING SYSTEMS | HRCU-A-CB (Split System: Heat Pump with Remote Outdoor Unit-Air-Source) | 38MURAQ24AB3* |  |  | CAP**3617AL* | 8(0,1)*SA36045E14*** | 24600 | 16 | 8.5 | 26600 | 22200 | 83.46% | 1.82 | 0 | 10 |  |  |  | No | R-410A | 2.05 | Residential & Commercial | Ducted CEE Tier 1
211242108 | Central HP <5.4 tons | BRYANT HEATING AND COOLING SYSTEMS | HRCU-A-CB (Split System: Heat Pump with Remote Outdoor Unit-Air-Source) | 38MURAQ24AB3* |  |  | CAP**3617AL* | 8(0,1)*SA42090E17*** | 24600 | 17 | 8.5 | 26400 | 22200 | 84.09% | 1.84 | 0 | 10 |  |  |  | No | R-410A | 2.05 | Residential & Commercial | Ducted CEE Tier 1
211242301 | Central HP <5.4 tons | BRYANT HEATING AND COOLING SYSTEMS | HRCU-A-CB (Split System: Heat Pump with Remote Outdoor Unit-Air-Source) | 38MURAQ24AB3* |  |  | CAP**3621AL* | 926SA36040V17*** | 23400 | 16 | 8.5 | 25800 | 23600 | 91.47% | 1.94 | 0 | 10 |  |  |  | No | R-410A | 1.95 | Residential & Commercial | Ducted CEE Tier 1
211242310 | Central HP <5.4 tons | BRYANT HEATING AND COOLING SYSTEMS | HRCU-A-CB (Split System: Heat Pump with Remote Outdoor Unit-Air-Source) | 38MURAQ24AB3* |  |  | CAP**3621AL* | 926SA48080V17*** | 24400 | 16.5 | 8.5 | 26200 | 22400 | 85.5% | 1.86 | 0 | 10 |  |  |  | No | R-410A | 2.0333 | Residential & Commercial | Ducted CEE Tier 1
211242608 | Central HP <5.4 tons | BRYANT HEATING AND COOLING SYSTEMS | HRCU-A-CB (Split System: Heat Pump with Remote Outdoor Unit-Air-Source) | 38MURAQ24AB3* |  |  | CAP**3621AL* | 8(0,1)*SA60110E21*** | 25200 | 16.5 | 8.5 | 26800 | 21800 | 81.34% | 1.8 | 0 | 10 |  |  |  | No | R-410A | 2.1 | Residential & Commercial | Ducted CEE Tier 1
210470386 | Central HP <5.4 tons | BRYANT HEATING AND COOLING SYSTEMS | HRCU-A-CB (Split System: Heat Pump with Remote Outdoor Unit-Air-Source) | 288BNV037*0**B* |  |  | CAP**6121AL*+UI | 935CA66100C21*** | 33200 | 18 | 8.5 | 32000 | 24800 | 77.5% | 2 | 0 | 11.5 |  |  |  | No | R-410A | 2.7667 | Residential & Commercial | Ducted CEE Tier 1
210470441 | Central HP <5.4 tons | BRYANT HEATING AND COOLING SYSTEMS | HRCU-A-CB (Split System: Heat Pump with Remote Outdoor Unit-Air-Source) | 288BNV037*0**B* |  |  | CAP**6121AL*+UI | 88*TA60090C21*** | 33200 | 18 | 8.5 | 32000 | 25000 | 78.12% | 2 | 0 | 11.7 |  |  |  | No | R-410A | 2.7667 | Residential & Commercial | Ducted CEE Tier 1
210470855 | Central HP <5.4 tons | BRYANT HEATING AND COOLING SYSTEMS | HRCU-A-CB (Split System: Heat Pump with Remote Outdoor Unit-Air-Source) | 288BNV037*0**B* |  |  | CNPV*4824AL*+UI | 83*CA60100C21*** | 32400 | 17 | 8.1 | 33000 | 24800 | 75.15% | 1.94 | 0 | 11.5 |  |  |  | No | R-410A | 2.7 | Residential & Commercial | Ducted CEE Tier 1
211242858 | Central HP <5.4 tons | BRYANT HEATING AND COOLING SYSTEMS | HRCU-A-CB (Split System: Heat Pump with Remote Outdoor Unit-Air-Source) | 38MURAQ24AB3* |  |  | CAP**3717AL* | 82*SA48045V17*** | 24600 | 16.5 | 8.5 | 25600 | 21400 | 83.59% | 1.8 | 0 | 10 |  |  |  | No | R-410A | 2.05 | Residential & Commercial | Ducted CEE Tier 1
211244255 | Central HP <5.4 tons | BRYANT HEATING AND COOLING SYSTEMS | HRCU-A-CB (Split System: Heat Pump with Remote Outdoor Unit-Air-Source) | 38MURAQ24AB3* |  |  | CNPV*2417AL* | OVLAAB036098 | 23000 | 16 | 8.5 | 26400 | 24600 | 93.18% | 2.04 | 0 | 10 |  |  |  | No | R-410A | 1.9167 | Residential & Commercial | Ducted CEE Tier 1
211244323 | Central HP <5.4 tons | BRYANT HEATING AND COOLING SYSTEMS | HRCU-A-CB (Split System: Heat Pump with Remote Outdoor Unit-Air-Source) | 38MURAQ24AB3* |  |  | CNPV*3014AL* | 915SB36060E14*** | 24200 | 15.5 | 8.1 | 26600 | 22800 | 85.71% | 1.86 | 0 | 10 |  |  |  | No | R-410A | 2.0167 | Residential & Commercial | Ducted CEE Tier 1
211244564 | Central HP <5.4 tons | BRYANT HEATING AND COOLING SYSTEMS | HRCU-A-CB (Split System: Heat Pump with Remote Outdoor Unit-Air-Source) | 38MURAQ24AB3* |  |  | CNPV*3017AL* | 82*TA36070V14*** | 24400 | 16.5 | 8.1 | 26400 | 22800 | 86.36% | 1.88 | 0 | 10.5 |  |  |  | No | R-410A | 2.0333 | Residential & Commercial | Ducted CEE Tier 1
211240118 | Central HP <5.4 tons | CARRIER | HRCU-A-CB (Split System: Heat Pump with Remote Outdoor Unit-Air-Source) | 38MURAQ24AB3* |  |  | CNPV*3617AL* | 59SP6A060V14**12 | 23600 | 16.5 | 8.1 | 25800 | 23800 | 92.25% | 1.98 | 0 | 10 |  |  |  | No | R-410A | 1.9667 | Residential & Commercial | Ducted CEE Tier 1
211240125 | Central HP <5.4 tons | CARRIER | HRCU-A-CB (Split System: Heat Pump with Remote Outdoor Unit-Air-Source) | 38MURAQ24AB3* |  |  | CNPV*3617AL* | 58SP*A070V17**16 | 23800 | 16.5 | 8.1 | 26000 | 23200 | 89.23% | 1.92 | 0 | 10.5 |  |  |  | No | R-410A | 1.9833 | Residential & Commercial | Ducted CEE Tier 1
211240209 | Central HP <5.4 tons | CARRIER | HRCU-A-CB (Split System: Heat Pump with Remote Outdoor Unit-Air-Source) | 38MURAQ24AB3* |  |  | FB4CNF030L |  | 24000 | 17 | 8.5 | 26200 | 23400 | 89.31% | 1.94 | 0 | 10 |  |  |  | No | R-410A | 2 | Residential & Commercial | Ducted CEE Tier 1
215932402 | Central HP <5.4 tons | KENMORE | HRCU-A-CB (Split System: Heat Pump with Remote Outdoor Unit-Air-Source) | (C,H,T)5H3V36*K*AAA* |  |  | EA*5X48M21A*+WALLCON | *80CSU1002120A* | 33400 | 20 | 9.5 | 34600 | 26400 | 76.3% | 2.04 | 0 | 11.5 |  |  |  | No | R-454B | 2.7833 | Residential & Commercial | Ducted CEE Tier 1
215932302 | Central HP <5.4 tons | KENMORE | HRCU-A-CB (Split System: Heat Pump with Remote Outdoor Unit-Air-Source) | (C,H,T)5H3V36*K*AAA* |  |  | EA*5X42M21A*+WALLCON | *97CMN0602120B* | 32600 | 19 | 9.5 | 35200 | 27200 | 77.27% | 2 | 0 | 11 |  |  |  | No | R-454B | 2.7167 | Residential & Commercial | Ducted CEE Tier 1
214396660 | Central HP <5.4 tons | FRASER-JOHNSTON | HRCU-A-CB (Split System: Heat Pump with Remote Outdoor Unit-Air-Source) | HH824E2S11 |  |  | JHC36B5AD2SS1 |  | 23000 | 19 | 9.5 | 23000 | 18700 | 81.3% | 2 | 0 | 12 |  |  |  | No | R-454B | 1.9167 | Residential & Commercial | Ducted CEE Tier 1
214396685 | Central HP <5.4 tons | FRASER-JOHNSTON | HRCU-A-CB (Split System: Heat Pump with Remote Outdoor Unit-Air-Source) | HH824E2S11 |  |  | CTF36B5ADS1 | TM9E060B12MP12 | 23000 | 18 | 9.5 | 23000 | 19200 | 83.48% | 2 | 0 | 12 |  |  |  | No | R-454B | 1.9167 | Residential & Commercial | Ducted CEE Tier 1
214097674 | Central HP <5.4 tons | RHEEM | HRCU-A-CB (Split System: Heat Pump with Remote Outdoor Unit-Air-Source) | RD17AZ48AJ3N |  |  | RCFZ6024SEANM | R802V1255A24UHN | 45500 | 17 | 8.1 | 45500 | 40000 | 87.91% | 2.1 | 0 | 10 |  |  |  | No | R-410A | 3.7917 | Residential & Commercial | Ducted CEE Tier 1
214097692 | Central HP <5.4 tons | RHEEM | HRCU-A-CB (Split System: Heat Pump with Remote Outdoor Unit-Air-Source) | RD17AZ48AJ3N |  |  | RCFZ6024SEANM | R801V1255A24UH | 45500 | 17 | 8.1 | 45500 | 40000 | 87.91% | 2.1 | 0 | 10 |  |  |  | No | R-410A | 3.7917 | Residential & Commercial | Ducted CEE Tier 1
214569545 | Central HP <5.4 tons | BRYANT HEATING AND COOLING SYSTEMS | HRCU-A-CB (Split System: Heat Pump with Remote Outdoor Unit-Air-Source) | 284ANV036*0**B* |  |  | CAP**4224AL*+UI | 987MC60080C21*** | 33200 | 19 | 9.5 | 37800 | 26600 | 70.37% | 2 | 0 | 11.5 |  |  |  | No | R-410A | 2.7667 | Residential & Commercial | Ducted CEE Tier 1
214569599 | Central HP <5.4 tons | BRYANT HEATING AND COOLING SYSTEMS | HRCU-A-CB (Split System: Heat Pump with Remote Outdoor Unit-Air-Source) | 284ANV036*0**B* |  |  | CAP**6121AL*+UI | 935CB60080C21*** | 34800 | 19.5 | 9 | 35800 | 25200 | 70.39% | 2.02 | 0 | 12 |  |  |  | No | R-410A | 2.9 | Residential & Commercial | Ducted CEE Tier 1
214569649 | Central HP <5.4 tons | BRYANT HEATING AND COOLING SYSTEMS | HRCU-A-CB (Split System: Heat Pump with Remote Outdoor Unit-Air-Source) | 284ANV036*0**B* |  |  | CSPH*4812AL*+UI | 935CB66100C21*** | 34200 | 19 | 9 | 36400 | 25800 | 70.88% | 2.06 | 0 | 12 |  |  |  | No | R-410A | 2.85 | Residential & Commercial | Ducted CEE Tier 1
215937835 | Central HP <5.4 tons | BRYANT HEATING AND COOLING SYSTEMS | HRCU-A-CB (Split System: Heat Pump with Remote Outdoor Unit-Air-Source) | 293VAN048**AA* |  |  | CVAVA4821XMA*+UI | 987MC66100C21*** | 44500 | 20 | 8.1 | 52000 | 38500 | 74.04% | 2 | 0 | 11 |  |  |  | No | R-454B | 3.7083 | Residential & Commercial | Ducted CEE Tier 1
215937885 | Central HP <5.4 tons | BRYANT HEATING AND COOLING SYSTEMS | HRCU-A-CB (Split System: Heat Pump with Remote Outdoor Unit-Air-Source) | 293VAN048**AA* |  |  | CVAVA4824XMA*+UI | 88*TB60090C21*** | 45000 | 20.5 | 8.1 | 52000 | 38000 | 73.08% | 1.95 | 0 | 11.5 |  |  |  | No | R-454B | 3.75 | Residential & Commercial | Ducted CEE Tier 1
214609167 | Central HP <5.4 tons | FRASER-JOHNSTON | HRCU-A-CB (Split System: Heat Pump with Remote Outdoor Unit-Air-Source) | HH860E2S11 |  |  | CTM60C5CGS1 | Z9ES080C20SMPS1 | 44500 | 18 | 9 | 45500 | 33400 | 73.41% | 2 | 0 | 12 |  |  |  | No | R-454B | 3.7083 | Residential & Commercial | Ducted CEE Tier 1
214395390 | Central HP <5.4 tons | FRASER-JOHNSTON | HRCU-A-CB (Split System: Heat Pump with Remote Outdoor Unit-Air-Source) | HH860E2S11 |  |  | JHC48C5CG2SS1 |  | 46000 | 19 | 9 | 46000 | 34000 | 73.91% | 2.1 | 0 | 12 |  |  |  | No | R-454B | 3.8333 | Residential & Commercial | Ducted CEE Tier 1
214396344 | Central HP <5.4 tons | FRASER-JOHNSTON | HRCU-A-CB (Split System: Heat Pump with Remote Outdoor Unit-Air-Source) | HH860E2S11 |  |  | CTM60C5CHS1 | TP9C100C20MP13 | 53000 | 19 | 8.5 | 53500 | 38500 | 71.96% | 2 | 0 | 11 |  |  |  | No | R-454B | 4.4167 | Residential & Commercial | Ducted CEE Tier 1
215934032 | Central HP <5.4 tons | KENMORE | HRCU-A-CB (Split System: Heat Pump with Remote Outdoor Unit-Air-Source) | (C,H,T)5H3V48*K*AAA* |  |  | EA*5X48M21A*+WALLCON | *95CSU0802120B* | 43500 | 20.5 | 9 | 48000 | 36600 | 76.25% | 2 | 0 | 10.5 |  |  |  | No | R-454B | 3.625 | Residential & Commercial | Ducted CEE Tier 1
215934232 | Central HP <5.4 tons | KENMORE | HRCU-A-CB (Split System: Heat Pump with Remote Outdoor Unit-Air-Source) | (C,H,T)5H3V48*K*AAA* |  |  | EA*5X61M21A*+WALLCON | *95CSU1002122B* | 45500 | 21.5 | 9.5 | 48500 | 36600 | 75.46% | 2 | 0 | 11.5 |  |  |  | No | R-454B | 3.7917 | Residential & Commercial | Ducted CEE Tier 1
214584641 | Central HP <5.4 tons | COLEMAN | HRCU-A-CB (Split System: Heat Pump with Remote Outdoor Unit-Air-Source) | HH860E2S11 |  |  | CTM60C5CGS1 | Z8ES120C20SMPS1 | 44000 | 18 | 9 | 44500 | 33400 | 75.06% | 2 | 0 | 11.7 |  |  |  | No | R-454B | 3.6667 | Residential & Commercial | Ducted CEE Tier 1
214584716 | Central HP <5.4 tons | COLEMAN | HRCU-A-CB (Split System: Heat Pump with Remote Outdoor Unit-Air-Source) | HH860E2S11 |  |  | CTF60C5CGS1 | Z8ES100C20SMPS1 | 44500 | 18 | 9 | 44500 | 33400 | 75.06% | 2 | 0 | 12 |  |  |  | No | R-454B | 3.7083 | Residential & Commercial | Ducted CEE Tier 1
214609079 | Central HP <5.4 tons | FRASER-JOHNSTON | HRCU-A-CB (Split System: Heat Pump with Remote Outdoor Unit-Air-Source) | HH860E2S11 |  |  | CTF60C5CHS1 | Z9ES100C20SMPS1 | 53000 | 19 | 8.5 | 54000 | 38500 | 71.3% | 2 | 0 | 11 |  |  |  | No | R-454B | 4.4167 | Residential & Commercial | Ducted CEE Tier 1
213071363 | Central HP <5.4 tons | ACIQ | HRCU-A-CB (Split System: Heat Pump with Remote Outdoor Unit-Air-Source) | DLCURAH24ABK |  |  | EN(A,D)4X30L17** | *80VTL0701716A* | 24200 | 17 | 8.1 | 26200 | 23000 | 87.79% | 1.9 | 0 | 10.5 |  |  |  | No | R-410A | 2.0167 | Residential & Commercial | Ducted CEE Tier 1
213071820 | Central HP <5.4 tons | ACIQ | HRCU-A-CB (Split System: Heat Pump with Remote Outdoor Unit-Air-Source) | DLCURAH24ABK |  |  | EN(A,D)4X36L21** | *96VTN0801716A* | 24200 | 16.5 | 8.1 | 26200 | 23000 | 87.79% | 1.9 | 0 | 10.5 |  |  |  | No | R-410A | 2.0167 | Residential & Commercial | Ducted CEE Tier 1
213071963 | Central HP <5.4 tons | ACIQ | HRCU-A-CB (Split System: Heat Pump with Remote Outdoor Unit-Air-Source) | DLCURAH24ABK |  |  | EN(A,D)4X36L21** | OLV112A16A | 24400 | 16 | 8.1 | 26600 | 22600 | 84.96% | 1.86 | 0 | 10 |  |  |  | No | R-410A | 2.0333 | Residential & Commercial | Ducted CEE Tier 1
212979497 | Central HP <5.4 tons | DAY & NIGHT | HRCU-A-CB (Split System: Heat Pump with Remote Outdoor Unit-Air-Source) | DLCURAH24ABK |  |  | EA*4X36L21A* | *80MS(N,L)0702116A* | 24000 | 17.5 | 8.5 | 26400 | 23400 | 88.64% | 1.94 | 0 | 10 |  |  |  | No | R-410A | 2 | Residential & Commercial | Ducted CEE Tier 1
212980602 | Central HP <5.4 tons | DAY & NIGHT | HRCU-A-CB (Split System: Heat Pump with Remote Outdoor Unit-Air-Source) | DLCURAH24ABK |  |  | EN(A,D)4X36L21** | *80MS(N,L)0902120A* | 23600 | 17 | 8.5 | 26200 | 24400 | 93.13% | 2.04 | 0 | 10.5 |  |  |  | No | R-410A | 1.9667 | Residential & Commercial | Ducted CEE Tier 1
212981706 | Central HP <5.4 tons | DAY & NIGHT | HRCU-A-CB (Split System: Heat Pump with Remote Outdoor Unit-Air-Source) | DLCURAH24ABK |  |  | EA*4X25L17A* | *80MSU1002120A* | 24400 | 17 | 8.5 | 25200 | 21600 | 85.71% | 1.8 | 0 | 10 |  |  |  | No | R-410A | 2.0333 | Residential & Commercial | Ducted CEE Tier 1
213081007 | Central HP <5.4 tons | ACIQ | HRCU-A-CB (Split System: Heat Pump with Remote Outdoor Unit-Air-Source) | HVH825GKA2* |  |  | EA*4X43L21A*+WALLCON | *80CTL0901716A* | 24600 | 17.5 | 8.5 | 21000 | 16500 | 78.57% | 2.04 | 0 | 11.7 |  |  |  | No | R-410A | 2.05 | Residential & Commercial | Ducted CEE Tier 1
214097648 | Central HP <5.4 tons | RHEEM | HRCU-A-CB (Split System: Heat Pump with Remote Outdoor Unit-Air-Source) | RD17AZ48AJ3N |  |  | RCFZ6024SEANM | R951V1005A21M4S | 45500 | 16 | 8.1 | 45500 | 40500 | 89.01% | 2.1 | 0 | 10 |  |  |  | No | R-410A | 3.7917 | Residential & Commercial | Ducted CEE Tier 1
215932112 | Central HP <5.4 tons | KENMORE | HRCU-A-CB (Split System: Heat Pump with Remote Outdoor Unit-Air-Source) | (C,H,T)5H3V36*K*AAA* |  |  | EA*5X36M17A*+WALLCON | *96CTN0401410B* | 31000 | 17.5 | 9 | 34200 | 26400 | 77.19% | 1.92 | 0 | 10.5 |  |  |  | No | R-454B | 2.5833 | Residential & Commercial | Ducted CEE Tier 1
215931992 | Central HP <5.4 tons | KENMORE | HRCU-A-CB (Split System: Heat Pump with Remote Outdoor Unit-Air-Source) | (C,H,T)5H3V36*K*AAA* |  |  | EA*5X25M17A*+WALLCON | *96CTN0601714B* | 33600 | 19.5 | 9.5 | 34400 | 26200 | 76.16% | 2.05 | 0 | 11 |  |  |  | No | R-454B | 2.8 | Residential & Commercial | Ducted CEE Tier 1
215932052 | Central HP <5.4 tons | KENMORE | HRCU-A-CB (Split System: Heat Pump with Remote Outdoor Unit-Air-Source) | (C,H,T)5H3V36*K*AAA* |  |  | EA*5X36M17A*+WALLCON | *80CSU0601716A* | 32200 | 19.5 | 9.5 | 35000 | 27000 | 77.14% | 2 | 0 | 11 |  |  |  | No | R-454B | 2.6833 | Residential & Commercial | Ducted CEE Tier 1
215932102 | Central HP <5.4 tons | KENMORE | HRCU-A-CB (Split System: Heat Pump with Remote Outdoor Unit-Air-Source) | (C,H,T)5H3V36*K*AAA* |  |  | EA*5X36M17A*+WALLCON | *97CMN0801714B* | 32000 | 19 | 9.5 | 35600 | 27400 | 76.97% | 1.98 | 0 | 10.5 |  |  |  | No | R-454B | 2.6667 | Residential & Commercial | Ducted CEE Tier 1
214396710 | Central HP <5.4 tons | FRASER-JOHNSTON | HRCU-A-CB (Split System: Heat Pump with Remote Outdoor Unit-Air-Source) | HH824E2S11 |  |  | CTF30B5ACS1 | TM9E080B12MP12 | 23000 | 17 | 9.5 | 23000 | 19400 | 84.35% | 2 | 0 | 11.7 |  |  |  | No | R-454B | 1.9167 | Residential & Commercial | Ducted CEE Tier 1
212982354 | Central HP <5.4 tons | DAY & NIGHT | HRCU-A-CB (Split System: Heat Pump with Remote Outdoor Unit-Air-Source) | DLCURAH24ABK |  |  | EN(A,D,W)4X36L17** | *80MSU0401712A* | 23800 | 16.5 | 8.5 | 25800 | 23800 | 92.25% | 1.98 | 0 | 10.5 |  |  |  | No | R-410A | 1.9833 | Residential & Commercial | Ducted CEE Tier 1
212989197 | Central HP <5.4 tons | KEEPRITE | HRCU-A-CB (Split System: Heat Pump with Remote Outdoor Unit-Air-Source) | DLCURAH24ABK |  |  | EA*4X37L17A* | *95MSU0601716A* | 24000 | 17 | 8.5 | 25600 | 22400 | 87.5% | 1.88 | 0 | 10 |  |  |  | No | R-410A | 2 | Residential & Commercial | Ducted CEE Tier 1
215864023 | Central HP <5.4 tons | Wells | HRCU-A-CB (Split System: Heat Pump with Remote Outdoor Unit-Air-Source) | WOS-24PRE/230 |  |  | WIAH-24MOC/230 |  | 23000 | 18.7 | 10 | 26000 | 23600 | 90.77% | 2.16 | 0 | 12 |  |  |  | No | R-454B | 1.9167 | Residential & Commercial | Ducted CEE Tier 1
215864031 | Central HP <5.4 tons | Wells | HRCU-A-CB (Split System: Heat Pump with Remote Outdoor Unit-Air-Source) | WDHP-60HH |  |  | WDAH-60MOC |  | 54000 | 16 | 9 | 56000 | 52000 | 92.86% | 1.8 | 0 | 10 |  |  |  | No | R-454B | 4.5 | Residential & Commercial | Ducted CEE Tier 1
215937011 | Central HP <5.4 tons | KEEPRITE | HRCU-A-CB (Split System: Heat Pump with Remote Outdoor Unit-Air-Source) | C5H3V48*K*AAA* |  |  | EVM5X48M21A*+WALLCON | *80CTL0901716B* | 43500 | 20 | 8.1 | 52500 | 37600 | 71.62% | 2 | 0 | 11.5 |  |  |  | No | R-454B | 3.625 | Residential & Commercial | Ducted CEE Tier 1
215937981 | Central HP <5.4 tons | KEEPRITE | HRCU-A-CB (Split System: Heat Pump with Remote Outdoor Unit-Air-Source) | C5H3V48*K*AAA* |  |  | EVD5X48M24A*+WALLCON | *96CTN1002122B* | 44500 | 20 | 8.1 | 52000 | 38000 | 73.08% | 1.9 | 0 | 11 |  |  |  | No | R-454B | 3.7083 | Residential & Commercial | Ducted CEE Tier 1
215569752 | Central HP <5.4 tons | Viessmann | HRCU-A-CB (Split System: Heat Pump with Remote Outdoor Unit-Air-Source) | DLCURAH24AAK |  |  | DLFUAAH24XAK |  | 24000 | 17 | 9.2 | 26000 | 19400 | 74.62% | 2.1 | 11.3 | 10.5 |  |  |  | No | R-410A | 2 | Residential & Commercial | Ducted CEE Tier 1
211226826 | Central HP <5.4 tons | BRYANT HEATING AND COOLING SYSTEMS | HRCU-A-CB (Split System: Heat Pump with Remote Outdoor Unit-Air-Source) | 38MURAQ36AB3* |  |  | CAP**3721AL* | 8(0,1)*SA48090E21*** | 36600 | 16 | 8.5 | 38500 | 34800 | 90.39% | 2.1 | 0 | 10 |  |  |  | No | R-410A | 3.05 | Residential & Commercial | Ducted CEE Tier 1
211226862 | Central HP <5.4 tons | BRYANT HEATING AND COOLING SYSTEMS | HRCU-A-CB (Split System: Heat Pump with Remote Outdoor Unit-Air-Source) | 38MURAQ36AB3* |  |  | CAP**3721AL* | 82*SA48045V17*** | 36200 | 15.5 | 8.5 | 38500 | 34800 | 90.39% | 2.06 | 0 | 10 |  |  |  | No | R-410A | 3.0167 | Residential & Commercial | Ducted CEE Tier 1
215936515 | Central HP <5.4 tons | BRYANT HEATING AND COOLING SYSTEMS | HRCU-A-CB (Split System: Heat Pump with Remote Outdoor Unit-Air-Source) | 293VAN036**AA* |  |  | CVAVA4924XMA*+UI | 987MC66100C21*** | 35400 | 22 | 8.5 | 38000 | 28400 | 74.74% | 2.04 | 0 | 12.5 |  |  |  | No | R-454B | 2.95 | Residential & Commercial | Ducted CEE Tier 1
215936815 | Central HP <5.4 tons | BRYANT HEATING AND COOLING SYSTEMS | HRCU-A-CB (Split System: Heat Pump with Remote Outdoor Unit-Air-Source) | 293VAN036**AA* |  |  | CVAVA6024XMA*+UI | 987MC60080C21*** | 35400 | 21.5 | 8.5 | 38000 | 28400 | 74.74% | 2.04 | 0 | 12.5 |  |  |  | No | R-454B | 2.95 | Residential & Commercial | Ducted CEE Tier 1
211226589 | Central HP <5.4 tons | BRYANT HEATING AND COOLING SYSTEMS | HRCU-A-CB (Split System: Heat Pump with Remote Outdoor Unit-Air-Source) | 38MURAQ36AB3* |  |  | CAP**3717AL* | 82*TA36070V14*** | 36000 | 15.5 | 8.1 | 38500 | 35000 | 90.91% | 2 | 0 | 10 |  |  |  | No | R-410A | 3 | Residential & Commercial | Ducted CEE Tier 1
215931542 | Central HP <5.4 tons | KENMORE | HRCU-A-CB (Split System: Heat Pump with Remote Outdoor Unit-Air-Source) | (C,H,T)5H3V60*K*AAA* |  |  | EA*5X60M24A*+WALLCON | *80CTL0702120B* | 55500 | 18 | 8.1 | 60500 | 46500 | 76.86% | 1.95 | 0 | 11 |  |  |  | No | R-454B | 4.625 | Residential & Commercial | Ducted CEE Tier 1
215931852 | Central HP <5.4 tons | KENMORE | HRCU-A-CB (Split System: Heat Pump with Remote Outdoor Unit-Air-Source) | (C,H,T)5H3V60*K*AAA* |  |  | ESH5X60M12A*+WALLCON | *95CSU0802120B* | 56000 | 17.5 | 8.1 | 61000 | 46000 | 75.41% | 1.95 | 0 | 11 |  |  |  | No | R-454B | 4.6667 | Residential & Commercial | Ducted CEE Tier 1
214595080 | Central HP <5.4 tons | LUXAIRE | HRCU-A-CB (Split System: Heat Pump with Remote Outdoor Unit-Air-Source) | HH836E2S11 |  |  | CTM48C5CFS1 | Z8ES080C16SMPS1 | 34400 | 19 | 9 | 32200 | 25400 | 78.88% | 2 | 0 | 11 |  |  |  | No | R-454B | 2.8667 | Residential & Commercial | Ducted CEE Tier 1
216411147 | Central HP <5.4 tons | LUXAIRE | HRCU-A-CB (Split System: Heat Pump with Remote Outdoor Unit-Air-Source) | HMH72B341 |  |  | XAHC36DBCN1 | Z9ET080B12SMPS1 | 33200 | 18 | 8.5 | 33000 | 23200 | 70.3% | 2 | 0 | 10 |  |  |  | No | R-410A | 2.7667 | Residential & Commercial | Ducted CEE Tier 1
213297196 | Central HP <5.4 tons | CHAMPION HEATING AND COOLING | HRCU-A-CB (Split System: Heat Pump with Remote Outdoor Unit-Air-Source) | HMH72B341 |  |  | XAFB30CXXN1+TXV | Z8ES040A12LMPS1 | 33200 | 18 | 8.5 | 33000 | 23400 | 70.91% | 2.06 | 0 | 10 |  |  |  | No | R-410A | 2.7667 | Residential & Commercial | Ducted CEE Tier 1
214066868 | Central HP <5.4 tons | RHEEM | HRCU-A-CB (Split System: Heat Pump with Remote Outdoor Unit-Air-Source) | RD17AZ36AJ3N |  |  | RCFZ3621MTANM | R801V1005A21UHU | 34200 | 18 | 8.1 | 34200 | 29400 | 85.96% | 2 | 0 | 11.7 |  |  |  | No | R-410A | 2.85 | Residential & Commercial | Ducted CEE Tier 1
213298066 | Central HP <5.4 tons | CHAMPION HEATING AND COOLING | HRCU-A-CB (Split System: Heat Pump with Remote Outdoor Unit-Air-Source) | HMH72B341 |  |  | XAFB36DXXN1+TXV | Z8ES040A12LMPS1 | 34000 | 18 | 8.5 | 33400 | 24200 | 72.46% | 2.1 | 0 | 10 |  |  |  | No | R-410A | 2.8333 | Residential & Commercial | Ducted CEE Tier 1
213297241 | Central HP <5.4 tons | CHAMPION HEATING AND COOLING | HRCU-A-CB (Split System: Heat Pump with Remote Outdoor Unit-Air-Source) | HMH72B341 |  |  | XAFC36DBCN1 | Z9ET080B12SMPS1 | 33800 | 18 | 8.5 | 33000 | 23200 | 70.3% | 2 | 0 | 10 |  |  |  | No | R-410A | 2.8167 | Residential & Commercial | Ducted CEE Tier 1
213296971 | Central HP <5.4 tons | CHAMPION HEATING AND COOLING | HRCU-A-CB (Split System: Heat Pump with Remote Outdoor Unit-Air-Source) | HMH72B341 |  |  | XAHC36DBCN1 | Z8ES080B12LMPS1 | 33400 | 17.5 | 8.1 | 32800 | 23000 | 70.12% | 2.02 | 0 | 10 |  |  |  | No | R-410A | 2.7833 | Residential & Commercial | Ducted CEE Tier 1
213296996 | Central HP <5.4 tons | CHAMPION HEATING AND COOLING | HRCU-A-CB (Split System: Heat Pump with Remote Outdoor Unit-Air-Source) | HMH72B341 |  |  | XAFB36DBCN1 | Z8ES080B12LMPS1 | 34000 | 18 | 8.1 | 33400 | 24000 | 71.86% | 2.08 | 0 | 10 |  |  |  | No | R-410A | 2.8333 | Residential & Commercial | Ducted CEE Tier 1
215932002 | Central HP <5.4 tons | KENMORE | HRCU-A-CB (Split System: Heat Pump with Remote Outdoor Unit-Air-Source) | (C,H,T)5H3V36*K*AAA* |  |  | EA*5X30M14A*+WALLCON | *96CTN0401410B* | 30800 | 17 | 9 | 34400 | 26600 | 77.33% | 1.9 | 0 | 10 |  |  |  | No | R-454B | 2.5667 | Residential & Commercial | Ducted CEE Tier 1
215932312 | Central HP <5.4 tons | KENMORE | HRCU-A-CB (Split System: Heat Pump with Remote Outdoor Unit-Air-Source) | (C,H,T)5H3V36*K*AAA* |  |  | EA*5X42M21A*+WALLCON | *97CMN0801714B* | 32400 | 19.5 | 9.5 | 35400 | 27200 | 76.84% | 2 | 0 | 11 |  |  |  | No | R-454B | 2.7 | Residential & Commercial | Ducted CEE Tier 1
215932012 | Central HP <5.4 tons | KENMORE | HRCU-A-CB (Split System: Heat Pump with Remote Outdoor Unit-Air-Source) | (C,H,T)5H3V36*K*AAA* |  |  | EA*5X30M17A*+WALLCON | *97CMN0601714B* | 31800 | 18.5 | 9 | 34600 | 26600 | 76.88% | 1.9 | 0 | 10.5 |  |  |  | No | R-454B | 2.65 | Residential & Commercial | Ducted CEE Tier 1
215931942 | Central HP <5.4 tons | KENMORE | HRCU-A-CB (Split System: Heat Pump with Remote Outdoor Unit-Air-Source) | (C,H,T)5H3V36*K*AAA* |  |  | EA*5X24M17A*+WALLCON | *97CMN0601714B* | 31400 | 18.5 | 9.5 | 35000 | 27000 | 77.14% | 1.98 | 0 | 10 |  |  |  | No | R-454B | 2.6167 | Residential & Commercial | Ducted CEE Tier 1
214397137 | Central HP <5.4 tons | FRASER-JOHNSTON | HRCU-A-CB (Split System: Heat Pump with Remote Outdoor Unit-Air-Source) | HH824E2S11 |  |  | CTM30B5ACS1 | TM9Y060B12MP11 | 23000 | 17 | 9.5 | 23000 | 18300 | 79.57% | 2 | 0 | 11.7 |  |  |  | No | R-454B | 1.9167 | Residential & Commercial | Ducted CEE Tier 1
215931902 | Central HP <5.4 tons | KENMORE | HRCU-A-CB (Split System: Heat Pump with Remote Outdoor Unit-Air-Source) | (C,H,T)5H3V60*K*AAA* |  |  | ESH5X60M12A*+WALLCON | *97CMN1202422B* | 56000 | 17.5 | 8.1 | 61000 | 46000 | 75.41% | 1.95 | 0 | 11 |  |  |  | No | R-454B | 4.6667 | Residential & Commercial | Ducted CEE Tier 1
215931602 | Central HP <5.4 tons | KENMORE | HRCU-A-CB (Split System: Heat Pump with Remote Outdoor Unit-Air-Source) | (C,H,T)5H3V60*K*AAA* |  |  | EA*5X60M24A*+WALLCON | *97CMN0602120B* | 55000 | 17.5 | 8.1 | 61000 | 47000 | 77.05% | 1.95 | 0 | 10.5 |  |  |  | No | R-454B | 4.5833 | Residential & Commercial | Ducted CEE Tier 1
215931912 | Central HP <5.4 tons | KENMORE | HRCU-A-CB (Split System: Heat Pump with Remote Outdoor Unit-Air-Source) | (C,H,T)5H3V60*K*AAA* |  |  | ESH5X60M12A*+WALLCON | *96CTN1002122B* | 56500 | 18 | 8.1 | 61000 | 46000 | 75.41% | 1.95 | 0 | 11 |  |  |  | No | R-454B | 4.7083 | Residential & Commercial | Ducted CEE Tier 1
215931712 | Central HP <5.4 tons | KENMORE | HRCU-A-CB (Split System: Heat Pump with Remote Outdoor Unit-Air-Source) | (C,H,T)5H3V60*K*AAA* |  |  | EA*5X61M24A*+WALLCON | *80CTL1102120B* | 57000 | 19 | 8.5 | 60500 | 46500 | 76.86% | 2.02 | 0 | 11.5 |  |  |  | No | R-454B | 4.75 | Residential & Commercial | Ducted CEE Tier 1
215931782 | Central HP <5.4 tons | KENMORE | HRCU-A-CB (Split System: Heat Pump with Remote Outdoor Unit-Air-Source) | (C,H,T)5H3V60*K*AAA* |  |  | EA*5X61M24A*+WALLCON | *96CTN1002122B* | 57000 | 18.5 | 8.5 | 60500 | 46500 | 76.86% | 2.02 | 0 | 11.5 |  |  |  | No | R-454B | 4.75 | Residential & Commercial | Ducted CEE Tier 1
215931812 | Central HP <5.4 tons | KENMORE | HRCU-A-CB (Split System: Heat Pump with Remote Outdoor Unit-Air-Source) | (C,H,T)5H3V60*K*AAA* |  |  | ESH5X60M12A*+WALLCON | *80CSU1002120A* | 56000 | 18 | 8.1 | 61000 | 46000 | 75.41% | 1.95 | 0 | 11 |  |  |  | No | R-454B | 4.6667 | Residential & Commercial | Ducted CEE Tier 1
215931532 | Central HP <5.4 tons | KENMORE | HRCU-A-CB (Split System: Heat Pump with Remote Outdoor Unit-Air-Source) | (C,H,T)5H3V60*K*AAA* |  |  | EA*5X60M24A*+WALLCON | *80CSU1002120A* | 55500 | 18.5 | 8.5 | 60500 | 46000 | 76.03% | 2.04 | 0 | 11 |  |  |  | No | R-454B | 4.625 | Residential & Commercial | Ducted CEE Tier 1
215931582 | Central HP <5.4 tons | KENMORE | HRCU-A-CB (Split System: Heat Pump with Remote Outdoor Unit-Air-Source) | (C,H,T)5H3V60*K*AAA* |  |  | EA*5X60M24A*+WALLCON | *95CSU0802120B* | 55500 | 18 | 8.1 | 60500 | 46000 | 76.03% | 1.95 | 0 | 11 |  |  |  | No | R-454B | 4.625 | Residential & Commercial | Ducted CEE Tier 1
215931742 | Central HP <5.4 tons | KENMORE | HRCU-A-CB (Split System: Heat Pump with Remote Outdoor Unit-Air-Source) | (C,H,T)5H3V60*K*AAA* |  |  | EA*5X61M24A*+WALLCON | *97CMN0602120B* | 56000 | 18 | 8.5 | 61000 | 47500 | 77.87% | 2 | 0 | 10.5 |  |  |  | No | R-454B | 4.6667 | Residential & Commercial | Ducted CEE Tier 1
215569769 | Central HP <5.4 tons | Viessmann | HRCU-A-C (Split System: Heat Pump with Remote Outdoor Unit with No Indoor Fan --Air Source) | DLCURAH36ABK |  |  | DLFULAH36XCX + CI |  | 35000 | 15.2 | 10 | 39000 | 32000 | 82.05% | 2 | 10.2 | 10 |  |  |  | No | R-410A | 2.9167 | Residential & Commercial | Ducted CEE Tier 1
214573854 | Central HP <5.4 tons | DAY & NIGHT | HRCU-A-CB (Split System: Heat Pump with Remote Outdoor Unit-Air-Source) | CVH837GKA2* |  |  | EA*4X43L21A*+WALLCON | *80CTL0702120B* | 32800 | 17.5 | 8.5 | 32800 | 25200 | 76.83% | 2 | 0 | 11 |  |  |  | No | R-410A | 2.7333 | Residential & Commercial | Ducted CEE Tier 1
214573954 | Central HP <5.4 tons | DAY & NIGHT | HRCU-A-CB (Split System: Heat Pump with Remote Outdoor Unit-Air-Source) | CVH837GKA2* |  |  | EA*4X48L21A*+WALLCON | *97CMN0802120B* | 32200 | 17.5 | 8.5 | 32400 | 25000 | 77.16% | 1.98 | 0 | 11 |  |  |  | No | R-410A | 2.6833 | Residential & Commercial | Ducted CEE Tier 1
213412079 | Central HP <5.4 tons | ICONIC AIR SOLUTION | HRCU-A-CB (Split System: Heat Pump with Remote Outdoor Unit-Air-Source) | ICLZ36AK |  |  | IFLA36IK |  | 36000 | 16 | 9.5 | 40000 | 34400 | 86% | 1.97 | 10.5 | 10 |  |  |  | No | R-410A | 3 | Residential & Commercial | Ducted CEE Tier 1
214569429 | Central HP <5.4 tons | BRYANT HEATING AND COOLING SYSTEMS | HRCU-A-CB (Split System: Heat Pump with Remote Outdoor Unit-Air-Source) | 284ANV048*0**B* |  |  | CAP**6024AL*+UI | 987MC60080C21*** | 44500 | 21 | 10 | 46000 | 36400 | 79.13% | 2.34 | 0 | 11.5 |  |  |  | No | R-410A | 3.7083 | Residential & Commercial | Ducted CEE Tier 1
215936801 | Central HP <5.4 tons | KEEPRITE | HRCU-A-CB (Split System: Heat Pump with Remote Outdoor Unit-Air-Source) | C5H3V36*K*AAA* |  |  | EVD5X60M24A*+WALLCON | *95CSU1002122B* | 35600 | 22 | 8.5 | 38000 | 28400 | 74.74% | 2.06 | 0 | 12.5 |  |  |  | No | R-454B | 2.9667 | Residential & Commercial | Ducted CEE Tier 1
215932290 | Central HP <5.4 tons | DAY & NIGHT | HRCU-A-CB (Split System: Heat Pump with Remote Outdoor Unit-Air-Source) | C5H3V36*K*AAA* |  |  | EA*5X42M21A*+WALLCON | *97CMN0601714B* | 32400 | 19 | 9.5 | 34400 | 26400 | 76.74% | 2.04 | 0 | 10.5 |  |  |  | No | R-454B | 2.7 | Residential & Commercial | Ducted CEE Tier 1
215940180 | Central HP <5.4 tons | DAY & NIGHT | HRCU-A-CB (Split System: Heat Pump with Remote Outdoor Unit-Air-Source) | C5H3V36*K*AAA* |  |  | ESH5X60M12A*+WALLCON | *96CTN0802120B* | 34200 | 19.5 | 9 | 34200 | 26000 | 76.02% | 1.96 | 0 | 11.7 |  |  |  | No | R-454B | 2.85 | Residential & Commercial | Ducted CEE Tier 1
215940210 | Central HP <5.4 tons | DAY & NIGHT | HRCU-A-CB (Split System: Heat Pump with Remote Outdoor Unit-Air-Source) | C5H3V36*K*AAA* |  |  | ESH5X60M12A*+WALLCON | *97CTN0601716A* | 33800 | 18.5 | 9 | 35000 | 26800 | 76.57% | 1.92 | 0 | 11 |  |  |  | No | R-454B | 2.8167 | Residential & Commercial | Ducted CEE Tier 1
214243949 | Central HP <5.4 tons | CARRIER | HRCU-A-CB (Split System: Heat Pump with Remote Outdoor Unit-Air-Source) | 25VNA448A*031* |  |  | CNPV*4821AL*+UI | 58TN*B070C17**16 | 43500 | 20.5 | 8.5 | 47000 | 37000 | 78.72% | 2.12 | 0 | 11 |  |  |  | No | R-410A | 3.625 | Residential & Commercial | Ducted CEE Tier 1
214243951 | Central HP <5.4 tons | CARRIER | HRCU-A-CB (Split System: Heat Pump with Remote Outdoor Unit-Air-Source) | 25VNA448A*031* |  |  | CNPV*4821AL*+UI | 58TN*B090C21**20 | 44000 | 21 | 8.5 | 46500 | 36200 | 77.85% | 2.16 | 0 | 12 |  |  |  | No | R-410A | 3.6667 | Residential & Commercial | Ducted CEE Tier 1
215678279 | Central HP <5.4 tons | DAY & NIGHT | HRCU-A-CB (Split System: Heat Pump with Remote Outdoor Unit-Air-Source) | C5H0V24*K*AAA* |  |  | EA*5X30M17A*+WALLCON | *80CSU0601716B* | 23200 | 17 | 8.5 | 23600 | 16600 | 70.34% | 1.98 | 0 | 10 |  |  |  | No | R-454B | 1.9333 | Residential & Commercial | Ducted CEE Tier 1
215678329 | Central HP <5.4 tons | DAY & NIGHT | HRCU-A-CB (Split System: Heat Pump with Remote Outdoor Unit-Air-Source) | C5H0V24*K*AAA* |  |  | EA*5X36M17A*+WALLCON | *97CTN0601716A* | 23000 | 16.5 | 9 | 23800 | 16700 | 70.17% | 1.98 | 0 | 10 |  |  |  | No | R-454B | 1.9167 | Residential & Commercial | Ducted CEE Tier 1
215678409 | Central HP <5.4 tons | DAY & NIGHT | HRCU-A-CB (Split System: Heat Pump with Remote Outdoor Unit-Air-Source) | C5H0V24*K*AAA* |  |  | EA*5X37M21A*+WALLCON | *97CTN0601716A* | 24000 | 17 | 9 | 23400 | 16400 | 70.09% | 2.02 | 0 | 10.5 |  |  |  | No | R-454B | 2 | Residential & Commercial | Ducted CEE Tier 1
215678429 | Central HP <5.4 tons | DAY & NIGHT | HRCU-A-CB (Split System: Heat Pump with Remote Outdoor Unit-Air-Source) | C5H0V24*K*AAA* |  |  | EA*5X37M21A*+WALLCON | *97CTN1002122A* | 24000 | 17.5 | 9 | 23200 | 16300 | 70.26% | 2.02 | 0 | 10.5 |  |  |  | No | R-454B | 2 | Residential & Commercial | Ducted CEE Tier 1
214396475 | Central HP <5.4 tons | FRASER-JOHNSTON | HRCU-A-CB (Split System: Heat Pump with Remote Outdoor Unit-Air-Source) | HH836E2S11 |  |  | CTM36C5CDS1 | TMLE080C20MP11 | 34400 | 17 | 8.5 | 32400 | 26400 | 81.48% | 2 | 0 | 11 |  |  |  | No | R-454B | 2.8667 | Residential & Commercial | Ducted CEE Tier 1
215569766 | Central HP <5.4 tons | Viessmann | HRCU-A-C (Split System: Heat Pump with Remote Outdoor Unit with No Indoor Fan --Air Source) | DLCURAH24ABK |  |  | DLFULAH24XBX + CI |  | 24000 | 16.5 | 9.5 | 25000 | 20000 | 80% | 1.95 | 11 | 10.7 |  |  |  | No | R-410A | 2 | Residential & Commercial | Ducted CEE Tier 1
214397320 | Central HP <5.4 tons | FRASER-JOHNSTON | HRCU-A-CB (Split System: Heat Pump with Remote Outdoor Unit-Air-Source) | HH836E2S11 |  |  | JHC42C5CF2SS1 |  | 34400 | 19 | 9 | 31600 | 25000 | 79.11% | 2 | 0 | 11.7 |  |  |  | No | R-454B | 2.8667 | Residential & Commercial | Ducted CEE Tier 1
213297006 | Central HP <5.4 tons | CHAMPION HEATING AND COOLING | HRCU-A-CB (Split System: Heat Pump with Remote Outdoor Unit-Air-Source) | HMH72B341 |  |  | XAFA30DXXN1+TXV | Z8ES040A12SMPS1 | 33800 | 17.5 | 8.1 | 33400 | 23400 | 70.06% | 2.04 | 0 | 10 |  |  |  | No | R-410A | 2.8167 | Residential & Commercial | Ducted CEE Tier 1
215853353 | Central HP <5.4 tons | COLEMAN | HRCU-A-CB (Split System: Heat Pump with Remote Outdoor Unit-Air-Source) | HH836E2S11 |  |  | CTM36C5CDS1+JMET12CS2N1 |  | 34000 | 19 | 9 | 31200 | 25600 | 82.05% | 2 | 0 | 11.7 |  |  |  | No | R-454B | 2.8333 | Residential & Commercial | Ducted CEE Tier 1
213297651 | Central HP <5.4 tons | CHAMPION HEATING AND COOLING | HRCU-A-CB (Split System: Heat Pump with Remote Outdoor Unit-Air-Source) | HMH72B341 |  |  | XAHB36DXXN1+TXV | Z8ES040A12SMPS1 | 33200 | 17.5 | 8.1 | 32800 | 23000 | 70.12% | 2.02 | 0 | 10 |  |  |  | No | R-410A | 2.7667 | Residential & Commercial | Ducted CEE Tier 1
213297656 | Central HP <5.4 tons | CHAMPION HEATING AND COOLING | HRCU-A-CB (Split System: Heat Pump with Remote Outdoor Unit-Air-Source) | HMH72B341 |  |  | XAHB36DXXN1+TXV | Z8ES040A12LMPS1 | 33200 | 17.5 | 8.1 | 32800 | 23000 | 70.12% | 2.02 | 0 | 10 |  |  |  | No | R-410A | 2.7667 | Residential & Commercial | Ducted CEE Tier 1
214396440 | Central HP <5.4 tons | FRASER-JOHNSTON | HRCU-A-CB (Split System: Heat Pump with Remote Outdoor Unit-Air-Source) | HH836E2S11 |  |  | CTM36B5CDS1 | TM9E080B12MP12 | 33400 | 17 | 8.5 | 31800 | 26000 | 81.76% | 2 | 0 | 11 |  |  |  | No | R-454B | 2.7833 | Residential & Commercial | Ducted CEE Tier 1
214396973 | Central HP <5.4 tons | FRASER-JOHNSTON | HRCU-A-CB (Split System: Heat Pump with Remote Outdoor Unit-Air-Source) | HH836E2S11 |  |  | CTF48C5CFS1 | TM8V080C16MP12 | 33400 | 18 | 9 | 31600 | 25400 | 80.38% | 2 | 0 | 11 |  |  |  | No | R-454B | 2.7833 | Residential & Commercial | Ducted CEE Tier 1
213298031 | Central HP <5.4 tons | CHAMPION HEATING AND COOLING | HRCU-A-CB (Split System: Heat Pump with Remote Outdoor Unit-Air-Source) | HMH72B341 |  |  | XAFC36DBCN1 | Z8ES080C16SMPS1 | 34000 | 18 | 8.5 | 33400 | 24200 | 72.46% | 2.14 | 0 | 10 |  |  |  | No | R-410A | 2.8333 | Residential & Commercial | Ducted CEE Tier 1
213298061 | Central HP <5.4 tons | CHAMPION HEATING AND COOLING | HRCU-A-CB (Split System: Heat Pump with Remote Outdoor Unit-Air-Source) | HMH72B341 |  |  | XAFB36DXXN1+TXV | Z8ES040A12SMPS1 | 34000 | 18 | 8.5 | 33400 | 24200 | 72.46% | 2.1 | 0 | 10 |  |  |  | No | R-410A | 2.8333 | Residential & Commercial | Ducted CEE Tier 1
213298086 | Central HP <5.4 tons | CHAMPION HEATING AND COOLING | HRCU-A-CB (Split System: Heat Pump with Remote Outdoor Unit-Air-Source) | HMH72B341 |  |  | XAUB36DXXN1+TXV | Z8ES040A12LMPS1 | 34000 | 18 | 8.5 | 33400 | 24200 | 72.46% | 2.1 | 0 | 10 |  |  |  | No | R-410A | 2.8333 | Residential & Commercial | Ducted CEE Tier 1
213298036 | Central HP <5.4 tons | CHAMPION HEATING AND COOLING | HRCU-A-CB (Split System: Heat Pump with Remote Outdoor Unit-Air-Source) | HMH72B341 |  |  | XAFC36DBCN1 | Z8ES080C16LMPS1 | 34000 | 18 | 8.5 | 33400 | 24200 | 72.46% | 2.14 | 0 | 10 |  |  |  | No | R-410A | 2.8333 | Residential & Commercial | Ducted CEE Tier 1
213296936 | Central HP <5.4 tons | CHAMPION HEATING AND COOLING | HRCU-A-CB (Split System: Heat Pump with Remote Outdoor Unit-Air-Source) | HMH72B341 |  |  | XAFC36DXXN1+TXV | Z8ES080C20SMPS1 | 34000 | 18 | 8.5 | 33400 | 24400 | 73.05% | 2.12 | 0 | 10 |  |  |  | No | R-410A | 2.8333 | Residential & Commercial | Ducted CEE Tier 1
215937491 | Central HP <5.4 tons | KEEPRITE | HRCU-A-CB (Split System: Heat Pump with Remote Outdoor Unit-Air-Source) | C5H3V48*K*AAA* |  |  | EVM5X60M24A*+WALLCON | *80CTL1352422B* | 45500 | 21 | 8.1 | 52500 | 38000 | 72.38% | 1.95 | 0 | 11.5 |  |  |  | No | R-454B | 3.7917 | Residential & Commercial | Ducted CEE Tier 1
214242273 | Central HP <5.4 tons | KENMORE | HRCU-A-CB (Split System: Heat Pump with Remote Outdoor Unit-Air-Source) | (C,H,T)VH825GKA3* |  |  | EN(A,D,W)4X48L21**+WALLCON | *97CMN0601714B* | 24000 | 16.5 | 8.1 | 21400 | 16700 | 78.04% | 1.98 | 0 | 11 |  |  |  | No | R-410A | 2 | Residential & Commercial | Ducted CEE Tier 1
214242053 | Central HP <5.4 tons | KENMORE | HRCU-A-CB (Split System: Heat Pump with Remote Outdoor Unit-Air-Source) | (C,H,T)VH825GKA3* |  |  | END4X42L17**+WALLCON | *97CMN0801714B* | 23800 | 16.5 | 8.1 | 21400 | 16700 | 78.04% | 1.96 | 0 | 11 |  |  |  | No | R-410A | 1.9833 | Residential & Commercial | Ducted CEE Tier 1
214240081 | Central HP <5.4 tons | KENMORE | HRCU-A-CB (Split System: Heat Pump with Remote Outdoor Unit-Air-Source) | (C,H,T)VH837GKA** |  |  | EN(A,D,W)4X60L24**+WALLCON | *97CMN1202422B* | 32800 | 17.5 | 8.1 | 32200 | 24600 | 76.4% | 1.96 | 0 | 11.7 |  |  |  | No | R-410A | 2.7333 | Residential & Commercial | Ducted CEE Tier 1
214241853 | Central HP <5.4 tons | KENMORE | HRCU-A-CB (Split System: Heat Pump with Remote Outdoor Unit-Air-Source) | (C,H,T)VH825GKA3* |  |  | EN(A,D,W)4X36L17**+WALLCON | *96CTN0601714B* | 23400 | 16 | 8.1 | 21600 | 16800 | 77.78% | 1.9 | 0 | 10.5 |  |  |  | No | R-410A | 1.95 | Residential & Commercial | Ducted CEE Tier 1
215941030 | Central HP <5.4 tons | DAY & NIGHT | HRCU-A-CB (Split System: Heat Pump with Remote Outdoor Unit-Air-Source) | C5H3V48*K*AAA* |  |  | EA*5X60M24A*+WALLCON | *97CTN1202422A* | 44500 | 21 | 9.5 | 48000 | 36400 | 75.83% | 2 | 0 | 11 |  |  |  | No | R-454B | 3.7083 | Residential & Commercial | Ducted CEE Tier 1
214397118 | Central HP <5.4 tons | CHAMPION HEATING AND COOLING | HRCU-A-CB (Split System: Heat Pump with Remote Outdoor Unit-Air-Source) | HH824E2S11 |  |  | CTF30A5ADS1 | TM9E026A08MP12 | 23000 | 17 | 9 | 23000 | 18300 | 79.57% | 2 | 0 | 12 |  |  |  | No | R-454B | 1.9167 | Residential & Commercial | Ducted CEE Tier 1
214396265 | Central HP <5.4 tons | CHAMPION HEATING AND COOLING | HRCU-A-CB (Split System: Heat Pump with Remote Outdoor Unit-Air-Source) | HH824E2S11 |  |  | CTM30B5ACS1+JMC12B2SN1 |  | 23000 | 18 | 9.5 | 23000 | 19000 | 82.61% | 2 | 0 | 12 |  |  |  | No | R-454B | 1.9167 | Residential & Commercial | Ducted CEE Tier 1
214609153 | Central HP <5.4 tons | FRASER-JOHNSTON | HRCU-A-CB (Split System: Heat Pump with Remote Outdoor Unit-Air-Source) | HH824E2S11 |  |  | CTM30B5ACS1 | Z9ES080B12SMPS1 | 23000 | 18 | 9.5 | 23000 | 19100 | 83.04% | 2 | 0 | 12 |  |  |  | No | R-454B | 1.9167 | Residential & Commercial | Ducted CEE Tier 1
214609217 | Central HP <5.4 tons | FRASER-JOHNSTON | HRCU-A-CB (Split System: Heat Pump with Remote Outdoor Unit-Air-Source) | HH824E2S11 |  |  | CTF30A5ADS1 | Z9ES060A10SMPS1 | 23000 | 19 | 9 | 23000 | 18500 | 80.43% | 2 | 0 | 12 |  |  |  | No | R-454B | 1.9167 | Residential & Commercial | Ducted CEE Tier 1
215940360 | Central HP <5.4 tons | DAY & NIGHT | HRCU-A-CB (Split System: Heat Pump with Remote Outdoor Unit-Air-Source) | C5H3V36*K*AAA* |  |  | EVM5X49M21A*+WALLCON | *97CTN0601716A* | 35200 | 21 | 8.5 | 38500 | 29400 | 76.36% | 2.02 | 0 | 11.7 |  |  |  | No | R-454B | 2.9333 | Residential & Commercial | Ducted CEE Tier 1
215940380 | Central HP <5.4 tons | DAY & NIGHT | HRCU-A-CB (Split System: Heat Pump with Remote Outdoor Unit-Air-Source) | C5H3V36*K*AAA* |  |  | EVM5X49M21A*+WALLCON | *97CTN0802120A* | 35600 | 21.5 | 8.5 | 38000 | 28600 | 75.26% | 2.04 | 0 | 12 |  |  |  | No | R-454B | 2.9667 | Residential & Commercial | Ducted CEE Tier 1
215940530 | Central HP <5.4 tons | DAY & NIGHT | HRCU-A-CB (Split System: Heat Pump with Remote Outdoor Unit-Air-Source) | C5H3V36*K*AAA* |  |  | EVD5X36M21A*+WALLCON | *80CSU0601716B* | 34400 | 21 | 8.5 | 38500 | 28000 | 72.73% | 2.04 | 0 | 12 |  |  |  | No | R-454B | 2.8667 | Residential & Commercial | Ducted CEE Tier 1
215940680 | Central HP <5.4 tons | DAY & NIGHT | HRCU-A-CB (Split System: Heat Pump with Remote Outdoor Unit-Air-Source) | C5H3V36*K*AAA* |  |  | EVD5X42M21A*+WALLCON | *97CTN1002122A* | 34400 | 21 | 8.5 | 38500 | 28000 | 72.73% | 2.06 | 0 | 12 |  |  |  | No | R-454B | 2.8667 | Residential & Commercial | Ducted CEE Tier 1
215940730 | Central HP <5.4 tons | DAY & NIGHT | HRCU-A-CB (Split System: Heat Pump with Remote Outdoor Unit-Air-Source) | C5H3V36*K*AAA* |  |  | EVD5X48M24A*+WALLCON | *96CTN0802120B* | 35000 | 21 | 8.5 | 38500 | 28400 | 73.77% | 2.04 | 0 | 12 |  |  |  | No | R-454B | 2.9167 | Residential & Commercial | Ducted CEE Tier 1
215936691 | Central HP <5.4 tons | KEEPRITE | HRCU-A-CB (Split System: Heat Pump with Remote Outdoor Unit-Air-Source) | C5H3V36*K*AAA* |  |  | EVD5X60M21A*+WALLCON | *97CMN0801714B* | 35400 | 21.5 | 8.5 | 38500 | 29000 | 75.32% | 2.02 | 0 | 12 |  |  |  | No | R-454B | 2.95 | Residential & Commercial | Ducted CEE Tier 1
215935921 | Central HP <5.4 tons | KEEPRITE | HRCU-A-CB (Split System: Heat Pump with Remote Outdoor Unit-Air-Source) | C5H3V36*K*AAA* |  |  | EVD5X42M17A*+WALLCON | *97CMN0601714B* | 34200 | 20 | 8.5 | 38000 | 27400 | 72.11% | 2.08 | 0 | 11 |  |  |  | No | R-454B | 2.85 | Residential & Commercial | Ducted CEE Tier 1
211387644 | Central HP <5.4 tons | LUXAIRE | HRCU-A-CB (Split System: Heat Pump with Remote Outdoor Unit-Air-Source) | HMH72B341 |  |  | XAFC36DBCN1 | TM9V080C16MP12 | 34000 | 17.5 | 8.1 | 33800 | 23800 | 70.41% | 2.08 | 0 | 10 |  |  |  | No | R-410A | 2.8333 | Residential & Commercial | Ducted CEE Tier 1
213297186 | Central HP <5.4 tons | CHAMPION HEATING AND COOLING | HRCU-A-CB (Split System: Heat Pump with Remote Outdoor Unit-Air-Source) | HMH72B341 |  |  | XAFC30CXXN1+TXV | Z8ES080B12LMPS1 | 33200 | 18 | 8.5 | 33000 | 23400 | 70.91% | 2.04 | 0 | 10 |  |  |  | No | R-410A | 2.7667 | Residential & Commercial | Ducted CEE Tier 1
213297636 | Central HP <5.4 tons | CHAMPION HEATING AND COOLING | HRCU-A-CB (Split System: Heat Pump with Remote Outdoor Unit-Air-Source) | HMH72B341 |  |  | XAHB36DXXN1+TXV | Z8ES080B12LMPS1 | 33200 | 17.5 | 8.1 | 32800 | 23000 | 70.12% | 2 | 0 | 10 |  |  |  | No | R-410A | 2.7667 | Residential & Commercial | Ducted CEE Tier 1
213296956 | Central HP <5.4 tons | CHAMPION HEATING AND COOLING | HRCU-A-CB (Split System: Heat Pump with Remote Outdoor Unit-Air-Source) | HMH72B341 |  |  | XAHC36DXXN1+TXV | Z8ES080B12SMPS1 | 33400 | 17.5 | 8.1 | 32800 | 23000 | 70.12% | 2.02 | 0 | 10 |  |  |  | No | R-410A | 2.7833 | Residential & Commercial | Ducted CEE Tier 1
213297731 | Central HP <5.4 tons | CHAMPION HEATING AND COOLING | HRCU-A-CB (Split System: Heat Pump with Remote Outdoor Unit-Air-Source) | HMH72B341 |  |  | XAFC36DBCN1 | Z8ET120C20LMPS1 | 35200 | 18.5 | 8.5 | 34000 | 23800 | 70% | 2.1 | 0 | 10 |  |  |  | No | R-410A | 2.9333 | Residential & Commercial | Ducted CEE Tier 1
213296986 | Central HP <5.4 tons | CHAMPION HEATING AND COOLING | HRCU-A-CB (Split System: Heat Pump with Remote Outdoor Unit-Air-Source) | HMH72B341 |  |  | XAFB36DBCN1 | Z8ES080B12SMPS1 | 34000 | 18 | 8.1 | 33400 | 24000 | 71.86% | 2.08 | 0 | 10 |  |  |  | No | R-410A | 2.8333 | Residential & Commercial | Ducted CEE Tier 1
213297021 | Central HP <5.4 tons | CHAMPION HEATING AND COOLING | HRCU-A-CB (Split System: Heat Pump with Remote Outdoor Unit-Air-Source) | HMH72B341 |  |  | XAFB36DBCN1 | Z9ET080B12SMPS1 | 33800 | 18 | 8.5 | 33000 | 23200 | 70.3% | 2 | 0 | 10 |  |  |  | No | R-410A | 2.8167 | Residential & Commercial | Ducted CEE Tier 1
214609197 | Central HP <5.4 tons | FRASER-JOHNSTON | HRCU-A-CB (Split System: Heat Pump with Remote Outdoor Unit-Air-Source) | HH860E2S11 |  |  | CTM60C5CGS1 | Z9ES100C20SMPS1 | 45500 | 18 | 9 | 47000 | 34400 | 73.19% | 2 | 0 | 11.7 |  |  |  | No | R-454B | 3.7917 | Residential & Commercial | Ducted CEE Tier 1
214397067 | Central HP <5.4 tons | FRASER-JOHNSTON | HRCU-A-CB (Split System: Heat Pump with Remote Outdoor Unit-Air-Source) | HH860E2S11 |  |  | CTM60C5CGS1 | TM9E080C16MP12 | 44500 | 18 | 9 | 45500 | 34400 | 75.6% | 2 | 0 | 11 |  |  |  | No | R-454B | 3.7083 | Residential & Commercial | Ducted CEE Tier 1
214584631 | Central HP <5.4 tons | COLEMAN | HRCU-A-CB (Split System: Heat Pump with Remote Outdoor Unit-Air-Source) | HH860E2S11 |  |  | CTF60C5CHS1 | Z8ES120C20SMPS1 | 53500 | 19 | 9 | 53500 | 38000 | 71.03% | 2 | 0 | 11.7 |  |  |  | No | R-454B | 4.4583 | Residential & Commercial | Ducted CEE Tier 1
214397165 | Central HP <5.4 tons | CHAMPION HEATING AND COOLING | HRCU-A-CB (Split System: Heat Pump with Remote Outdoor Unit-Air-Source) | HH860E2S11 |  |  | CTF60C5CHS1 | TM9Y100C20MP11 | 53000 | 19 | 8.5 | 54500 | 39000 | 71.56% | 2 | 0 | 11 |  |  |  | No | R-454B | 4.4167 | Residential & Commercial | Ducted CEE Tier 1
214396582 | Central HP <5.4 tons | CHAMPION HEATING AND COOLING | HRCU-A-CB (Split System: Heat Pump with Remote Outdoor Unit-Air-Source) | HH860E2S11 |  |  | CTF60C5CGS1+JMC16C2SN1 |  | 45000 | 19 | 9 | 45000 | 33600 | 74.67% | 2 | 0 | 12 |  |  |  | No | R-454B | 3.75 | Residential & Commercial | Ducted CEE Tier 1
214396733 | Central HP <5.4 tons | CHAMPION HEATING AND COOLING | HRCU-A-CB (Split System: Heat Pump with Remote Outdoor Unit-Air-Source) | HH860E2S11 |  |  | CTF60C5CHS1 | TL8E100C20UH11 | 53000 | 19 | 9 | 53500 | 38500 | 71.96% | 2 | 0 | 11.7 |  |  |  | No | R-454B | 4.4167 | Residential & Commercial | Ducted CEE Tier 1
214609080 | Central HP <5.4 tons | CHAMPION HEATING AND COOLING | HRCU-A-CB (Split System: Heat Pump with Remote Outdoor Unit-Air-Source) | HH860E2S11 |  |  | CTF60D5CHS1 | Z9ES120D20SMPS1 | 53500 | 19 | 8.5 | 53500 | 38500 | 71.96% | 2 | 0 | 11.7 |  |  |  | No | R-454B | 4.4583 | Residential & Commercial | Ducted CEE Tier 1
214395401 | Central HP <5.4 tons | FRASER-JOHNSTON | HRCU-A-CB (Split System: Heat Pump with Remote Outdoor Unit-Air-Source) | HH860E2S11 |  |  | JHC60C5CH2SS1 |  | 54000 | 19 | 9 | 54000 | 38500 | 71.3% | 2 | 0 | 11.7 |  |  |  | No | R-454B | 4.5 | Residential & Commercial | Ducted CEE Tier 1
214395406 | Central HP <5.4 tons | FRASER-JOHNSTON | HRCU-A-CB (Split System: Heat Pump with Remote Outdoor Unit-Air-Source) | HH836E2S11 |  |  | JHC36C5CD2SS1 |  | 34000 | 19 | 9 | 32400 | 25200 | 77.78% | 2.1 | 0 | 11.7 |  |  |  | No | R-454B | 2.8333 | Residential & Commercial | Ducted CEE Tier 1
214396378 | Central HP <5.4 tons | FRASER-JOHNSTON | HRCU-A-CB (Split System: Heat Pump with Remote Outdoor Unit-Air-Source) | HH836E2S11 |  |  | CTM48C5CFS1 | TM8Y100C16MP11 | 33800 | 19 | 9 | 31800 | 25400 | 79.87% | 2 | 0 | 11 |  |  |  | No | R-454B | 2.8167 | Residential & Commercial | Ducted CEE Tier 1
214396510 | Central HP <5.4 tons | FRASER-JOHNSTON | HRCU-A-CB (Split System: Heat Pump with Remote Outdoor Unit-Air-Source) | HH836E2S11 |  |  | CTM48C5CFS1 | TM8Y120C20MP11 | 34600 | 19 | 9 | 32600 | 25800 | 79.14% | 2 | 0 | 11 |  |  |  | No | R-454B | 2.8833 | Residential & Commercial | Ducted CEE Tier 1
214397355 | Central HP <5.4 tons | FRASER-JOHNSTON | HRCU-A-CB (Split System: Heat Pump with Remote Outdoor Unit-Air-Source) | HH836E2S11 |  |  | CTM48C5CFS1 | TMLE120C20MP11 | 34600 | 17 | 8.5 | 32600 | 25600 | 78.53% | 2 | 0 | 11 |  |  |  | No | R-454B | 2.8833 | Residential & Commercial | Ducted CEE Tier 1
213298051 | Central HP <5.4 tons | CHAMPION HEATING AND COOLING | HRCU-A-CB (Split System: Heat Pump with Remote Outdoor Unit-Air-Source) | HMH72B341 |  |  | XAFC36DBCN1 | Z8ES080B12SMPS1 | 34000 | 18 | 8.1 | 33400 | 24000 | 71.86% | 2.08 | 0 | 10 |  |  |  | No | R-410A | 2.8333 | Residential & Commercial | Ducted CEE Tier 1
215932172 | Central HP <5.4 tons | KENMORE | HRCU-A-CB (Split System: Heat Pump with Remote Outdoor Unit-Air-Source) | (C,H,T)5H3V36*K*AAA* |  |  | EA*5X37M21A*+WALLCON | *97CMN0601714B* | 33600 | 19.5 | 9.5 | 34200 | 26200 | 76.61% | 2.06 | 0 | 11 |  |  |  | No | R-454B | 2.8 | Residential & Commercial | Ducted CEE Tier 1
214574059 | Central HP <5.4 tons | BRYANT HEATING AND COOLING SYSTEMS | HRCU-A-CB (Split System: Heat Pump with Remote Outdoor Unit-Air-Source) | 288BNV037*0**B* |  |  | CAP**6024AL*+UI | 987MC60060C21*** | 32600 | 17.5 | 8.5 | 31800 | 25000 | 78.62% | 1.96 | 0 | 11 |  |  |  | No | R-410A | 2.7167 | Residential & Commercial | Ducted CEE Tier 1
210470232 | Central HP <5.4 tons | BRYANT HEATING AND COOLING SYSTEMS | HRCU-A-CB (Split System: Heat Pump with Remote Outdoor Unit-Air-Source) | 288BNV037*0**B* |  |  | CAP**6024AL*+UI | 935CA60080C21*** | 32800 | 17.5 | 8.5 | 31800 | 24800 | 77.99% | 2 | 0 | 11.5 |  |  |  | No | R-410A | 2.7333 | Residential & Commercial | Ducted CEE Tier 1
210470650 | Central HP <5.4 tons | BRYANT HEATING AND COOLING SYSTEMS | HRCU-A-CB (Split System: Heat Pump with Remote Outdoor Unit-Air-Source) | 288BNV037*0**B* |  |  | CAP**6124AL*+UI | 987MB60060C21*** | 33000 | 17.5 | 8.5 | 32400 | 25200 | 77.78% | 1.98 | 0 | 11.7 |  |  |  | No | R-410A | 2.75 | Residential & Commercial | Ducted CEE Tier 1
210471145 | Central HP <5.4 tons | BRYANT HEATING AND COOLING SYSTEMS | HRCU-A-CB (Split System: Heat Pump with Remote Outdoor Unit-Air-Source) | 288BNV037*0**B* |  |  | CSPH*6012AL*+UI | 83*CA48060C17*** | 33000 | 16.5 | 8.1 | 32400 | 24800 | 76.54% | 1.98 | 0 | 11 |  |  |  | No | R-410A | 2.75 | Residential & Commercial | Ducted CEE Tier 1
215936571 | Central HP <5.4 tons | KEEPRITE | HRCU-A-CB (Split System: Heat Pump with Remote Outdoor Unit-Air-Source) | C5H3V36*K*AAA* |  |  | EVD5X60M21A*+WALLCON | *80CSU0601716A* | 35600 | 22 | 8.5 | 38000 | 28600 | 75.26% | 2.04 | 0 | 12 |  |  |  | No | R-454B | 2.9667 | Residential & Commercial | Ducted CEE Tier 1
215936871 | Central HP <5.4 tons | KEEPRITE | HRCU-A-CB (Split System: Heat Pump with Remote Outdoor Unit-Air-Source) | C5H3V36*K*AAA* |  |  | EVD5X61M21A*+WALLCON | *80CTL0451712B* | 35400 | 21 | 8.5 | 38500 | 29000 | 75.32% | 2.02 | 0 | 11.7 |  |  |  | No | R-454B | 2.95 | Residential & Commercial | Ducted CEE Tier 1
210473062 | Central HP <5.4 tons | BRYANT HEATING AND COOLING SYSTEMS | HRCU-A-CB (Split System: Heat Pump with Remote Outdoor Unit-Air-Source) | 288BNV025*0**C* |  |  | CAP**4224AL*+UI | 986TC66100C21*** | 23800 | 16.5 | 8.1 | 21400 | 16600 | 77.57% | 1.96 | 0 | 11 |  |  |  | No | R-410A | 1.9833 | Residential & Commercial | Ducted CEE Tier 1
210472930 | Central HP <5.4 tons | BRYANT HEATING AND COOLING SYSTEMS | HRCU-A-CB (Split System: Heat Pump with Remote Outdoor Unit-Air-Source) | 288BNV025*0**C* |  |  | CAP**4221AL*+UI | 987MB42080C17*** | 23600 | 16.5 | 8.1 | 21400 | 16700 | 78.04% | 1.96 | 0 | 11 |  |  |  | No | R-410A | 1.9667 | Residential & Commercial | Ducted CEE Tier 1
215940780 | Central HP <5.4 tons | DAY & NIGHT | HRCU-A-CB (Split System: Heat Pump with Remote Outdoor Unit-Air-Source) | C5H3V36*K*AAA* |  |  | EVD5X49M24A*+WALLCON | *97CTN0802120A* | 35400 | 21.5 | 8.5 | 38000 | 28600 | 75.26% | 2.04 | 0 | 12 |  |  |  | No | R-454B | 2.95 | Residential & Commercial | Ducted CEE Tier 1
214066591 | Central HP <5.4 tons | RHEEM | HRCU-A-CB (Split System: Heat Pump with Remote Outdoor Unit-Air-Source) | RD17AZ36AJ3N |  |  | RCFZ3621MTANM | R801V0755A21DZ | 34200 | 17 | 8.1 | 34200 | 29400 | 85.96% | 2 | 0 | 11.7 |  |  |  | No | R-410A | 2.85 | Residential & Commercial | Ducted CEE Tier 1
214066702 | Central HP <5.4 tons | RHEEM | HRCU-A-CB (Split System: Heat Pump with Remote Outdoor Unit-Air-Source) | RD17AZ36AJ3N |  |  | RCFZ3621MTANM | R802V0754A17UHS | 34200 | 18 | 8.1 | 34200 | 29400 | 85.96% | 2 | 0 | 10 |  |  |  | No | R-410A | 2.85 | Residential & Commercial | Ducted CEE Tier 1
214066519 | Central HP <5.4 tons | RHEEM | HRCU-A-CB (Split System: Heat Pump with Remote Outdoor Unit-Air-Source) | RD17AZ36AJ3N |  |  | RCFZ3621MTANM | R921V0703A17M4S | 34200 | 18 | 8.1 | 34200 | 29600 | 86.55% | 1.9 | 0 | 10 |  |  |  | No | R-410A | 2.85 | Residential & Commercial | Ducted CEE Tier 1
213297431 | Central HP <5.4 tons | CHAMPION HEATING AND COOLING | HRCU-A-CB (Split System: Heat Pump with Remote Outdoor Unit-Air-Source) | HMH72B341 |  |  | XAHB30CXXN1+JMET12BS2N1+TXV |  | 32400 | 18 | 8.1 | 32400 | 22800 | 70.37% | 2.02 | 0 | 10 |  |  |  | No | R-410A | 2.7 | Residential & Commercial | Ducted CEE Tier 1
213297801 | Central HP <5.4 tons | CHAMPION HEATING AND COOLING | HRCU-A-CB (Split System: Heat Pump with Remote Outdoor Unit-Air-Source) | HMH72B341 |  |  | XAFC30CXXN1+TXV | Z8ES080C20SMPS1 | 33600 | 18 | 8.5 | 33000 | 23200 | 70.3% | 2.08 | 0 | 10 |  |  |  | No | R-410A | 2.8 | Residential & Commercial | Ducted CEE Tier 1
215940880 | Central HP <5.4 tons | DAY & NIGHT | HRCU-A-CB (Split System: Heat Pump with Remote Outdoor Unit-Air-Source) | C5H3V36*K*AAA* |  |  | EVD5X60M24A*+WALLCON | *96CTN0802120B* | 35400 | 21.5 | 8.5 | 38000 | 28600 | 75.26% | 2.04 | 0 | 12 |  |  |  | No | R-454B | 2.95 | Residential & Commercial | Ducted CEE Tier 1
210473029 | Central HP <5.4 tons | BRYANT HEATING AND COOLING SYSTEMS | HRCU-A-CB (Split System: Heat Pump with Remote Outdoor Unit-Air-Source) | 288BNV025*0**C* |  |  | CAP**4224AL*+UI | 986TC66120C24*** | 23800 | 17 | 8.1 | 21400 | 16600 | 77.57% | 1.96 | 0 | 11 |  |  |  | No | R-410A | 1.9833 | Residential & Commercial | Ducted CEE Tier 1
215942386 | Central HP <5.4 tons | DAY & NIGHT | HRCU-A-CB (Split System: Heat Pump with Remote Outdoor Unit-Air-Source) | C5H3V36*K*AAA* |  |  | EVM5X49M21A*+WALLCON | *97CMN0601714B* | 35200 | 21 | 8.5 | 37400 | 28000 | 74.87% | 2.06 | 0 | 11.7 |  |  |  | No | R-454B | 2.9333 | Residential & Commercial | Ducted CEE Tier 1
210473315 | Central HP <5.4 tons | BRYANT HEATING AND COOLING SYSTEMS | HRCU-A-CB (Split System: Heat Pump with Remote Outdoor Unit-Air-Source) | 288BNV025*0**C* |  |  | CAP**4821AL*+UI | 83*CA60100C21*** | 24000 | 16.5 | 8.1 | 21000 | 16600 | 79.05% | 2 | 0 | 10.5 |  |  |  | No | R-410A | 2 | Residential & Commercial | Ducted CEE Tier 1
213298091 | Central HP <5.4 tons | CHAMPION HEATING AND COOLING | HRCU-A-CB (Split System: Heat Pump with Remote Outdoor Unit-Air-Source) | HMH72B341 |  |  | XAFB30CXXN1+JMVT12BC2N1+TXV |  | 33400 | 18.5 | 8.5 | 33400 | 23400 | 70.06% | 2.06 | 0 | 10 |  |  |  | No | R-410A | 2.7833 | Residential & Commercial | Ducted CEE Tier 1
211387623 | Central HP <5.4 tons | LUXAIRE | HRCU-A-CB (Split System: Heat Pump with Remote Outdoor Unit-Air-Source) | HMH72B341 |  |  | XAFC36DXXN1+TXV | TM9V080C16MP12 | 34000 | 17.5 | 8.1 | 33800 | 23800 | 70.41% | 2.08 | 0 | 10 |  |  |  | No | R-410A | 2.8333 | Residential & Commercial | Ducted CEE Tier 1
215931503 | Central HP <5.4 tons | KENMORE | HRCU-A-CB (Split System: Heat Pump with Remote Outdoor Unit-Air-Source) | (C,H,T)5H3V36*K*AAA* |  |  | FCMA5B48L0C*+WALLCON |  | 34400 | 21.5 | 9.5 | 34200 | 25800 | 75.44% | 2.06 | 0 | 12.5 |  |  |  | No | R-454B | 2.8667 | Residential & Commercial | Ducted CEE Tier 1
215932192 | Central HP <5.4 tons | KENMORE | HRCU-A-CB (Split System: Heat Pump with Remote Outdoor Unit-Air-Source) | (C,H,T)5H3V36*K*AAA* |  |  | EA*5X42M21A*+WALLCON | *80CSU0401712A* | 32600 | 20 | 9.5 | 35000 | 26800 | 76.57% | 2 | 0 | 11 |  |  |  | No | R-454B | 2.7167 | Residential & Commercial | Ducted CEE Tier 1
215932092 | Central HP <5.4 tons | KENMORE | HRCU-A-CB (Split System: Heat Pump with Remote Outdoor Unit-Air-Source) | (C,H,T)5H3V36*K*AAA* |  |  | EA*5X36M17A*+WALLCON | *97CMN0601714B* | 32000 | 19 | 9.5 | 34600 | 26600 | 76.88% | 2 | 0 | 10.5 |  |  |  | No | R-454B | 2.6667 | Residential & Commercial | Ducted CEE Tier 1
214569481 | Central HP <5.4 tons | BRYANT HEATING AND COOLING SYSTEMS | HRCU-A-CB (Split System: Heat Pump with Remote Outdoor Unit-Air-Source) | 284ANV048*0**B* |  |  | CNPV*4821AL*+UI | 88*TB60070C21*** | 43500 | 21 | 9 | 46500 | 36600 | 78.71% | 2.16 | 0 | 11.5 |  |  |  | No | R-410A | 3.625 | Residential & Commercial | Ducted CEE Tier 1
215937894 | Central HP <5.4 tons | CARRIER | HRCU-A-CB (Split System: Heat Pump with Remote Outdoor Unit-Air-Source) | 27VNA348A*030* |  |  | CVAVA4824XMA*+UI | 58TN*B110C21**20 | 45000 | 20.5 | 8.1 | 52000 | 38000 | 73.08% | 1.9 | 0 | 11 |  |  |  | No | R-454B | 3.75 | Residential & Commercial | Ducted CEE Tier 1
214569411 | Central HP <5.4 tons | BRYANT HEATING AND COOLING SYSTEMS | HRCU-A-CB (Split System: Heat Pump with Remote Outdoor Unit-Air-Source) | 284ANV048*0**B* |  |  | CAP**4824AL*+UI | 935CB60080C21*** | 43500 | 20.5 | 9.5 | 46500 | 36400 | 78.28% | 2.26 | 0 | 11.5 |  |  |  | No | R-410A | 3.625 | Residential & Commercial | Ducted CEE Tier 1
214569475 | Central HP <5.4 tons | BRYANT HEATING AND COOLING SYSTEMS | HRCU-A-CB (Split System: Heat Pump with Remote Outdoor Unit-Air-Source) | 284ANV048*0**B* |  |  | CSPH*6012AL*+UI | 987MC60060C21*** | 44500 | 19.5 | 9.5 | 46500 | 36800 | 79.14% | 2.3 | 0 | 11 |  |  |  | No | R-410A | 3.7083 | Residential & Commercial | Ducted CEE Tier 1
213307901 | Central HP <5.4 tons | Wells | HRCU-A-CB (Split System: Heat Pump with Remote Outdoor Unit-Air-Source) | WUCA-36HFMO |  |  | WUA-36HFMAH |  | 36000 | 16 | 9.5 | 40000 | 34400 | 86% | 1.97 | 10.5 | 10 |  |  |  | No | R-410A | 3 | Residential & Commercial | Ducted CEE Tier 1
213781581 | Central HP <5.4 tons | DAY & NIGHT | HRCU-A-CB (Split System: Heat Pump with Remote Outdoor Unit-Air-Source) | CVH837GKA2* |  |  | EA*4X61L21A*+WALLCON | *80CTL1102120B* | 33200 | 17.5 | 8.5 | 32000 | 24800 | 77.5% | 1.98 | 0 | 11.5 |  |  |  | No | R-410A | 2.7667 | Residential & Commercial | Ducted CEE Tier 1
213782031 | Central HP <5.4 tons | DAY & NIGHT | HRCU-A-CB (Split System: Heat Pump with Remote Outdoor Unit-Air-Source) | CVH837GKA2* |  |  | EHD4X42AAL+WALLCON | *96CTN1002122B* | 32600 | 16.5 | 8.1 | 33000 | 24600 | 74.55% | 1.94 | 0 | 11 |  |  |  | No | R-410A | 2.7167 | Residential & Commercial | Ducted CEE Tier 1
214573884 | Central HP <5.4 tons | DAY & NIGHT | HRCU-A-CB (Split System: Heat Pump with Remote Outdoor Unit-Air-Source) | CVH837GKA2* |  |  | EA*4X43L21A*+WALLCON | *97CMN0602120B* | 32800 | 17 | 8.5 | 33000 | 25400 | 76.97% | 1.98 | 0 | 11 |  |  |  | No | R-410A | 2.7333 | Residential & Commercial | Ducted CEE Tier 1
214573984 | Central HP <5.4 tons | DAY & NIGHT | HRCU-A-CB (Split System: Heat Pump with Remote Outdoor Unit-Air-Source) | CVH837GKA2* |  |  | EA*4X48L24A*+WALLCON | *95CSU0802120B* | 32200 | 17.5 | 8.5 | 32400 | 25000 | 77.16% | 1.98 | 0 | 11 |  |  |  | No | R-410A | 2.6833 | Residential & Commercial | Ducted CEE Tier 1
213297171 | Central HP <5.4 tons | CHAMPION HEATING AND COOLING | HRCU-A-CB (Split System: Heat Pump with Remote Outdoor Unit-Air-Source) | HMH72B341 |  |  | XAFC30CXXN1+TXV | Z8ES080C16SMPS1 | 33600 | 18 | 8.5 | 33000 | 23200 | 70.3% | 2.08 | 0 | 10 |  |  |  | No | R-410A | 2.8 | Residential & Commercial | Ducted CEE Tier 1
214584746 | Central HP <5.4 tons | COLEMAN | HRCU-A-CB (Split System: Heat Pump with Remote Outdoor Unit-Air-Source) | HH836E2S11 |  |  | CTM48C5CFS1 | Z8ES120C16SMPS1 | 34000 | 19 | 9 | 31400 | 25200 | 80.25% | 2 | 0 | 11.7 |  |  |  | No | R-454B | 2.8333 | Residential & Commercial | Ducted CEE Tier 1
215853356 | Central HP <5.4 tons | COLEMAN | HRCU-A-CB (Split System: Heat Pump with Remote Outdoor Unit-Air-Source) | HH836E2S11 |  |  | CTM36C5CDS1+JMC17C2SN1 |  | 34400 | 19 | 9 | 31600 | 25800 | 81.65% | 2 | 0 | 11.7 |  |  |  | No | R-454B | 2.8667 | Residential & Commercial | Ducted CEE Tier 1
214397157 | Central HP <5.4 tons | FRASER-JOHNSTON | HRCU-A-CB (Split System: Heat Pump with Remote Outdoor Unit-Air-Source) | HH824E2S11 |  |  | CTF30B5ACS1 | TPLC080B12MP13 | 23000 | 17 | 9.5 | 23000 | 17900 | 77.83% | 2 | 0 | 12 |  |  |  | No | R-454B | 1.9167 | Residential & Commercial | Ducted CEE Tier 1
214097686 | Central HP <5.4 tons | RHEEM | HRCU-A-CB (Split System: Heat Pump with Remote Outdoor Unit-Air-Source) | RD17AZ48AJ3N |  |  | RCFZ6024SEANM | R802V0755A21UHN | 45500 | 17 | 8.1 | 45500 | 40000 | 87.91% | 2.1 | 0 | 10 |  |  |  | No | R-410A | 3.7917 | Residential & Commercial | Ducted CEE Tier 1
214097688 | Central HP <5.4 tons | RHEEM | HRCU-A-CB (Split System: Heat Pump with Remote Outdoor Unit-Air-Source) | RD17AZ48AJ3N |  |  | RCFZ6024SEANM | R802V0755A21DZ | 45500 | 17 | 8.1 | 45500 | 40000 | 87.91% | 2.1 | 0 | 10 |  |  |  | No | R-410A | 3.7917 | Residential & Commercial | Ducted CEE Tier 1
214396244 | Central HP <5.4 tons | FRASER-JOHNSTON | HRCU-A-CB (Split System: Heat Pump with Remote Outdoor Unit-Air-Source) | HH824E2S11 |  |  | CTF36B5ADS1 | TMLE100B12MP11 | 23000 | 18 | 9.5 | 23000 | 18900 | 82.17% | 2 | 0 | 12 |  |  |  | No | R-454B | 1.9167 | Residential & Commercial | Ducted CEE Tier 1
215931802 | Central HP <5.4 tons | KENMORE | HRCU-A-CB (Split System: Heat Pump with Remote Outdoor Unit-Air-Source) | (C,H,T)5H3V60*K*AAA* |  |  | ESH5X60M12A*+WALLCON | *80CSU0802120A* | 56500 | 18 | 8.1 | 61000 | 45500 | 74.59% | 1.95 | 0 | 11.5 |  |  |  | No | R-454B | 4.7083 | Residential & Commercial | Ducted CEE Tier 1
215942466 | Central HP <5.4 tons | DAY & NIGHT | HRCU-A-CB (Split System: Heat Pump with Remote Outdoor Unit-Air-Source) | C5H3V36*K*AAA* |  |  | EVD5X60M21A*+WALLCON | *96CTN0601714B* | 35200 | 21 | 8.5 | 37400 | 28000 | 74.87% | 2 | 0 | 11.7 |  |  |  | No | R-454B | 2.9333 | Residential & Commercial | Ducted CEE Tier 1
215942516 | Central HP <5.4 tons | DAY & NIGHT | HRCU-A-CB (Split System: Heat Pump with Remote Outdoor Unit-Air-Source) | C5H3V36*K*AAA* |  |  | EVD5X61M21A*+WALLCON | *97CMN0601714B* | 35600 | 21.5 | 8.5 | 37400 | 28200 | 75.4% | 2.06 | 0 | 11.7 |  |  |  | No | R-454B | 2.9667 | Residential & Commercial | Ducted CEE Tier 1
215942636 | Central HP <5.4 tons | DAY & NIGHT | HRCU-A-CB (Split System: Heat Pump with Remote Outdoor Unit-Air-Source) | C5H3V36*K*AAA* |  |  | EVD5X61M21A*+WALLCON | *97CTN0802120A* | 35800 | 22 | 8.5 | 37400 | 28400 | 75.94% | 2.04 | 0 | 12.5 |  |  |  | No | R-454B | 2.9833 | Residential & Commercial | Ducted CEE Tier 1
210473128 | Central HP <5.4 tons | BRYANT HEATING AND COOLING SYSTEMS | HRCU-A-CB (Split System: Heat Pump with Remote Outdoor Unit-Air-Source) | 288BNV025*0**C* |  |  | CAP**4321AL*+UI | 83*CA48060C17*** | 24400 | 17 | 8.1 | 21200 | 16600 | 78.3% | 2.02 | 0 | 11 |  |  |  | No | R-410A | 2.0333 | Residential & Commercial | Ducted CEE Tier 1
210473194 | Central HP <5.4 tons | BRYANT HEATING AND COOLING SYSTEMS | HRCU-A-CB (Split System: Heat Pump with Remote Outdoor Unit-Air-Source) | 288BNV025*0**C* |  |  | CAP**4321AL*+UI | 987MB42060C17*** | 24200 | 16.5 | 8.1 | 21200 | 16800 | 79.25% | 2 | 0 | 11 |  |  |  | No | R-410A | 2.0167 | Residential & Commercial | Ducted CEE Tier 1
210473883 | Central HP <5.4 tons | BRYANT HEATING AND COOLING SYSTEMS | HRCU-A-CB (Split System: Heat Pump with Remote Outdoor Unit-Air-Source) | 288BNV025*0**C* |  |  | CNPV*4821AL*+UI | 935CA48060C17*** | 24000 | 16.5 | 8.1 | 21400 | 16700 | 78.04% | 2 | 0 | 11 |  |  |  | No | R-410A | 2 | Residential & Commercial | Ducted CEE Tier 1
214396933 | Central HP <5.4 tons | FRASER-JOHNSTON | HRCU-A-CB (Split System: Heat Pump with Remote Outdoor Unit-Air-Source) | HH836E2S11 |  |  | CTF48C5CFS1 | TM8E080C16MP11 | 33200 | 19 | 9 | 31200 | 25400 | 81.41% | 2 | 0 | 11 |  |  |  | No | R-454B | 2.7667 | Residential & Commercial | Ducted CEE Tier 1
214396948 | Central HP <5.4 tons | FRASER-JOHNSTON | HRCU-A-CB (Split System: Heat Pump with Remote Outdoor Unit-Air-Source) | HH836E2S11 |  |  | CTF48C5CFS1 | TM8E120C20MP11 | 34400 | 17 | 8.5 | 32400 | 25600 | 79.01% | 2 | 0 | 11 |  |  |  | No | R-454B | 2.8667 | Residential & Commercial | Ducted CEE Tier 1
214396983 | Central HP <5.4 tons | FRASER-JOHNSTON | HRCU-A-CB (Split System: Heat Pump with Remote Outdoor Unit-Air-Source) | HH836E2S11 |  |  | CTF48C5CFS1 | TPLC080C16MP13 | 33400 | 18 | 9 | 31600 | 25400 | 80.38% | 2 | 0 | 11 |  |  |  | No | R-454B | 2.7833 | Residential & Commercial | Ducted CEE Tier 1
216508757 | Central HP <5.4 tons | LUXAIRE | HRCU-A-CB (Split System: Heat Pump with Remote Outdoor Unit-Air-Source) | HH836E2S11 |  |  | CTF30A5ADS1 | TMLE040A12MP11 | 33000 | 18 | 8.5 | 31000 | 25400 | 81.94% | 2 | 0 | 11 |  |  |  | No | R-454B | 2.75 | Residential & Commercial | Ducted CEE Tier 1
213298041 | Central HP <5.4 tons | CHAMPION HEATING AND COOLING | HRCU-A-CB (Split System: Heat Pump with Remote Outdoor Unit-Air-Source) | HMH72B341 |  |  | XAFC36DXXN1+TXV | Z8ES080B12SMPS1 | 34000 | 18 | 8.1 | 33400 | 24000 | 71.86% | 2.08 | 0 | 10 |  |  |  | No | R-410A | 2.8333 | Residential & Commercial | Ducted CEE Tier 1
210471211 | Central HP <5.4 tons | BRYANT HEATING AND COOLING SYSTEMS | HRCU-A-CB (Split System: Heat Pump with Remote Outdoor Unit-Air-Source) | 288BNV037*0**B* |  |  | CSPH*6012AL*+UI | 986TC66120C24*** | 33000 | 17 | 8.1 | 32200 | 24800 | 77.02% | 2.02 | 0 | 11.5 |  |  |  | No | R-410A | 2.75 | Residential & Commercial | Ducted CEE Tier 1
215679479 | Central HP <5.4 tons | DAY & NIGHT | HRCU-A-CB (Split System: Heat Pump with Remote Outdoor Unit-Air-Source) | C5H0V36*K*AAA* |  |  | EA*5X43M21A*+WALLCON | *97CTN1002122A* | 34600 | 18 | 9 | 35200 | 25000 | 71.02% | 1.9 | 0 | 10 |  |  |  | No | R-454B | 2.8833 | Residential & Commercial | Ducted CEE Tier 1
215679499 | Central HP <5.4 tons | DAY & NIGHT | HRCU-A-CB (Split System: Heat Pump with Remote Outdoor Unit-Air-Source) | C5H0V36*K*AAA* |  |  | EA*5X48M21A*+WALLCON | *80CSU0401712B* | 34000 | 18 | 9 | 35000 | 25000 | 71.43% | 1.9 | 0 | 10 |  |  |  | No | R-454B | 2.8333 | Residential & Commercial | Ducted CEE Tier 1
215679579 | Central HP <5.4 tons | DAY & NIGHT | HRCU-A-CB (Split System: Heat Pump with Remote Outdoor Unit-Air-Source) | C5H0V36*K*AAA* |  |  | EA*5X60M24A*+WALLCON | *97CTN1002122A* | 34400 | 18.5 | 9 | 34200 | 24800 | 72.51% | 1.9 | 0 | 10.5 |  |  |  | No | R-454B | 2.8667 | Residential & Commercial | Ducted CEE Tier 1
215679699 | Central HP <5.4 tons | DAY & NIGHT | HRCU-A-CB (Split System: Heat Pump with Remote Outdoor Unit-Air-Source) | C5H0V36*K*AAA* |  |  | EA*5X61M24A*+WALLCON | *97CTN1202422A* | 35000 | 18.5 | 9 | 34400 | 24800 | 72.09% | 1.92 | 0 | 10.5 |  |  |  | No | R-454B | 2.9167 | Residential & Commercial | Ducted CEE Tier 1
213297191 | Central HP <5.4 tons | CHAMPION HEATING AND COOLING | HRCU-A-CB (Split System: Heat Pump with Remote Outdoor Unit-Air-Source) | HMH72B341 |  |  | XAFB30CXXN1+TXV | Z8ES040A12SMPS1 | 33200 | 18 | 8.5 | 33000 | 23400 | 70.91% | 2.06 | 0 | 10 |  |  |  | No | R-410A | 2.7667 | Residential & Commercial | Ducted CEE Tier 1
214396837 | Central HP <5.4 tons | FRASER-JOHNSTON | HRCU-A-CB (Split System: Heat Pump with Remote Outdoor Unit-Air-Source) | HH836E2S11 |  |  | CTF36B5CDS1 | TMLE080B12MP11 | 33600 | 18 | 8.5 | 31800 | 26000 | 81.76% | 2 | 0 | 11 |  |  |  | No | R-454B | 2.8 | Residential & Commercial | Ducted CEE Tier 1
214396928 | Central HP <5.4 tons | FRASER-JOHNSTON | HRCU-A-CB (Split System: Heat Pump with Remote Outdoor Unit-Air-Source) | HH836E2S11 |  |  | CTM48C5CFS1 | TMLE080C16MP11 | 33400 | 19 | 9 | 31400 | 25400 | 80.89% | 2 | 0 | 11 |  |  |  | No | R-454B | 2.7833 | Residential & Commercial | Ducted CEE Tier 1
211387546 | Central HP <5.4 tons | LUXAIRE | HRCU-A-CB (Split System: Heat Pump with Remote Outdoor Unit-Air-Source) | HMH72B341 |  |  | XAFC30CXXN1+TXV | TM9V100C16MP12 | 33200 | 17.5 | 8.5 | 33000 | 23200 | 70.3% | 2.06 | 0 | 10 |  |  |  | No | R-410A | 2.7667 | Residential & Commercial | Ducted CEE Tier 1
215931762 | Central HP <5.4 tons | KENMORE | HRCU-A-CB (Split System: Heat Pump with Remote Outdoor Unit-Air-Source) | (C,H,T)5H3V60*K*AAA* |  |  | EA*5X61M24A*+WALLCON | *97CMN1002122B* | 57000 | 18.5 | 8.5 | 60500 | 46500 | 76.86% | 2.02 | 0 | 11.5 |  |  |  | No | R-454B | 4.75 | Residential & Commercial | Ducted CEE Tier 1
215931682 | Central HP <5.4 tons | KENMORE | HRCU-A-CB (Split System: Heat Pump with Remote Outdoor Unit-Air-Source) | (C,H,T)5H3V60*K*AAA* |  |  | EA*5X61M24A*+WALLCON | *80CSU1002120A* | 57000 | 19 | 8.5 | 60500 | 46500 | 76.86% | 2.02 | 0 | 11 |  |  |  | No | R-454B | 4.75 | Residential & Commercial | Ducted CEE Tier 1
215931494 | Central HP <5.4 tons | KENMORE | HRCU-A-CB (Split System: Heat Pump with Remote Outdoor Unit-Air-Source) | (C,H,T)5H3V60*K*AAA* |  |  | FCMA5B60L0D*+WALLCON |  | 58000 | 20 | 8.5 | 60000 | 44500 | 74.17% | 2.06 | 0 | 12.5 |  |  |  | No | R-454B | 4.8333 | Residential & Commercial | Ducted CEE Tier 1
215932382 | Central HP <5.4 tons | KENMORE | HRCU-A-CB (Split System: Heat Pump with Remote Outdoor Unit-Air-Source) | (C,H,T)5H3V36*K*AAA* |  |  | EA*5X43M21A*+WALLCON | *96CTN0601714B* | 33800 | 19.5 | 9.5 | 34200 | 26000 | 76.02% | 2.06 | 0 | 11 |  |  |  | No | R-454B | 2.8167 | Residential & Commercial | Ducted CEE Tier 1
215931932 | Central HP <5.4 tons | KENMORE | HRCU-A-CB (Split System: Heat Pump with Remote Outdoor Unit-Air-Source) | (C,H,T)5H3V36*K*AAA* |  |  | EA*5X24M14A*+WALLCON | *96CTN0401410B* | 30400 | 17 | 9 | 35000 | 26800 | 76.57% | 1.9 | 0 | 10 |  |  |  | No | R-454B | 2.5333 | Residential & Commercial | Ducted CEE Tier 1
211387632 | Central HP <5.4 tons | LUXAIRE | HRCU-A-CB (Split System: Heat Pump with Remote Outdoor Unit-Air-Source) | HMH72B341 |  |  | XAFC36DXXN1+TXV | TP9C080C16MP13 | 34000 | 17.5 | 8.1 | 33800 | 23800 | 70.41% | 2.08 | 0 | 10 |  |  |  | No | R-410A | 2.8333 | Residential & Commercial | Ducted CEE Tier 1
211387641 | Central HP <5.4 tons | LUXAIRE | HRCU-A-CB (Split System: Heat Pump with Remote Outdoor Unit-Air-Source) | HMH72B341 |  |  | XAFC36DXXN1+TXV | LP9C080C16MP13 | 34000 | 17.5 | 8.1 | 33800 | 23800 | 70.41% | 2.08 | 0 | 10 |  |  |  | No | R-410A | 2.8333 | Residential & Commercial | Ducted CEE Tier 1
211387950 | Central HP <5.4 tons | LUXAIRE | HRCU-A-CB (Split System: Heat Pump with Remote Outdoor Unit-Air-Source) | HMH72B341 |  |  | XAUB36DXXN1+TXV | TP9C080B12MP13 | 33600 | 17.5 | 8.5 | 33400 | 23400 | 70.06% | 2.04 | 0 | 10 |  |  |  | No | R-410A | 2.8 | Residential & Commercial | Ducted CEE Tier 1
211387923 | Central HP <5.4 tons | LUXAIRE | HRCU-A-CB (Split System: Heat Pump with Remote Outdoor Unit-Air-Source) | HMH72B341 |  |  | XAUB36DXXN1+TXV | TM9V080B12MP12 | 33600 | 17.5 | 8.5 | 33400 | 23400 | 70.06% | 2.04 | 0 | 10 |  |  |  | No | R-410A | 2.8 | Residential & Commercial | Ducted CEE Tier 1
211387964 | Central HP <5.4 tons | LUXAIRE | HRCU-A-CB (Split System: Heat Pump with Remote Outdoor Unit-Air-Source) | HMH72B341 |  |  | XAUB36DXXN1+TXV | LP9C080B12MP13 | 33600 | 17.5 | 8.5 | 33400 | 23400 | 70.06% | 2.04 | 0 | 10 |  |  |  | No | R-410A | 2.8 | Residential & Commercial | Ducted CEE Tier 1
213297296 | Central HP <5.4 tons | CHAMPION HEATING AND COOLING | HRCU-A-CB (Split System: Heat Pump with Remote Outdoor Unit-Air-Source) | HMH72B341 |  |  | XAHC36DBCN1 | Z8ET100C20LMPS1 | 33400 | 18.5 | 8.5 | 32200 | 22600 | 70.19% | 2.04 | 0 | 10.5 |  |  |  | No | R-410A | 2.7833 | Residential & Commercial | Ducted CEE Tier 1
214097634 | Central HP <5.4 tons | RHEEM | HRCU-A-CB (Split System: Heat Pump with Remote Outdoor Unit-Air-Source) | RD17AZ48AJ3N |  |  | RCFZ6024SEANM | R97MV1005A21DHS | 45500 | 17 | 8.1 | 45500 | 40500 | 89.01% | 2.1 | 0 | 10 |  |  |  | No | R-410A | 3.7917 | Residential & Commercial | Ducted CEE Tier 1
214097684 | Central HP <5.4 tons | RHEEM | HRCU-A-CB (Split System: Heat Pump with Remote Outdoor Unit-Air-Source) | RD17AZ48AJ3N |  |  | RCFZ6024SEANM | R802V0755A21UHS | 45500 | 17 | 8.1 | 45500 | 40000 | 87.91% | 2.1 | 0 | 10 |  |  |  | No | R-410A | 3.7917 | Residential & Commercial | Ducted CEE Tier 1
213077586 | Central HP <5.4 tons | BRYANT HEATING AND COOLING SYSTEMS | HRCU-A-CB (Split System: Heat Pump with Remote Outdoor Unit-Air-Source) | 38MURAQ36AB3* |  |  | CAP**3621AL* | 926TC60100V21*** | 35200 | 16 | 8.1 | 38500 | 35200 | 91.43% | 1.82 | 0 | 10 |  |  |  | No | R-410A | 2.9333 | Residential & Commercial | Ducted CEE Tier 1
214066532 | Central HP <5.4 tons | RHEEM | HRCU-A-CB (Split System: Heat Pump with Remote Outdoor Unit-Air-Source) | RD17AZ36AJ3N |  |  | RCFZ3621MTANM | R801V0504A17UHU | 34200 | 18 | 8.1 | 34200 | 29800 | 87.13% | 1.9 | 0 | 10 |  |  |  | No | R-410A | 2.85 | Residential & Commercial | Ducted CEE Tier 1
213297641 | Central HP <5.4 tons | CHAMPION HEATING AND COOLING | HRCU-A-CB (Split System: Heat Pump with Remote Outdoor Unit-Air-Source) | HMH72B341 |  |  | XAHB36DBCN1 | Z8ES080B12SMPS1 | 33200 | 17.5 | 8.1 | 32800 | 23000 | 70.12% | 2 | 0 | 10 |  |  |  | No | R-410A | 2.7667 | Residential & Commercial | Ducted CEE Tier 1
215935434 | Central HP <5.4 tons | CARRIER | HRCU-A-CB (Split System: Heat Pump with Remote Outdoor Unit-Air-Source) | 27VNA336A*030* |  |  | CVAMA6024XMA*+UI | 59TN6C100C21**22 | 35600 | 22 | 8.5 | 38000 | 28400 | 74.74% | 2.04 | 0 | 12.5 |  |  |  | No | R-454B | 2.9667 | Residential & Commercial | Ducted CEE Tier 1
215935654 | Central HP <5.4 tons | CARRIER | HRCU-A-CB (Split System: Heat Pump with Remote Outdoor Unit-Air-Source) | 27VNA336A*030* |  |  | CVAVA3621XMA*+UI | 58TN*B090C21**20 | 34400 | 21 | 8.5 | 38500 | 28000 | 72.73% | 2.04 | 0 | 12 |  |  |  | No | R-454B | 2.8667 | Residential & Commercial | Ducted CEE Tier 1
215936104 | Central HP <5.4 tons | CARRIER | HRCU-A-CB (Split System: Heat Pump with Remote Outdoor Unit-Air-Source) | 27VNA336A*030* |  |  | CVAVA4221XMA*+UI | 59MN7C100C21**22 | 34400 | 21 | 8.5 | 38500 | 28000 | 72.73% | 2.06 | 0 | 12 |  |  |  | No | R-454B | 2.8667 | Residential & Commercial | Ducted CEE Tier 1
210471156 | Central HP <5.4 tons | BRYANT HEATING AND COOLING SYSTEMS | HRCU-A-CB (Split System: Heat Pump with Remote Outdoor Unit-Air-Source) | 288BNV037*0**B* |  |  | CSPH*6012AL*+UI | 83*CA60100C21*** | 32800 | 16.5 | 8.1 | 32200 | 24800 | 77.02% | 1.98 | 0 | 11 |  |  |  | No | R-410A | 2.7333 | Residential & Commercial | Ducted CEE Tier 1
214584711 | Central HP <5.4 tons | COLEMAN | HRCU-A-CB (Split System: Heat Pump with Remote Outdoor Unit-Air-Source) | HH836E2S11 |  |  | CTM36C5CDS1 | Z8ES100C16SMPS1 | 34200 | 18 | 8.5 | 31600 | 26000 | 82.28% | 2 | 0 | 11.7 |  |  |  | No | R-454B | 2.85 | Residential & Commercial | Ducted CEE Tier 1
214875900 | Central HP <5.4 tons | LUXAIRE | HRCU-A-CB (Split System: Heat Pump with Remote Outdoor Unit-Air-Source) | HMH72B341 |  |  | XAHC36DBCN1+JMC16C2SN1 |  | 34000 | 18.5 | 8.5 | 34000 | 23800 | 70% | 2 | 0 | 10 |  |  |  | No | R-410A | 2.8333 | Residential & Commercial | Ducted CEE Tier 1
214876091 | Central HP <5.4 tons | LUXAIRE | HRCU-A-CB (Split System: Heat Pump with Remote Outdoor Unit-Air-Source) | HMH72B341 |  |  | XAFC36DBCN1+JMC17C2SN1 |  | 34000 | 18 | 8.5 | 34000 | 23800 | 70% | 2 | 0 | 10 |  |  |  | No | R-410A | 2.8333 | Residential & Commercial | Ducted CEE Tier 1
213297236 | Central HP <5.4 tons | CHAMPION HEATING AND COOLING | HRCU-A-CB (Split System: Heat Pump with Remote Outdoor Unit-Air-Source) | HMH72B341 |  |  | XAFC36DXXN1+TXV | Z9ET080B12SMPS1 | 34000 | 18.5 | 8.1 | 33400 | 24200 | 72.46% | 2.08 | 0 | 10 |  |  |  | No | R-410A | 2.8333 | Residential & Commercial | Ducted CEE Tier 1
213297806 | Central HP <5.4 tons | CHAMPION HEATING AND COOLING | HRCU-A-CB (Split System: Heat Pump with Remote Outdoor Unit-Air-Source) | HMH72B341 |  |  | XAFC30CXXN1+TXV | Z8ES080C20LMPS1 | 33600 | 18 | 8.5 | 33000 | 23200 | 70.3% | 2.08 | 0 | 10 |  |  |  | No | R-410A | 2.8 | Residential & Commercial | Ducted CEE Tier 1
213297306 | Central HP <5.4 tons | CHAMPION HEATING AND COOLING | HRCU-A-CB (Split System: Heat Pump with Remote Outdoor Unit-Air-Source) | HMH72B341 |  |  | XAFC36DBCN1 | Z8ET100C16LMPS1 | 35000 | 18 | 8.5 | 33600 | 23600 | 70.24% | 2.08 | 0 | 10 |  |  |  | No | R-410A | 2.9167 | Residential & Commercial | Ducted CEE Tier 1
213297616 | Central HP <5.4 tons | CHAMPION HEATING AND COOLING | HRCU-A-CB (Split System: Heat Pump with Remote Outdoor Unit-Air-Source) | HMH72B341 |  |  | XAHC36DXXN1+TXV | Z8ES080C16LMPS1 | 34000 | 17.5 | 8.5 | 33400 | 23600 | 70.66% | 2.08 | 0 | 10 |  |  |  | No | R-410A | 2.8333 | Residential & Commercial | Ducted CEE Tier 1
215941330 | Central HP <5.4 tons | DAY & NIGHT | HRCU-A-CB (Split System: Heat Pump with Remote Outdoor Unit-Air-Source) | C5H3V48*K*AAA* |  |  | EVM5X49M21A*+WALLCON | *96CTN0802120B* | 45500 | 20.5 | 8.1 | 53000 | 38500 | 72.64% | 1.95 | 0 | 11 |  |  |  | No | R-454B | 3.7917 | Residential & Commercial | Ducted CEE Tier 1
215941480 | Central HP <5.4 tons | DAY & NIGHT | HRCU-A-CB (Split System: Heat Pump with Remote Outdoor Unit-Air-Source) | C5H3V48*K*AAA* |  |  | EVM5X60M24A*+WALLCON | *97CTN1202422A* | 45500 | 20.5 | 8.1 | 52500 | 38000 | 72.38% | 1.95 | 0 | 11.5 |  |  |  | No | R-454B | 3.7917 | Residential & Commercial | Ducted CEE Tier 1
210470054 | Central HP <5.4 tons | CARRIER | HRCU-A-CB (Split System: Heat Pump with Remote Outdoor Unit-Air-Source) | 25VNA837A*031* |  |  | CAP**3621AL*+UI | 59CU5A080C21**20 | 31600 | 17 | 8.1 | 33200 | 24200 | 72.89% | 1.86 | 0 | 11 |  |  |  | No | R-410A | 2.6333 | Residential & Commercial | Ducted CEE Tier 1
215932000 | Central HP <5.4 tons | DAY & NIGHT | HRCU-A-CB (Split System: Heat Pump with Remote Outdoor Unit-Air-Source) | C5H3V36*K*AAA* |  |  | EA*5X30M14A*+WALLCON | *96CTN0401410B* | 30800 | 17 | 9 | 34400 | 26600 | 77.33% | 1.9 | 0 | 10 |  |  |  | No | R-454B | 2.5667 | Residential & Commercial | Ducted CEE Tier 1
213298111 | Central HP <5.4 tons | CHAMPION HEATING AND COOLING | HRCU-A-CB (Split System: Heat Pump with Remote Outdoor Unit-Air-Source) | HMH72B341 |  |  | XAUB36DXXN1+JMET12BS2N1+TXV |  | 34000 | 18.5 | 8.5 | 33800 | 23800 | 70.41% | 2.12 | 0 | 10.5 |  |  |  | No | R-410A | 2.8333 | Residential & Commercial | Ducted CEE Tier 1
211387935 | Central HP <5.4 tons | LUXAIRE | HRCU-A-CB (Split System: Heat Pump with Remote Outdoor Unit-Air-Source) | HMH72B341 |  |  | XAFB36DBCN1 | TP9C080B12MP13 | 33600 | 17.5 | 8.5 | 33400 | 23400 | 70.06% | 2.04 | 0 | 10 |  |  |  | No | R-410A | 2.8 | Residential & Commercial | Ducted CEE Tier 1
215931862 | Central HP <5.4 tons | KENMORE | HRCU-A-CB (Split System: Heat Pump with Remote Outdoor Unit-Air-Source) | (C,H,T)5H3V60*K*AAA* |  |  | ESH5X60M12A*+WALLCON | *95CSU1002122B* | 56500 | 18 | 8.1 | 61000 | 45500 | 74.59% | 2 | 0 | 11.5 |  |  |  | No | R-454B | 4.7083 | Residential & Commercial | Ducted CEE Tier 1
213297221 | Central HP <5.4 tons | CHAMPION HEATING AND COOLING | HRCU-A-CB (Split System: Heat Pump with Remote Outdoor Unit-Air-Source) | HMH72B341 |  |  | XAHC36DBCN1+JMET12CS2N1 |  | 33800 | 18 | 8.1 | 32800 | 23000 | 70.12% | 2.06 | 0 | 10 |  |  |  | No | R-410A | 2.8167 | Residential & Commercial | Ducted CEE Tier 1
214066881 | Central HP <5.4 tons | RHEEM | HRCU-A-CB (Split System: Heat Pump with Remote Outdoor Unit-Air-Source) | RD17AZ36AJ3N |  |  | RCFZ3621MTANM | R802V1004A17UHS | 34200 | 18 | 8.1 | 34200 | 29400 | 85.96% | 1.9 | 0 | 10 |  |  |  | No | R-410A | 2.85 | Residential & Commercial | Ducted CEE Tier 1
214066818 | Central HP <5.4 tons | RHEEM | HRCU-A-CB (Split System: Heat Pump with Remote Outdoor Unit-Air-Source) | RD17AZ36AJ3N |  |  | RCFZ3621MTANM | R951V0855A21M4S | 34200 | 18 | 8.1 | 34200 | 29600 | 86.55% | 1.9 | 0 | 10 |  |  |  | No | R-410A | 2.85 | Residential & Commercial | Ducted CEE Tier 1
213297716 | Central HP <5.4 tons | CHAMPION HEATING AND COOLING | HRCU-A-CB (Split System: Heat Pump with Remote Outdoor Unit-Air-Source) | HMH72B341 |  |  | XAFC36DBCN1 | Z9ES080B12SMPS1 | 33200 | 17 | 8.5 | 32200 | 22600 | 70.19% | 1.8 | 0 | 10 |  |  |  | No | R-410A | 2.7667 | Residential & Commercial | Ducted CEE Tier 1
213296836 | Central HP <5.4 tons | CHAMPION HEATING AND COOLING | HRCU-A-CB (Split System: Heat Pump with Remote Outdoor Unit-Air-Source) | HMH72B341 |  |  | XAHC36DBCN1 | Z8ET120C20LMPS1 | 34400 | 18.5 | 8.5 | 34000 | 23800 | 70% | 2.08 | 0 | 10 |  |  |  | No | R-410A | 2.8667 | Residential & Commercial | Ducted CEE Tier 1
213296951 | Central HP <5.4 tons | CHAMPION HEATING AND COOLING | HRCU-A-CB (Split System: Heat Pump with Remote Outdoor Unit-Air-Source) | HMH72B341 |  |  | XAFC36DBCN1 | Z8ES080C20LMPS1 | 34000 | 18 | 8.5 | 33400 | 24400 | 73.05% | 2.12 | 0 | 10 |  |  |  | No | R-410A | 2.8333 | Residential & Commercial | Ducted CEE Tier 1
214397097 | Central HP <5.4 tons | FRASER-JOHNSTON | HRCU-A-CB (Split System: Heat Pump with Remote Outdoor Unit-Air-Source) | HH824E2S11 |  |  | CTF36B5ADS1+JMET08BS2N1 |  | 23000 | 19 | 9 | 23000 | 17800 | 77.39% | 2 | 0 | 12 |  |  |  | No | R-454B | 1.9167 | Residential & Commercial | Ducted CEE Tier 1
215931632 | Central HP <5.4 tons | KENMORE | HRCU-A-CB (Split System: Heat Pump with Remote Outdoor Unit-Air-Source) | (C,H,T)5H3V60*K*AAA* |  |  | EA*5X60M24A*+WALLCON | *97CMN1202422B* | 55500 | 18.5 | 8.5 | 60500 | 46000 | 76.03% | 2.06 | 0 | 11 |  |  |  | No | R-454B | 4.625 | Residential & Commercial | Ducted CEE Tier 1
214584566 | Central HP <5.4 tons | COLEMAN | HRCU-A-CB (Split System: Heat Pump with Remote Outdoor Unit-Air-Source) | HH824E2S11 |  |  | CTF30A5ADS1 | Z8ET060A12LMPS1 | 23000 | 19 | 9.5 | 23000 | 18500 | 80.43% | 2 | 0 | 12 |  |  |  | No | R-454B | 1.9167 | Residential & Commercial | Ducted CEE Tier 1
214584661 | Central HP <5.4 tons | COLEMAN | HRCU-A-CB (Split System: Heat Pump with Remote Outdoor Unit-Air-Source) | HH824E2S11 |  |  | CTF36B5ADS1 | Z8ES100B12SMPS1 | 23000 | 19 | 9.5 | 23000 | 18800 | 81.74% | 2 | 0 | 12 |  |  |  | No | R-454B | 1.9167 | Residential & Commercial | Ducted CEE Tier 1
215932042 | Central HP <5.4 tons | KENMORE | HRCU-A-CB (Split System: Heat Pump with Remote Outdoor Unit-Air-Source) | (C,H,T)5H3V36*K*AAA* |  |  | EA*5X36M17A*+WALLCON | *80CSU0401712A* | 32200 | 19.5 | 9.5 | 35200 | 27200 | 77.27% | 1.98 | 0 | 11 |  |  |  | No | R-454B | 2.6833 | Residential & Commercial | Ducted CEE Tier 1
210472863 | Central HP <5.4 tons | CARRIER | HRCU-A-CB (Split System: Heat Pump with Remote Outdoor Unit-Air-Source) | 25VNA825A*032* |  |  | CAP**4221AL*+UI | 58CU*A100C21**20 | 23800 | 16.5 | 8.1 | 21400 | 16700 | 78.04% | 1.94 | 0 | 10.5 |  |  |  | No | R-410A | 1.9833 | Residential & Commercial | Ducted CEE Tier 1
215932032 | Central HP <5.4 tons | KENMORE | HRCU-A-CB (Split System: Heat Pump with Remote Outdoor Unit-Air-Source) | (C,H,T)5H3V36*K*AAA* |  |  | EA*5X30M17A*+WALLCON | *96CTN0601714B* | 31800 | 19 | 9.5 | 34600 | 26600 | 76.88% | 2 | 0 | 10.5 |  |  |  | No | R-454B | 2.65 | Residential & Commercial | Ducted CEE Tier 1
213298046 | Central HP <5.4 tons | CHAMPION HEATING AND COOLING | HRCU-A-CB (Split System: Heat Pump with Remote Outdoor Unit-Air-Source) | HMH72B341 |  |  | XAFC36DXXN1+TXV | Z8ES080B12LMPS1 | 34000 | 18 | 8.1 | 33400 | 24000 | 71.86% | 2.08 | 0 | 10 |  |  |  | No | R-410A | 2.8333 | Residential & Commercial | Ducted CEE Tier 1
213297846 | Central HP <5.4 tons | CHAMPION HEATING AND COOLING | HRCU-A-CB (Split System: Heat Pump with Remote Outdoor Unit-Air-Source) | HMH72B341 |  |  | XAHB36DBCN1+JMVT12BC2N1 |  | 33200 | 18 | 8.1 | 32200 | 22600 | 70.19% | 2.02 | 0 | 10 |  |  |  | No | R-410A | 2.7667 | Residential & Commercial | Ducted CEE Tier 1
215932050 | Central HP <5.4 tons | DAY & NIGHT | HRCU-A-CB (Split System: Heat Pump with Remote Outdoor Unit-Air-Source) | C5H3V36*K*AAA* |  |  | EA*5X36M17A*+WALLCON | *80CSU0601716A* | 32200 | 19.5 | 9.5 | 35000 | 27000 | 77.14% | 2 | 0 | 11 |  |  |  | No | R-454B | 2.6833 | Residential & Commercial | Ducted CEE Tier 1
210470157 | Central HP <5.4 tons | CARRIER | HRCU-A-CB (Split System: Heat Pump with Remote Outdoor Unit-Air-Source) | 25VNA837A*031* |  |  | CAP**4221AL*+UI | 58CU*A100C21**20 | 31800 | 17 | 8.1 | 33200 | 24400 | 73.49% | 1.88 | 0 | 11 |  |  |  | No | R-410A | 2.65 | Residential & Commercial | Ducted CEE Tier 1
210470484 | Central HP <5.4 tons | CARRIER | HRCU-A-CB (Split System: Heat Pump with Remote Outdoor Unit-Air-Source) | 25VNA837A*031* |  |  | CAP**6121AL*+UI | 59TN6B100C21**22 | 33200 | 17.5 | 8.5 | 32000 | 24800 | 77.5% | 2 | 0 | 12 |  |  |  | No | R-410A | 2.7667 | Residential & Commercial | Ducted CEE Tier 1
215931950 | Central HP <5.4 tons | DAY & NIGHT | HRCU-A-CB (Split System: Heat Pump with Remote Outdoor Unit-Air-Source) | C5H3V36*K*AAA* |  |  | EA*5X24M17A*+WALLCON | *96CTN0401410B* | 30600 | 17 | 9 | 34800 | 26800 | 77.01% | 1.9 | 0 | 10 |  |  |  | No | R-454B | 2.55 | Residential & Commercial | Ducted CEE Tier 1
213296961 | Central HP <5.4 tons | CHAMPION HEATING AND COOLING | HRCU-A-CB (Split System: Heat Pump with Remote Outdoor Unit-Air-Source) | HMH72B341 |  |  | XAHC36DXXN1+TXV | Z8ES080B12LMPS1 | 33400 | 17.5 | 8.1 | 32800 | 23000 | 70.12% | 2.02 | 0 | 10 |  |  |  | No | R-410A | 2.7833 | Residential & Commercial | Ducted CEE Tier 1
213297706 | Central HP <5.4 tons | CHAMPION HEATING AND COOLING | HRCU-A-CB (Split System: Heat Pump with Remote Outdoor Unit-Air-Source) | HMH72B341 |  |  | XAHC36DBCN1 | Z9ES080C20SMPS1 | 33800 | 17 | 8.5 | 32800 | 23000 | 70.12% | 1.8 | 0 | 10 |  |  |  | No | R-410A | 2.8167 | Residential & Commercial | Ducted CEE Tier 1
213297881 | Central HP <5.4 tons | CHAMPION HEATING AND COOLING | HRCU-A-CB (Split System: Heat Pump with Remote Outdoor Unit-Air-Source) | HMH72B341 |  |  | XAFC36DBCN1 | Z9ES080C16SMPS1 | 33400 | 17 | 8.5 | 32000 | 22400 | 70% | 1.8 | 0 | 10 |  |  |  | No | R-410A | 2.7833 | Residential & Commercial | Ducted CEE Tier 1
211387889 | Central HP <5.4 tons | LUXAIRE | HRCU-A-CB (Split System: Heat Pump with Remote Outdoor Unit-Air-Source) | HMH72B341 |  |  | XAFB36DXXN1+TXV | TP9C080B12MP13 | 33600 | 17.5 | 8.5 | 33400 | 23400 | 70.06% | 2.04 | 0 | 10 |  |  |  | No | R-410A | 2.8 | Residential & Commercial | Ducted CEE Tier 1
211387909 | Central HP <5.4 tons | LUXAIRE | HRCU-A-CB (Split System: Heat Pump with Remote Outdoor Unit-Air-Source) | HMH72B341 |  |  | XAFB36DBCN1 | TM9V080B12MP12 | 33600 | 17.5 | 8.5 | 33400 | 23400 | 70.06% | 2.04 | 0 | 10 |  |  |  | No | R-410A | 2.8 | Residential & Commercial | Ducted CEE Tier 1
211240211 | Central HP <5.4 tons | CARRIER | HRCU-A-CB (Split System: Heat Pump with Remote Outdoor Unit-Air-Source) | 38MURAQ24AB3* |  |  | FB4CNP030L |  | 24000 | 17 | 8.5 | 26200 | 23400 | 89.31% | 1.94 | 0 | 10 |  |  |  | No | R-410A | 2 | Residential & Commercial | Ducted CEE Tier 1
211244775 | Central HP <5.4 tons | BRYANT HEATING AND COOLING SYSTEMS | HRCU-A-CB (Split System: Heat Pump with Remote Outdoor Unit-Air-Source) | 38MURAQ24AB3* |  |  | CNPV*3017AL* | 912SD30040E14*** | 24000 | 15.2 | 8.1 | 26600 | 22800 | 85.71% | 1.86 | 0 | 10 |  |  |  | No | R-410A | 2 | Residential & Commercial | Ducted CEE Tier 1
211244456 | Central HP <5.4 tons | BRYANT HEATING AND COOLING SYSTEMS | HRCU-A-CB (Split System: Heat Pump with Remote Outdoor Unit-Air-Source) | 38MURAQ24AB3* |  |  | CNPV*3017AL* | 926SA36060V14*** | 23600 | 16.5 | 8.1 | 25800 | 23800 | 92.25% | 1.98 | 0 | 10 |  |  |  | No | R-410A | 1.9667 | Residential & Commercial | Ducted CEE Tier 1
211244892 | Central HP <5.4 tons | BRYANT HEATING AND COOLING SYSTEMS | HRCU-A-CB (Split System: Heat Pump with Remote Outdoor Unit-Air-Source) | 38MURAQ24AB3* |  |  | CNPV*3617AL* | 926SA36060V14*** | 23600 | 16.5 | 8.1 | 25800 | 23800 | 92.25% | 1.98 | 0 | 10 |  |  |  | No | R-410A | 1.9667 | Residential & Commercial | Ducted CEE Tier 1
215931702 | Central HP <5.4 tons | KENMORE | HRCU-A-CB (Split System: Heat Pump with Remote Outdoor Unit-Air-Source) | (C,H,T)5H3V60*K*AAA* |  |  | EA*5X61M24A*+WALLCON | *80CTL0902120B* | 57000 | 19 | 8.5 | 60500 | 46500 | 76.86% | 2.04 | 0 | 11.5 |  |  |  | No | R-454B | 4.75 | Residential & Commercial | Ducted CEE Tier 1
215931772 | Central HP <5.4 tons | KENMORE | HRCU-A-CB (Split System: Heat Pump with Remote Outdoor Unit-Air-Source) | (C,H,T)5H3V60*K*AAA* |  |  | EA*5X61M24A*+WALLCON | *97CMN1202422B* | 57000 | 18.5 | 8.5 | 60500 | 46500 | 76.86% | 2.02 | 0 | 11 |  |  |  | No | R-454B | 4.75 | Residential & Commercial | Ducted CEE Tier 1
210470806 | Central HP <5.4 tons | KEEPRITE | HRCU-A-CB (Split System: Heat Pump with Remote Outdoor Unit-Air-Source) | CVH837GKA2* |  |  | EN(A,D,W)4X48L21**+WALLCON | *80CSU0401712A* | 32400 | 17.5 | 8.1 | 33000 | 24800 | 75.15% | 1.94 | 0 | 11.7 |  |  |  | No | R-410A | 2.7 | Residential & Commercial | Ducted CEE Tier 1
213297851 | Central HP <5.4 tons | CHAMPION HEATING AND COOLING | HRCU-A-CB (Split System: Heat Pump with Remote Outdoor Unit-Air-Source) | HMH72B341 |  |  | XAFC36DXXN1+JMET12CS2N1+TXV |  | 34000 | 18.5 | 8.5 | 34000 | 24200 | 71.18% | 2.14 | 0 | 10 |  |  |  | No | R-410A | 2.8333 | Residential & Commercial | Ducted CEE Tier 1
210471189 | Central HP <5.4 tons | BRYANT HEATING AND COOLING SYSTEMS | HRCU-A-CB (Split System: Heat Pump with Remote Outdoor Unit-Air-Source) | 288BNV037*0**B* |  |  | CSPH*6012AL*+UI | 88*TA66135C24*** | 33000 | 17 | 8.1 | 32200 | 24800 | 77.02% | 2.02 | 0 | 11.5 |  |  |  | No | R-410A | 2.75 | Residential & Commercial | Ducted CEE Tier 1
215931840 | Central HP <5.4 tons | DAY & NIGHT | HRCU-A-CB (Split System: Heat Pump with Remote Outdoor Unit-Air-Source) | C5H3V60*K*AAA* |  |  | ESH5X60M12A*+WALLCON | *80CTL1102120B* | 56500 | 18 | 8.1 | 61000 | 46000 | 75.41% | 2 | 0 | 11.5 |  |  |  | No | R-454B | 4.7083 | Residential & Commercial | Ducted CEE Tier 1
210470066 | Central HP <5.4 tons | BRYANT HEATING AND COOLING SYSTEMS | HRCU-A-CB (Split System: Heat Pump with Remote Outdoor Unit-Air-Source) | 288BNV037*0**B* |  |  | CAP**3621AL*+UI | 935CA66100C21*** | 31600 | 17.5 | 8.1 | 33000 | 24200 | 73.33% | 1.86 | 0 | 11 |  |  |  | No | R-410A | 2.6333 | Residential & Commercial | Ducted CEE Tier 1
210470134 | Central HP <5.4 tons | BRYANT HEATING AND COOLING SYSTEMS | HRCU-A-CB (Split System: Heat Pump with Remote Outdoor Unit-Air-Source) | 288BNV037*0**B* |  |  | CAP**4221AL*+UI | 935CA60080C21*** | 31800 | 17.5 | 8.1 | 33000 | 24400 | 73.94% | 1.9 | 0 | 11 |  |  |  | No | R-410A | 2.65 | Residential & Commercial | Ducted CEE Tier 1
214242913 | Central HP <5.4 tons | KENMORE | HRCU-A-CB (Split System: Heat Pump with Remote Outdoor Unit-Air-Source) | (C,H,T)VH825GKA2* |  |  | END4X42L17**+WALLCON | *97CMN0601714B* | 23800 | 16 | 8.1 | 21400 | 16700 | 78.04% | 1.98 | 0 | 11 |  |  |  | No | R-410A | 1.9833 | Residential & Commercial | Ducted CEE Tier 1
214242963 | Central HP <5.4 tons | KENMORE | HRCU-A-CB (Split System: Heat Pump with Remote Outdoor Unit-Air-Source) | (C,H,T)VH825GKA2* |  |  | EN(A,D,W)4X42L21**+WALLCON | *80CTL0451712B* | 23600 | 16 | 8.1 | 21600 | 16800 | 77.78% | 1.94 | 0 | 10.5 |  |  |  | No | R-410A | 1.9667 | Residential & Commercial | Ducted CEE Tier 1
214242863 | Central HP <5.4 tons | KENMORE | HRCU-A-CB (Split System: Heat Pump with Remote Outdoor Unit-Air-Source) | (C,H,T)VH825GKA2* |  |  | END4X42L17**+WALLCON | *80CTL0451712B* | 23800 | 16 | 8.1 | 21400 | 16700 | 78.04% | 1.96 | 0 | 11 |  |  |  | No | R-410A | 1.9833 | Residential & Commercial | Ducted CEE Tier 1
215931930 | Central HP <5.4 tons | DAY & NIGHT | HRCU-A-CB (Split System: Heat Pump with Remote Outdoor Unit-Air-Source) | C5H3V36*K*AAA* |  |  | EA*5X24M14A*+WALLCON | *96CTN0401410B* | 30400 | 17 | 9 | 35000 | 26800 | 76.57% | 1.9 | 0 | 10 |  |  |  | No | R-454B | 2.5333 | Residential & Commercial | Ducted CEE Tier 1
215932080 | Central HP <5.4 tons | DAY & NIGHT | HRCU-A-CB (Split System: Heat Pump with Remote Outdoor Unit-Air-Source) | C5H3V36*K*AAA* |  |  | EA*5X36M17A*+WALLCON | *80CTL0901716B* | 32200 | 19.5 | 9.5 | 35200 | 27000 | 76.7% | 2 | 0 | 11 |  |  |  | No | R-454B | 2.6833 | Residential & Commercial | Ducted CEE Tier 1
215932410 | Central HP <5.4 tons | DAY & NIGHT | HRCU-A-CB (Split System: Heat Pump with Remote Outdoor Unit-Air-Source) | C5H3V36*K*AAA* |  |  | EA*5X48M21A*+WALLCON | *80CTL0451712B* | 33000 | 19.5 | 9 | 35400 | 27200 | 76.84% | 1.9 | 0 | 10.5 |  |  |  | No | R-454B | 2.75 | Residential & Commercial | Ducted CEE Tier 1
215932480 | Central HP <5.4 tons | DAY & NIGHT | HRCU-A-CB (Split System: Heat Pump with Remote Outdoor Unit-Air-Source) | C5H3V36*K*AAA* |  |  | EA*5X48M21A*+WALLCON | *97CMN0602120B* | 33200 | 19.5 | 9.5 | 35000 | 26800 | 76.57% | 2.02 | 0 | 11 |  |  |  | No | R-454B | 2.7667 | Residential & Commercial | Ducted CEE Tier 1
215932132 | Central HP <5.4 tons | KENMORE | HRCU-A-CB (Split System: Heat Pump with Remote Outdoor Unit-Air-Source) | (C,H,T)5H3V36*K*AAA* |  |  | EA*5X36M17A*+WALLCON | *96CTN0801714B* | 32200 | 19 | 9.5 | 35400 | 27200 | 76.84% | 1.98 | 0 | 10.5 |  |  |  | No | R-454B | 2.6833 | Residential & Commercial | Ducted CEE Tier 1
215932182 | Central HP <5.4 tons | KENMORE | HRCU-A-CB (Split System: Heat Pump with Remote Outdoor Unit-Air-Source) | (C,H,T)5H3V36*K*AAA* |  |  | EA*5X37M21A*+WALLCON | *96CTN0601714B* | 33800 | 19.5 | 9.5 | 34200 | 26000 | 76.02% | 2.06 | 0 | 11 |  |  |  | No | R-454B | 2.8167 | Residential & Commercial | Ducted CEE Tier 1
215935022 | Central HP <5.4 tons | KENMORE | HRCU-A-CB (Split System: Heat Pump with Remote Outdoor Unit-Air-Source) | (C,H,T)5H3V36*K*AAA* |  |  | EVM5X49M21A*+WALLCON | *80CTL0702120B* | 35600 | 21.5 | 8.5 | 38000 | 28600 | 75.26% | 2.02 | 0 | 12 |  |  |  | No | R-454B | 2.9667 | Residential & Commercial | Ducted CEE Tier 1
210472962 | Central HP <5.4 tons | CARRIER | HRCU-A-CB (Split System: Heat Pump with Remote Outdoor Unit-Air-Source) | 25VNA825A*032* |  |  | CAP**4221AL*+UI | 58TN*A090C17**16 | 23800 | 17.5 | 8.1 | 21400 | 16500 | 77.1% | 1.98 | 0 | 11 |  |  |  | No | R-410A | 1.9833 | Residential & Commercial | Ducted CEE Tier 1
210473028 | Central HP <5.4 tons | CARRIER | HRCU-A-CB (Split System: Heat Pump with Remote Outdoor Unit-Air-Source) | 25VNA825A*032* |  |  | CAP**4224AL*+UI | 59TN6B120C24**22 | 23800 | 17 | 8.1 | 21400 | 16600 | 77.57% | 1.96 | 0 | 11 |  |  |  | No | R-410A | 1.9833 | Residential & Commercial | Ducted CEE Tier 1
210473094 | Central HP <5.4 tons | CARRIER | HRCU-A-CB (Split System: Heat Pump with Remote Outdoor Unit-Air-Source) | 25VNA825A*032* |  |  | CAP**4321AL*+UI | 59CU5A080C21**20 | 24400 | 17 | 8.5 | 21200 | 16600 | 78.3% | 2.04 | 0 | 11 |  |  |  | No | R-410A | 2.0333 | Residential & Commercial | Ducted CEE Tier 1
210473512 | Central HP <5.4 tons | CARRIER | HRCU-A-CB (Split System: Heat Pump with Remote Outdoor Unit-Air-Source) | 25VNA825A*032* |  |  | CAP**4824AL*+UI | 59TN6B100C21**22 | 24200 | 16.5 | 8.1 | 21000 | 16500 | 78.57% | 2.02 | 0 | 11 |  |  |  | No | R-410A | 2.0167 | Residential & Commercial | Ducted CEE Tier 1
214242463 | Central HP <5.4 tons | KENMORE | HRCU-A-CB (Split System: Heat Pump with Remote Outdoor Unit-Air-Source) | (C,H,T)VH825GKA2* |  |  | EN(A,D)4X24L17**+WALLCON | *95CSU0601716B* | 23200 | 15.5 | 8.1 | 22000 | 16900 | 76.82% | 1.92 | 0 | 10.5 |  |  |  | No | R-410A | 1.9333 | Residential & Commercial | Ducted CEE Tier 1
215931800 | Central HP <5.4 tons | DAY & NIGHT | HRCU-A-CB (Split System: Heat Pump with Remote Outdoor Unit-Air-Source) | C5H3V60*K*AAA* |  |  | ESH5X60M12A*+WALLCON | *80CSU0802120A* | 56500 | 18 | 8.1 | 61000 | 45500 | 74.59% | 1.95 | 0 | 11.5 |  |  |  | No | R-454B | 4.7083 | Residential & Commercial | Ducted CEE Tier 1
215931850 | Central HP <5.4 tons | DAY & NIGHT | HRCU-A-CB (Split System: Heat Pump with Remote Outdoor Unit-Air-Source) | C5H3V60*K*AAA* |  |  | ESH5X60M12A*+WALLCON | *95CSU0802120B* | 56000 | 17.5 | 8.1 | 61000 | 46000 | 75.41% | 1.95 | 0 | 11 |  |  |  | No | R-454B | 4.6667 | Residential & Commercial | Ducted CEE Tier 1
210471123 | Central HP <5.4 tons | BRYANT HEATING AND COOLING SYSTEMS | HRCU-A-CB (Split System: Heat Pump with Remote Outdoor Unit-Air-Source) | 288BNV037*0**B* |  |  | CSPH*6012AL*+UI | 935CA66100C21*** | 33000 | 17 | 8.1 | 32200 | 24800 | 77.02% | 2.02 | 0 | 11.5 |  |  |  | No | R-410A | 2.75 | Residential & Commercial | Ducted CEE Tier 1
210471222 | Central HP <5.4 tons | BRYANT HEATING AND COOLING SYSTEMS | HRCU-A-CB (Split System: Heat Pump with Remote Outdoor Unit-Air-Source) | 288BNV037*0**B* |  |  | CSPH*6012AL*+UI | 987MB42080C17*** | 32800 | 16.5 | 8.1 | 32600 | 25200 | 77.3% | 1.98 | 0 | 11 |  |  |  | No | R-410A | 2.7333 | Residential & Commercial | Ducted CEE Tier 1
211243992 | Central HP <5.4 tons | BRYANT HEATING AND COOLING SYSTEMS | HRCU-A-CB (Split System: Heat Pump with Remote Outdoor Unit-Air-Source) | 38MURAQ24AB3* |  |  | CNPV*2417AL* | 82*TA48090V17*** | 23200 | 16.5 | 8.5 | 26400 | 24200 | 91.67% | 2.02 | 0 | 10 |  |  |  | No | R-410A | 1.9333 | Residential & Commercial | Ducted CEE Tier 1
211244291 | Central HP <5.4 tons | BRYANT HEATING AND COOLING SYSTEMS | HRCU-A-CB (Split System: Heat Pump with Remote Outdoor Unit-Air-Source) | 38MURAQ24AB3* |  |  | CNPV*3014AL* | 926SA36060V14*** | 23400 | 16.5 | 8.1 | 25800 | 24000 | 93.02% | 1.98 | 0 | 10 |  |  |  | No | R-410A | 1.95 | Residential & Commercial | Ducted CEE Tier 1
211244179 | Central HP <5.4 tons | BRYANT HEATING AND COOLING SYSTEMS | HRCU-A-CB (Split System: Heat Pump with Remote Outdoor Unit-Air-Source) | 38MURAQ24AB3* |  |  | CNPV*2417AL* | 915SB42060E17*** | 24200 | 15.5 | 8.5 | 27200 | 22800 | 83.82% | 1.86 | 0 | 10 |  |  |  | No | R-410A | 2.0167 | Residential & Commercial | Ducted CEE Tier 1
211244438 | Central HP <5.4 tons | BRYANT HEATING AND COOLING SYSTEMS | HRCU-A-CB (Split System: Heat Pump with Remote Outdoor Unit-Air-Source) | 38MURAQ24AB3* |  |  | CNPV*3017AL* | 926SA30040V14*** | 23400 | 16 | 8.1 | 25800 | 24000 | 93.02% | 2 | 0 | 10 |  |  |  | No | R-410A | 1.95 | Residential & Commercial | Ducted CEE Tier 1
211244708 | Central HP <5.4 tons | BRYANT HEATING AND COOLING SYSTEMS | HRCU-A-CB (Split System: Heat Pump with Remote Outdoor Unit-Air-Source) | 38MURAQ24AB3* |  |  | CNPV*3017AL* | 8(0,1)*SA42090E17*** | 24600 | 16.5 | 8.1 | 26400 | 22600 | 85.61% | 1.86 | 0 | 10.5 |  |  |  | No | R-410A | 2.05 | Residential & Commercial | Ducted CEE Tier 1
211387498 | Central HP <5.4 tons | LUXAIRE | HRCU-A-CB (Split System: Heat Pump with Remote Outdoor Unit-Air-Source) | HMH72B341 |  |  | XAFC36DXXN1+TXV | TM9V100C16MP12 | 34000 | 17.5 | 8.5 | 34000 | 24000 | 70.59% | 2.1 | 0 | 10 |  |  |  | No | R-410A | 2.8333 | Residential & Commercial | Ducted CEE Tier 1
215676389 | Central HP <5.4 tons | DAY & NIGHT | HRCU-A-CB (Split System: Heat Pump with Remote Outdoor Unit-Air-Source) | C5H0V48*K*AAA* |  |  | EVD5X49M24A*+WALLCON | *96CTN1002122B* | 48000 | 19 | 9 | 50000 | 36600 | 73.2% | 2 | 0 | 10 |  |  |  | No | R-454B | 4 | Residential & Commercial | Ducted CEE Tier 1
215676739 | Central HP <5.4 tons | DAY & NIGHT | HRCU-A-CB (Split System: Heat Pump with Remote Outdoor Unit-Air-Source) | C5H0V48*K*AAA* |  |  | EVD5X61M21A*+WALLCON | *80CTL0901716B* | 48500 | 19 | 9 | 50000 | 37000 | 74% | 2 | 0 | 10 |  |  |  | No | R-454B | 4.0417 | Residential & Commercial | Ducted CEE Tier 1
215676889 | Central HP <5.4 tons | DAY & NIGHT | HRCU-A-CB (Split System: Heat Pump with Remote Outdoor Unit-Air-Source) | C5H0V48*K*AAA* |  |  | EVD5X61M24A*+WALLCON | *80CTL1352422B* | 48500 | 19.5 | 9.5 | 50000 | 36600 | 73.2% | 2.1 | 0 | 10.5 |  |  |  | No | R-454B | 4.0417 | Residential & Commercial | Ducted CEE Tier 1
212969566 | Central HP <5.4 tons | CARRIER | HRCU-A-CB (Split System: Heat Pump with Remote Outdoor Unit-Air-Source) | 38MURAQ18AB3* |  |  | CNPV*2414AL* | 58SP*B045V14**12 | 17700 | 16.5 | 8.5 | 18700 | 19100 | 102.1% | 2.3 | 0 | 11 |  |  |  | No | R-410A | 1.475 | Residential & Commercial | Ducted CEE Tier 1
213297271 | Central HP <5.4 tons | CHAMPION HEATING AND COOLING | HRCU-A-CB (Split System: Heat Pump with Remote Outdoor Unit-Air-Source) | HMH72B341 |  |  | XAFB36DBCN1 | Z9ES080B12SMPS1 | 33200 | 17 | 8.5 | 32200 | 22600 | 70.19% | 1.8 | 0 | 10 |  |  |  | No | R-410A | 2.7667 | Residential & Commercial | Ducted CEE Tier 1
211387529 | Central HP <5.4 tons | LUXAIRE | HRCU-A-CB (Split System: Heat Pump with Remote Outdoor Unit-Air-Source) | HMH72B341 |  |  | XAFC36DBCN1 | TM9V100C16MP12 | 34000 | 17.5 | 8.5 | 34000 | 24000 | 70.59% | 2.1 | 0 | 10 |  |  |  | No | R-410A | 2.8333 | Residential & Commercial | Ducted CEE Tier 1
213297741 | Central HP <5.4 tons | CHAMPION HEATING AND COOLING | HRCU-A-CB (Split System: Heat Pump with Remote Outdoor Unit-Air-Source) | HMH72B341 |  |  | XAHC36DBCN1 | Z8ET100C16LMPS1 | 34000 | 18 | 8.5 | 32800 | 23000 | 70.12% | 2.06 | 0 | 10.5 |  |  |  | No | R-410A | 2.8333 | Residential & Commercial | Ducted CEE Tier 1
213297216 | Central HP <5.4 tons | CHAMPION HEATING AND COOLING | HRCU-A-CB (Split System: Heat Pump with Remote Outdoor Unit-Air-Source) | HMH72B341 |  |  | XAHC36DXXN1+JMET12CS2N1+TXV |  | 33800 | 18 | 8.1 | 32800 | 23000 | 70.12% | 2.06 | 0 | 10 |  |  |  | No | R-410A | 2.8167 | Residential & Commercial | Ducted CEE Tier 1
213297416 | Central HP <5.4 tons | CHAMPION HEATING AND COOLING | HRCU-A-CB (Split System: Heat Pump with Remote Outdoor Unit-Air-Source) | HMH72B341 |  |  | XAFB36DXXN1+JMVT12BC2N1+TXV |  | 34000 | 18.5 | 8.5 | 33600 | 23600 | 70.24% | 2.1 | 0 | 10 |  |  |  | No | R-410A | 2.8333 | Residential & Commercial | Ducted CEE Tier 1
214066536 | Central HP <5.4 tons | RHEEM | HRCU-A-CB (Split System: Heat Pump with Remote Outdoor Unit-Air-Source) | RD17AZ36AJ3N |  |  | RCFZ3621MTANM | R951V0603A17UHU | 34200 | 18 | 8.1 | 34200 | 29800 | 87.13% | 1.9 | 0 | 10 |  |  |  | No | R-410A | 2.85 | Residential & Commercial | Ducted CEE Tier 1
212969816 | Central HP <5.4 tons | CARRIER | HRCU-A-CB (Split System: Heat Pump with Remote Outdoor Unit-Air-Source) | 38MURAQ24AB3* |  |  | CNPV*3014AL* | 58SP*B045V14**12 | 23400 | 17 | 8.1 | 25800 | 24400 | 94.57% | 2.04 | 0 | 10 |  |  |  | No | R-410A | 1.95 | Residential & Commercial | Ducted CEE Tier 1
211244014 | Central HP <5.4 tons | BRYANT HEATING AND COOLING SYSTEMS | HRCU-A-CB (Split System: Heat Pump with Remote Outdoor Unit-Air-Source) | 38MURAQ24AB3* |  |  | CNPV*2417AL* | 82*TA48070V17*** | 23600 | 16.5 | 8.5 | 26600 | 23400 | 87.97% | 1.94 | 0 | 10 |  |  |  | No | R-410A | 1.9667 | Residential & Commercial | Ducted CEE Tier 1
211244514 | Central HP <5.4 tons | BRYANT HEATING AND COOLING SYSTEMS | HRCU-A-CB (Split System: Heat Pump with Remote Outdoor Unit-Air-Source) | 38MURAQ24AB3* |  |  | CNPV*3017AL* | 82*SA48045V17*** | 24200 | 16 | 8.1 | 26400 | 22800 | 86.36% | 1.88 | 0 | 10.5 |  |  |  | No | R-410A | 2.0167 | Residential & Commercial | Ducted CEE Tier 1
211244523 | Central HP <5.4 tons | BRYANT HEATING AND COOLING SYSTEMS | HRCU-A-CB (Split System: Heat Pump with Remote Outdoor Unit-Air-Source) | 38MURAQ24AB3* |  |  | CNPV*3017AL* | 82*SA48070V17*** | 23800 | 16.5 | 8.1 | 26000 | 23200 | 89.23% | 1.92 | 0 | 10.5 |  |  |  | No | R-410A | 1.9833 | Residential & Commercial | Ducted CEE Tier 1
212969826 | Central HP <5.4 tons | CARRIER | HRCU-A-CB (Split System: Heat Pump with Remote Outdoor Unit-Air-Source) | 38MURAQ24AB3* |  |  | CNPV*3017AL* | 58SP*B045V14**12 | 23600 | 17 | 8.5 | 26200 | 24600 | 93.89% | 2.04 | 0 | 10.5 |  |  |  | No | R-410A | 1.9667 | Residential & Commercial | Ducted CEE Tier 1
211244110 | Central HP <5.4 tons | BRYANT HEATING AND COOLING SYSTEMS | HRCU-A-CB (Split System: Heat Pump with Remote Outdoor Unit-Air-Source) | 38MURAQ24AB3* |  |  | CNPV*2417AL* | 8(0,1)*SA36045E17*** | 23600 | 16 | 8.5 | 26800 | 23600 | 88.06% | 1.94 | 0 | 10 |  |  |  | No | R-410A | 1.9667 | Residential & Commercial | Ducted CEE Tier 1
211244157 | Central HP <5.4 tons | BRYANT HEATING AND COOLING SYSTEMS | HRCU-A-CB (Split System: Heat Pump with Remote Outdoor Unit-Air-Source) | 38MURAQ24AB3* |  |  | CNPV*2417AL* | 912SD42060E17*** | 23800 | 16.5 | 8.5 | 26800 | 23200 | 86.57% | 1.92 | 0 | 10 |  |  |  | No | R-410A | 1.9833 | Residential & Commercial | Ducted CEE Tier 1
215931900 | Central HP <5.4 tons | DAY & NIGHT | HRCU-A-CB (Split System: Heat Pump with Remote Outdoor Unit-Air-Source) | C5H3V60*K*AAA* |  |  | ESH5X60M12A*+WALLCON | *97CMN1202422B* | 56000 | 17.5 | 8.1 | 61000 | 46000 | 75.41% | 1.95 | 0 | 11 |  |  |  | No | R-454B | 4.6667 | Residential & Commercial | Ducted CEE Tier 1
215931700 | Central HP <5.4 tons | DAY & NIGHT | HRCU-A-CB (Split System: Heat Pump with Remote Outdoor Unit-Air-Source) | C5H3V60*K*AAA* |  |  | EA*5X61M24A*+WALLCON | *80CTL0902120B* | 57000 | 19 | 8.5 | 60500 | 46500 | 76.86% | 2.04 | 0 | 11.5 |  |  |  | No | R-454B | 4.75 | Residential & Commercial | Ducted CEE Tier 1
215931750 | Central HP <5.4 tons | DAY & NIGHT | HRCU-A-CB (Split System: Heat Pump with Remote Outdoor Unit-Air-Source) | C5H3V60*K*AAA* |  |  | EA*5X61M24A*+WALLCON | *97CMN0802120B* | 56500 | 18.5 | 8.5 | 60500 | 46500 | 76.86% | 2.02 | 0 | 11 |  |  |  | No | R-454B | 4.7083 | Residential & Commercial | Ducted CEE Tier 1
210470254 | Central HP <5.4 tons | BRYANT HEATING AND COOLING SYSTEMS | HRCU-A-CB (Split System: Heat Pump with Remote Outdoor Unit-Air-Source) | 288BNV037*0**B* |  |  | CAP**6024AL*+UI | 83*CA60100C21*** | 32800 | 17 | 8.1 | 32000 | 24800 | 77.5% | 1.96 | 0 | 11 |  |  |  | No | R-410A | 2.7333 | Residential & Commercial | Ducted CEE Tier 1
214066652 | Central HP <5.4 tons | RHEEM | HRCU-A-CB (Split System: Heat Pump with Remote Outdoor Unit-Air-Source) | RD17AZ36AJ3N |  |  | RCFZ3621MTANM | R962V0855A21M4S | 34200 | 18 | 8.1 | 34200 | 29600 | 86.55% | 1.9 | 0 | 10 |  |  |  | No | R-410A | 2.85 | Residential & Commercial | Ducted CEE Tier 1
214066768 | Central HP <5.4 tons | RHEEM | HRCU-A-CB (Split System: Heat Pump with Remote Outdoor Unit-Air-Source) | RD17AZ36AJ3N |  |  | RCFZ3621MTANM | R801V0504A17UHN | 34200 | 18 | 8.1 | 34200 | 29800 | 87.13% | 1.9 | 0 | 10 |  |  |  | No | R-410A | 2.85 | Residential & Commercial | Ducted CEE Tier 1
214570774 | Central HP <5.4 tons | DAY & NIGHT | HRCU-A-CB (Split System: Heat Pump with Remote Outdoor Unit-Air-Source) | CVH825GKA3* |  |  | EA*4X48L24A*+WALLCON | *97CMN0802120B* | 24000 | 16.5 | 8.5 | 21000 | 16500 | 78.57% | 2.02 | 0 | 11 |  |  |  | No | R-410A | 2 | Residential & Commercial | Ducted CEE Tier 1
213772621 | Central HP <5.4 tons | DAY & NIGHT | HRCU-A-CB (Split System: Heat Pump with Remote Outdoor Unit-Air-Source) | CVH825GKA3* |  |  | EA*4X24L17A*+WALLCON | *80CTL0451712B* | 23200 | 16 | 8.1 | 22000 | 16900 | 76.82% | 1.88 | 0 | 10 |  |  |  | No | R-410A | 1.9333 | Residential & Commercial | Ducted CEE Tier 1
215932432 | Central HP <5.4 tons | KENMORE | HRCU-A-CB (Split System: Heat Pump with Remote Outdoor Unit-Air-Source) | (C,H,T)5H3V36*K*AAA* |  |  | EA*5X48M21A*+WALLCON | *80CTL0901716B* | 33400 | 20 | 9.5 | 34600 | 26400 | 76.3% | 2.04 | 0 | 11.5 |  |  |  | No | R-454B | 2.7833 | Residential & Commercial | Ducted CEE Tier 1
215932332 | Central HP <5.4 tons | KENMORE | HRCU-A-CB (Split System: Heat Pump with Remote Outdoor Unit-Air-Source) | (C,H,T)5H3V36*K*AAA* |  |  | EA*5X42M21A*+WALLCON | *97CMN1002122B* | 32800 | 20 | 9.5 | 34800 | 26600 | 76.44% | 2 | 0 | 11.5 |  |  |  | No | R-454B | 2.7333 | Residential & Commercial | Ducted CEE Tier 1
215932232 | Central HP <5.4 tons | KENMORE | HRCU-A-CB (Split System: Heat Pump with Remote Outdoor Unit-Air-Source) | (C,H,T)5H3V36*K*AAA* |  |  | EA*5X42M21A*+WALLCON | *80CTL0701716B* | 32600 | 19.5 | 9.5 | 35200 | 27000 | 76.7% | 2 | 0 | 11 |  |  |  | No | R-454B | 2.7167 | Residential & Commercial | Ducted CEE Tier 1
214243973 | Central HP <5.4 tons | CARRIER | HRCU-A-CB (Split System: Heat Pump with Remote Outdoor Unit-Air-Source) | 25VNA448A*031* |  |  | CNPV*6024AL*+UI | 58TN*B090C21**20 | 44500 | 21.5 | 9 | 46000 | 36000 | 78.26% | 2.26 | 0 | 12 |  |  |  | No | R-410A | 3.7083 | Residential & Commercial | Ducted CEE Tier 1
214097636 | Central HP <5.4 tons | RHEEM | HRCU-A-CB (Split System: Heat Pump with Remote Outdoor Unit-Air-Source) | RD17AZ48AJ3N |  |  | RCFZ6024SEANM | R962V1155A24M4S | 45500 | 17 | 8.1 | 45500 | 40000 | 87.91% | 2.1 | 0 | 10 |  |  |  | No | R-410A | 3.7917 | Residential & Commercial | Ducted CEE Tier 1
214396222 | Central HP <5.4 tons | FRASER-JOHNSTON | HRCU-A-CB (Split System: Heat Pump with Remote Outdoor Unit-Air-Source) | HH824E2S11 |  |  | CTF36B5ADS1 | TM8V080B12MP12 | 23000 | 18 | 9 | 23000 | 18500 | 80.43% | 2 | 0 | 12 |  |  |  | No | R-454B | 1.9167 | Residential & Commercial | Ducted CEE Tier 1
214097638 | Central HP <5.4 tons | RHEEM | HRCU-A-CB (Split System: Heat Pump with Remote Outdoor Unit-Air-Source) | RD17AZ48AJ3N |  |  | RCFZ6024SEANM | R962V1005A21M4S | 45500 | 16 | 8.1 | 45500 | 40500 | 89.01% | 2.1 | 0 | 10 |  |  |  | No | R-410A | 3.7917 | Residential & Commercial | Ducted CEE Tier 1
214097652 | Central HP <5.4 tons | RHEEM | HRCU-A-CB (Split System: Heat Pump with Remote Outdoor Unit-Air-Source) | RD17AZ48AJ3N |  |  | RCFZ6024SEANM | R951V0705A21M4S | 45500 | 16 | 8.1 | 45500 | 40500 | 89.01% | 2.1 | 0 | 10 |  |  |  | No | R-410A | 3.7917 | Residential & Commercial | Ducted CEE Tier 1
214097670 | Central HP <5.4 tons | RHEEM | HRCU-A-CB (Split System: Heat Pump with Remote Outdoor Unit-Air-Source) | RD17AZ48AJ3N |  |  | RCFZ6024SEANM | R802V1505A24UHN | 45500 | 17 | 8.1 | 45500 | 40000 | 87.91% | 2.1 | 0 | 10 |  |  |  | No | R-410A | 3.7917 | Residential & Commercial | Ducted CEE Tier 1
214396783 | Central HP <5.4 tons | CHAMPION HEATING AND COOLING | HRCU-A-CB (Split System: Heat Pump with Remote Outdoor Unit-Air-Source) | HH836E2S11 |  |  | CTF48C5CFS1 | TM9Y100C16MP11 | 33200 | 19 | 9 | 31400 | 25400 | 80.89% | 2 | 0 | 11 |  |  |  | No | R-454B | 2.7667 | Residential & Commercial | Ducted CEE Tier 1
214396399 | Central HP <5.4 tons | CHAMPION HEATING AND COOLING | HRCU-A-CB (Split System: Heat Pump with Remote Outdoor Unit-Air-Source) | HH836E2S11 |  |  | CTF36C5CDS1+JMC17C2SN1 |  | 34400 | 19 | 9 | 31600 | 25400 | 80.38% | 2 | 0 | 11.7 |  |  |  | No | R-454B | 2.8667 | Residential & Commercial | Ducted CEE Tier 1
214396446 | Central HP <5.4 tons | CHAMPION HEATING AND COOLING | HRCU-A-CB (Split System: Heat Pump with Remote Outdoor Unit-Air-Source) | HH836E2S11 |  |  | JHE36C5CD2SS1 |  | 33600 | 19 | 9 | 30600 | 25000 | 81.7% | 2 | 0 | 11.7 |  |  |  | No | R-454B | 2.8 | Residential & Commercial | Ducted CEE Tier 1
214398135 | Central HP <5.4 tons | CHAMPION HEATING AND COOLING | HRCU-A-CB (Split System: Heat Pump with Remote Outdoor Unit-Air-Source) | HH836E2S11 |  |  | CTF36C5CDS1 | TM8Y080C16MP11 | 33600 | 18 | 8.5 | 30800 | 25200 | 81.82% | 2 | 0 | 11.7 |  |  |  | No | R-454B | 2.8 | Residential & Commercial | Ducted CEE Tier 1
214396505 | Central HP <5.4 tons | FRASER-JOHNSTON | HRCU-A-CB (Split System: Heat Pump with Remote Outdoor Unit-Air-Source) | HH836E2S11 |  |  | CTF48C5CFS1 | TMLE100C20MP11 | 34400 | 17 | 8.5 | 32600 | 25800 | 79.14% | 2 | 0 | 11 |  |  |  | No | R-454B | 2.8667 | Residential & Commercial | Ducted CEE Tier 1
215853349 | Central HP <5.4 tons | COLEMAN | HRCU-A-CB (Split System: Heat Pump with Remote Outdoor Unit-Air-Source) | HH836E2S11 |  |  | CTM36C5CDS1+JMVT17CC2N1 |  | 34400 | 19 | 9 | 31600 | 25800 | 81.65% | 2 | 0 | 11.7 |  |  |  | No | R-454B | 2.8667 | Residential & Commercial | Ducted CEE Tier 1
214396388 | Central HP <5.4 tons | FRASER-JOHNSTON | HRCU-A-CB (Split System: Heat Pump with Remote Outdoor Unit-Air-Source) | HH836E2S11 |  |  | CTM36C5CDS1 | TM9Y100C16MP11 | 33200 | 18 | 9 | 31000 | 25200 | 81.29% | 2 | 0 | 11 |  |  |  | No | R-454B | 2.7667 | Residential & Commercial | Ducted CEE Tier 1
215931642 | Central HP <5.4 tons | KENMORE | HRCU-A-CB (Split System: Heat Pump with Remote Outdoor Unit-Air-Source) | (C,H,T)5H3V60*K*AAA* |  |  | EA*5X60M24A*+WALLCON | *96CTN1002122B* | 55500 | 18.5 | 8.5 | 60500 | 46000 | 76.03% | 2.06 | 0 | 11 |  |  |  | No | R-454B | 4.625 | Residential & Commercial | Ducted CEE Tier 1
215931692 | Central HP <5.4 tons | KENMORE | HRCU-A-CB (Split System: Heat Pump with Remote Outdoor Unit-Air-Source) | (C,H,T)5H3V60*K*AAA* |  |  | EA*5X61M24A*+WALLCON | *80CTL0702120B* | 56500 | 18.5 | 8.5 | 60500 | 47000 | 77.69% | 2.02 | 0 | 11 |  |  |  | No | R-454B | 4.7083 | Residential & Commercial | Ducted CEE Tier 1
215935272 | Central HP <5.4 tons | KENMORE | HRCU-A-CB (Split System: Heat Pump with Remote Outdoor Unit-Air-Source) | (C,H,T)5H3V36*K*AAA* |  |  | EVM5X60M21A*+WALLCON | *97CMN0602120B* | 35400 | 21 | 8.5 | 38500 | 29000 | 75.32% | 2.02 | 0 | 12 |  |  |  | No | R-454B | 2.95 | Residential & Commercial | Ducted CEE Tier 1
214396842 | Central HP <5.4 tons | FRASER-JOHNSTON | HRCU-A-CB (Split System: Heat Pump with Remote Outdoor Unit-Air-Source) | HH836E2S11 |  |  | CTF36B5CDS1 | TM9V060B12MP12 | 33000 | 17 | 8.5 | 31000 | 25200 | 81.29% | 2 | 0 | 11 |  |  |  | No | R-454B | 2.75 | Residential & Commercial | Ducted CEE Tier 1
214397394 | Central HP <5.4 tons | FRASER-JOHNSTON | HRCU-A-CB (Split System: Heat Pump with Remote Outdoor Unit-Air-Source) | HH836E2S11 |  |  | CTF48C5CFS1 | TL8E100C20UH11 | 33400 | 18 | 9 | 31400 | 25200 | 80.25% | 2 | 0 | 11 |  |  |  | No | R-454B | 2.7833 | Residential & Commercial | Ducted CEE Tier 1
211387962 | Central HP <5.4 tons | LUXAIRE | HRCU-A-CB (Split System: Heat Pump with Remote Outdoor Unit-Air-Source) | HMH72B341 |  |  | XAFB36DBCN1 | LP9C080B12MP13 | 33600 | 17.5 | 8.5 | 33400 | 23400 | 70.06% | 2.04 | 0 | 10 |  |  |  | No | R-410A | 2.8 | Residential & Commercial | Ducted CEE Tier 1
210470287 | Central HP <5.4 tons | BRYANT HEATING AND COOLING SYSTEMS | HRCU-A-CB (Split System: Heat Pump with Remote Outdoor Unit-Air-Source) | 288BNV037*0**B* |  |  | CAP**6024AL*+UI | 986TC66120C24*** | 32800 | 18 | 8.5 | 31800 | 24800 | 77.99% | 2 | 0 | 11.7 |  |  |  | No | R-410A | 2.7333 | Residential & Commercial | Ducted CEE Tier 1
210470496 | Central HP <5.4 tons | BRYANT HEATING AND COOLING SYSTEMS | HRCU-A-CB (Split System: Heat Pump with Remote Outdoor Unit-Air-Source) | 288BNV037*0**B* |  |  | CAP**6121AL*+UI | 88*TA48090C17*** | 33200 | 18 | 8.5 | 32000 | 24800 | 77.5% | 2 | 0 | 12 |  |  |  | No | R-410A | 2.7667 | Residential & Commercial | Ducted CEE Tier 1
210470562 | Central HP <5.4 tons | BRYANT HEATING AND COOLING SYSTEMS | HRCU-A-CB (Split System: Heat Pump with Remote Outdoor Unit-Air-Source) | 288BNV037*0**B* |  |  | CAP**6124AL*+UI | 88*TA66135C24*** | 33200 | 18 | 8.5 | 32000 | 24800 | 77.5% | 2.02 | 0 | 12 |  |  |  | No | R-410A | 2.7667 | Residential & Commercial | Ducted CEE Tier 1
210470833 | Central HP <5.4 tons | BRYANT HEATING AND COOLING SYSTEMS | HRCU-A-CB (Split System: Heat Pump with Remote Outdoor Unit-Air-Source) | 288BNV037*0**B* |  |  | CNPV*4824AL*+UI | 935CA60080C21*** | 32400 | 17.5 | 8.1 | 32800 | 24800 | 75.61% | 1.96 | 0 | 11.7 |  |  |  | No | R-410A | 2.7 | Residential & Commercial | Ducted CEE Tier 1
210471167 | Central HP <5.4 tons | BRYANT HEATING AND COOLING SYSTEMS | HRCU-A-CB (Split System: Heat Pump with Remote Outdoor Unit-Air-Source) | 288BNV037*0**B* |  |  | CSPH*6012AL*+UI | 88*TA48070C17*** | 32800 | 17 | 8.1 | 32400 | 25000 | 77.16% | 2 | 0 | 11 |  |  |  | No | R-410A | 2.7333 | Residential & Commercial | Ducted CEE Tier 1
211226419 | Central HP <5.4 tons | BRYANT HEATING AND COOLING SYSTEMS | HRCU-A-CB (Split System: Heat Pump with Remote Outdoor Unit-Air-Source) | 38MURAQ36AB3* |  |  | CAP**3621AL* | 926TB66100V21*** | 35200 | 16.5 | 8.1 | 38500 | 35200 | 91.43% | 1.82 | 0 | 10 |  |  |  | No | R-410A | 2.9333 | Residential & Commercial | Ducted CEE Tier 1
211226838 | Central HP <5.4 tons | BRYANT HEATING AND COOLING SYSTEMS | HRCU-A-CB (Split System: Heat Pump with Remote Outdoor Unit-Air-Source) | 38MURAQ36AB3* |  |  | CAP**3721AL* | 8(0,1)*SA60090E21*** | 36800 | 16 | 8.5 | 38500 | 34800 | 90.39% | 2.1 | 0 | 10 |  |  |  | No | R-410A | 3.0667 | Residential & Commercial | Ducted CEE Tier 1
212970416 | Central HP <5.4 tons | CARRIER | HRCU-A-CB (Split System: Heat Pump with Remote Outdoor Unit-Air-Source) | 38MURAQ36AB3* |  |  | CAP**4321AL* | 58SP*B070V17**16 | 36400 | 16 | 8.5 | 38500 | 35000 | 90.91% | 2.06 | 0 | 10 |  |  |  | No | R-410A | 3.0333 | Residential & Commercial | Ducted CEE Tier 1
212970456 | Central HP <5.4 tons | CARRIER | HRCU-A-CB (Split System: Heat Pump with Remote Outdoor Unit-Air-Source) | 38MURAQ36AB3* |  |  | CNPV*4217AL* | 58SP*B070V17**16 | 35600 | 15.5 | 8.1 | 38500 | 35000 | 90.91% | 1.94 | 0 | 10 |  |  |  | No | R-410A | 2.9667 | Residential & Commercial | Ducted CEE Tier 1
211387544 | Central HP <5.4 tons | LUXAIRE | HRCU-A-CB (Split System: Heat Pump with Remote Outdoor Unit-Air-Source) | HMH72B341 |  |  | XAFC36DBCN1 | LP9C100C16MP13 | 34000 | 17.5 | 8.5 | 34000 | 24000 | 70.59% | 2.1 | 0 | 10 |  |  |  | No | R-410A | 2.8333 | Residential & Commercial | Ducted CEE Tier 1
215853361 | Central HP <5.4 tons | COLEMAN | HRCU-A-CB (Split System: Heat Pump with Remote Outdoor Unit-Air-Source) | HH836E2S11 |  |  | CTM36C5CDS1 | Z9ES080C16SMPS1 | 33600 | 18 | 8.5 | 31200 | 25400 | 81.41% | 2 | 0 | 11 |  |  |  | No | R-454B | 2.8 | Residential & Commercial | Ducted CEE Tier 1
213297666 | Central HP <5.4 tons | CHAMPION HEATING AND COOLING | HRCU-A-CB (Split System: Heat Pump with Remote Outdoor Unit-Air-Source) | HMH72B341 |  |  | XAHB36DBCN1 | Z8ES040A12LMPS1 | 33200 | 17.5 | 8.1 | 32800 | 23000 | 70.12% | 2.02 | 0 | 10 |  |  |  | No | R-410A | 2.7667 | Residential & Commercial | Ducted CEE Tier 1
212971242 | Central HP <5.4 tons | CARRIER | HRCU-A-CB (Split System: Heat Pump with Remote Outdoor Unit-Air-Source) | 38MURAQ24AB3* |  |  | CNPV*3617AL* | 58TP*B045V14**12 | 23600 | 17 | 8.5 | 26200 | 24600 | 93.89% | 2.04 | 0 | 10.5 |  |  |  | No | R-410A | 1.9667 | Residential & Commercial | Ducted CEE Tier 1
212971408 | Central HP <5.4 tons | CARRIER | HRCU-A-CB (Split System: Heat Pump with Remote Outdoor Unit-Air-Source) | 38MURAQ24AB3* |  |  | CNPV*2414AL* | 58TP*B070V14**12 | 23400 | 17 | 8.5 | 27000 | 24800 | 91.85% | 2.06 | 0 | 10 |  |  |  | No | R-410A | 1.95 | Residential & Commercial | Ducted CEE Tier 1
212971709 | Central HP <5.4 tons | CARRIER | HRCU-A-CB (Split System: Heat Pump with Remote Outdoor Unit-Air-Source) | 38MURAQ24AB3* |  |  | CNPV*3017AL* | 58TP*B070V17**16 | 23600 | 17 | 8.5 | 26400 | 24200 | 91.67% | 2.02 | 0 | 10.5 |  |  |  | No | R-410A | 1.9667 | Residential & Commercial | Ducted CEE Tier 1
214396569 | Central HP <5.4 tons | FRASER-JOHNSTON | HRCU-A-CB (Split System: Heat Pump with Remote Outdoor Unit-Air-Source) | HH860E2S11 |  |  | CTF60C5CGS1 | TM9V100C16MP12 | 43500 | 18 | 9 | 44000 | 33200 | 75.45% | 2 | 0 | 11.7 |  |  |  | No | R-454B | 3.625 | Residential & Commercial | Ducted CEE Tier 1
214396737 | Central HP <5.4 tons | FRASER-JOHNSTON | HRCU-A-CB (Split System: Heat Pump with Remote Outdoor Unit-Air-Source) | HH860E2S11 |  |  | CTF60D5CHS1+JMVT20DC2N1 |  | 54500 | 19 | 9 | 53500 | 38500 | 71.96% | 2 | 0 | 12 |  |  |  | No | R-454B | 4.5417 | Residential & Commercial | Ducted CEE Tier 1
214396601 | Central HP <5.4 tons | FRASER-JOHNSTON | HRCU-A-CB (Split System: Heat Pump with Remote Outdoor Unit-Air-Source) | HH860E2S11 |  |  | CTM60C5CGS1 | TM8E120C20MP11 | 44500 | 17 | 9 | 45000 | 33600 | 74.67% | 2 | 0 | 11.7 |  |  |  | No | R-454B | 3.7083 | Residential & Commercial | Ducted CEE Tier 1
214609138 | Central HP <5.4 tons | FRASER-JOHNSTON | HRCU-A-CB (Split System: Heat Pump with Remote Outdoor Unit-Air-Source) | HH860E2S11 |  |  | CTM60D5CHS1 | Z9ES120D20SMPS1 | 53500 | 19 | 8.5 | 53500 | 38500 | 71.96% | 2 | 0 | 11.7 |  |  |  | No | R-454B | 4.4583 | Residential & Commercial | Ducted CEE Tier 1
214609172 | Central HP <5.4 tons | FRASER-JOHNSTON | HRCU-A-CB (Split System: Heat Pump with Remote Outdoor Unit-Air-Source) | HH860E2S11 |  |  | CTM60C5CGS1 | Z9ES080C16SMPS1 | 45000 | 18 | 9 | 46000 | 33800 | 73.48% | 2 | 0 | 11.7 |  |  |  | No | R-454B | 3.75 | Residential & Commercial | Ducted CEE Tier 1
215853465 | Central HP <5.4 tons | COLEMAN | HRCU-A-CB (Split System: Heat Pump with Remote Outdoor Unit-Air-Source) | HH860E2S11 |  |  | CTM60D5CJS1 | Z8ES130D20SMPS1 | 53500 | 19 | 9 | 55000 | 39500 | 71.82% | 2 | 0 | 11 |  |  |  | No | R-454B | 4.4583 | Residential & Commercial | Ducted CEE Tier 1
215853466 | Central HP <5.4 tons | COLEMAN | HRCU-A-CB (Split System: Heat Pump with Remote Outdoor Unit-Air-Source) | HH860E2S11 |  |  | CTF60D5CJS1 | Z9ES120D20SMPS1 | 53000 | 18 | 9 | 54500 | 39500 | 72.48% | 2 | 0 | 11 |  |  |  | No | R-454B | 4.4167 | Residential & Commercial | Ducted CEE Tier 1
214396606 | Central HP <5.4 tons | FRASER-JOHNSTON | HRCU-A-CB (Split System: Heat Pump with Remote Outdoor Unit-Air-Source) | HH860E2S11 |  |  | CTM60C5CGS1 | TMLE120C20MP11 | 44500 | 17 | 9 | 45000 | 33600 | 74.67% | 2 | 0 | 11.7 |  |  |  | No | R-454B | 3.7083 | Residential & Commercial | Ducted CEE Tier 1
215941750 | Central HP <5.4 tons | DAY & NIGHT | HRCU-A-CB (Split System: Heat Pump with Remote Outdoor Unit-Air-Source) | C5H3V48*K*AAA* |  |  | EVD5X60M24A*+WALLCON | *97CTN1002122A* | 45500 | 20.5 | 8.1 | 52500 | 38000 | 72.38% | 1.9 | 0 | 11.5 |  |  |  | No | R-454B | 3.7917 | Residential & Commercial | Ducted CEE Tier 1
212980689 | Central HP <5.4 tons | BRYANT HEATING AND COOLING SYSTEMS | HRCU-A-CB (Split System: Heat Pump with Remote Outdoor Unit-Air-Source) | 38MURAQ36AB3* |  |  | CAP**4824AL* | 8(0,1)*SB60090M24*** | 36000 | 16.5 | 8.5 | 37800 | 34600 | 91.53% | 2.04 | 0 | 10 |  |  |  | No | R-410A | 3 | Residential & Commercial | Ducted CEE Tier 1
212970736 | Central HP <5.4 tons | CARRIER | HRCU-A-CB (Split System: Heat Pump with Remote Outdoor Unit-Air-Source) | 38MURAQ36AB3* |  |  | CNPV*4824AL* | 58SP*B090V21**20 | 36000 | 16.5 | 8.1 | 38500 | 35000 | 90.91% | 2 | 0 | 10 |  |  |  | No | R-410A | 3 | Residential & Commercial | Ducted CEE Tier 1
215931530 | Central HP <5.4 tons | DAY & NIGHT | HRCU-A-CB (Split System: Heat Pump with Remote Outdoor Unit-Air-Source) | C5H3V60*K*AAA* |  |  | EA*5X60M24A*+WALLCON | *80CSU1002120A* | 55500 | 18.5 | 8.5 | 60500 | 46000 | 76.03% | 2.04 | 0 | 11 |  |  |  | No | R-454B | 4.625 | Residential & Commercial | Ducted CEE Tier 1
215931680 | Central HP <5.4 tons | DAY & NIGHT | HRCU-A-CB (Split System: Heat Pump with Remote Outdoor Unit-Air-Source) | C5H3V60*K*AAA* |  |  | EA*5X61M24A*+WALLCON | *80CSU1002120A* | 57000 | 19 | 8.5 | 60500 | 46500 | 76.86% | 2.02 | 0 | 11 |  |  |  | No | R-454B | 4.75 | Residential & Commercial | Ducted CEE Tier 1
214243063 | Central HP <5.4 tons | KENMORE | HRCU-A-CB (Split System: Heat Pump with Remote Outdoor Unit-Air-Source) | (C,H,T)VH825GKA2* |  |  | EN(A,D,W)4X42L21**+WALLCON | *96CTN0801714B* | 23800 | 16.5 | 8.1 | 21400 | 16700 | 78.04% | 1.96 | 0 | 11 |  |  |  | No | R-410A | 1.9833 | Residential & Commercial | Ducted CEE Tier 1
214243113 | Central HP <5.4 tons | KENMORE | HRCU-A-CB (Split System: Heat Pump with Remote Outdoor Unit-Air-Source) | (C,H,T)VH825GKA2* |  |  | EN(A,D,W)4X48L21**+WALLCON | *80CTL0902120B* | 24200 | 17 | 8.1 | 21200 | 16600 | 78.3% | 2.02 | 0 | 11.5 |  |  |  | No | R-410A | 2.0167 | Residential & Commercial | Ducted CEE Tier 1
214243133 | Central HP <5.4 tons | KENMORE | HRCU-A-CB (Split System: Heat Pump with Remote Outdoor Unit-Air-Source) | (C,H,T)VH825GKA2* |  |  | EN(A,D,W)4X48L21**+WALLCON | *95CSU0601716B* | 24000 | 16.5 | 8.1 | 21400 | 16600 | 77.57% | 2 | 0 | 11 |  |  |  | No | R-410A | 2 | Residential & Commercial | Ducted CEE Tier 1
210471288 | Central HP <5.4 tons | BRYANT HEATING AND COOLING SYSTEMS | HRCU-A-CB (Split System: Heat Pump with Remote Outdoor Unit-Air-Source) | 288BNV037*0**B* |  |  | CSPH*6012AL*+UI | 88*TA36070C14*** | 32800 | 17 | 8.1 | 32400 | 25000 | 77.16% | 2 | 0 | 11 |  |  |  | No | R-410A | 2.7333 | Residential & Commercial | Ducted CEE Tier 1
210470308 | Central HP <5.4 tons | CARRIER | HRCU-A-CB (Split System: Heat Pump with Remote Outdoor Unit-Air-Source) | 25VNA837A*031* |  |  | CAP**6024AL*+UI | 59MN7B100C21**22 | 32800 | 17.5 | 8.5 | 31800 | 24800 | 77.99% | 2 | 0 | 11.7 |  |  |  | No | R-410A | 2.7333 | Residential & Commercial | Ducted CEE Tier 1
215932680 | Central HP <5.4 tons | DAY & NIGHT | HRCU-A-CB (Split System: Heat Pump with Remote Outdoor Unit-Air-Source) | C5H3V36*K*AAA* |  |  | EA*5X61M21A*+WALLCON | *80CSU1002120A* | 34400 | 20 | 9 | 34600 | 26200 | 75.72% | 1.94 | 0 | 11.7 |  |  |  | No | R-454B | 2.8667 | Residential & Commercial | Ducted CEE Tier 1
215933900 | Central HP <5.4 tons | DAY & NIGHT | HRCU-A-CB (Split System: Heat Pump with Remote Outdoor Unit-Air-Source) | C5H3V36*K*AAA* |  |  | ESH5X60M12A*+WALLCON | *97CMN1002122B* | 34200 | 19.5 | 9 | 34200 | 26000 | 76.02% | 1.94 | 0 | 11.7 |  |  |  | No | R-454B | 2.85 | Residential & Commercial | Ducted CEE Tier 1
215934750 | Central HP <5.4 tons | DAY & NIGHT | HRCU-A-CB (Split System: Heat Pump with Remote Outdoor Unit-Air-Source) | C5H3V36*K*AAA* |  |  | EVM5X42M21A*+WALLCON | *96CTN0601714B* | 34000 | 20.5 | 8.1 | 38000 | 27000 | 71.05% | 1.95 | 0 | 11 |  |  |  | No | R-454B | 2.8333 | Residential & Commercial | Ducted CEE Tier 1
215934800 | Central HP <5.4 tons | DAY & NIGHT | HRCU-A-CB (Split System: Heat Pump with Remote Outdoor Unit-Air-Source) | C5H3V36*K*AAA* |  |  | EVM5X44M21A*+WALLCON | *80CSU1002120A* | 35600 | 21.5 | 8.5 | 38000 | 28800 | 75.79% | 2.02 | 0 | 12 |  |  |  | No | R-454B | 2.9667 | Residential & Commercial | Ducted CEE Tier 1
215934850 | Central HP <5.4 tons | DAY & NIGHT | HRCU-A-CB (Split System: Heat Pump with Remote Outdoor Unit-Air-Source) | C5H3V36*K*AAA* |  |  | EVM5X44M21A*+WALLCON | *80CTL0902120B* | 35600 | 22 | 8.5 | 38000 | 28400 | 74.74% | 2.02 | 0 | 12.5 |  |  |  | No | R-454B | 2.9667 | Residential & Commercial | Ducted CEE Tier 1
215935451 | Central HP <5.4 tons | KEEPRITE | HRCU-A-CB (Split System: Heat Pump with Remote Outdoor Unit-Air-Source) | C5H3V36*K*AAA* |  |  | EVM5X60M24A*+WALLCON | *96CTN1202422B* | 35600 | 22 | 8.5 | 38000 | 28400 | 74.74% | 2.04 | 0 | 12.5 |  |  |  | No | R-454B | 2.9667 | Residential & Commercial | Ducted CEE Tier 1
215935471 | Central HP <5.4 tons | KEEPRITE | HRCU-A-CB (Split System: Heat Pump with Remote Outdoor Unit-Air-Source) | C5H3V36*K*AAA* |  |  | EVM5X61M24A*+WALLCON | *80CTL1102120B* | 36000 | 22.5 | 8.5 | 37600 | 28200 | 75% | 2.06 | 0 | 12.5 |  |  |  | No | R-454B | 3 | Residential & Commercial | Ducted CEE Tier 1
215932120 | Central HP <5.4 tons | DAY & NIGHT | HRCU-A-CB (Split System: Heat Pump with Remote Outdoor Unit-Air-Source) | C5H3V36*K*AAA* |  |  | EA*5X36M17A*+WALLCON | *96CTN0601714B* | 32000 | 19 | 9.5 | 34600 | 26600 | 76.88% | 2.02 | 0 | 10.5 |  |  |  | No | R-454B | 2.6667 | Residential & Commercial | Ducted CEE Tier 1
215932020 | Central HP <5.4 tons | DAY & NIGHT | HRCU-A-CB (Split System: Heat Pump with Remote Outdoor Unit-Air-Source) | C5H3V36*K*AAA* |  |  | EA*5X30M17A*+WALLCON | *96CTN0401410B* | 30800 | 17.5 | 9 | 34400 | 26600 | 77.33% | 1.9 | 0 | 10 |  |  |  | No | R-454B | 2.5667 | Residential & Commercial | Ducted CEE Tier 1
210470561 | Central HP <5.4 tons | CARRIER | HRCU-A-CB (Split System: Heat Pump with Remote Outdoor Unit-Air-Source) | 25VNA837A*031* |  |  | CAP**6124AL*+UI | 58TN*A135C24**22 | 33200 | 18 | 8.5 | 32000 | 24800 | 77.5% | 2.02 | 0 | 12 |  |  |  | No | R-410A | 2.7667 | Residential & Commercial | Ducted CEE Tier 1
210471188 | Central HP <5.4 tons | CARRIER | HRCU-A-CB (Split System: Heat Pump with Remote Outdoor Unit-Air-Source) | 25VNA837A*031* |  |  | CSPH*6012AL*+UI | 58TN*A135C24**22 | 33000 | 17 | 8.1 | 32200 | 24800 | 77.02% | 2.02 | 0 | 11.5 |  |  |  | No | R-410A | 2.75 | Residential & Commercial | Ducted CEE Tier 1
215934972 | Central HP <5.4 tons | KENMORE | HRCU-A-CB (Split System: Heat Pump with Remote Outdoor Unit-Air-Source) | (C,H,T)5H3V36*K*AAA* |  |  | EVM5X48M21A*+WALLCON | *96CTN0601714B* | 34600 | 20.5 | 8.5 | 38000 | 27600 | 72.63% | 2.05 | 0 | 11.5 |  |  |  | No | R-454B | 2.8833 | Residential & Commercial | Ducted CEE Tier 1
215931952 | Central HP <5.4 tons | KENMORE | HRCU-A-CB (Split System: Heat Pump with Remote Outdoor Unit-Air-Source) | (C,H,T)5H3V36*K*AAA* |  |  | EA*5X24M17A*+WALLCON | *96CTN0401410B* | 30600 | 17 | 9 | 34800 | 26800 | 77.01% | 1.9 | 0 | 10 |  |  |  | No | R-454B | 2.55 | Residential & Commercial | Ducted CEE Tier 1
215853302 | Central HP <5.4 tons | COLEMAN | HRCU-A-CB (Split System: Heat Pump with Remote Outdoor Unit-Air-Source) | HH824E2S11 |  |  | CTM30B5ACS1+JMET12BS2N1 |  | 23000 | 18 | 9.5 | 23000 | 18400 | 80% | 2 | 0 | 12 |  |  |  | No | R-454B | 1.9167 | Residential & Commercial | Ducted CEE Tier 1
214398402 | Central HP <5.4 tons | CHAMPION HEATING AND COOLING | HRCU-A-CB (Split System: Heat Pump with Remote Outdoor Unit-Air-Source) | HH824E2S11 |  |  | CTM30B5ACS1 | TMLE080B12MP11 | 23000 | 17 | 9.5 | 23000 | 18300 | 79.57% | 2 | 0 | 12 |  |  |  | No | R-454B | 1.9167 | Residential & Commercial | Ducted CEE Tier 1
213297861 | Central HP <5.4 tons | CHAMPION HEATING AND COOLING | HRCU-A-CB (Split System: Heat Pump with Remote Outdoor Unit-Air-Source) | HMH72B341 |  |  | XAFC30CXXN1+TXV | Z9ET080B12SMPS1 | 32800 | 18.5 | 8.1 | 33000 | 23400 | 70.91% | 2.02 | 0 | 10 |  |  |  | No | R-410A | 2.7333 | Residential & Commercial | Ducted CEE Tier 1
214397650 | Central HP <5.4 tons | CHAMPION HEATING AND COOLING | HRCU-A-CB (Split System: Heat Pump with Remote Outdoor Unit-Air-Source) | HH836E2S11 |  |  | CTF48C5CFS1 | TM9V100C16MP12 | 33200 | 18 | 9 | 31200 | 25200 | 80.77% | 2 | 0 | 11 |  |  |  | No | R-454B | 2.7667 | Residential & Commercial | Ducted CEE Tier 1
214397717 | Central HP <5.4 tons | CHAMPION HEATING AND COOLING | HRCU-A-CB (Split System: Heat Pump with Remote Outdoor Unit-Air-Source) | HH836E2S11 |  |  | CTF36C5CDS1 | TM9V100C16MP12 | 33800 | 18 | 8.5 | 31400 | 25600 | 81.53% | 2 | 0 | 11 |  |  |  | No | R-454B | 2.8167 | Residential & Commercial | Ducted CEE Tier 1
214398084 | Central HP <5.4 tons | CHAMPION HEATING AND COOLING | HRCU-A-CB (Split System: Heat Pump with Remote Outdoor Unit-Air-Source) | HH836E2S11 |  |  | CTM48C5CFS1 | TP9C100C16MP13 | 33200 | 19 | 9 | 31200 | 25200 | 80.77% | 2 | 0 | 11 |  |  |  | No | R-454B | 2.7667 | Residential & Commercial | Ducted CEE Tier 1
215931612 | Central HP <5.4 tons | KENMORE | HRCU-A-CB (Split System: Heat Pump with Remote Outdoor Unit-Air-Source) | (C,H,T)5H3V60*K*AAA* |  |  | EA*5X60M24A*+WALLCON | *97CMN0802120B* | 55500 | 18 | 8.1 | 60500 | 46000 | 76.03% | 1.95 | 0 | 11 |  |  |  | No | R-454B | 4.625 | Residential & Commercial | Ducted CEE Tier 1
215931662 | Central HP <5.4 tons | KENMORE | HRCU-A-CB (Split System: Heat Pump with Remote Outdoor Unit-Air-Source) | (C,H,T)5H3V60*K*AAA* |  |  | EA*5X61M21A*+WALLCON | *80CTL0701716B* | 56000 | 18 | 8.5 | 61000 | 45500 | 74.59% | 2.1 | 0 | 11 |  |  |  | No | R-454B | 4.6667 | Residential & Commercial | Ducted CEE Tier 1
212989161 | Central HP <5.4 tons | KEEPRITE | HRCU-A-CB (Split System: Heat Pump with Remote Outdoor Unit-Air-Source) | DLCURAH24ABK |  |  | EA*4X30L17A* | *95MSU0601716A* | 23600 | 17 | 8.5 | 26400 | 24600 | 93.18% | 2.04 | 0 | 10 |  |  |  | No | R-410A | 1.9667 | Residential & Commercial | Ducted CEE Tier 1
213779141 | Central HP <5.4 tons | DAY & NIGHT | HRCU-A-CB (Split System: Heat Pump with Remote Outdoor Unit-Air-Source) | CVH837GKA** |  |  | EA*4X42L21A*+WALLCON | *97CMN1002122B* | 31800 | 17 | 8.1 | 33000 | 24400 | 73.94% | 1.88 | 0 | 11 |  |  |  | No | R-410A | 2.65 | Residential & Commercial | Ducted CEE Tier 1
213780041 | Central HP <5.4 tons | DAY & NIGHT | HRCU-A-CB (Split System: Heat Pump with Remote Outdoor Unit-Air-Source) | CVH837GKA** |  |  | EHD4X42AAL+WALLCON | *80CTL1352422B* | 32600 | 16.5 | 8.1 | 33000 | 24600 | 74.55% | 1.96 | 0 | 11 |  |  |  | No | R-410A | 2.7167 | Residential & Commercial | Ducted CEE Tier 1
213780341 | Central HP <5.4 tons | DAY & NIGHT | HRCU-A-CB (Split System: Heat Pump with Remote Outdoor Unit-Air-Source) | CVH837GKA** |  |  | EHD4X60AAL+WALLCON | *80CTL0902120B* | 33000 | 16.5 | 8.1 | 32200 | 24800 | 77.02% | 2 | 0 | 11.5 |  |  |  | No | R-410A | 2.75 | Residential & Commercial | Ducted CEE Tier 1
214395026 | Central HP <5.4 tons | DAY & NIGHT | HRCU-A-CB (Split System: Heat Pump with Remote Outdoor Unit-Air-Source) | DLCURAH24ABK |  |  | EN(A,D)4X30L17** | *96MSN0601716A* | 23400 | 16.5 | 9 | 25800 | 24200 | 93.8% | 2 | 0 | 10 |  |  |  | No | R-410A | 1.95 | Residential & Commercial | Ducted CEE Tier 1
214572614 | Central HP <5.4 tons | DAY & NIGHT | HRCU-A-CB (Split System: Heat Pump with Remote Outdoor Unit-Air-Source) | CVH837GKA** |  |  | EA*4X42L21A*+WALLCON | *95CSU1002122B* | 31800 | 17.5 | 8.5 | 32800 | 24400 | 74.39% | 1.9 | 0 | 11 |  |  |  | No | R-410A | 2.65 | Residential & Commercial | Ducted CEE Tier 1
214569513 | Central HP <5.4 tons | BRYANT HEATING AND COOLING SYSTEMS | HRCU-A-CB (Split System: Heat Pump with Remote Outdoor Unit-Air-Source) | 284ANV048*0**B* |  |  | CNPV*6024AL*+UI | 987MC60080C21*** | 44500 | 21 | 9 | 46500 | 36400 | 78.28% | 2.26 | 0 | 12 |  |  |  | No | R-410A | 3.7083 | Residential & Commercial | Ducted CEE Tier 1
214569413 | Central HP <5.4 tons | BRYANT HEATING AND COOLING SYSTEMS | HRCU-A-CB (Split System: Heat Pump with Remote Outdoor Unit-Air-Source) | 284ANV048*0**B* |  |  | CAP**4824AL*+UI | 935CB66100C21*** | 44000 | 21 | 10 | 46000 | 36200 | 78.7% | 2.3 | 0 | 11.5 |  |  |  | No | R-410A | 3.6667 | Residential & Commercial | Ducted CEE Tier 1
214574545 | Central HP <5.4 tons | KEEPRITE | HRCU-A-CB (Split System: Heat Pump with Remote Outdoor Unit-Air-Source) | CVH837GKA2* |  |  | EN(A,D,W)4X42L21**+WALLCON | *97CMN0602120B* | 31600 | 16.5 | 8.1 | 33200 | 24600 | 74.1% | 1.86 | 0 | 11 |  |  |  | No | R-410A | 2.6333 | Residential & Commercial | Ducted CEE Tier 1
214574745 | Central HP <5.4 tons | KEEPRITE | HRCU-A-CB (Split System: Heat Pump with Remote Outdoor Unit-Air-Source) | CVH837GKA2* |  |  | EN(A,D,W)4X60L24**+WALLCON | *96CTN0802120B* | 32800 | 19 | 8.5 | 32200 | 24600 | 76.4% | 1.98 | 0 | 12 |  |  |  | No | R-410A | 2.7333 | Residential & Commercial | Ducted CEE Tier 1
214573745 | Central HP <5.4 tons | KEEPRITE | HRCU-A-CB (Split System: Heat Pump with Remote Outdoor Unit-Air-Source) | CVH837GKA2* |  |  | EA*4X42L21A*+WALLCON | *95CSU0802120B* | 31800 | 17 | 8.5 | 33000 | 24400 | 73.94% | 1.9 | 0 | 11 |  |  |  | No | R-410A | 2.65 | Residential & Commercial | Ducted CEE Tier 1
214573865 | Central HP <5.4 tons | KEEPRITE | HRCU-A-CB (Split System: Heat Pump with Remote Outdoor Unit-Air-Source) | CVH837GKA2* |  |  | EA*4X43L21A*+WALLCON | *95CSU0802120B* | 32800 | 17.5 | 8.5 | 32800 | 25200 | 76.83% | 2 | 0 | 11 |  |  |  | No | R-410A | 2.7333 | Residential & Commercial | Ducted CEE Tier 1
214572914 | Central HP <5.4 tons | DAY & NIGHT | HRCU-A-CB (Split System: Heat Pump with Remote Outdoor Unit-Air-Source) | CVH837GKA** |  |  | EA*4X60L24A*+WALLCON | *95CSU1002122B* | 32800 | 17.5 | 8.5 | 31600 | 24800 | 78.48% | 2 | 0 | 11.5 |  |  |  | No | R-410A | 2.7333 | Residential & Commercial | Ducted CEE Tier 1
214572964 | Central HP <5.4 tons | DAY & NIGHT | HRCU-A-CB (Split System: Heat Pump with Remote Outdoor Unit-Air-Source) | CVH837GKA** |  |  | EA*4X61L21A*+WALLCON | *95CSU0802120B* | 33200 | 17.5 | 8.5 | 32000 | 25000 | 78.12% | 2 | 0 | 11.5 |  |  |  | No | R-410A | 2.7667 | Residential & Commercial | Ducted CEE Tier 1
214573384 | Central HP <5.4 tons | DAY & NIGHT | HRCU-A-CB (Split System: Heat Pump with Remote Outdoor Unit-Air-Source) | CVH837GKA** |  |  | EN(A,D,W)4X42L21**+WALLCON | *95CSU0802120B* | 31800 | 17 | 8.1 | 33000 | 24600 | 74.55% | 1.88 | 0 | 11 |  |  |  | No | R-410A | 2.65 | Residential & Commercial | Ducted CEE Tier 1
214573484 | Central HP <5.4 tons | DAY & NIGHT | HRCU-A-CB (Split System: Heat Pump with Remote Outdoor Unit-Air-Source) | CVH837GKA** |  |  | EN(A,D,W)4X48L21**+WALLCON | *96CTN0802120B* | 32400 | 17.5 | 8.5 | 32600 | 24800 | 76.07% | 1.98 | 0 | 11.5 |  |  |  | No | R-410A | 2.7 | Residential & Commercial | Ducted CEE Tier 1
214573534 | Central HP <5.4 tons | DAY & NIGHT | HRCU-A-CB (Split System: Heat Pump with Remote Outdoor Unit-Air-Source) | CVH837GKA** |  |  | EN(A,D)4X48L24**+WALLCON | *97CMN0802120B* | 32400 | 17.5 | 8.5 | 32800 | 24800 | 75.61% | 1.96 | 0 | 11.5 |  |  |  | No | R-410A | 2.7 | Residential & Commercial | Ducted CEE Tier 1
213778971 | Central HP <5.4 tons | DAY & NIGHT | HRCU-A-CB (Split System: Heat Pump with Remote Outdoor Unit-Air-Source) | CVH837GKA** |  |  | EA*4X37L21A*+WALLCON | *80CTL0902120B* | 32800 | 17 | 8.5 | 33000 | 25000 | 75.76% | 1.98 | 0 | 11 |  |  |  | No | R-410A | 2.7333 | Residential & Commercial | Ducted CEE Tier 1
213779041 | Central HP <5.4 tons | DAY & NIGHT | HRCU-A-CB (Split System: Heat Pump with Remote Outdoor Unit-Air-Source) | CVH837GKA** |  |  | EA*4X37L21A*+WALLCON | *96CTN0801714B* | 32800 | 17 | 8.5 | 33000 | 25200 | 76.36% | 1.96 | 0 | 11 |  |  |  | No | R-410A | 2.7333 | Residential & Commercial | Ducted CEE Tier 1
212972067 | Central HP <5.4 tons | CARRIER | HRCU-A-CB (Split System: Heat Pump with Remote Outdoor Unit-Air-Source) | 38MURAQ36AB3* |  |  | CAP**4821AL* | 58TP*B090V17**16 | 35800 | 16 | 8.5 | 37800 | 34800 | 92.06% | 2.02 | 0 | 10 |  |  |  | No | R-410A | 2.9833 | Residential & Commercial | Ducted CEE Tier 1
213077638 | Central HP <5.4 tons | BRYANT HEATING AND COOLING SYSTEMS | HRCU-A-CB (Split System: Heat Pump with Remote Outdoor Unit-Air-Source) | 38MURAQ36AB3* |  |  | CAP**4321AL* | 926TC60100V21*** | 36200 | 16.5 | 8.5 | 38000 | 34800 | 91.58% | 2.04 | 0 | 10 |  |  |  | No | R-410A | 3.0167 | Residential & Commercial | Ducted CEE Tier 1
213077772 | Central HP <5.4 tons | BRYANT HEATING AND COOLING SYSTEMS | HRCU-A-CB (Split System: Heat Pump with Remote Outdoor Unit-Air-Source) | 38MURAQ36AB3* |  |  | CNPV*4821AL* | 926TC66100V21*** | 36000 | 17 | 8.1 | 38500 | 34800 | 90.39% | 2 | 0 | 10.5 |  |  |  | No | R-410A | 3 | Residential & Commercial | Ducted CEE Tier 1
213078531 | Central HP <5.4 tons | BRYANT HEATING AND COOLING SYSTEMS | HRCU-A-CB (Split System: Heat Pump with Remote Outdoor Unit-Air-Source) | 38MURAQ36AB3* |  |  | CAP**4321AL* | 8(0,1)*SB60090M21*** | 37000 | 16 | 8.5 | 38500 | 35000 | 90.91% | 2.08 | 0 | 10 |  |  |  | No | R-410A | 3.0833 | Residential & Commercial | Ducted CEE Tier 1
212969766 | Central HP <5.4 tons | CARRIER | HRCU-A-CB (Split System: Heat Pump with Remote Outdoor Unit-Air-Source) | 38MURAQ24AB3* |  |  | CAP**3017AL* | 58SP*B045V14**12 | 23400 | 17 | 8.5 | 26200 | 24800 | 94.66% | 2.08 | 0 | 10 |  |  |  | No | R-410A | 1.95 | Residential & Commercial | Ducted CEE Tier 1
211244865 | Central HP <5.4 tons | BRYANT HEATING AND COOLING SYSTEMS | HRCU-A-CB (Split System: Heat Pump with Remote Outdoor Unit-Air-Source) | 38MURAQ24AB3* |  |  | CNPV*3617AL* | 926SA42060V17*** | 23400 | 16.5 | 8.1 | 25800 | 24000 | 93.02% | 2 | 0 | 10 |  |  |  | No | R-410A | 1.95 | Residential & Commercial | Ducted CEE Tier 1
211244883 | Central HP <5.4 tons | BRYANT HEATING AND COOLING SYSTEMS | HRCU-A-CB (Split System: Heat Pump with Remote Outdoor Unit-Air-Source) | 38MURAQ24AB3* |  |  | CNPV*3617AL* | 926SA36040V17*** | 23400 | 16 | 8.1 | 25800 | 24000 | 93.02% | 1.98 | 0 | 10 |  |  |  | No | R-410A | 1.95 | Residential & Commercial | Ducted CEE Tier 1
212971654 | Central HP <5.4 tons | CARRIER | HRCU-A-CB (Split System: Heat Pump with Remote Outdoor Unit-Air-Source) | 38MURAQ24AB3* |  |  | CAP**3617AL* | 58TP*B070V17**16 | 23800 | 17 | 8.5 | 26200 | 23800 | 90.84% | 1.98 | 0 | 10 |  |  |  | No | R-410A | 1.9833 | Residential & Commercial | Ducted CEE Tier 1
214398521 | Central HP <5.4 tons | CHAMPION HEATING AND COOLING | HRCU-A-CB (Split System: Heat Pump with Remote Outdoor Unit-Air-Source) | HH836E2S11 |  |  | CTF36C5CDS1 | TM9E100C20MP12 | 34600 | 17 | 8.5 | 32600 | 26800 | 82.21% | 2 | 0 | 11 |  |  |  | No | R-454B | 2.8833 | Residential & Commercial | Ducted CEE Tier 1
214396393 | Central HP <5.4 tons | FRASER-JOHNSTON | HRCU-A-CB (Split System: Heat Pump with Remote Outdoor Unit-Air-Source) | HH836E2S11 |  |  | CTF36B5CDS1+JMVT12BC2N1 |  | 34000 | 19 | 9 | 31400 | 25600 | 81.53% | 2 | 0 | 11.7 |  |  |  | No | R-454B | 2.8333 | Residential & Commercial | Ducted CEE Tier 1
214396425 | Central HP <5.4 tons | FRASER-JOHNSTON | HRCU-A-CB (Split System: Heat Pump with Remote Outdoor Unit-Air-Source) | HH836E2S11 |  |  | CTM36B5CDS1 | TM9E060B12MP12 | 33000 | 17 | 8.5 | 31400 | 25400 | 80.89% | 2 | 0 | 11 |  |  |  | No | R-454B | 2.75 | Residential & Commercial | Ducted CEE Tier 1
214396554 | Central HP <5.4 tons | FRASER-JOHNSTON | HRCU-A-CB (Split System: Heat Pump with Remote Outdoor Unit-Air-Source) | HH836E2S11 |  |  | CTM48C5CFS1 | TL8E080C16UH11 | 33800 | 19 | 9 | 32000 | 25600 | 80% | 2 | 0 | 11 |  |  |  | No | R-454B | 2.8167 | Residential & Commercial | Ducted CEE Tier 1
213298026 | Central HP <5.4 tons | CHAMPION HEATING AND COOLING | HRCU-A-CB (Split System: Heat Pump with Remote Outdoor Unit-Air-Source) | HMH72B341 |  |  | XAFC36DXXN1+TXV | Z8ES080C16LMPS1 | 34000 | 18 | 8.5 | 33400 | 24200 | 72.46% | 2.14 | 0 | 10 |  |  |  | No | R-410A | 2.8333 | Residential & Commercial | Ducted CEE Tier 1
213298101 | Central HP <5.4 tons | CHAMPION HEATING AND COOLING | HRCU-A-CB (Split System: Heat Pump with Remote Outdoor Unit-Air-Source) | HMH72B341 |  |  | XAFB36DXXN1+JMET12BS2N1+TXV |  | 34000 | 18.5 | 8.5 | 33800 | 23800 | 70.41% | 2.12 | 0 | 10.5 |  |  |  | No | R-410A | 2.8333 | Residential & Commercial | Ducted CEE Tier 1
213297631 | Central HP <5.4 tons | CHAMPION HEATING AND COOLING | HRCU-A-CB (Split System: Heat Pump with Remote Outdoor Unit-Air-Source) | HMH72B341 |  |  | XAHB36DXXN1+TXV | Z8ES080B12SMPS1 | 33200 | 17.5 | 8.1 | 32800 | 23000 | 70.12% | 2 | 0 | 10 |  |  |  | No | R-410A | 2.7667 | Residential & Commercial | Ducted CEE Tier 1
214573965 | Central HP <5.4 tons | KEEPRITE | HRCU-A-CB (Split System: Heat Pump with Remote Outdoor Unit-Air-Source) | CVH837GKA2* |  |  | EA*4X48L21A*+WALLCON | *96CTN0802120B* | 32400 | 17.5 | 8.5 | 32400 | 24800 | 76.54% | 2 | 0 | 11.5 |  |  |  | No | R-410A | 2.7 | Residential & Commercial | Ducted CEE Tier 1
214574125 | Central HP <5.4 tons | KEEPRITE | HRCU-A-CB (Split System: Heat Pump with Remote Outdoor Unit-Air-Source) | CVH837GKA2* |  |  | EA*4X61L21A*+WALLCON | *97CMN0602120B* | 33000 | 17.5 | 8.5 | 32200 | 25000 | 77.64% | 1.98 | 0 | 11 |  |  |  | No | R-410A | 2.75 | Residential & Commercial | Ducted CEE Tier 1
214574175 | Central HP <5.4 tons | KEEPRITE | HRCU-A-CB (Split System: Heat Pump with Remote Outdoor Unit-Air-Source) | CVH837GKA2* |  |  | EA*4X61L24A*+WALLCON | *95CSU1002122B* | 33200 | 18.5 | 8.5 | 31800 | 24800 | 77.99% | 2 | 0 | 11.5 |  |  |  | No | R-410A | 2.7667 | Residential & Commercial | Ducted CEE Tier 1
214574295 | Central HP <5.4 tons | KEEPRITE | HRCU-A-CB (Split System: Heat Pump with Remote Outdoor Unit-Air-Source) | CVH837GKA2* |  |  | EHD4X42AAL+WALLCON | *95CSU1002122B* | 32600 | 17 | 8.5 | 32800 | 24800 | 75.61% | 1.96 | 0 | 11 |  |  |  | No | R-410A | 2.7167 | Residential & Commercial | Ducted CEE Tier 1
214574375 | Central HP <5.4 tons | KEEPRITE | HRCU-A-CB (Split System: Heat Pump with Remote Outdoor Unit-Air-Source) | CVH837GKA2* |  |  | EHD4X48AAL+WALLCON | *97CMN0802120B* | 32600 | 17 | 8.5 | 32800 | 25000 | 76.22% | 1.98 | 0 | 11 |  |  |  | No | R-410A | 2.7167 | Residential & Commercial | Ducted CEE Tier 1
215931640 | Central HP <5.4 tons | DAY & NIGHT | HRCU-A-CB (Split System: Heat Pump with Remote Outdoor Unit-Air-Source) | C5H3V60*K*AAA* |  |  | EA*5X60M24A*+WALLCON | *96CTN1002122B* | 55500 | 18.5 | 8.5 | 60500 | 46000 | 76.03% | 2.06 | 0 | 11 |  |  |  | No | R-454B | 4.625 | Residential & Commercial | Ducted CEE Tier 1
215931720 | Central HP <5.4 tons | DAY & NIGHT | HRCU-A-CB (Split System: Heat Pump with Remote Outdoor Unit-Air-Source) | C5H3V60*K*AAA* |  |  | EA*5X61M24A*+WALLCON | *80CTL1352422B* | 57000 | 19 | 8.5 | 60500 | 46000 | 76.03% | 2.04 | 0 | 11.7 |  |  |  | No | R-454B | 4.75 | Residential & Commercial | Ducted CEE Tier 1
213297676 | Central HP <5.4 tons | CHAMPION HEATING AND COOLING | HRCU-A-CB (Split System: Heat Pump with Remote Outdoor Unit-Air-Source) | HMH72B341 |  |  | XAFC30CXXN1+JMET12CS2N1+TXV |  | 33800 | 18.5 | 8.5 | 33000 | 23200 | 70.3% | 2.08 | 0 | 10 |  |  |  | No | R-410A | 2.8167 | Residential & Commercial | Ducted CEE Tier 1
213297681 | Central HP <5.4 tons | CHAMPION HEATING AND COOLING | HRCU-A-CB (Split System: Heat Pump with Remote Outdoor Unit-Air-Source) | HMH72B341 |  |  | XAFC36DXXN1+TXV | Z9ET100C16SMPS1 | 34000 | 18.5 | 8.1 | 33400 | 24400 | 73.05% | 2.08 | 0 | 10 |  |  |  | No | R-410A | 2.8333 | Residential & Commercial | Ducted CEE Tier 1
213297206 | Central HP <5.4 tons | CHAMPION HEATING AND COOLING | HRCU-A-CB (Split System: Heat Pump with Remote Outdoor Unit-Air-Source) | HMH72B341 |  |  | XAUB30CXXN1+TXV | Z8ES040A12LMPS1 | 33200 | 18 | 8.5 | 33000 | 23400 | 70.91% | 2.06 | 0 | 10 |  |  |  | No | R-410A | 2.7667 | Residential & Commercial | Ducted CEE Tier 1
212969966 | Central HP <5.4 tons | CARRIER | HRCU-A-CB (Split System: Heat Pump with Remote Outdoor Unit-Air-Source) | 38MURAQ18AB3* |  |  | CAP**1917AL* | 58SP*B070V17**16 | 17800 | 16.5 | 8.1 | 17800 | 17900 | 100.6% | 2.16 | 0 | 10.5 |  |  |  | No | R-410A | 1.4833 | Residential & Commercial | Ducted CEE Tier 1
212970016 | Central HP <5.4 tons | CARRIER | HRCU-A-CB (Split System: Heat Pump with Remote Outdoor Unit-Air-Source) | 38MURAQ18AB3* |  |  | CNPV*3017AL* | 58SP*B070V17**16 | 17500 | 16 | 8.1 | 18000 | 18600 | 103.3% | 2.24 | 0 | 11 |  |  |  | No | R-410A | 1.4583 | Residential & Commercial | Ducted CEE Tier 1
212978333 | Central HP <5.4 tons | BRYANT HEATING AND COOLING SYSTEMS | HRCU-A-CB (Split System: Heat Pump with Remote Outdoor Unit-Air-Source) | 38MURAQ18AB3* |  |  | CNPV*3014AL* | 8(0,1)*SB36070M14*** | 17400 | 16.5 | 8.1 | 18000 | 18700 | 103.9% | 2.26 | 0 | 11 |  |  |  | No | R-410A | 1.45 | Residential & Commercial | Ducted CEE Tier 1
212979978 | Central HP <5.4 tons | BRYANT HEATING AND COOLING SYSTEMS | HRCU-A-CB (Split System: Heat Pump with Remote Outdoor Unit-Air-Source) | 38MURAQ18AB3* |  |  | CAP**3017AL* | 8(0,1)*SB42090M17*** | 17700 | 16 | 8.5 | 18300 | 18700 | 102.2% | 2.24 | 0 | 10.5 |  |  |  | No | R-410A | 1.475 | Residential & Commercial | Ducted CEE Tier 1
212971456 | Central HP <5.4 tons | CARRIER | HRCU-A-CB (Split System: Heat Pump with Remote Outdoor Unit-Air-Source) | 38MURAQ18AB3* |  |  | CAP**2517AL* | 58TP*B070V17**16 | 18000 | 16.5 | 8.5 | 17900 | 17700 | 98.88% | 2.14 | 0 | 11 |  |  |  | No | R-410A | 1.5 | Residential & Commercial | Ducted CEE Tier 1
214097884 | Central HP <5.4 tons | RHEEM | HRCU-A-CB (Split System: Heat Pump with Remote Outdoor Unit-Air-Source) | RD17AZ60AJ3N |  |  | RH3VZ6024STACN |  | 55500 | 19 | 8.1 | 53500 | 48500 | 90.65% | 1.75 | 0 | 10 |  |  |  | No | R-410A | 4.625 | Residential & Commercial | Ducted CEE Tier 1
213296981 | Central HP <5.4 tons | CHAMPION HEATING AND COOLING | HRCU-A-CB (Split System: Heat Pump with Remote Outdoor Unit-Air-Source) | HMH72B341 |  |  | XAFB36DXXN1+TXV | Z8ES080B12LMPS1 | 34000 | 18 | 8.1 | 33400 | 24000 | 71.86% | 2.08 | 0 | 10 |  |  |  | No | R-410A | 2.8333 | Residential & Commercial | Ducted CEE Tier 1
211260999 | Central HP <5.4 tons | KEEPRITE | HRCU-A-CB (Split System: Heat Pump with Remote Outdoor Unit-Air-Source) | DLCURAH18ABK |  |  | EA*4X25L17A* | *80ES(N,L)0451712A* | 19100 | 16 | 8.5 | 19000 | 17300 | 91.05% | 2.12 | 0 | 11 |  |  |  | No | R-410A | 1.5917 | Residential & Commercial | Ducted CEE Tier 1
211260490 | Central HP <5.4 tons | KEEPRITE | HRCU-A-CB (Split System: Heat Pump with Remote Outdoor Unit-Air-Source) | DLCURAH18ABK |  |  | EA*4X24L17A* | *96VTN0401410A* | 17400 | 16 | 8.5 | 18300 | 19200 | 104.9% | 2.3 | 0 | 10.5 |  |  |  | No | R-410A | 1.45 | Residential & Commercial | Ducted CEE Tier 1
211260710 | Central HP <5.4 tons | KEEPRITE | HRCU-A-CB (Split System: Heat Pump with Remote Outdoor Unit-Air-Source) | DLCURAH18ABK |  |  | EA*4X25L17A* | *96VSN0601714A* | 18200 | 16 | 8.5 | 18100 | 17600 | 97.24% | 2.12 | 0 | 11 |  |  |  | No | R-410A | 1.5167 | Residential & Commercial | Ducted CEE Tier 1
213942097 | Central HP <5.4 tons | BRYANT HEATING AND COOLING SYSTEMS | HRCU-A-CB (Split System: Heat Pump with Remote Outdoor Unit-Air-Source) | 38MURAQ24AB3* |  |  | CNPV*3617AL* | 926TC48060V17*** | 24000 | 16.5 | 9 | 26000 | 23200 | 89.23% | 1.92 | 0 | 10.5 |  |  |  | No | R-410A | 2 | Residential & Commercial | Ducted CEE Tier 1
212971414 | Central HP <5.4 tons | CARRIER | HRCU-A-CB (Split System: Heat Pump with Remote Outdoor Unit-Air-Source) | 38MURAQ24AB3* |  |  | CNPV*3017AL* | 58TP*B070V14**12 | 23800 | 17 | 8.5 | 26400 | 24000 | 90.91% | 2 | 0 | 10.5 |  |  |  | No | R-410A | 1.9833 | Residential & Commercial | Ducted CEE Tier 1
212969756 | Central HP <5.4 tons | CARRIER | HRCU-A-CB (Split System: Heat Pump with Remote Outdoor Unit-Air-Source) | 38MURAQ24AB3* |  |  | CAP**3014AL* | 58SP*B045V14**12 | 23400 | 17 | 8.5 | 26200 | 25000 | 95.42% | 2.08 | 0 | 10 |  |  |  | No | R-410A | 1.95 | Residential & Commercial | Ducted CEE Tier 1
212970846 | Central HP <5.4 tons | CARRIER | HRCU-A-CB (Split System: Heat Pump with Remote Outdoor Unit-Air-Source) | 38MURAQ18AB3* |  |  | CAP**1917AL* | 58TP*B045V14**12 | 18200 | 16.5 | 8.5 | 18100 | 17700 | 97.79% | 2.14 | 0 | 11 |  |  |  | No | R-410A | 1.5167 | Residential & Commercial | Ducted CEE Tier 1
212970894 | Central HP <5.4 tons | CARRIER | HRCU-A-CB (Split System: Heat Pump with Remote Outdoor Unit-Air-Source) | 38MURAQ18AB3* |  |  | CAP**3014AL* | 58TP*B045V14**12 | 17800 | 16.5 | 8.5 | 18400 | 18800 | 102.2% | 2.26 | 0 | 10.5 |  |  |  | No | R-410A | 1.4833 | Residential & Commercial | Ducted CEE Tier 1
212970930 | Central HP <5.4 tons | CARRIER | HRCU-A-CB (Split System: Heat Pump with Remote Outdoor Unit-Air-Source) | 38MURAQ18AB3* |  |  | CNPV*2417AL* | 58TP*B045V14**12 | 17700 | 16.5 | 8.5 | 18700 | 19100 | 102.1% | 2.3 | 0 | 11 |  |  |  | No | R-410A | 1.475 | Residential & Commercial | Ducted CEE Tier 1
214075189 | Central HP <5.4 tons | RHEEM | HRCU-A-CB (Split System: Heat Pump with Remote Outdoor Unit-Air-Source) | RD17AZ60AJ3N |  |  | RCFZ6024STANM | R802VA100521M | 55500 | 19 | 8.1 | 53500 | 49000 | 91.59% | 1.75 | 0 | 10 |  |  |  | No | R-410A | 4.625 | Residential & Commercial | Ducted CEE Tier 1
214075287 | Central HP <5.4 tons | RHEEM | HRCU-A-CB (Split System: Heat Pump with Remote Outdoor Unit-Air-Source) | RD17AZ60AJ3N |  |  | RCFZ6024STANM | R801V1005A21UHU | 55500 | 18 | 8.1 | 54000 | 49000 | 90.74% | 1.75 | 0 | 10 |  |  |  | No | R-410A | 4.625 | Residential & Commercial | Ducted CEE Tier 1
214075305 | Central HP <5.4 tons | RHEEM | HRCU-A-CB (Split System: Heat Pump with Remote Outdoor Unit-Air-Source) | RD17AZ60AJ3N |  |  | RCFZ6024STANM | R802V0755A21UHS | 55500 | 18 | 8.1 | 54000 | 49500 | 91.67% | 1.75 | 0 | 10 |  |  |  | No | R-410A | 4.625 | Residential & Commercial | Ducted CEE Tier 1
212971915 | Central HP <5.4 tons | CARRIER | HRCU-A-CB (Split System: Heat Pump with Remote Outdoor Unit-Air-Source) | 38MURAQ18AB3* |  |  | CAP**2517AL* | 58TP*B090V17**16 | 18000 | 16.5 | 8.5 | 17900 | 17700 | 98.88% | 2.14 | 0 | 11 |  |  |  | No | R-410A | 1.5 | Residential & Commercial | Ducted CEE Tier 1
214397191 | Central HP <5.4 tons | FRASER-JOHNSTON | HRCU-A-CB (Split System: Heat Pump with Remote Outdoor Unit-Air-Source) | HH860E2S11 |  |  | CTF60C5CHS1 | TM9E100C20MP12 | 54000 | 19 | 8.5 | 55000 | 39500 | 71.82% | 2 | 0 | 11 |  |  |  | No | R-454B | 4.5 | Residential & Commercial | Ducted CEE Tier 1
215931512 | Central HP <5.4 tons | KENMORE | HRCU-A-CB (Split System: Heat Pump with Remote Outdoor Unit-Air-Source) | (C,H,T)5H3V48*K*AAA* |  |  | FCMA5B60L0D*+WALLCON |  | 46500 | 23 | 9.5 | 48000 | 35600 | 74.17% | 1.98 | 0 | 12.5 |  |  |  | No | R-454B | 3.875 | Residential & Commercial | Ducted CEE Tier 1
215934572 | Central HP <5.4 tons | KENMORE | HRCU-A-CB (Split System: Heat Pump with Remote Outdoor Unit-Air-Source) | (C,H,T)5H3V48*K*AAA* |  |  | ESH5X60M12A*+WALLCON | *80CTL0901716B* | 44000 | 20.5 | 9 | 49000 | 35800 | 73.06% | 1.86 | 0 | 11.5 |  |  |  | No | R-454B | 3.6667 | Residential & Commercial | Ducted CEE Tier 1
214397012 | Central HP <5.4 tons | FRASER-JOHNSTON | HRCU-A-CB (Split System: Heat Pump with Remote Outdoor Unit-Air-Source) | HH860E2S11 |  |  | CTF60C5CGS1 | TM9Y080C16MP11 | 43500 | 17 | 9 | 44500 | 33800 | 75.96% | 2 | 0 | 11 |  |  |  | No | R-454B | 3.625 | Residential & Commercial | Ducted CEE Tier 1
214396646 | Central HP <5.4 tons | FRASER-JOHNSTON | HRCU-A-CB (Split System: Heat Pump with Remote Outdoor Unit-Air-Source) | HH860E2S11 |  |  | CTM60C5CGS1 | TPLC080C16MP13 | 44000 | 18 | 9 | 44500 | 33600 | 75.51% | 2 | 0 | 11.7 |  |  |  | No | R-454B | 3.6667 | Residential & Commercial | Ducted CEE Tier 1
215853463 | Central HP <5.4 tons | COLEMAN | HRCU-A-CB (Split System: Heat Pump with Remote Outdoor Unit-Air-Source) | HH860E2S11 |  |  | CTM60D5CJS1 | TM8E130D20MP11 | 53500 | 18 | 9 | 55500 | 39500 | 71.17% | 2 | 0 | 11 |  |  |  | No | R-454B | 4.4583 | Residential & Commercial | Ducted CEE Tier 1
215853461 | Central HP <5.4 tons | COLEMAN | HRCU-A-CB (Split System: Heat Pump with Remote Outdoor Unit-Air-Source) | HH860E2S11 |  |  | CTM60D5CJS1 | TM9V120D20MP12 | 53500 | 19 | 9 | 55500 | 40000 | 72.07% | 2 | 0 | 11 |  |  |  | No | R-454B | 4.4583 | Residential & Commercial | Ducted CEE Tier 1
214398020 | Central HP <5.4 tons | CHAMPION HEATING AND COOLING | HRCU-A-CB (Split System: Heat Pump with Remote Outdoor Unit-Air-Source) | HH860E2S11 |  |  | CTF60C5CHS1 | TMLE080C20MP11 | 53500 | 19 | 8.5 | 55000 | 39000 | 70.91% | 2 | 0 | 11 |  |  |  | No | R-454B | 4.4583 | Residential & Commercial | Ducted CEE Tier 1
212971158 | Central HP <5.4 tons | CARRIER | HRCU-A-CB (Split System: Heat Pump with Remote Outdoor Unit-Air-Source) | 38MURAQ24AB3* |  |  | CAP**3017AL* | 58TP*B045V14**12 | 23400 | 17 | 8.5 | 26200 | 24800 | 94.66% | 2.08 | 0 | 10 |  |  |  | No | R-410A | 1.95 | Residential & Commercial | Ducted CEE Tier 1
212971394 | Central HP <5.4 tons | CARRIER | HRCU-A-CB (Split System: Heat Pump with Remote Outdoor Unit-Air-Source) | 38MURAQ24AB3* |  |  | CAP**2414AL* | 58TP*B070V14**12 | 23400 | 17 | 9 | 27000 | 26000 | 96.3% | 2.18 | 0 | 10 |  |  |  | No | R-410A | 1.95 | Residential & Commercial | Ducted CEE Tier 1
212971643 | Central HP <5.4 tons | CARRIER | HRCU-A-CB (Split System: Heat Pump with Remote Outdoor Unit-Air-Source) | 38MURAQ24AB3* |  |  | CAP**3017AL* | 58TP*B070V17**16 | 23600 | 17 | 8.5 | 26000 | 24000 | 92.31% | 2 | 0 | 10 |  |  |  | No | R-410A | 1.9667 | Residential & Commercial | Ducted CEE Tier 1
211240277 | Central HP <5.4 tons | BRYANT HEATING AND COOLING SYSTEMS | HRCU-A-CB (Split System: Heat Pump with Remote Outdoor Unit-Air-Source) | 38MURAQ24AB3* |  |  | CAP**2414AL* | 915SB36060E14*** | 24000 | 15.5 | 8.5 | 27200 | 23600 | 86.76% | 1.92 | 0 | 10 |  |  |  | No | R-410A | 2 | Residential & Commercial | Ducted CEE Tier 1
211240904 | Central HP <5.4 tons | BRYANT HEATING AND COOLING SYSTEMS | HRCU-A-CB (Split System: Heat Pump with Remote Outdoor Unit-Air-Source) | 38MURAQ24AB3* |  |  | CAP**2517AL* | 82*SA48045V17*** | 24800 | 16.5 | 8.5 | 25600 | 21200 | 82.81% | 1.78 | 0 | 10 |  |  |  | No | R-410A | 2.0667 | Residential & Commercial | Ducted CEE Tier 1
211240486 | Central HP <5.4 tons | BRYANT HEATING AND COOLING SYSTEMS | HRCU-A-CB (Split System: Heat Pump with Remote Outdoor Unit-Air-Source) | 38MURAQ24AB3* |  |  | CAP**2417AL* | 935SA48060E17*** | 24000 | 16.5 | 8.5 | 26800 | 24000 | 89.55% | 1.98 | 0 | 10 |  |  |  | No | R-410A | 2 | Residential & Commercial | Ducted CEE Tier 1
211241165 | Central HP <5.4 tons | BRYANT HEATING AND COOLING SYSTEMS | HRCU-A-CB (Split System: Heat Pump with Remote Outdoor Unit-Air-Source) | 38MURAQ24AB3* |  |  | CAP**2517AL* | 912SD30040E14*** | 24800 | 15.5 | 8.5 | 26000 | 21200 | 81.54% | 1.76 | 0 | 10 |  |  |  | No | R-410A | 2.0667 | Residential & Commercial | Ducted CEE Tier 1
213076945 | Central HP <5.4 tons | CARRIER | HRCU-A-CB (Split System: Heat Pump with Remote Outdoor Unit-Air-Source) | 38MURAQ36AB3* |  |  | CAP**3717AL* | 59SP6B080V17**16 | 36000 | 15.5 | 8.5 | 38500 | 35200 | 91.43% | 2 | 0 | 10 |  |  |  | No | R-410A | 3 | Residential & Commercial | Ducted CEE Tier 1
213077145 | Central HP <5.4 tons | CARRIER | HRCU-A-CB (Split System: Heat Pump with Remote Outdoor Unit-Air-Source) | 38MURAQ36AB3* |  |  | CAP**3721AL* | 59SP6B100V21**20 | 36200 | 16 | 8.5 | 38000 | 34800 | 91.58% | 2.04 | 0 | 10 |  |  |  | No | R-410A | 3.0167 | Residential & Commercial | Ducted CEE Tier 1
213077436 | Central HP <5.4 tons | CARRIER | HRCU-A-CB (Split System: Heat Pump with Remote Outdoor Unit-Air-Source) | 38MURAQ36AB3* |  |  | CNPV*4217AL* | GG96VTAB48080B** | 35800 | 15.5 | 8.1 | 39000 | 35200 | 90.26% | 1.96 | 0 | 10 |  |  |  | No | R-410A | 2.9833 | Residential & Commercial | Ducted CEE Tier 1
213077611 | Central HP <5.4 tons | CARRIER | HRCU-A-CB (Split System: Heat Pump with Remote Outdoor Unit-Air-Source) | 38MURAQ36AB3* |  |  | CAP**4221AL* | GG96VTAB60100C** | 35400 | 16 | 8.1 | 38500 | 35000 | 90.91% | 1.88 | 0 | 10 |  |  |  | No | R-410A | 2.95 | Residential & Commercial | Ducted CEE Tier 1
211245074 | Central HP <5.4 tons | KEEPRITE | HRCU-A-CB (Split System: Heat Pump with Remote Outdoor Unit-Air-Source) | DLCURAH24ABK |  |  | EN(A,D,W)4X36L17** | *96VTN0401410A* | 23400 | 16 | 8.1 | 25800 | 24000 | 93.02% | 2 | 0 | 10 |  |  |  | No | R-410A | 1.95 | Residential & Commercial | Ducted CEE Tier 1
214066823 | Central HP <5.4 tons | RHEEM | HRCU-A-CB (Split System: Heat Pump with Remote Outdoor Unit-Air-Source) | RD17AZ36AJ3N |  |  | RCFZ3621MTANM | R801V0754A17UHN | 34200 | 18 | 8.1 | 34200 | 29400 | 85.96% | 2 | 0 | 10 |  |  |  | No | R-410A | 2.85 | Residential & Commercial | Ducted CEE Tier 1
215864027 | Central HP <5.4 tons | Wells | HRCU-A-CB (Split System: Heat Pump with Remote Outdoor Unit-Air-Source) | WDHP-24HH |  |  | WDAH-24MOC |  | 23000 | 18.3 | 10 | 24000 | 21600 | 90% | 1.87 | 0 | 11.7 |  |  |  | No | R-454B | 1.9167 | Residential & Commercial | Ducted CEE Tier 1
215932130 | Central HP <5.4 tons | DAY & NIGHT | HRCU-A-CB (Split System: Heat Pump with Remote Outdoor Unit-Air-Source) | C5H3V36*K*AAA* |  |  | EA*5X36M17A*+WALLCON | *96CTN0801714B* | 32200 | 19 | 9.5 | 35400 | 27200 | 76.84% | 1.98 | 0 | 10.5 |  |  |  | No | R-454B | 2.6833 | Residential & Commercial | Ducted CEE Tier 1
215932250 | Central HP <5.4 tons | DAY & NIGHT | HRCU-A-CB (Split System: Heat Pump with Remote Outdoor Unit-Air-Source) | C5H3V36*K*AAA* |  |  | EA*5X42M21A*+WALLCON | *80CTL0901716B* | 32600 | 20 | 9.5 | 35000 | 26800 | 76.57% | 2.02 | 0 | 11 |  |  |  | No | R-454B | 2.7167 | Residential & Commercial | Ducted CEE Tier 1
214398303 | Central HP <5.4 tons | CHAMPION HEATING AND COOLING | HRCU-A-CB (Split System: Heat Pump with Remote Outdoor Unit-Air-Source) | HH860E2S11 |  |  | CTF60C5CGS1 | TM8E080C20MP11 | 44500 | 17 | 9 | 45000 | 33800 | 75.11% | 2 | 0 | 11.7 |  |  |  | No | R-454B | 3.7083 | Residential & Commercial | Ducted CEE Tier 1
214398269 | Central HP <5.4 tons | CHAMPION HEATING AND COOLING | HRCU-A-CB (Split System: Heat Pump with Remote Outdoor Unit-Air-Source) | HH860E2S11 |  |  | CTF60C5CGS1 | TMLV120C20MP12 | 44500 | 18 | 9 | 45000 | 33800 | 75.11% | 2 | 0 | 11 |  |  |  | No | R-454B | 3.7083 | Residential & Commercial | Ducted CEE Tier 1
214397467 | Central HP <5.4 tons | CHAMPION HEATING AND COOLING | HRCU-A-CB (Split System: Heat Pump with Remote Outdoor Unit-Air-Source) | HH860E2S11 |  |  | CTF60C5CGS1 | TM8E120C20MP11 | 44500 | 17 | 9 | 45000 | 33600 | 74.67% | 2 | 0 | 11.7 |  |  |  | No | R-454B | 3.7083 | Residential & Commercial | Ducted CEE Tier 1
215934302 | Central HP <5.4 tons | KENMORE | HRCU-A-CB (Split System: Heat Pump with Remote Outdoor Unit-Air-Source) | (C,H,T)5H3V48*K*AAA* |  |  | EA*5X61M24A*+WALLCON | *80CSU1002120A* | 45500 | 21 | 9.5 | 48500 | 36800 | 75.88% | 2 | 0 | 11 |  |  |  | No | R-454B | 3.7917 | Residential & Commercial | Ducted CEE Tier 1
215934222 | Central HP <5.4 tons | KENMORE | HRCU-A-CB (Split System: Heat Pump with Remote Outdoor Unit-Air-Source) | (C,H,T)5H3V48*K*AAA* |  |  | EA*5X61M21A*+WALLCON | *95CSU0802120B* | 45000 | 21 | 9.5 | 48500 | 37000 | 76.29% | 2 | 0 | 11 |  |  |  | No | R-454B | 3.75 | Residential & Commercial | Ducted CEE Tier 1
214242313 | Central HP <5.4 tons | KENMORE | HRCU-A-CB (Split System: Heat Pump with Remote Outdoor Unit-Air-Source) | (C,H,T)VH825GKA3* |  |  | EN(A,D,W)4X48L21**+WALLCON | *96CTN0801714B* | 24000 | 17 | 8.1 | 21400 | 16600 | 77.57% | 2 | 0 | 11 |  |  |  | No | R-410A | 2 | Residential & Commercial | Ducted CEE Tier 1
211719744 | Central HP <5.4 tons | COLEMAN | HRCU-A-CB (Split System: Heat Pump with Remote Outdoor Unit-Air-Source) | HC20B2421 |  |  | XAMB24DE1N1+CC | CPLC080B12MP13 | 22400 | 18 | 8.5 | 23600 | 18400 | 77.97% | 1.92 | 0 | 12 |  |  |  | No | R-410A | 1.8667 | Residential & Commercial | Ducted CEE Tier 1
214243959 | Central HP <5.4 tons | CARRIER | HRCU-A-CB (Split System: Heat Pump with Remote Outdoor Unit-Air-Source) | 25VNA448A*031* |  |  | CNPV*4824AL*+UI | 58TN*B090C21**20 | 44000 | 21 | 8.5 | 46500 | 36200 | 77.85% | 2.16 | 0 | 12 |  |  |  | No | R-410A | 3.6667 | Residential & Commercial | Ducted CEE Tier 1
214243977 | Central HP <5.4 tons | CARRIER | HRCU-A-CB (Split System: Heat Pump with Remote Outdoor Unit-Air-Source) | 25VNA448A*031* |  |  | CNPV*6024AL*+UI | 58TN*B135C24**22 | 44500 | 21.5 | 9 | 46000 | 36000 | 78.26% | 2.26 | 0 | 12 |  |  |  | No | R-410A | 3.7083 | Residential & Commercial | Ducted CEE Tier 1
214397936 | Central HP <5.4 tons | CHAMPION HEATING AND COOLING | HRCU-A-CB (Split System: Heat Pump with Remote Outdoor Unit-Air-Source) | HH824E2S11 |  |  | CTF30A5ADS1 | TM9E060A10MP12 | 23000 | 17 | 9 | 23000 | 18100 | 78.7% | 2 | 0 | 12 |  |  |  | No | R-454B | 1.9167 | Residential & Commercial | Ducted CEE Tier 1
214396715 | Central HP <5.4 tons | FRASER-JOHNSTON | HRCU-A-CB (Split System: Heat Pump with Remote Outdoor Unit-Air-Source) | HH824E2S11 |  |  | CTM30B5ACS1 | TM9V060B12MP12 | 23000 | 17 | 9.5 | 23000 | 18000 | 78.26% | 2 | 0 | 12 |  |  |  | No | R-454B | 1.9167 | Residential & Commercial | Ducted CEE Tier 1
215932022 | Central HP <5.4 tons | KENMORE | HRCU-A-CB (Split System: Heat Pump with Remote Outdoor Unit-Air-Source) | (C,H,T)5H3V36*K*AAA* |  |  | EA*5X30M17A*+WALLCON | *96CTN0401410B* | 30800 | 17.5 | 9 | 34400 | 26600 | 77.33% | 1.9 | 0 | 10 |  |  |  | No | R-454B | 2.5667 | Residential & Commercial | Ducted CEE Tier 1
215912234 | Central HP <5.4 tons | CHAMPION HEATING AND COOLING | HRCU-A-CB (Split System: Heat Pump with Remote Outdoor Unit-Air-Source) | HH824E2S11 |  |  | CTM36B5ADS1 | TM9Y080B12MP11 | 23000 | 18 | 9.5 | 23000 | 18500 | 80.43% | 2 | 0 | 12 |  |  |  | No | R-454B | 1.9167 | Residential & Commercial | Ducted CEE Tier 1
216010753 | Central HP <5.4 tons | CHAMPION HEATING AND COOLING | HRCU-A-CB (Split System: Heat Pump with Remote Outdoor Unit-Air-Source) | HH824E2S11 |  |  | CTM36B5ADS1 | Z8ET080B12LMPS1 | 23000 | 19 | 9.5 | 23000 | 18600 | 80.87% | 2 | 0 | 12 |  |  |  | No | R-454B | 1.9167 | Residential & Commercial | Ducted CEE Tier 1
213412076 | Central HP <5.4 tons | ICONIC AIR SOLUTION | HRCU-A-CB (Split System: Heat Pump with Remote Outdoor Unit-Air-Source) | ICLZ24AK |  |  | IFLA24IK |  | 24000 | 17.4 | 10 | 24000 | 22600 | 94.17% | 1.91 | 12.5 | 11.7 |  |  |  | No | R-410A | 2 | Residential & Commercial | Ducted CEE Tier 1
216508728 | Central HP <5.4 tons | LUXAIRE | HRCU-A-CB (Split System: Heat Pump with Remote Outdoor Unit-Air-Source) | HH836E2S11 |  |  | CTF30A5ADS1 | TPLC060A12MP13 | 32800 | 17 | 8.5 | 30600 | 25200 | 82.35% | 2 | 0 | 11 |  |  |  | No | R-454B | 2.7333 | Residential & Commercial | Ducted CEE Tier 1
211386776 | Central HP <5.4 tons | LUXAIRE | HRCU-A-CB (Split System: Heat Pump with Remote Outdoor Unit-Air-Source) | HMH72B341 |  |  | XAFC30CXXN1+TXV | TM9Y100C16MP11 | 32800 | 18 | 8.1 | 33400 | 23400 | 70.06% | 2.04 | 0 | 10 |  |  |  | No | R-410A | 2.7333 | Residential & Commercial | Ducted CEE Tier 1
215931872 | Central HP <5.4 tons | KENMORE | HRCU-A-CB (Split System: Heat Pump with Remote Outdoor Unit-Air-Source) | (C,H,T)5H3V60*K*AAA* |  |  | ESH5X60M12A*+WALLCON | *97CMN0602120B* | 55500 | 17 | 8.1 | 61500 | 47000 | 76.42% | 1.95 | 0 | 10.5 |  |  |  | No | R-454B | 4.625 | Residential & Commercial | Ducted CEE Tier 1
215931522 | Central HP <5.4 tons | KENMORE | HRCU-A-CB (Split System: Heat Pump with Remote Outdoor Unit-Air-Source) | (C,H,T)5H3V60*K*AAA* |  |  | EA*5X60M24A*+WALLCON | *80CSU0802120A* | 56000 | 19 | 8.5 | 60500 | 45500 | 75.21% | 2.06 | 0 | 11.5 |  |  |  | No | R-454B | 4.6667 | Residential & Commercial | Ducted CEE Tier 1
211386655 | Central HP <5.4 tons | LUXAIRE | HRCU-A-CB (Split System: Heat Pump with Remote Outdoor Unit-Air-Source) | HMH72B341 |  |  | JHVTC42FBCC2N1 |  | 34000 | 17.5 | 8.5 | 32400 | 23400 | 72.22% | 2.12 | 0 | 10 |  |  |  | No | R-410A | 2.8333 | Residential & Commercial | Ducted CEE Tier 1
214396908 | Central HP <5.4 tons | FRASER-JOHNSTON | HRCU-A-CB (Split System: Heat Pump with Remote Outdoor Unit-Air-Source) | HH836E2S11 |  |  | CTF36B5CDS1 | TM9Y060B12MP11 | 33200 | 18 | 8.5 | 31200 | 25600 | 82.05% | 2 | 0 | 11 |  |  |  | No | R-454B | 2.7667 | Residential & Commercial | Ducted CEE Tier 1
214397360 | Central HP <5.4 tons | FRASER-JOHNSTON | HRCU-A-CB (Split System: Heat Pump with Remote Outdoor Unit-Air-Source) | HH836E2S11 |  |  | CTM48C5CFS1 | TM9V080C16MP12 | 32800 | 19 | 9 | 31200 | 25200 | 80.77% | 2 | 0 | 11 |  |  |  | No | R-454B | 2.7333 | Residential & Commercial | Ducted CEE Tier 1
214421538 | Central HP <5.4 tons | FRASER-JOHNSTON | HRCU-A-CB (Split System: Heat Pump with Remote Outdoor Unit-Air-Source) | HH860E2S11 |  |  | CTM60C5CHS1+JMET16CS2N1 |  | 53000 | 19 | 8.5 | 53500 | 38500 | 71.96% | 2 | 0 | 11.7 |  |  |  | No | R-454B | 4.4167 | Residential & Commercial | Ducted CEE Tier 1
213307900 | Central HP <5.4 tons | Wells | HRCU-A-CB (Split System: Heat Pump with Remote Outdoor Unit-Air-Source) | WUCA-30HFMO |  |  | WUA-30HFMAH |  | 30000 | 16.2 | 8.9 | 33000 | 24000 | 72.73% | 1.8 | 11 | 10 |  |  |  | No | R-410A | 2.5 | Residential & Commercial | Ducted CEE Tier 1
214244043 | Central HP <5.4 tons | CARRIER | HRCU-A-CB (Split System: Heat Pump with Remote Outdoor Unit-Air-Source) | 25VNA424A*031* |  |  | CNPV*3621AL*+UI | 59TN6C100C21**22 | 23200 | 19.5 | 9.5 | 26600 | 19900 | 74.81% | 2.38 | 0 | 13 |  |  |  | No | R-410A | 1.9333 | Residential & Commercial | Ducted CEE Tier 1
214397461 | Central HP <5.4 tons | FRASER-JOHNSTON | HRCU-A-CB (Split System: Heat Pump with Remote Outdoor Unit-Air-Source) | HH860E2S11 |  |  | CTF60C5CGS1 | TM8Y100C20MP11 | 44500 | 18 | 9 | 45000 | 33800 | 75.11% | 2 | 0 | 11.7 |  |  |  | No | R-454B | 3.7083 | Residential & Commercial | Ducted CEE Tier 1
214398263 | Central HP <5.4 tons | FRASER-JOHNSTON | HRCU-A-CB (Split System: Heat Pump with Remote Outdoor Unit-Air-Source) | HH860E2S11 |  |  | CTF60C5CGS1 | TM8V100C20MP12 | 44500 | 18 | 9 | 45000 | 33800 | 75.11% | 2 | 0 | 11 |  |  |  | No | R-454B | 3.7083 | Residential & Commercial | Ducted CEE Tier 1
214833520 | Central HP <5.4 tons | CHAMPION HEATING AND COOLING | HRCU-A-CB (Split System: Heat Pump with Remote Outdoor Unit-Air-Source) | HH860E2S11 |  |  | JSC60D5CJ2SS1 |  | 54500 | 19 | 9 | 56500 | 40000 | 70.8% | 2 | 0 | 11 |  |  |  | No | R-454B | 4.5417 | Residential & Commercial | Ducted CEE Tier 1
214489061 | Central HP <5.4 tons | Wells | HRCU-A-C (Split System: Heat Pump with Remote Outdoor Unit with No Indoor Fan --Air Source) | WUCA-30HFMO |  |  | WUA-36CHFM |  | 30000 | 15.5 | 9.7 | 33000 | 27000 | 81.82% | 1.85 | 10.7 | 10.5 |  |  |  | No | R-410A | 2.5 | Residential & Commercial | Ducted CEE Tier 1
214389410 | Central HP <5.4 tons | BRYANT HEATING AND COOLING SYSTEMS | HRCU-A-CB (Split System: Heat Pump with Remote Outdoor Unit-Air-Source) | 284ANV036*0**B* |  |  | CNPV*4221AL*+UI | 88*TB48090C17*** | 32800 | 19 | 9 | 38000 | 26600 | 70% | 1.98 | 0 | 12 |  |  |  | No | R-410A | 2.7333 | Residential & Commercial | Ducted CEE Tier 1
214066903 | Central HP <5.4 tons | RHEEM | HRCU-A-CB (Split System: Heat Pump with Remote Outdoor Unit-Air-Source) | RD17AZ36AJ3N |  |  | RCFZ3621MTANM | R98MV1005A21UPS | 34200 | 18 | 8.1 | 34200 | 29600 | 86.55% | 1.9 | 0 | 10 |  |  |  | No | R-410A | 2.85 | Residential & Commercial | Ducted CEE Tier 1
213078129 | Central HP <5.4 tons | CARRIER | HRCU-A-CB (Split System: Heat Pump with Remote Outdoor Unit-Air-Source) | 38MURAQ36AB3* |  |  | CNPV*4217AL* | 58S(B,C)*B070M17**16 | 35800 | 15.5 | 8.1 | 38500 | 35200 | 91.43% | 1.96 | 0 | 10 |  |  |  | No | R-410A | 2.9833 | Residential & Commercial | Ducted CEE Tier 1
215935695 | Central HP <5.4 tons | BRYANT HEATING AND COOLING SYSTEMS | HRCU-A-CB (Split System: Heat Pump with Remote Outdoor Unit-Air-Source) | 293VAN036**AA* |  |  | CVAVA3621XMA*+UI | 935CB66100C21*** | 34400 | 21 | 8.5 | 38500 | 28000 | 72.73% | 2.04 | 0 | 12 |  |  |  | No | R-454B | 2.8667 | Residential & Commercial | Ducted CEE Tier 1
212970726 | Central HP <5.4 tons | CARRIER | HRCU-A-CB (Split System: Heat Pump with Remote Outdoor Unit-Air-Source) | 38MURAQ36AB3* |  |  | CNPV*4821AL* | 58SP*B090V21**20 | 36000 | 16.5 | 8.1 | 38000 | 35000 | 92.11% | 2 | 0 | 10 |  |  |  | No | R-410A | 3 | Residential & Commercial | Ducted CEE Tier 1
214396742 | Central HP <5.4 tons | FRASER-JOHNSTON | HRCU-A-CB (Split System: Heat Pump with Remote Outdoor Unit-Air-Source) | HH860E2S11 |  |  | CTF60D5CHS1+JME18D2SN1 |  | 54000 | 19 | 9 | 53500 | 38500 | 71.96% | 2 | 0 | 12 |  |  |  | No | R-454B | 4.5 | Residential & Commercial | Ducted CEE Tier 1
214244047 | Central HP <5.4 tons | CARRIER | HRCU-A-CB (Split System: Heat Pump with Remote Outdoor Unit-Air-Source) | 25VNA424A*031* |  |  | CNPV*4217AL*+UI | 58TN*B070C14**12 | 23600 | 20 | 10 | 26600 | 19800 | 74.44% | 2.46 | 0 | 13.5 |  |  |  | No | R-410A | 1.9667 | Residential & Commercial | Ducted CEE Tier 1
215569762 | Central HP <5.4 tons | Viessmann | HRCU-A-CB (Split System: Heat Pump with Remote Outdoor Unit-Air-Source) | DLCURAH30ABK |  |  | DLFUAAH30XAK |  | 30000 | 16.2 | 8.9 | 33000 | 24000 | 72.73% | 1.8 | 11 | 10 |  |  |  | No | R-410A | 2.5 | Residential & Commercial | Ducted CEE Tier 1
214584581 | Central HP <5.4 tons | COLEMAN | HRCU-A-CB (Split System: Heat Pump with Remote Outdoor Unit-Air-Source) | HH860E2S11 |  |  | CTF60D5CHS1 | Z8ES130D20SMPS1 | 54000 | 19 | 9 | 53500 | 38500 | 71.96% | 2 | 0 | 12 |  |  |  | No | R-454B | 4.5 | Residential & Commercial | Ducted CEE Tier 1
214397037 | Central HP <5.4 tons | FRASER-JOHNSTON | HRCU-A-CB (Split System: Heat Pump with Remote Outdoor Unit-Air-Source) | HH860E2S11 |  |  | CTM60C5CGS1 | TM8Y100C16MP11 | 44000 | 18 | 9 | 44000 | 33400 | 75.91% | 2 | 0 | 11.7 |  |  |  | No | R-454B | 3.6667 | Residential & Commercial | Ducted CEE Tier 1
214584576 | Central HP <5.4 tons | COLEMAN | HRCU-A-CB (Split System: Heat Pump with Remote Outdoor Unit-Air-Source) | HH860E2S11 |  |  | CTM60C5CHS1 | Z8ES120C20SMPS1 | 53500 | 19 | 9 | 53500 | 38000 | 71.03% | 2 | 0 | 11.7 |  |  |  | No | R-454B | 4.4583 | Residential & Commercial | Ducted CEE Tier 1
214609207 | Central HP <5.4 tons | FRASER-JOHNSTON | HRCU-A-CB (Split System: Heat Pump with Remote Outdoor Unit-Air-Source) | HH836E2S11 |  |  | CTM48C5CFS1 | Z9ES080C20SMPS1 | 34000 | 19 | 9 | 32000 | 25600 | 80% | 2 | 0 | 11 |  |  |  | No | R-454B | 2.8333 | Residential & Commercial | Ducted CEE Tier 1
214584741 | Central HP <5.4 tons | COLEMAN | HRCU-A-CB (Split System: Heat Pump with Remote Outdoor Unit-Air-Source) | HH836E2S11 |  |  | CTM36C5CDS1 | Z8ES120C16SMPS1 | 34400 | 18 | 8.5 | 31600 | 25800 | 81.65% | 2 | 0 | 11.7 |  |  |  | No | R-454B | 2.8667 | Residential & Commercial | Ducted CEE Tier 1
214396500 | Central HP <5.4 tons | FRASER-JOHNSTON | HRCU-A-CB (Split System: Heat Pump with Remote Outdoor Unit-Air-Source) | HH836E2S11 |  |  | CTF48C5CFS1 | TM8E100C20MP11 | 34400 | 17 | 8.5 | 32600 | 25800 | 79.14% | 2 | 0 | 11 |  |  |  | No | R-454B | 2.8667 | Residential & Commercial | Ducted CEE Tier 1
214396913 | Central HP <5.4 tons | FRASER-JOHNSTON | HRCU-A-CB (Split System: Heat Pump with Remote Outdoor Unit-Air-Source) | HH836E2S11 |  |  | CTF36C5CDS1 | TM8E080C20MP11 | 34800 | 17 | 8.5 | 32800 | 27000 | 82.32% | 2 | 0 | 11 |  |  |  | No | R-454B | 2.9 | Residential & Commercial | Ducted CEE Tier 1
214396918 | Central HP <5.4 tons | FRASER-JOHNSTON | HRCU-A-CB (Split System: Heat Pump with Remote Outdoor Unit-Air-Source) | HH836E2S11 |  |  | CTF36C5CDS1 | TMLE080C20MP11 | 34800 | 17 | 8.5 | 32800 | 27000 | 82.32% | 2 | 0 | 11 |  |  |  | No | R-454B | 2.9 | Residential & Commercial | Ducted CEE Tier 1
211387874 | Central HP <5.4 tons | LUXAIRE | HRCU-A-CB (Split System: Heat Pump with Remote Outdoor Unit-Air-Source) | HMH72B341 |  |  | XAFB36DXXN1+TXV | TM9V080B12MP12 | 33600 | 17.5 | 8.5 | 33400 | 23400 | 70.06% | 2.04 | 0 | 10 |  |  |  | No | R-410A | 2.8 | Residential & Commercial | Ducted CEE Tier 1
216010738 | Central HP <5.4 tons | CHAMPION HEATING AND COOLING | HRCU-A-CB (Split System: Heat Pump with Remote Outdoor Unit-Air-Source) | HH824E2S11 |  |  | CTM36B5ADS1+JME12B2SN1 |  | 23000 | 19 | 9.5 | 23000 | 18400 | 80% | 2 | 0 | 12 |  |  |  | No | R-454B | 1.9167 | Residential & Commercial | Ducted CEE Tier 1
214398376 | Central HP <5.4 tons | FRASER-JOHNSTON | HRCU-A-CB (Split System: Heat Pump with Remote Outdoor Unit-Air-Source) | HH824E2S11 |  |  | CTF30B5ACS1+JMET12BS2N1 |  | 23000 | 18 | 9.5 | 23000 | 18500 | 80.43% | 2 | 0 | 12 |  |  |  | No | R-454B | 1.9167 | Residential & Commercial | Ducted CEE Tier 1
215932082 | Central HP <5.4 tons | KENMORE | HRCU-A-CB (Split System: Heat Pump with Remote Outdoor Unit-Air-Source) | (C,H,T)5H3V36*K*AAA* |  |  | EA*5X36M17A*+WALLCON | *80CTL0901716B* | 32200 | 19.5 | 9.5 | 35200 | 27000 | 76.7% | 2 | 0 | 11 |  |  |  | No | R-454B | 2.6833 | Residential & Commercial | Ducted CEE Tier 1
214396254 | Central HP <5.4 tons | FRASER-JOHNSTON | HRCU-A-CB (Split System: Heat Pump with Remote Outdoor Unit-Air-Source) | HH824E2S11 |  |  | CTM30B5ACS1 | TM9Y080B12MP11 | 23000 | 17 | 9.5 | 23000 | 18500 | 80.43% | 2 | 0 | 11.7 |  |  |  | No | R-454B | 1.9167 | Residential & Commercial | Ducted CEE Tier 1
214396690 | Central HP <5.4 tons | FRASER-JOHNSTON | HRCU-A-CB (Split System: Heat Pump with Remote Outdoor Unit-Air-Source) | HH824E2S11 |  |  | CTF30A5ADS1 | TM8Y060A12MP11 | 23000 | 18 | 9 | 23000 | 18200 | 79.13% | 2 | 0 | 12 |  |  |  | No | R-454B | 1.9167 | Residential & Commercial | Ducted CEE Tier 1
216010733 | Central HP <5.4 tons | CHAMPION HEATING AND COOLING | HRCU-A-CB (Split System: Heat Pump with Remote Outdoor Unit-Air-Source) | HH824E2S11 |  |  | CTM36B5ADS1+JMC12B2SN1 |  | 23000 | 18 | 9.5 | 23000 | 18600 | 80.87% | 2 | 0 | 12 |  |  |  | No | R-454B | 1.9167 | Residential & Commercial | Ducted CEE Tier 1
214396670 | Central HP <5.4 tons | FRASER-JOHNSTON | HRCU-A-CB (Split System: Heat Pump with Remote Outdoor Unit-Air-Source) | HH824E2S11 |  |  | CTF36B5ADS1 | TM9Y060B12MP11 | 23000 | 18 | 9.5 | 23000 | 18400 | 80% | 2 | 0 | 12 |  |  |  | No | R-454B | 1.9167 | Residential & Commercial | Ducted CEE Tier 1
211245098 | Central HP <5.4 tons | BRYANT HEATING AND COOLING SYSTEMS | HRCU-A-CB (Split System: Heat Pump with Remote Outdoor Unit-Air-Source) | 38MURAQ24AB3* |  |  | CNPV*3617AL* | 926TB42060V17*** | 24000 | 16.5 | 8.1 | 26200 | 23200 | 88.55% | 1.92 | 0 | 10 |  |  |  | No | R-410A | 2 | Residential & Commercial | Ducted CEE Tier 1
211245189 | Central HP <5.4 tons | BRYANT HEATING AND COOLING SYSTEMS | HRCU-A-CB (Split System: Heat Pump with Remote Outdoor Unit-Air-Source) | 38MURAQ24AB3* |  |  | CNPV*3617AL* | 915SB42060E17*** | 24600 | 16 | 8.1 | 26600 | 22400 | 84.21% | 1.84 | 0 | 10 |  |  |  | No | R-410A | 2.05 | Residential & Commercial | Ducted CEE Tier 1
212976387 | Central HP <5.4 tons | BRYANT HEATING AND COOLING SYSTEMS | HRCU-A-CB (Split System: Heat Pump with Remote Outdoor Unit-Air-Source) | 38MURAQ24AB3* |  |  | CAP**3621AL* | 926TC60080V21*** | 24000 | 17 | 8.5 | 26400 | 23400 | 88.64% | 1.94 | 0 | 10 |  |  |  | No | R-410A | 2 | Residential & Commercial | Ducted CEE Tier 1
214279890 | Central HP <5.4 tons | CARRIER | HRCU-A-CB (Split System: Heat Pump with Remote Outdoor Unit-Air-Source) | 38MURAQ24AB3* |  |  | CAP**3017AL* | 59SC6A060M17**16 | 23400 | 16.5 | 9 | 25800 | 24400 | 94.57% | 2.02 | 0 | 10 |  |  |  | No | R-410A | 1.95 | Residential & Commercial | Ducted CEE Tier 1
212971999 | Central HP <5.4 tons | CARRIER | HRCU-A-CB (Split System: Heat Pump with Remote Outdoor Unit-Air-Source) | 38MURAQ24AB3* |  |  | CAP**3721AL* | 58TP*B090V17**16 | 24000 | 17.5 | 8.5 | 25200 | 21800 | 86.51% | 1.82 | 0 | 10 |  |  |  | No | R-410A | 2 | Residential & Commercial | Ducted CEE Tier 1
215569761 | Central HP <5.4 tons | Viessmann | HRCU-A-CB (Split System: Heat Pump with Remote Outdoor Unit-Air-Source) | DLCURAH36ABK |  |  | DLFUAAH36XAK |  | 36000 | 16 | 9.5 | 40000 | 34400 | 86% | 1.97 | 10.5 | 10 |  |  |  | No | R-410A | 3 | Residential & Commercial | Ducted CEE Tier 1
214573995 | Central HP <5.4 tons | KEEPRITE | HRCU-A-CB (Split System: Heat Pump with Remote Outdoor Unit-Air-Source) | CVH837GKA2* |  |  | EA*4X48L24A*+WALLCON | *95CSU1002122B* | 32400 | 17.5 | 8.5 | 32200 | 24800 | 77.02% | 2 | 0 | 11.5 |  |  |  | No | R-410A | 2.7 | Residential & Commercial | Ducted CEE Tier 1
213075918 | Central HP <5.4 tons | KEEPRITE | HRCU-A-CB (Split System: Heat Pump with Remote Outdoor Unit-Air-Source) | DLCURAH36ABK |  |  | EA*4X42L24A* | *95MSU1002120A* | 35600 | 16 | 8.1 | 38500 | 35200 | 91.43% | 1.9 | 0 | 10 |  |  |  | No | R-410A | 2.9667 | Residential & Commercial | Ducted CEE Tier 1
213075982 | Central HP <5.4 tons | CARRIER | HRCU-A-CB (Split System: Heat Pump with Remote Outdoor Unit-Air-Source) | 38MURAQ36AB3* |  |  | CNPV*4821AL* | 59SU5B100M21**20 | 36200 | 16.5 | 8.1 | 38500 | 35000 | 90.91% | 2.02 | 0 | 10.5 |  |  |  | No | R-410A | 3.0167 | Residential & Commercial | Ducted CEE Tier 1
212969936 | Central HP <5.4 tons | CARRIER | HRCU-A-CB (Split System: Heat Pump with Remote Outdoor Unit-Air-Source) | 38MURAQ36AB3* |  |  | CAP**3717AL* | 58SP*B045V14**12 | 36000 | 15.5 | 8.5 | 39000 | 35000 | 89.74% | 2 | 0 | 10 |  |  |  | No | R-410A | 3 | Residential & Commercial | Ducted CEE Tier 1
212972131 | Central HP <5.4 tons | CARRIER | HRCU-A-CB (Split System: Heat Pump with Remote Outdoor Unit-Air-Source) | 38MURAQ24AB3* |  |  | CAP**3721AL* | 58TP*B090V21**20 | 24800 | 17 | 8.5 | 25600 | 21400 | 83.59% | 1.8 | 0 | 10.5 |  |  |  | No | R-410A | 2.0667 | Residential & Commercial | Ducted CEE Tier 1
212971406 | Central HP <5.4 tons | CARRIER | HRCU-A-CB (Split System: Heat Pump with Remote Outdoor Unit-Air-Source) | 38MURAQ24AB3* |  |  | CAP**3717AL* | 58TP*B070V14**12 | 24200 | 17 | 8.5 | 25200 | 22000 | 87.3% | 1.84 | 0 | 10 |  |  |  | No | R-410A | 2.0167 | Residential & Commercial | Ducted CEE Tier 1
212971731 | Central HP <5.4 tons | CARRIER | HRCU-A-CB (Split System: Heat Pump with Remote Outdoor Unit-Air-Source) | 38MURAQ24AB3* |  |  | CNPV*3621AL* | 58TP*B070V17**16 | 23600 | 17 | 8.5 | 26400 | 24200 | 91.67% | 2 | 0 | 10.5 |  |  |  | No | R-410A | 1.9667 | Residential & Commercial | Ducted CEE Tier 1
212972015 | Central HP <5.4 tons | CARRIER | HRCU-A-CB (Split System: Heat Pump with Remote Outdoor Unit-Air-Source) | 38MURAQ24AB3* |  |  | CNPV*3621AL* | 58TP*B090V17**16 | 23400 | 17 | 8.5 | 26200 | 24600 | 93.89% | 2.06 | 0 | 10 |  |  |  | No | R-410A | 1.95 | Residential & Commercial | Ducted CEE Tier 1
212972398 | Central HP <5.4 tons | CARRIER | HRCU-A-CB (Split System: Heat Pump with Remote Outdoor Unit-Air-Source) | 38MURAQ24AB3* |  |  | CAP**3621AL* | 58TP*B110V21**22 | 24000 | 17.5 | 8.5 | 26400 | 23200 | 87.88% | 1.94 | 0 | 10 |  |  |  | No | R-410A | 2 | Residential & Commercial | Ducted CEE Tier 1
212972932 | Central HP <5.4 tons | CARRIER | HRCU-A-CB (Split System: Heat Pump with Remote Outdoor Unit-Air-Source) | 38MURAQ24AB3* |  |  | CAP**3017AL* | 59SP6B040V14**10 | 23400 | 16 | 8.5 | 26400 | 24800 | 93.94% | 2.04 | 0 | 10 |  |  |  | No | R-410A | 1.95 | Residential & Commercial | Ducted CEE Tier 1
214242873 | Central HP <5.4 tons | KENMORE | HRCU-A-CB (Split System: Heat Pump with Remote Outdoor Unit-Air-Source) | (C,H,T)VH825GKA2* |  |  | END4X42L17**+WALLCON | *80CTL0701412B* | 24000 | 17 | 8.1 | 21400 | 16600 | 77.57% | 1.98 | 0 | 11 |  |  |  | No | R-410A | 2 | Residential & Commercial | Ducted CEE Tier 1
214242923 | Central HP <5.4 tons | KENMORE | HRCU-A-CB (Split System: Heat Pump with Remote Outdoor Unit-Air-Source) | (C,H,T)VH825GKA2* |  |  | END4X42L17**+WALLCON | *97CMN0801714B* | 23800 | 16.5 | 8.1 | 21400 | 16700 | 78.04% | 1.98 | 0 | 11 |  |  |  | No | R-410A | 1.9833 | Residential & Commercial | Ducted CEE Tier 1
215932100 | Central HP <5.4 tons | DAY & NIGHT | HRCU-A-CB (Split System: Heat Pump with Remote Outdoor Unit-Air-Source) | C5H3V36*K*AAA* |  |  | EA*5X36M17A*+WALLCON | *97CMN0801714B* | 32000 | 19 | 9.5 | 35600 | 27400 | 76.97% | 1.98 | 0 | 10.5 |  |  |  | No | R-454B | 2.6667 | Residential & Commercial | Ducted CEE Tier 1
215932320 | Central HP <5.4 tons | DAY & NIGHT | HRCU-A-CB (Split System: Heat Pump with Remote Outdoor Unit-Air-Source) | C5H3V36*K*AAA* |  |  | EA*5X42M21A*+WALLCON | *97CMN0802120B* | 32800 | 19.5 | 9.5 | 34800 | 26800 | 77.01% | 2.02 | 0 | 11 |  |  |  | No | R-454B | 2.7333 | Residential & Commercial | Ducted CEE Tier 1
210470440 | Central HP <5.4 tons | CARRIER | HRCU-A-CB (Split System: Heat Pump with Remote Outdoor Unit-Air-Source) | 25VNA837A*031* |  |  | CAP**6121AL*+UI | 58TN*A090C21**20 | 33200 | 18 | 8.5 | 32000 | 25000 | 78.12% | 2 | 0 | 11.7 |  |  |  | No | R-410A | 2.7667 | Residential & Commercial | Ducted CEE Tier 1
215932340 | Central HP <5.4 tons | DAY & NIGHT | HRCU-A-CB (Split System: Heat Pump with Remote Outdoor Unit-Air-Source) | C5H3V36*K*AAA* |  |  | EA*5X42M21A*+WALLCON | *96CTN0601714B* | 32400 | 19.5 | 9.5 | 34200 | 26400 | 77.19% | 2.02 | 0 | 10.5 |  |  |  | No | R-454B | 2.7 | Residential & Commercial | Ducted CEE Tier 1
210470908 | Central HP <5.4 tons | CARRIER | HRCU-A-CB (Split System: Heat Pump with Remote Outdoor Unit-Air-Source) | 25VNA837A*031* |  |  | CNPV*6024AL*+UI | 58TN*A090C21**20 | 32800 | 18 | 8.1 | 32200 | 24800 | 77.02% | 1.98 | 0 | 12 |  |  |  | No | R-410A | 2.7333 | Residential & Commercial | Ducted CEE Tier 1
213076259 | Central HP <5.4 tons | KEEPRITE | HRCU-A-CB (Split System: Heat Pump with Remote Outdoor Unit-Air-Source) | DLCURAH36ABK |  |  | EA*4X37L21A* | *95MSU1002122A* | 36400 | 16.5 | 8.5 | 38000 | 34800 | 91.58% | 2.06 | 0 | 10 |  |  |  | No | R-410A | 3.0333 | Residential & Commercial | Ducted CEE Tier 1
214573705 | Central HP <5.4 tons | KEEPRITE | HRCU-A-CB (Split System: Heat Pump with Remote Outdoor Unit-Air-Source) | CVH837GKA2* |  |  | EA*4X37L21A*+WALLCON | *97CMN0602120B* | 32800 | 17 | 8.5 | 33000 | 25400 | 76.97% | 1.98 | 0 | 11 |  |  |  | No | R-410A | 2.7333 | Residential & Commercial | Ducted CEE Tier 1
214573755 | Central HP <5.4 tons | KEEPRITE | HRCU-A-CB (Split System: Heat Pump with Remote Outdoor Unit-Air-Source) | CVH837GKA2* |  |  | EA*4X42L21A*+WALLCON | *95CSU1002122B* | 31800 | 17.5 | 8.5 | 32800 | 24400 | 74.39% | 1.9 | 0 | 11 |  |  |  | No | R-410A | 2.65 | Residential & Commercial | Ducted CEE Tier 1
214241763 | Central HP <5.4 tons | KENMORE | HRCU-A-CB (Split System: Heat Pump with Remote Outdoor Unit-Air-Source) | (C,H,T)VH825GKA3* |  |  | EN(A,D)4X30L17**+WALLCON | *96CTN0801714B* | 23400 | 16.5 | 8.1 | 21600 | 16700 | 77.31% | 1.9 | 0 | 10.5 |  |  |  | No | R-410A | 1.95 | Residential & Commercial | Ducted CEE Tier 1
214239871 | Central HP <5.4 tons | KENMORE | HRCU-A-CB (Split System: Heat Pump with Remote Outdoor Unit-Air-Source) | (C,H,T)VH837GKA** |  |  | EN(A,D,W)4X48L21**+WALLCON | *80CTL0901716B* | 32400 | 17 | 8.1 | 32800 | 24800 | 75.61% | 1.94 | 0 | 11.7 |  |  |  | No | R-410A | 2.7 | Residential & Commercial | Ducted CEE Tier 1
214239971 | Central HP <5.4 tons | KENMORE | HRCU-A-CB (Split System: Heat Pump with Remote Outdoor Unit-Air-Source) | (C,H,T)VH837GKA** |  |  | EN(A,D)4X48L24**+WALLCON | *80CTL0902120B* | 32400 | 17 | 8.1 | 32600 | 24600 | 75.46% | 1.96 | 0 | 11.7 |  |  |  | No | R-410A | 2.7 | Residential & Commercial | Ducted CEE Tier 1
215938311 | Central HP <5.4 tons | KEEPRITE | HRCU-A-CB (Split System: Heat Pump with Remote Outdoor Unit-Air-Source) | C5H3V48*K*AAA* |  |  | EVD5X60M24A*+WALLCON | *80CTL1102120B* | 45500 | 21 | 8.1 | 52500 | 38000 | 72.38% | 1.95 | 0 | 11.5 |  |  |  | No | R-454B | 3.7917 | Residential & Commercial | Ducted CEE Tier 1
214242163 | Central HP <5.4 tons | KENMORE | HRCU-A-CB (Split System: Heat Pump with Remote Outdoor Unit-Air-Source) | (C,H,T)VH825GKA3* |  |  | EN(A,D,W)4X42L21**+WALLCON | *97CMN0801714B* | 23600 | 16.5 | 8.1 | 21400 | 16700 | 78.04% | 1.94 | 0 | 11 |  |  |  | No | R-410A | 1.9667 | Residential & Commercial | Ducted CEE Tier 1
214239841 | Central HP <5.4 tons | KENMORE | HRCU-A-CB (Split System: Heat Pump with Remote Outdoor Unit-Air-Source) | (C,H,T)VH837GKA** |  |  | EN(A,D,W)4X42L21**+WALLCON | *96CTN1002122B* | 31800 | 16.5 | 8.1 | 33000 | 24400 | 73.94% | 1.88 | 0 | 11 |  |  |  | No | R-410A | 2.65 | Residential & Commercial | Ducted CEE Tier 1
214584601 | Central HP <5.4 tons | COLEMAN | HRCU-A-CB (Split System: Heat Pump with Remote Outdoor Unit-Air-Source) | HH860E2S11 |  |  | CTF60C5CGS1 | Z8ES120C20SMPS1 | 45000 | 18 | 9 | 45500 | 33400 | 73.41% | 2 | 0 | 11.7 |  |  |  | No | R-454B | 3.75 | Residential & Commercial | Ducted CEE Tier 1
214396777 | Central HP <5.4 tons | FRASER-JOHNSTON | HRCU-A-CB (Split System: Heat Pump with Remote Outdoor Unit-Air-Source) | HH860E2S11 |  |  | CTF60D5CJS1 | TMLE130D20MP11 | 53500 | 18 | 9 | 55500 | 40000 | 72.07% | 2 | 0 | 11 |  |  |  | No | R-454B | 4.4583 | Residential & Commercial | Ducted CEE Tier 1
214397072 | Central HP <5.4 tons | FRASER-JOHNSTON | HRCU-A-CB (Split System: Heat Pump with Remote Outdoor Unit-Air-Source) | HH860E2S11 |  |  | CTM60D5CGS1 | TM8E130D20MP11 | 46000 | 17 | 9 | 47000 | 34800 | 74.04% | 2 | 0 | 11 |  |  |  | No | R-454B | 3.8333 | Residential & Commercial | Ducted CEE Tier 1
214397456 | Central HP <5.4 tons | FRASER-JOHNSTON | HRCU-A-CB (Split System: Heat Pump with Remote Outdoor Unit-Air-Source) | HH860E2S11 |  |  | CTF60C5CGS1 | TM8Y120C20MP11 | 44500 | 18 | 9 | 45000 | 33800 | 75.11% | 2 | 0 | 11.7 |  |  |  | No | R-454B | 3.7083 | Residential & Commercial | Ducted CEE Tier 1
214609050 | Central HP <5.4 tons | FRASER-JOHNSTON | HRCU-A-CB (Split System: Heat Pump with Remote Outdoor Unit-Air-Source) | HH860E2S11 |  |  | CTM60C5CHS1 | Z9ES080C20SMPS1 | 53500 | 19 | 8.5 | 54000 | 39000 | 72.22% | 2 | 0 | 11 |  |  |  | No | R-454B | 4.4583 | Residential & Commercial | Ducted CEE Tier 1
214609192 | Central HP <5.4 tons | FRASER-JOHNSTON | HRCU-A-CB (Split System: Heat Pump with Remote Outdoor Unit-Air-Source) | HH860E2S11 |  |  | CTM60C5CHS1 | Z9ES100C20SMPS1 | 53000 | 19 | 8.5 | 54000 | 38500 | 71.3% | 2 | 0 | 11 |  |  |  | No | R-454B | 4.4167 | Residential & Commercial | Ducted CEE Tier 1
215912241 | Central HP <5.4 tons | CHAMPION HEATING AND COOLING | HRCU-A-CB (Split System: Heat Pump with Remote Outdoor Unit-Air-Source) | HH860E2S11 |  |  | JSC48D5CG2SS1 |  | 45000 | 19 | 9 | 45000 | 33600 | 74.67% | 2 | 0 | 12 |  |  |  | No | R-454B | 3.75 | Residential & Commercial | Ducted CEE Tier 1
215912248 | Central HP <5.4 tons | CHAMPION HEATING AND COOLING | HRCU-A-CB (Split System: Heat Pump with Remote Outdoor Unit-Air-Source) | HH860E2S11 |  |  | JSE48D5CG2SS1 |  | 45000 | 19 | 9 | 45000 | 33600 | 74.67% | 2 | 0 | 12 |  |  |  | No | R-454B | 3.75 | Residential & Commercial | Ducted CEE Tier 1
214075284 | Central HP <5.4 tons | RHEEM | HRCU-A-CB (Split System: Heat Pump with Remote Outdoor Unit-Air-Source) | RD17AZ60AJ3N |  |  | RCFZ6024STANM | R801V1005A21UHS | 55500 | 18 | 8.1 | 53500 | 49000 | 91.59% | 1.75 | 0 | 10 |  |  |  | No | R-410A | 4.625 | Residential & Commercial | Ducted CEE Tier 1
212971911 | Central HP <5.4 tons | CARRIER | HRCU-A-CB (Split System: Heat Pump with Remote Outdoor Unit-Air-Source) | 38MURAQ18AB3* |  |  | CAP**2417AL* | 58TP*B090V17**16 | 17500 | 16 | 8.5 | 18500 | 19500 | 105.4% | 2.34 | 0 | 10.5 |  |  |  | No | R-410A | 1.4583 | Residential & Commercial | Ducted CEE Tier 1
212970942 | Central HP <5.4 tons | CARRIER | HRCU-A-CB (Split System: Heat Pump with Remote Outdoor Unit-Air-Source) | 38MURAQ18AB3* |  |  | CNPV*3014AL* | 58TP*B045V14**12 | 17400 | 16.5 | 8.1 | 17900 | 18600 | 103.9% | 2.24 | 0 | 11 |  |  |  | No | R-410A | 1.45 | Residential & Commercial | Ducted CEE Tier 1
212971927 | Central HP <5.4 tons | CARRIER | HRCU-A-CB (Split System: Heat Pump with Remote Outdoor Unit-Air-Source) | 38MURAQ18AB3* |  |  | CNPV*3017AL* | 58TP*B090V17**16 | 17700 | 16 | 8.1 | 18300 | 18600 | 101.6% | 2.24 | 0 | 11 |  |  |  | No | R-410A | 1.475 | Residential & Commercial | Ducted CEE Tier 1
212972662 | Central HP <5.4 tons | CARRIER | HRCU-A-CB (Split System: Heat Pump with Remote Outdoor Unit-Air-Source) | 38MURAQ18AB3* |  |  | CAP**1917AL* | 59SP6B040V14**10 | 17700 | 16 | 8.1 | 17800 | 17900 | 100.6% | 2.16 | 0 | 10.5 |  |  |  | No | R-410A | 1.475 | Residential & Commercial | Ducted CEE Tier 1
212972712 | Central HP <5.4 tons | CARRIER | HRCU-A-CB (Split System: Heat Pump with Remote Outdoor Unit-Air-Source) | 38MURAQ18AB3* |  |  | CAP**3017AL* | 59SP6B040V14**10 | 17400 | 16 | 8.5 | 18000 | 18800 | 104.4% | 2.24 | 0 | 10.5 |  |  |  | No | R-410A | 1.45 | Residential & Commercial | Ducted CEE Tier 1
212971354 | Central HP <5.4 tons | CARRIER | HRCU-A-CB (Split System: Heat Pump with Remote Outdoor Unit-Air-Source) | 38MURAQ18AB3* |  |  | CAP**2417AL* | 58TP*B070V14**12 | 17600 | 16.5 | 8.5 | 18500 | 19400 | 104.9% | 2.34 | 0 | 10.5 |  |  |  | No | R-410A | 1.4667 | Residential & Commercial | Ducted CEE Tier 1
212973202 | Central HP <5.4 tons | CARRIER | HRCU-A-CB (Split System: Heat Pump with Remote Outdoor Unit-Air-Source) | 38MURAQ24AB3* |  |  | CAP**3017AL* | 59SP6B040V17**12 | 23200 | 16 | 8.5 | 26400 | 25200 | 95.45% | 2.08 | 0 | 10 |  |  |  | No | R-410A | 1.9333 | Residential & Commercial | Ducted CEE Tier 1
214229145 | Central HP <5.4 tons | BRYANT HEATING AND COOLING SYSTEMS | HRCU-A-CB (Split System: Heat Pump with Remote Outdoor Unit-Air-Source) | 38MURAQ24AB3* |  |  | CAP**3017AL* | 83*SB48060M17*** | 23600 | 17 | 8.5 | 25800 | 24200 | 93.8% | 2.02 | 0 | 10 |  |  |  | No | R-410A | 1.9667 | Residential & Commercial | Ducted CEE Tier 1
212972992 | Central HP <5.4 tons | CARRIER | HRCU-A-CB (Split System: Heat Pump with Remote Outdoor Unit-Air-Source) | 38MURAQ24AB3* |  |  | CNPV*3017AL* | 59SP6B040V14**10 | 23400 | 16 | 8.1 | 26400 | 24600 | 93.18% | 2.02 | 0 | 10 |  |  |  | No | R-410A | 1.95 | Residential & Commercial | Ducted CEE Tier 1
212973542 | Central HP <5.4 tons | CARRIER | HRCU-A-CB (Split System: Heat Pump with Remote Outdoor Unit-Air-Source) | 38MURAQ24AB3* |  |  | CAP**2517AL* | 59SP6B060V14**12 | 24000 | 17 | 8.5 | 25000 | 21800 | 87.2% | 1.82 | 0 | 10 |  |  |  | No | R-410A | 2 | Residential & Commercial | Ducted CEE Tier 1
212971194 | Central HP <5.4 tons | CARRIER | HRCU-A-CB (Split System: Heat Pump with Remote Outdoor Unit-Air-Source) | 38MURAQ24AB3* |  |  | CNPV*2414AL* | 58TP*B045V14**12 | 23400 | 17 | 8.5 | 27000 | 25000 | 92.59% | 2.08 | 0 | 10 |  |  |  | No | R-410A | 1.95 | Residential & Commercial | Ducted CEE Tier 1
214397271 | Central HP <5.4 tons | FRASER-JOHNSTON | HRCU-A-CB (Split System: Heat Pump with Remote Outdoor Unit-Air-Source) | HH836E2S11 |  |  | CTF36C5CDS1 | TM9V080C16MP12 | 33800 | 18 | 8.5 | 31800 | 26000 | 81.76% | 2 | 0 | 11 |  |  |  | No | R-454B | 2.8167 | Residential & Commercial | Ducted CEE Tier 1
214396903 | Central HP <5.4 tons | FRASER-JOHNSTON | HRCU-A-CB (Split System: Heat Pump with Remote Outdoor Unit-Air-Source) | HH836E2S11 |  |  | CTM36C5CDS1 | TM9E080C20MP12 | 34400 | 17 | 8.5 | 32600 | 26600 | 81.6% | 2 | 0 | 11 |  |  |  | No | R-454B | 2.8667 | Residential & Commercial | Ducted CEE Tier 1
214397251 | Central HP <5.4 tons | FRASER-JOHNSTON | HRCU-A-CB (Split System: Heat Pump with Remote Outdoor Unit-Air-Source) | HH836E2S11 |  |  | CTF36C5CDS1+JME16C2SN1 |  | 34600 | 19 | 9 | 31600 | 26000 | 82.28% | 2 | 0 | 12 |  |  |  | No | R-454B | 2.8833 | Residential & Commercial | Ducted CEE Tier 1
214243243 | Central HP <5.4 tons | KENMORE | HRCU-A-CB (Split System: Heat Pump with Remote Outdoor Unit-Air-Source) | (C,H,T)VH825GKA2* |  |  | EN(A,D)4X48L24**+WALLCON | *97CMN1202422B* | 24200 | 17 | 8.1 | 21200 | 16600 | 78.3% | 2 | 0 | 11 |  |  |  | No | R-410A | 2.0167 | Residential & Commercial | Ducted CEE Tier 1
214242421 | Central HP <5.4 tons | DAY & NIGHT | HRCU-A-CB (Split System: Heat Pump with Remote Outdoor Unit-Air-Source) | CVH825GKA2* |  |  | EN(A,D)4X24L17**+WALLCON | *80CTL0451712B* | 23200 | 15.5 | 8.1 | 22200 | 17000 | 76.58% | 1.92 | 0 | 10.5 |  |  |  | No | R-410A | 1.9333 | Residential & Commercial | Ducted CEE Tier 1
214396695 | Central HP <5.4 tons | FRASER-JOHNSTON | HRCU-A-CB (Split System: Heat Pump with Remote Outdoor Unit-Air-Source) | HH824E2S11 |  |  | CTF30B5ACS1+JMC12B2SN1 |  | 23000 | 18 | 9.5 | 23000 | 19000 | 82.61% | 2 | 0 | 12 |  |  |  | No | R-454B | 1.9167 | Residential & Commercial | Ducted CEE Tier 1
214397102 | Central HP <5.4 tons | FRASER-JOHNSTON | HRCU-A-CB (Split System: Heat Pump with Remote Outdoor Unit-Air-Source) | HH824E2S11 |  |  | CTF36B5ADS1+JME08B2SN1 |  | 23000 | 19 | 9.5 | 23000 | 18000 | 78.26% | 2 | 0 | 12 |  |  |  | No | R-454B | 1.9167 | Residential & Commercial | Ducted CEE Tier 1
214397122 | Central HP <5.4 tons | FRASER-JOHNSTON | HRCU-A-CB (Split System: Heat Pump with Remote Outdoor Unit-Air-Source) | HH824E2S11 |  |  | CTF30B5ACS1+JMET08BS2N1 |  | 23000 | 18 | 9.5 | 23000 | 18200 | 79.13% | 2 | 0 | 12 |  |  |  | No | R-454B | 1.9167 | Residential & Commercial | Ducted CEE Tier 1
214397127 | Central HP <5.4 tons | FRASER-JOHNSTON | HRCU-A-CB (Split System: Heat Pump with Remote Outdoor Unit-Air-Source) | HH824E2S11 |  |  | CTF30B5ACS1 | TM9E060B12MP12 | 23000 | 17 | 9.5 | 23000 | 18900 | 82.17% | 2 | 0 | 11.7 |  |  |  | No | R-454B | 1.9167 | Residential & Commercial | Ducted CEE Tier 1
214396259 | Central HP <5.4 tons | FRASER-JOHNSTON | HRCU-A-CB (Split System: Heat Pump with Remote Outdoor Unit-Air-Source) | HH824E2S11 |  |  | CTF30B5ACS1+JMVT12BC2N1 |  | 23000 | 18 | 9.5 | 23000 | 19000 | 82.61% | 2 | 0 | 12 |  |  |  | No | R-454B | 1.9167 | Residential & Commercial | Ducted CEE Tier 1
215853304 | Central HP <5.4 tons | COLEMAN | HRCU-A-CB (Split System: Heat Pump with Remote Outdoor Unit-Air-Source) | HH824E2S11 |  |  | CTM30B5ACS1+JMVT12BC2N1 |  | 23000 | 18 | 9.5 | 23000 | 19000 | 82.61% | 2 | 0 | 12 |  |  |  | No | R-454B | 1.9167 | Residential & Commercial | Ducted CEE Tier 1
215932040 | Central HP <5.4 tons | DAY & NIGHT | HRCU-A-CB (Split System: Heat Pump with Remote Outdoor Unit-Air-Source) | C5H3V36*K*AAA* |  |  | EA*5X36M17A*+WALLCON | *80CSU0401712A* | 32200 | 19.5 | 9.5 | 35200 | 27200 | 77.27% | 1.98 | 0 | 11 |  |  |  | No | R-454B | 2.6833 | Residential & Commercial | Ducted CEE Tier 1
215934900 | Central HP <5.4 tons | DAY & NIGHT | HRCU-A-CB (Split System: Heat Pump with Remote Outdoor Unit-Air-Source) | C5H3V36*K*AAA* |  |  | EVM5X44M21A*+WALLCON | *97CMN0602120B* | 35400 | 21 | 8.5 | 38500 | 29000 | 75.32% | 2.02 | 0 | 12 |  |  |  | No | R-454B | 2.95 | Residential & Commercial | Ducted CEE Tier 1
215931960 | Central HP <5.4 tons | DAY & NIGHT | HRCU-A-CB (Split System: Heat Pump with Remote Outdoor Unit-Air-Source) | C5H3V36*K*AAA* |  |  | EA*5X24M17A*+WALLCON | *96CTN0601714B* | 31400 | 18.5 | 9.5 | 35000 | 26800 | 76.57% | 2 | 0 | 10 |  |  |  | No | R-454B | 2.6167 | Residential & Commercial | Ducted CEE Tier 1
214574065 | Central HP <5.4 tons | KEEPRITE | HRCU-A-CB (Split System: Heat Pump with Remote Outdoor Unit-Air-Source) | CVH837GKA2* |  |  | EA*4X60L24A*+WALLCON | *97CMN0602120B* | 32600 | 17.5 | 8.5 | 31800 | 25000 | 78.62% | 1.96 | 0 | 11 |  |  |  | No | R-410A | 2.7167 | Residential & Commercial | Ducted CEE Tier 1
214574095 | Central HP <5.4 tons | KEEPRITE | HRCU-A-CB (Split System: Heat Pump with Remote Outdoor Unit-Air-Source) | CVH837GKA2* |  |  | EA*4X61L21A*+WALLCON | *80CTL0702120B* | 33200 | 17.5 | 8.5 | 32000 | 25000 | 78.12% | 2 | 0 | 11.5 |  |  |  | No | R-410A | 2.7667 | Residential & Commercial | Ducted CEE Tier 1
215937944 | Central HP <5.4 tons | CARRIER | HRCU-A-CB (Split System: Heat Pump with Remote Outdoor Unit-Air-Source) | 27VNA348A*030* |  |  | CVAVA4824XMA*+UI | 59MN7C080C21**20 | 44500 | 20 | 8.1 | 52000 | 38000 | 73.08% | 1.9 | 0 | 11 |  |  |  | No | R-454B | 3.7083 | Residential & Commercial | Ducted CEE Tier 1
215938294 | Central HP <5.4 tons | CARRIER | HRCU-A-CB (Split System: Heat Pump with Remote Outdoor Unit-Air-Source) | 27VNA348A*030* |  |  | CVAVA6024XMA*+UI | 58TN*B090C21**20 | 45500 | 21 | 8.1 | 52500 | 38000 | 72.38% | 1.95 | 0 | 11.5 |  |  |  | No | R-454B | 3.7917 | Residential & Commercial | Ducted CEE Tier 1
215937431 | Central HP <5.4 tons | KEEPRITE | HRCU-A-CB (Split System: Heat Pump with Remote Outdoor Unit-Air-Source) | C5H3V48*K*AAA* |  |  | EVM5X60M21A*+WALLCON | *96CTN0801714B* | 44000 | 20 | 8.1 | 53500 | 37600 | 70.28% | 2 | 0 | 11.5 |  |  |  | No | R-454B | 3.6667 | Residential & Commercial | Ducted CEE Tier 1
215937481 | Central HP <5.4 tons | KEEPRITE | HRCU-A-CB (Split System: Heat Pump with Remote Outdoor Unit-Air-Source) | C5H3V48*K*AAA* |  |  | EVM5X60M24A*+WALLCON | *80CTL1102120B* | 45500 | 21 | 8.1 | 52500 | 38000 | 72.38% | 1.95 | 0 | 11.5 |  |  |  | No | R-454B | 3.7917 | Residential & Commercial | Ducted CEE Tier 1
215937751 | Central HP <5.4 tons | KEEPRITE | HRCU-A-CB (Split System: Heat Pump with Remote Outdoor Unit-Air-Source) | C5H3V48*K*AAA* |  |  | EVD5X48M21A*+WALLCON | *80CTL0901716B* | 43500 | 20 | 8.1 | 52500 | 37600 | 71.62% | 2 | 0 | 11.5 |  |  |  | No | R-454B | 3.625 | Residential & Commercial | Ducted CEE Tier 1
215937031 | Central HP <5.4 tons | KEEPRITE | HRCU-A-CB (Split System: Heat Pump with Remote Outdoor Unit-Air-Source) | C5H3V48*K*AAA* |  |  | EVM5X48M21A*+WALLCON | *80CTL1102120B* | 44500 | 20 | 8.1 | 52000 | 38000 | 73.08% | 1.9 | 0 | 11 |  |  |  | No | R-454B | 3.7083 | Residential & Commercial | Ducted CEE Tier 1
214075583 | Central HP <5.4 tons | RHEEM | HRCU-A-CB (Split System: Heat Pump with Remote Outdoor Unit-Air-Source) | RD17AZ24AJ3N |  |  | RCFZ2417MTANM | R801V0754A17UHN | 22600 | 18 | 9.5 | 22600 | 16800 | 74.34% | 2.1 | 0 | 11.2 |  |  |  | No | R-410A | 1.8833 | Residential & Commercial | Ducted CEE Tier 1
214242621 | Central HP <5.4 tons | DAY & NIGHT | HRCU-A-CB (Split System: Heat Pump with Remote Outdoor Unit-Air-Source) | CVH825GKA2* |  |  | EN(A,D)4X30L17**+WALLCON | *96CTN0601714B* | 23400 | 16 | 8.1 | 21600 | 16800 | 77.78% | 1.9 | 0 | 10.5 |  |  |  | No | R-410A | 1.95 | Residential & Commercial | Ducted CEE Tier 1
214242721 | Central HP <5.4 tons | DAY & NIGHT | HRCU-A-CB (Split System: Heat Pump with Remote Outdoor Unit-Air-Source) | CVH825GKA2* |  |  | EN(A,D,W)4X36L17**+WALLCON | *96CTN0601714B* | 23400 | 16 | 8.1 | 21600 | 16800 | 77.78% | 1.9 | 0 | 10.5 |  |  |  | No | R-410A | 1.95 | Residential & Commercial | Ducted CEE Tier 1
214066892 | Central HP <5.4 tons | RHEEM | HRCU-A-CB (Split System: Heat Pump with Remote Outdoor Unit-Air-Source) | RD17AZ36AJ3N |  |  | RCFZ3621MTANM | R98MV0703A17UPS | 34200 | 18 | 8.1 | 34200 | 29800 | 87.13% | 1.9 | 0 | 10 |  |  |  | No | R-410A | 2.85 | Residential & Commercial | Ducted CEE Tier 1
212971621 | Central HP <5.4 tons | CARRIER | HRCU-A-CB (Split System: Heat Pump with Remote Outdoor Unit-Air-Source) | 38MURAQ24AB3* |  |  | CAP**2417AL* | 58TP*B070V17**16 | 23400 | 17 | 8.5 | 27000 | 26200 | 97.04% | 2.22 | 0 | 10 |  |  |  | No | R-410A | 1.95 | Residential & Commercial | Ducted CEE Tier 1
212971991 | Central HP <5.4 tons | CARRIER | HRCU-A-CB (Split System: Heat Pump with Remote Outdoor Unit-Air-Source) | 38MURAQ24AB3* |  |  | CAP**3621AL* | 58TP*B090V17**16 | 23600 | 17 | 8.5 | 26200 | 24000 | 91.6% | 2 | 0 | 10 |  |  |  | No | R-410A | 1.9667 | Residential & Commercial | Ducted CEE Tier 1
211244620 | Central HP <5.4 tons | BRYANT HEATING AND COOLING SYSTEMS | HRCU-A-CB (Split System: Heat Pump with Remote Outdoor Unit-Air-Source) | 38MURAQ24AB3* |  |  | CNPV*3017AL* | 915SB36060E14*** | 24400 | 15.5 | 8.1 | 26600 | 22600 | 84.96% | 1.86 | 0 | 10 |  |  |  | No | R-410A | 2.0333 | Residential & Commercial | Ducted CEE Tier 1
212971402 | Central HP <5.4 tons | CARRIER | HRCU-A-CB (Split System: Heat Pump with Remote Outdoor Unit-Air-Source) | 38MURAQ24AB3* |  |  | CAP**3017AL* | 58TP*B070V14**12 | 23800 | 17.5 | 8.5 | 26400 | 24200 | 91.67% | 2.02 | 0 | 10 |  |  |  | No | R-410A | 1.9833 | Residential & Commercial | Ducted CEE Tier 1
212971720 | Central HP <5.4 tons | CARRIER | HRCU-A-CB (Split System: Heat Pump with Remote Outdoor Unit-Air-Source) | 38MURAQ24AB3* |  |  | CNPV*3617AL* | 58TP*B070V17**16 | 23600 | 17 | 8.5 | 26400 | 24200 | 91.67% | 2.02 | 0 | 10.5 |  |  |  | No | R-410A | 1.9667 | Residential & Commercial | Ducted CEE Tier 1
212974937 | Central HP <5.4 tons | CARRIER | HRCU-A-CB (Split System: Heat Pump with Remote Outdoor Unit-Air-Source) | 38MURAQ24AB3* |  |  | CAP**2517AL* | 59TP6C040V14**10 | 24000 | 16 | 8.1 | 25200 | 22000 | 87.3% | 1.82 | 0 | 10 |  |  |  | No | R-410A | 2 | Residential & Commercial | Ducted CEE Tier 1
214573795 | Central HP <5.4 tons | KEEPRITE | HRCU-A-CB (Split System: Heat Pump with Remote Outdoor Unit-Air-Source) | CVH837GKA2* |  |  | EA*4X42L24A*+WALLCON | *80CTL0702120B* | 31800 | 18 | 8.5 | 33000 | 24400 | 73.94% | 1.9 | 0 | 11 |  |  |  | No | R-410A | 2.65 | Residential & Commercial | Ducted CEE Tier 1
214573845 | Central HP <5.4 tons | KEEPRITE | HRCU-A-CB (Split System: Heat Pump with Remote Outdoor Unit-Air-Source) | CVH837GKA2* |  |  | EA*4X42L24A*+WALLCON | *96CTN0802120B* | 31800 | 17.5 | 8.5 | 32800 | 24400 | 74.39% | 1.9 | 0 | 11 |  |  |  | No | R-410A | 2.65 | Residential & Commercial | Ducted CEE Tier 1
212975002 | Central HP <5.4 tons | CARRIER | HRCU-A-CB (Split System: Heat Pump with Remote Outdoor Unit-Air-Source) | 38MURAQ24AB3* |  |  | CNPV*2414AL* | 59TP6C040V14**10 | 23200 | 15.5 | 8.5 | 27000 | 25000 | 92.59% | 2.06 | 0 | 10 |  |  |  | No | R-410A | 1.9333 | Residential & Commercial | Ducted CEE Tier 1
212975003 | Central HP <5.4 tons | CARRIER | HRCU-A-CB (Split System: Heat Pump with Remote Outdoor Unit-Air-Source) | 38MURAQ24AB3* |  |  | CNPV*2414AL* | GG96VTAB30040A** | 23200 | 15.5 | 8.5 | 27000 | 25000 | 92.59% | 2.06 | 0 | 10 |  |  |  | No | R-410A | 1.9333 | Residential & Commercial | Ducted CEE Tier 1
212975353 | Central HP <5.4 tons | CARRIER | HRCU-A-CB (Split System: Heat Pump with Remote Outdoor Unit-Air-Source) | 38MURAQ24AB3* |  |  | CNPV*3617AL* | 59TP6C040V17**12 | 23200 | 16 | 8.1 | 26200 | 24800 | 94.66% | 2.06 | 0 | 10 |  |  |  | No | R-410A | 1.9333 | Residential & Commercial | Ducted CEE Tier 1
212971170 | Central HP <5.4 tons | CARRIER | HRCU-A-CB (Split System: Heat Pump with Remote Outdoor Unit-Air-Source) | 38MURAQ24AB3* |  |  | CAP**3617AL* | 58TP*B045V14**12 | 23600 | 17 | 8.5 | 26000 | 24200 | 93.08% | 2 | 0 | 10 |  |  |  | No | R-410A | 1.9667 | Residential & Commercial | Ducted CEE Tier 1
212971665 | Central HP <5.4 tons | CARRIER | HRCU-A-CB (Split System: Heat Pump with Remote Outdoor Unit-Air-Source) | 38MURAQ24AB3* |  |  | CAP**3621AL* | 58TP*B070V17**16 | 23800 | 17 | 8.5 | 26200 | 23600 | 90.08% | 1.96 | 0 | 10 |  |  |  | No | R-410A | 1.9833 | Residential & Commercial | Ducted CEE Tier 1
212989154 | Central HP <5.4 tons | BRYANT HEATING AND COOLING SYSTEMS | HRCU-A-CB (Split System: Heat Pump with Remote Outdoor Unit-Air-Source) | 38MURAQ24AB3* |  |  | CAP**3017AL* | 935SB48060M17*** | 23600 | 17 | 8.5 | 26400 | 24600 | 93.18% | 2.04 | 0 | 10 |  |  |  | No | R-410A | 1.9667 | Residential & Commercial | Ducted CEE Tier 1
214243233 | Central HP <5.4 tons | KENMORE | HRCU-A-CB (Split System: Heat Pump with Remote Outdoor Unit-Air-Source) | (C,H,T)VH825GKA2* |  |  | EN(A,D)4X48L24**+WALLCON | *97CMN1002122B* | 24200 | 17 | 8.1 | 21200 | 16600 | 78.3% | 2.02 | 0 | 11.5 |  |  |  | No | R-410A | 2.0167 | Residential & Commercial | Ducted CEE Tier 1
215931710 | Central HP <5.4 tons | DAY & NIGHT | HRCU-A-CB (Split System: Heat Pump with Remote Outdoor Unit-Air-Source) | C5H3V60*K*AAA* |  |  | EA*5X61M24A*+WALLCON | *80CTL1102120B* | 57000 | 19 | 8.5 | 60500 | 46500 | 76.86% | 2.02 | 0 | 11.5 |  |  |  | No | R-454B | 4.75 | Residential & Commercial | Ducted CEE Tier 1
215931810 | Central HP <5.4 tons | DAY & NIGHT | HRCU-A-CB (Split System: Heat Pump with Remote Outdoor Unit-Air-Source) | C5H3V60*K*AAA* |  |  | ESH5X60M12A*+WALLCON | *80CSU1002120A* | 56000 | 18 | 8.1 | 61000 | 46000 | 75.41% | 1.95 | 0 | 11 |  |  |  | No | R-454B | 4.6667 | Residential & Commercial | Ducted CEE Tier 1
214242813 | Central HP <5.4 tons | KENMORE | HRCU-A-CB (Split System: Heat Pump with Remote Outdoor Unit-Air-Source) | (C,H,T)VH825GKA2* |  |  | EN(A,D)4X36L21**+WALLCON | *97CMN0801714B* | 23400 | 16.5 | 8.1 | 21600 | 16700 | 77.31% | 1.92 | 0 | 10.5 |  |  |  | No | R-410A | 1.95 | Residential & Commercial | Ducted CEE Tier 1
214097635 | Central HP <5.4 tons | RHEEM | HRCU-A-CB (Split System: Heat Pump with Remote Outdoor Unit-Air-Source) | RD17AZ48AJ3N |  |  | RCFZ6024SEANM | R97MV0855A21DHS | 45500 | 16 | 8.1 | 45500 | 40500 | 89.01% | 2.1 | 0 | 10 |  |  |  | No | R-410A | 3.7917 | Residential & Commercial | Ducted CEE Tier 1
216010743 | Central HP <5.4 tons | CHAMPION HEATING AND COOLING | HRCU-A-CB (Split System: Heat Pump with Remote Outdoor Unit-Air-Source) | HH824E2S11 |  |  | CTM36B5ADS1+JME08B2SN1 |  | 23000 | 19 | 9.5 | 23000 | 18000 | 78.26% | 2 | 0 | 12 |  |  |  | No | R-454B | 1.9167 | Residential & Commercial | Ducted CEE Tier 1
214097658 | Central HP <5.4 tons | RHEEM | HRCU-A-CB (Split System: Heat Pump with Remote Outdoor Unit-Air-Source) | RD17AZ48AJ3N |  |  | RCFZ6024SEANM | R921V0855A21M4S | 45500 | 16 | 8.1 | 45500 | 40500 | 89.01% | 2.1 | 0 | 10 |  |  |  | No | R-410A | 3.7917 | Residential & Commercial | Ducted CEE Tier 1
214097681 | Central HP <5.4 tons | RHEEM | HRCU-A-CB (Split System: Heat Pump with Remote Outdoor Unit-Air-Source) | RD17AZ48AJ3N |  |  | RCFZ6024SEANM | R802V1005A21UHN | 45500 | 17 | 8.1 | 45500 | 40000 | 87.91% | 2.1 | 0 | 10 |  |  |  | No | R-410A | 3.7917 | Residential & Commercial | Ducted CEE Tier 1
216010748 | Central HP <5.4 tons | CHAMPION HEATING AND COOLING | HRCU-A-CB (Split System: Heat Pump with Remote Outdoor Unit-Air-Source) | HH824E2S11 |  |  | CTM36B5ADS1 | TL9E060B12UH11 | 23000 | 18 | 9 | 23000 | 18900 | 82.17% | 2 | 0 | 12 |  |  |  | No | R-454B | 1.9167 | Residential & Commercial | Ducted CEE Tier 1
215933402 | Central HP <5.4 tons | KENMORE | HRCU-A-CB (Split System: Heat Pump with Remote Outdoor Unit-Air-Source) | (C,H,T)5H3V36*K*AAA* |  |  | ESH5X42M12A*+WALLCON | *97CMN0601714B* | 33200 | 18.5 | 9 | 34200 | 26200 | 76.61% | 1.94 | 0 | 10.5 |  |  |  | No | R-454B | 2.7667 | Residential & Commercial | Ducted CEE Tier 1
215933802 | Central HP <5.4 tons | KENMORE | HRCU-A-CB (Split System: Heat Pump with Remote Outdoor Unit-Air-Source) | (C,H,T)5H3V36*K*AAA* |  |  | ESH5X60M12A*+WALLCON | *80CTL0902120B* | 34200 | 19.5 | 9 | 34200 | 25800 | 75.44% | 1.96 | 0 | 12 |  |  |  | No | R-454B | 2.85 | Residential & Commercial | Ducted CEE Tier 1
214229467 | Central HP <5.4 tons | BRYANT HEATING AND COOLING SYSTEMS | HRCU-A-CB (Split System: Heat Pump with Remote Outdoor Unit-Air-Source) | 38MURAQ36AB3* |  |  | CNPV*4824AL* | 83*SB60100M21*** | 35800 | 16.5 | 8.5 | 38500 | 34800 | 90.39% | 2 | 0 | 10 |  |  |  | No | R-410A | 2.9833 | Residential & Commercial | Ducted CEE Tier 1
211226802 | Central HP <5.4 tons | BRYANT HEATING AND COOLING SYSTEMS | HRCU-A-CB (Split System: Heat Pump with Remote Outdoor Unit-Air-Source) | 38MURAQ36AB3* |  |  | CAP**3721AL* | 8(0,1)*SA48070E21*** | 37200 | 15.5 | 8.5 | 38500 | 35000 | 90.91% | 2.12 | 0 | 10 |  |  |  | No | R-410A | 3.1 | Residential & Commercial | Ducted CEE Tier 1
215931630 | Central HP <5.4 tons | DAY & NIGHT | HRCU-A-CB (Split System: Heat Pump with Remote Outdoor Unit-Air-Source) | C5H3V60*K*AAA* |  |  | EA*5X60M24A*+WALLCON | *97CMN1202422B* | 55500 | 18.5 | 8.5 | 60500 | 46000 | 76.03% | 2.06 | 0 | 11 |  |  |  | No | R-454B | 4.625 | Residential & Commercial | Ducted CEE Tier 1
214573895 | Central HP <5.4 tons | KEEPRITE | HRCU-A-CB (Split System: Heat Pump with Remote Outdoor Unit-Air-Source) | CVH837GKA2* |  |  | EA*4X43L21A*+WALLCON | *97CMN0802120B* | 32800 | 17.5 | 8.5 | 32800 | 25200 | 76.83% | 2 | 0 | 11.5 |  |  |  | No | R-410A | 2.7333 | Residential & Commercial | Ducted CEE Tier 1
214573695 | Central HP <5.4 tons | KEEPRITE | HRCU-A-CB (Split System: Heat Pump with Remote Outdoor Unit-Air-Source) | CVH837GKA2* |  |  | EA*4X37L21A*+WALLCON | *95CSU1002122B* | 33000 | 17.5 | 8.5 | 32600 | 25000 | 76.69% | 2 | 0 | 11.5 |  |  |  | No | R-410A | 2.75 | Residential & Commercial | Ducted CEE Tier 1
215932010 | Central HP <5.4 tons | DAY & NIGHT | HRCU-A-CB (Split System: Heat Pump with Remote Outdoor Unit-Air-Source) | C5H3V36*K*AAA* |  |  | EA*5X30M17A*+WALLCON | *97CMN0601714B* | 31800 | 18.5 | 9 | 34600 | 26600 | 76.88% | 1.9 | 0 | 10.5 |  |  |  | No | R-454B | 2.65 | Residential & Commercial | Ducted CEE Tier 1
215936431 | Central HP <5.4 tons | KEEPRITE | HRCU-A-CB (Split System: Heat Pump with Remote Outdoor Unit-Air-Source) | C5H3V36*K*AAA* |  |  | EVD5X49M24A*+WALLCON | *80CSU1002120A* | 35400 | 21.5 | 8.5 | 38500 | 28600 | 74.29% | 2.04 | 0 | 12 |  |  |  | No | R-454B | 2.95 | Residential & Commercial | Ducted CEE Tier 1
215932350 | Central HP <5.4 tons | DAY & NIGHT | HRCU-A-CB (Split System: Heat Pump with Remote Outdoor Unit-Air-Source) | C5H3V36*K*AAA* |  |  | EA*5X42M21A*+WALLCON | *96CTN0801714B* | 32600 | 19.5 | 9.5 | 35200 | 27000 | 76.7% | 2 | 0 | 11 |  |  |  | No | R-454B | 2.7167 | Residential & Commercial | Ducted CEE Tier 1
215932380 | Central HP <5.4 tons | DAY & NIGHT | HRCU-A-CB (Split System: Heat Pump with Remote Outdoor Unit-Air-Source) | C5H3V36*K*AAA* |  |  | EA*5X43M21A*+WALLCON | *96CTN0601714B* | 33800 | 19.5 | 9.5 | 34200 | 26000 | 76.02% | 2.06 | 0 | 11 |  |  |  | No | R-454B | 2.8167 | Residential & Commercial | Ducted CEE Tier 1
214243153 | Central HP <5.4 tons | KENMORE | HRCU-A-CB (Split System: Heat Pump with Remote Outdoor Unit-Air-Source) | (C,H,T)VH825GKA2* |  |  | EN(A,D,W)4X48L21**+WALLCON | *97CMN0801714B* | 24000 | 16.5 | 8.1 | 21400 | 16600 | 77.57% | 2 | 0 | 11 |  |  |  | No | R-410A | 2 | Residential & Commercial | Ducted CEE Tier 1
210470540 | Central HP <5.4 tons | BRYANT HEATING AND COOLING SYSTEMS | HRCU-A-CB (Split System: Heat Pump with Remote Outdoor Unit-Air-Source) | 288BNV037*0**B* |  |  | CAP**6124AL*+UI | 83*CA60100C21*** | 33200 | 17.5 | 8.1 | 32000 | 24800 | 77.5% | 1.98 | 0 | 11.5 |  |  |  | No | R-410A | 2.7667 | Residential & Commercial | Ducted CEE Tier 1
210470573 | Central HP <5.4 tons | BRYANT HEATING AND COOLING SYSTEMS | HRCU-A-CB (Split System: Heat Pump with Remote Outdoor Unit-Air-Source) | 288BNV037*0**B* |  |  | CAP**6124AL*+UI | 986TC66120C24*** | 33200 | 18 | 8.5 | 32000 | 24800 | 77.5% | 2 | 0 | 12 |  |  |  | No | R-410A | 2.7667 | Residential & Commercial | Ducted CEE Tier 1
210470606 | Central HP <5.4 tons | BRYANT HEATING AND COOLING SYSTEMS | HRCU-A-CB (Split System: Heat Pump with Remote Outdoor Unit-Air-Source) | 288BNV037*0**B* |  |  | CAP**6124AL*+UI | 987MB66120C24*** | 33200 | 17.5 | 8.5 | 32000 | 25000 | 78.12% | 2 | 0 | 11.7 |  |  |  | No | R-410A | 2.7667 | Residential & Commercial | Ducted CEE Tier 1
215931690 | Central HP <5.4 tons | DAY & NIGHT | HRCU-A-CB (Split System: Heat Pump with Remote Outdoor Unit-Air-Source) | C5H3V60*K*AAA* |  |  | EA*5X61M24A*+WALLCON | *80CTL0702120B* | 56500 | 18.5 | 8.5 | 60500 | 47000 | 77.69% | 2.02 | 0 | 11 |  |  |  | No | R-454B | 4.7083 | Residential & Commercial | Ducted CEE Tier 1
214239991 | Central HP <5.4 tons | KENMORE | HRCU-A-CB (Split System: Heat Pump with Remote Outdoor Unit-Air-Source) | (C,H,T)VH837GKA** |  |  | EN(A,D)4X48L24**+WALLCON | *80CTL1352422B* | 32400 | 17 | 8.1 | 32600 | 24600 | 75.46% | 1.96 | 0 | 11.7 |  |  |  | No | R-410A | 2.7 | Residential & Commercial | Ducted CEE Tier 1
214239721 | Central HP <5.4 tons | KENMORE | HRCU-A-CB (Split System: Heat Pump with Remote Outdoor Unit-Air-Source) | (C,H,T)VH837GKA** |  |  | END4X42L17**+WALLCON | *96CTN0801714B* | 32000 | 16.5 | 8.1 | 33000 | 24800 | 75.15% | 1.9 | 0 | 11 |  |  |  | No | R-410A | 2.6667 | Residential & Commercial | Ducted CEE Tier 1
214239671 | Central HP <5.4 tons | KENMORE | HRCU-A-CB (Split System: Heat Pump with Remote Outdoor Unit-Air-Source) | (C,H,T)VH837GKA** |  |  | END4X42L17**+WALLCON | *80CTL0901716B* | 32000 | 17 | 8.1 | 33000 | 24600 | 74.55% | 1.9 | 0 | 11.5 |  |  |  | No | R-410A | 2.6667 | Residential & Commercial | Ducted CEE Tier 1
215931820 | Central HP <5.4 tons | DAY & NIGHT | HRCU-A-CB (Split System: Heat Pump with Remote Outdoor Unit-Air-Source) | C5H3V60*K*AAA* |  |  | ESH5X60M12A*+WALLCON | *80CTL0702120B* | 56000 | 17.5 | 8.1 | 61000 | 46500 | 76.23% | 1.95 | 0 | 11 |  |  |  | No | R-454B | 4.6667 | Residential & Commercial | Ducted CEE Tier 1
214243263 | Central HP <5.4 tons | KENMORE | HRCU-A-CB (Split System: Heat Pump with Remote Outdoor Unit-Air-Source) | (C,H,T)VH825GKA2* |  |  | EN(A,D)4X48L24**+WALLCON | *96CTN1202422B* | 24200 | 17 | 8.1 | 21200 | 16600 | 78.3% | 2.02 | 0 | 11.5 |  |  |  | No | R-410A | 2.0167 | Residential & Commercial | Ducted CEE Tier 1
214243163 | Central HP <5.4 tons | KENMORE | HRCU-A-CB (Split System: Heat Pump with Remote Outdoor Unit-Air-Source) | (C,H,T)VH825GKA2* |  |  | EN(A,D,W)4X48L21**+WALLCON | *97CMN1002122B* | 24200 | 17 | 8.1 | 21200 | 16600 | 78.3% | 2.02 | 0 | 11.5 |  |  |  | No | R-410A | 2.0167 | Residential & Commercial | Ducted CEE Tier 1
215931570 | Central HP <5.4 tons | DAY & NIGHT | HRCU-A-CB (Split System: Heat Pump with Remote Outdoor Unit-Air-Source) | C5H3V60*K*AAA* |  |  | EA*5X60M24A*+WALLCON | *80CTL1352422B* | 56000 | 18.5 | 8.5 | 60500 | 45500 | 75.21% | 2.08 | 0 | 11.5 |  |  |  | No | R-454B | 4.6667 | Residential & Commercial | Ducted CEE Tier 1
212982440 | Central HP <5.4 tons | KEEPRITE | HRCU-A-CB (Split System: Heat Pump with Remote Outdoor Unit-Air-Source) | DLCURAH18ABK |  |  | EN(A,D)4X30L17** | *80MSU0401712A* | 17500 | 16 | 8.1 | 18200 | 18500 | 101.6% | 2.22 | 0 | 10.5 |  |  |  | No | R-410A | 1.4583 | Residential & Commercial | Ducted CEE Tier 1
212971979 | Central HP <5.4 tons | CARRIER | HRCU-A-CB (Split System: Heat Pump with Remote Outdoor Unit-Air-Source) | 38MURAQ24AB3* |  |  | CAP**2517AL* | 58TP*B090V17**16 | 24400 | 17 | 8.5 | 25200 | 21600 | 85.71% | 1.82 | 0 | 10 |  |  |  | No | R-410A | 2.0333 | Residential & Commercial | Ducted CEE Tier 1
212971995 | Central HP <5.4 tons | CARRIER | HRCU-A-CB (Split System: Heat Pump with Remote Outdoor Unit-Air-Source) | 38MURAQ24AB3* |  |  | CAP**3717AL* | 58TP*B090V17**16 | 24200 | 17 | 8.5 | 25200 | 22000 | 87.3% | 1.84 | 0 | 10 |  |  |  | No | R-410A | 2.0167 | Residential & Commercial | Ducted CEE Tier 1
212973582 | Central HP <5.4 tons | CARRIER | HRCU-A-CB (Split System: Heat Pump with Remote Outdoor Unit-Air-Source) | 38MURAQ24AB3* |  |  | CAP**3717AL* | 59SP6B060V14**12 | 24000 | 17 | 8.1 | 25200 | 22400 | 88.89% | 1.86 | 0 | 10 |  |  |  | No | R-410A | 2 | Residential & Commercial | Ducted CEE Tier 1
215934840 | Central HP <5.4 tons | DAY & NIGHT | HRCU-A-CB (Split System: Heat Pump with Remote Outdoor Unit-Air-Source) | C5H3V36*K*AAA* |  |  | EVM5X44M21A*+WALLCON | *80CTL0901716B* | 35600 | 22 | 8.5 | 38000 | 28600 | 75.26% | 2.02 | 0 | 12 |  |  |  | No | R-454B | 2.9667 | Residential & Commercial | Ducted CEE Tier 1
215934890 | Central HP <5.4 tons | DAY & NIGHT | HRCU-A-CB (Split System: Heat Pump with Remote Outdoor Unit-Air-Source) | C5H3V36*K*AAA* |  |  | EVM5X44M21A*+WALLCON | *95CSU1002122B* | 35600 | 22 | 8.5 | 38000 | 28400 | 74.74% | 2.02 | 0 | 12.5 |  |  |  | No | R-454B | 2.9667 | Residential & Commercial | Ducted CEE Tier 1
216051164 | Central HP <5.4 tons | RHEEM | HRCU-A-CB (Split System: Heat Pump with Remote Outdoor Unit-Air-Source) | RP19AY60AJVC |  |  | RCFY6021SEAAM | R98MV1005A21UP | 53500 | 17 | 10 | 53500 | 49000 | 91.59% | 2 | 0 | 10 |  |  |  | No | R-454B | 4.4583 | Residential & Commercial | Ducted CEE Tier 1
215932060 | Central HP <5.4 tons | DAY & NIGHT | HRCU-A-CB (Split System: Heat Pump with Remote Outdoor Unit-Air-Source) | C5H3V36*K*AAA* |  |  | EA*5X36M17A*+WALLCON | *80CTL0451712B* | 32000 | 19 | 9 | 36000 | 27800 | 77.22% | 1.88 | 0 | 10 |  |  |  | No | R-454B | 2.6667 | Residential & Commercial | Ducted CEE Tier 1
211719706 | Central HP <5.4 tons | COLEMAN | HRCU-A-CB (Split System: Heat Pump with Remote Outdoor Unit-Air-Source) | HC20B3621 |  |  | XAMB36DE2N1+CC | CPLC080B12MP13 | 32600 | 18 | 8.5 | 34400 | 29600 | 86.05% | 1.94 | 0 | 11.7 |  |  |  | No | R-410A | 2.7167 | Residential & Commercial | Ducted CEE Tier 1
212972692 | Central HP <5.4 tons | CARRIER | HRCU-A-CB (Split System: Heat Pump with Remote Outdoor Unit-Air-Source) | 38MURAQ18AB3* |  |  | CAP**2517AL* | 59SP6B040V14**10 | 17700 | 16 | 8.1 | 17800 | 17800 | 100% | 2.14 | 0 | 10.5 |  |  |  | No | R-410A | 1.475 | Residential & Commercial | Ducted CEE Tier 1
212972742 | Central HP <5.4 tons | CARRIER | HRCU-A-CB (Split System: Heat Pump with Remote Outdoor Unit-Air-Source) | 38MURAQ18AB3* |  |  | CNPV*2417AL* | 59SP6B040V14**10 | 17400 | 15.5 | 8.5 | 18500 | 19200 | 103.8% | 2.3 | 0 | 10.5 |  |  |  | No | R-410A | 1.45 | Residential & Commercial | Ducted CEE Tier 1
212969516 | Central HP <5.4 tons | CARRIER | HRCU-A-CB (Split System: Heat Pump with Remote Outdoor Unit-Air-Source) | 38MURAQ18AB3* |  |  | CAP**2414AL* | 58SP*B045V14**12 | 17700 | 16.5 | 8.5 | 18600 | 19400 | 104.3% | 2.32 | 0 | 10.5 |  |  |  | No | R-410A | 1.475 | Residential & Commercial | Ducted CEE Tier 1
212971356 | Central HP <5.4 tons | CARRIER | HRCU-A-CB (Split System: Heat Pump with Remote Outdoor Unit-Air-Source) | 38MURAQ18AB3* |  |  | CAP**2517AL* | 58TP*B070V14**12 | 18200 | 16.5 | 8.5 | 18000 | 17600 | 97.78% | 2.14 | 0 | 11 |  |  |  | No | R-410A | 1.5167 | Residential & Commercial | Ducted CEE Tier 1
212971445 | Central HP <5.4 tons | CARRIER | HRCU-A-CB (Split System: Heat Pump with Remote Outdoor Unit-Air-Source) | 38MURAQ18AB3* |  |  | CAP**2417AL* | 58TP*B070V17**16 | 17500 | 16 | 8.5 | 18500 | 19500 | 105.4% | 2.34 | 0 | 10.5 |  |  |  | No | R-410A | 1.4583 | Residential & Commercial | Ducted CEE Tier 1
212973292 | Central HP <5.4 tons | CARRIER | HRCU-A-CB (Split System: Heat Pump with Remote Outdoor Unit-Air-Source) | 38MURAQ18AB3* |  |  | CAP**1917AL* | 59SP6B060V14**12 | 17700 | 16.5 | 8.1 | 17700 | 17900 | 101.1% | 2.16 | 0 | 10.5 |  |  |  | No | R-410A | 1.475 | Residential & Commercial | Ducted CEE Tier 1
212971907 | Central HP <5.4 tons | CARRIER | HRCU-A-CB (Split System: Heat Pump with Remote Outdoor Unit-Air-Source) | 38MURAQ18AB3* |  |  | CAP**1917AL* | 58TP*B090V17**16 | 18000 | 16.5 | 8.5 | 18000 | 17800 | 98.89% | 2.14 | 0 | 11 |  |  |  | No | R-410A | 1.5 | Residential & Commercial | Ducted CEE Tier 1
214075526 | Central HP <5.4 tons | RHEEM | HRCU-A-CB (Split System: Heat Pump with Remote Outdoor Unit-Air-Source) | RD17AZ24AJ3N |  |  | RCFZ2417MTANM | R962V0403A17M4S | 22600 | 17 | 9.5 | 22600 | 16900 | 74.78% | 2 | 0 | 11.2 |  |  |  | No | R-410A | 1.8833 | Residential & Commercial | Ducted CEE Tier 1
212972942 | Central HP <5.4 tons | CARRIER | HRCU-A-CB (Split System: Heat Pump with Remote Outdoor Unit-Air-Source) | 38MURAQ24AB3* |  |  | CAP**3617AL* | 59SP6B040V14**10 | 23600 | 16 | 8.5 | 26200 | 24000 | 91.6% | 1.98 | 0 | 10 |  |  |  | No | R-410A | 1.9667 | Residential & Commercial | Ducted CEE Tier 1
212974312 | Central HP <5.4 tons | CARRIER | HRCU-A-CB (Split System: Heat Pump with Remote Outdoor Unit-Air-Source) | 38MURAQ24AB3* |  |  | CAP**3621AL* | 59SP6B100V21**20 | 23600 | 17 | 8.5 | 26200 | 24000 | 91.6% | 2 | 0 | 10 |  |  |  | No | R-410A | 1.9667 | Residential & Commercial | Ducted CEE Tier 1
212978771 | Central HP <5.4 tons | KEEPRITE | HRCU-A-CB (Split System: Heat Pump with Remote Outdoor Unit-Air-Source) | DLCURAH18ABK |  |  | EA*4X25L17A* | *80MS(N,L)0701712A* | 18000 | 17 | 8.5 | 17800 | 17700 | 99.44% | 2.14 | 0 | 11 |  |  |  | No | R-410A | 1.5 | Residential & Commercial | Ducted CEE Tier 1
212977750 | Central HP <5.4 tons | KEEPRITE | HRCU-A-CB (Split System: Heat Pump with Remote Outdoor Unit-Air-Source) | DLCURAH18ABK |  |  | EA*4X25L17A* | *80MS(N,L)0451412A* | 18000 | 16.5 | 8.5 | 17900 | 17700 | 98.88% | 2.14 | 0 | 11 |  |  |  | No | R-410A | 1.5 | Residential & Commercial | Ducted CEE Tier 1
212978254 | Central HP <5.4 tons | KEEPRITE | HRCU-A-CB (Split System: Heat Pump with Remote Outdoor Unit-Air-Source) | DLCURAH18ABK |  |  | EA*4X24L17A* | *80MS(N,L)0701412A* | 17600 | 16.5 | 8.5 | 18500 | 19400 | 104.9% | 2.34 | 0 | 10.5 |  |  |  | No | R-410A | 1.4667 | Residential & Commercial | Ducted CEE Tier 1
215932110 | Central HP <5.4 tons | DAY & NIGHT | HRCU-A-CB (Split System: Heat Pump with Remote Outdoor Unit-Air-Source) | C5H3V36*K*AAA* |  |  | EA*5X36M17A*+WALLCON | *96CTN0401410B* | 31000 | 17.5 | 9 | 34200 | 26400 | 77.19% | 1.92 | 0 | 10.5 |  |  |  | No | R-454B | 2.5833 | Residential & Commercial | Ducted CEE Tier 1
215932210 | Central HP <5.4 tons | DAY & NIGHT | HRCU-A-CB (Split System: Heat Pump with Remote Outdoor Unit-Air-Source) | C5H3V36*K*AAA* |  |  | EA*5X42M21A*+WALLCON | *80CSU1002120A* | 32600 | 19.5 | 9.5 | 35000 | 26800 | 76.57% | 2.02 | 0 | 11 |  |  |  | No | R-454B | 2.7167 | Residential & Commercial | Ducted CEE Tier 1
215932310 | Central HP <5.4 tons | DAY & NIGHT | HRCU-A-CB (Split System: Heat Pump with Remote Outdoor Unit-Air-Source) | C5H3V36*K*AAA* |  |  | EA*5X42M21A*+WALLCON | *97CMN0801714B* | 32400 | 19.5 | 9.5 | 35400 | 27200 | 76.84% | 2 | 0 | 11 |  |  |  | No | R-454B | 2.7 | Residential & Commercial | Ducted CEE Tier 1
215932030 | Central HP <5.4 tons | DAY & NIGHT | HRCU-A-CB (Split System: Heat Pump with Remote Outdoor Unit-Air-Source) | C5H3V36*K*AAA* |  |  | EA*5X30M17A*+WALLCON | *96CTN0601714B* | 31800 | 19 | 9.5 | 34600 | 26600 | 76.88% | 2 | 0 | 10.5 |  |  |  | No | R-454B | 2.65 | Residential & Commercial | Ducted CEE Tier 1
215932230 | Central HP <5.4 tons | DAY & NIGHT | HRCU-A-CB (Split System: Heat Pump with Remote Outdoor Unit-Air-Source) | C5H3V36*K*AAA* |  |  | EA*5X42M21A*+WALLCON | *80CTL0701716B* | 32600 | 19.5 | 9.5 | 35200 | 27000 | 76.7% | 2 | 0 | 11 |  |  |  | No | R-454B | 2.7167 | Residential & Commercial | Ducted CEE Tier 1
215932280 | Central HP <5.4 tons | DAY & NIGHT | HRCU-A-CB (Split System: Heat Pump with Remote Outdoor Unit-Air-Source) | C5H3V36*K*AAA* |  |  | EA*5X42M21A*+WALLCON | *95CSU1002122B* | 32800 | 20 | 9.5 | 34600 | 26600 | 76.88% | 2.02 | 0 | 11.5 |  |  |  | No | R-454B | 2.7333 | Residential & Commercial | Ducted CEE Tier 1
212973702 | Central HP <5.4 tons | CARRIER | HRCU-A-CB (Split System: Heat Pump with Remote Outdoor Unit-Air-Source) | 38MURAQ18AB3* |  |  | CNPV*3017AL* | 59SP6B080V17**16 | 17500 | 16 | 8.1 | 18000 | 18700 | 103.9% | 2.24 | 0 | 11 |  |  |  | No | R-410A | 1.4583 | Residential & Commercial | Ducted CEE Tier 1
212974638 | Central HP <5.4 tons | CARRIER | HRCU-A-CB (Split System: Heat Pump with Remote Outdoor Unit-Air-Source) | 38MURAQ18AB3* |  |  | CAP**2417AL* | 59TP6C040V14**10 | 17200 | 16.5 | 8.5 | 18200 | 19400 | 106.6% | 2.34 | 0 | 10 |  |  |  | No | R-410A | 1.4333 | Residential & Commercial | Ducted CEE Tier 1
212975810 | Central HP <5.4 tons | CARRIER | HRCU-A-CB (Split System: Heat Pump with Remote Outdoor Unit-Air-Source) | 38MURAQ18AB3* |  |  | CAP**3017AL* | 59TP6C080V17**16 | 17400 | 16 | 8.5 | 18000 | 18700 | 103.9% | 2.26 | 0 | 10.5 |  |  |  | No | R-410A | 1.45 | Residential & Commercial | Ducted CEE Tier 1
212975812 | Central HP <5.4 tons | BRYANT HEATING AND COOLING SYSTEMS | HRCU-A-CB (Split System: Heat Pump with Remote Outdoor Unit-Air-Source) | 38MURAQ18AB3* |  |  | CAP**3017AL* | 926TC48080V17*** | 17400 | 16 | 8.5 | 18000 | 18700 | 103.9% | 2.26 | 0 | 10.5 |  |  |  | No | R-410A | 1.45 | Residential & Commercial | Ducted CEE Tier 1
212978753 | Central HP <5.4 tons | BRYANT HEATING AND COOLING SYSTEMS | HRCU-A-CB (Split System: Heat Pump with Remote Outdoor Unit-Air-Source) | 38MURAQ18AB3* |  |  | CAP**2417AL* | 8(0,1)*SB36070M17*** | 17500 | 16.5 | 8.5 | 18400 | 19500 | 106% | 2.34 | 0 | 10.5 |  |  |  | No | R-410A | 1.4583 | Residential & Commercial | Ducted CEE Tier 1
212972722 | Central HP <5.4 tons | CARRIER | HRCU-A-CB (Split System: Heat Pump with Remote Outdoor Unit-Air-Source) | 38MURAQ18AB3* |  |  | CNPV*1814AL* | 59SP6B040V14**10 | 17200 | 15.5 | 8.5 | 18500 | 19800 | 107% | 2.38 | 0 | 10.5 |  |  |  | No | R-410A | 1.4333 | Residential & Commercial | Ducted CEE Tier 1
212973372 | Central HP <5.4 tons | CARRIER | HRCU-A-CB (Split System: Heat Pump with Remote Outdoor Unit-Air-Source) | 38MURAQ18AB3* |  |  | CNPV*2417AL* | 59SP6B060V14**12 | 17500 | 16 | 8.5 | 18500 | 19200 | 103.8% | 2.3 | 0 | 10.5 |  |  |  | No | R-410A | 1.4583 | Residential & Commercial | Ducted CEE Tier 1
214066599 | Central HP <5.4 tons | RHEEM | HRCU-A-CB (Split System: Heat Pump with Remote Outdoor Unit-Air-Source) | RD17AZ36AJ3N |  |  | RCFZ3621MTANM | R802VA075421M | 34200 | 18 | 8.1 | 34200 | 29400 | 85.96% | 2 | 0 | 10 |  |  |  | No | R-410A | 2.85 | Residential & Commercial | Ducted CEE Tier 1
214066656 | Central HP <5.4 tons | RHEEM | HRCU-A-CB (Split System: Heat Pump with Remote Outdoor Unit-Air-Source) | RD17AZ36AJ3N |  |  | RCFZ3621MTANM | R802VA075421Z | 34200 | 18 | 8.1 | 34200 | 29400 | 85.96% | 2 | 0 | 10 |  |  |  | No | R-410A | 2.85 | Residential & Commercial | Ducted CEE Tier 1
215936445 | Central HP <5.4 tons | BRYANT HEATING AND COOLING SYSTEMS | HRCU-A-CB (Split System: Heat Pump with Remote Outdoor Unit-Air-Source) | 293VAN036**AA* |  |  | CVAVA4924XMA*+UI | 88*TB60090C21*** | 35600 | 22 | 8.5 | 38000 | 28400 | 74.74% | 2.04 | 0 | 12.5 |  |  |  | No | R-454B | 2.9667 | Residential & Commercial | Ducted CEE Tier 1
215936215 | Central HP <5.4 tons | BRYANT HEATING AND COOLING SYSTEMS | HRCU-A-CB (Split System: Heat Pump with Remote Outdoor Unit-Air-Source) | 293VAN036**AA* |  |  | CVAVA4224XMA*+UI | 987MC60060C21*** | 35200 | 21 | 8.5 | 38500 | 28800 | 74.81% | 2.02 | 0 | 12 |  |  |  | No | R-454B | 2.9333 | Residential & Commercial | Ducted CEE Tier 1
214066548 | Central HP <5.4 tons | RHEEM | HRCU-A-CB (Split System: Heat Pump with Remote Outdoor Unit-Air-Source) | RD17AZ36AJ3N |  |  | RCFZ3621MTANM | R951V0403A17UHU | 34200 | 18 | 8.1 | 34200 | 29800 | 87.13% | 1.9 | 0 | 10 |  |  |  | No | R-410A | 2.85 | Residential & Commercial | Ducted CEE Tier 1
214066730 | Central HP <5.4 tons | RHEEM | HRCU-A-CB (Split System: Heat Pump with Remote Outdoor Unit-Air-Source) | RD17AZ36AJ3N |  |  | RCFZ3621MTANM | R951V0403A17M4S | 34200 | 18 | 8.1 | 34200 | 29600 | 86.55% | 1.9 | 0 | 10 |  |  |  | No | R-410A | 2.85 | Residential & Commercial | Ducted CEE Tier 1
214242253 | Central HP <5.4 tons | KENMORE | HRCU-A-CB (Split System: Heat Pump with Remote Outdoor Unit-Air-Source) | (C,H,T)VH825GKA3* |  |  | EN(A,D,W)4X48L21**+WALLCON | *80CTL1102120B* | 24200 | 17 | 8.1 | 21200 | 16500 | 77.83% | 2 | 0 | 11 |  |  |  | No | R-410A | 2.0167 | Residential & Commercial | Ducted CEE Tier 1
214239881 | Central HP <5.4 tons | KENMORE | HRCU-A-CB (Split System: Heat Pump with Remote Outdoor Unit-Air-Source) | (C,H,T)VH837GKA** |  |  | EN(A,D,W)4X48L21**+WALLCON | *80CTL0902120B* | 32400 | 17 | 8.1 | 32600 | 24600 | 75.46% | 1.96 | 0 | 11.7 |  |  |  | No | R-410A | 2.7 | Residential & Commercial | Ducted CEE Tier 1
212973662 | Central HP <5.4 tons | CARRIER | HRCU-A-CB (Split System: Heat Pump with Remote Outdoor Unit-Air-Source) | 38MURAQ18AB3* |  |  | CAP**2417AL* | 59SP6B080V17**16 | 17200 | 16 | 8.5 | 18200 | 19400 | 106.6% | 2.34 | 0 | 10.5 |  |  |  | No | R-410A | 1.4333 | Residential & Commercial | Ducted CEE Tier 1
214075253 | Central HP <5.4 tons | RHEEM | HRCU-A-CB (Split System: Heat Pump with Remote Outdoor Unit-Air-Source) | RD17AZ60AJ3N |  |  | RCFZ6024STANM | R802V1005A21UHS | 55500 | 18 | 8.1 | 53500 | 49000 | 91.59% | 1.75 | 0 | 10 |  |  |  | No | R-410A | 4.625 | Residential & Commercial | Ducted CEE Tier 1
214075262 | Central HP <5.4 tons | RHEEM | HRCU-A-CB (Split System: Heat Pump with Remote Outdoor Unit-Air-Source) | RD17AZ60AJ3N |  |  | RCFZ6024STANM | R801V1005A21DZ | 55500 | 18 | 8.1 | 53500 | 49000 | 91.59% | 1.75 | 0 | 10 |  |  |  | No | R-410A | 4.625 | Residential & Commercial | Ducted CEE Tier 1
214075312 | Central HP <5.4 tons | RHEEM | HRCU-A-CB (Split System: Heat Pump with Remote Outdoor Unit-Air-Source) | RD17AZ60AJ3N |  |  | RCFZ6024STANM | R921V0855A21M4S | 55000 | 17 | 8.1 | 54000 | 49500 | 91.67% | 1.75 | 0 | 10 |  |  |  | No | R-410A | 4.5833 | Residential & Commercial | Ducted CEE Tier 1
212973392 | Central HP <5.4 tons | CARRIER | HRCU-A-CB (Split System: Heat Pump with Remote Outdoor Unit-Air-Source) | 38MURAQ18AB3* |  |  | CNPV*3017AL* | 59SP6B060V14**12 | 17500 | 16.5 | 8.1 | 18000 | 18700 | 103.9% | 2.24 | 0 | 11 |  |  |  | No | R-410A | 1.4583 | Residential & Commercial | Ducted CEE Tier 1
212974639 | Central HP <5.4 tons | CARRIER | HRCU-A-CB (Split System: Heat Pump with Remote Outdoor Unit-Air-Source) | 38MURAQ18AB3* |  |  | CAP**2417AL* | GG96VTAB30040A** | 17200 | 16.5 | 8.5 | 18200 | 19400 | 106.6% | 2.34 | 0 | 10 |  |  |  | No | R-410A | 1.4333 | Residential & Commercial | Ducted CEE Tier 1
212974730 | Central HP <5.4 tons | CARRIER | HRCU-A-CB (Split System: Heat Pump with Remote Outdoor Unit-Air-Source) | 38MURAQ18AB3* |  |  | CNPV*3014AL* | GG96VTAB30040A** | 17400 | 16 | 8.1 | 18000 | 18600 | 103.3% | 2.22 | 0 | 10.5 |  |  |  | No | R-410A | 1.45 | Residential & Commercial | Ducted CEE Tier 1
212975100 | Central HP <5.4 tons | CARRIER | HRCU-A-CB (Split System: Heat Pump with Remote Outdoor Unit-Air-Source) | 38MURAQ18AB3* |  |  | CAP**3017AL* | 59TP6C040V17**12 | 17400 | 16 | 8.5 | 18000 | 18800 | 104.4% | 2.24 | 0 | 10.5 |  |  |  | No | R-410A | 1.45 | Residential & Commercial | Ducted CEE Tier 1
214242833 | Central HP <5.4 tons | KENMORE | HRCU-A-CB (Split System: Heat Pump with Remote Outdoor Unit-Air-Source) | (C,H,T)VH825GKA2* |  |  | EN(A,D)4X36L21**+WALLCON | *96CTN0601714B* | 23400 | 16 | 8.1 | 21600 | 16800 | 77.78% | 1.9 | 0 | 10.5 |  |  |  | No | R-410A | 1.95 | Residential & Commercial | Ducted CEE Tier 1
215931830 | Central HP <5.4 tons | DAY & NIGHT | HRCU-A-CB (Split System: Heat Pump with Remote Outdoor Unit-Air-Source) | C5H3V60*K*AAA* |  |  | ESH5X60M12A*+WALLCON | *80CTL0902120B* | 56500 | 18 | 8.1 | 61000 | 45500 | 74.59% | 2 | 0 | 11.5 |  |  |  | No | R-454B | 4.7083 | Residential & Commercial | Ducted CEE Tier 1
215931880 | Central HP <5.4 tons | DAY & NIGHT | HRCU-A-CB (Split System: Heat Pump with Remote Outdoor Unit-Air-Source) | C5H3V60*K*AAA* |  |  | ESH5X60M12A*+WALLCON | *97CMN0802120B* | 56000 | 17.5 | 8.1 | 61000 | 46000 | 75.41% | 1.95 | 0 | 11 |  |  |  | No | R-454B | 4.6667 | Residential & Commercial | Ducted CEE Tier 1
212973612 | Central HP <5.4 tons | CARRIER | HRCU-A-CB (Split System: Heat Pump with Remote Outdoor Unit-Air-Source) | 38MURAQ24AB3* |  |  | CNPV*3014AL* | 59SP6B060V14**12 | 23400 | 16.5 | 8.1 | 26000 | 24400 | 93.85% | 2.02 | 0 | 10 |  |  |  | No | R-410A | 1.95 | Residential & Commercial | Ducted CEE Tier 1
212974112 | Central HP <5.4 tons | CARRIER | HRCU-A-CB (Split System: Heat Pump with Remote Outdoor Unit-Air-Source) | 38MURAQ24AB3* |  |  | CNPV*3621AL* | 59SP6B080V21**20 | 23800 | 17 | 8.5 | 26400 | 24000 | 90.91% | 1.98 | 0 | 10.5 |  |  |  | No | R-410A | 1.9833 | Residential & Commercial | Ducted CEE Tier 1
212974989 | Central HP <5.4 tons | CARRIER | HRCU-A-CB (Split System: Heat Pump with Remote Outdoor Unit-Air-Source) | 38MURAQ24AB3* |  |  | CAP**3717AL* | 59TP6C040V14**10 | 23800 | 16 | 8.1 | 25200 | 22400 | 88.89% | 1.84 | 0 | 10 |  |  |  | No | R-410A | 1.9833 | Residential & Commercial | Ducted CEE Tier 1
212975298 | Central HP <5.4 tons | CARRIER | HRCU-A-CB (Split System: Heat Pump with Remote Outdoor Unit-Air-Source) | 38MURAQ24AB3* |  |  | CAP**3621AL* | 59TP6C040V17**12 | 23400 | 16.5 | 8.5 | 26200 | 24200 | 92.37% | 2 | 0 | 10 |  |  |  | No | R-410A | 1.95 | Residential & Commercial | Ducted CEE Tier 1
212974938 | Central HP <5.4 tons | CARRIER | HRCU-A-CB (Split System: Heat Pump with Remote Outdoor Unit-Air-Source) | 38MURAQ24AB3* |  |  | CAP**2517AL* | GG96VTAB30040A** | 24000 | 16 | 8.1 | 25200 | 22000 | 87.3% | 1.82 | 0 | 10 |  |  |  | No | R-410A | 2 | Residential & Commercial | Ducted CEE Tier 1
212974963 | Central HP <5.4 tons | CARRIER | HRCU-A-CB (Split System: Heat Pump with Remote Outdoor Unit-Air-Source) | 38MURAQ24AB3* |  |  | CAP**3017AL* | 59TP6C040V14**10 | 23400 | 16 | 8.5 | 26400 | 24800 | 93.94% | 2.06 | 0 | 10 |  |  |  | No | R-410A | 1.95 | Residential & Commercial | Ducted CEE Tier 1
212976019 | Central HP <5.4 tons | CARRIER | HRCU-A-CB (Split System: Heat Pump with Remote Outdoor Unit-Air-Source) | 38MURAQ24AB3* |  |  | CAP**3017AL* | GG96VTAB48080B** | 23400 | 17 | 8.5 | 26200 | 25000 | 95.42% | 2.08 | 0 | 10 |  |  |  | No | R-410A | 1.95 | Residential & Commercial | Ducted CEE Tier 1
215931600 | Central HP <5.4 tons | DAY & NIGHT | HRCU-A-CB (Split System: Heat Pump with Remote Outdoor Unit-Air-Source) | C5H3V60*K*AAA* |  |  | EA*5X60M24A*+WALLCON | *97CMN0602120B* | 55000 | 17.5 | 8.1 | 61000 | 47000 | 77.05% | 1.95 | 0 | 10.5 |  |  |  | No | R-454B | 4.5833 | Residential & Commercial | Ducted CEE Tier 1
215933082 | Central HP <5.4 tons | KENMORE | HRCU-A-CB (Split System: Heat Pump with Remote Outdoor Unit-Air-Source) | (C,H,T)5H3V36*K*AAA* |  |  | ESH5X36M12A*+WALLCON | *80CTL0701716B* | 33200 | 18.5 | 9 | 35200 | 27000 | 76.7% | 1.92 | 0 | 11 |  |  |  | No | R-454B | 2.7667 | Residential & Commercial | Ducted CEE Tier 1
215937761 | Central HP <5.4 tons | KEEPRITE | HRCU-A-CB (Split System: Heat Pump with Remote Outdoor Unit-Air-Source) | C5H3V48*K*AAA* |  |  | EVD5X48M21A*+WALLCON | *80CTL0902120B* | 44500 | 20 | 8.1 | 52000 | 38000 | 73.08% | 1.9 | 0 | 11 |  |  |  | No | R-454B | 3.7083 | Residential & Commercial | Ducted CEE Tier 1
215937861 | Central HP <5.4 tons | KEEPRITE | HRCU-A-CB (Split System: Heat Pump with Remote Outdoor Unit-Air-Source) | C5H3V48*K*AAA* |  |  | EVD5X48M21A*+WALLCON | *96CTN1002122B* | 44500 | 20 | 8.1 | 52000 | 38500 | 74.04% | 2 | 0 | 11 |  |  |  | No | R-454B | 3.7083 | Residential & Commercial | Ducted CEE Tier 1
215936654 | Central HP <5.4 tons | CARRIER | HRCU-A-CB (Split System: Heat Pump with Remote Outdoor Unit-Air-Source) | 27VNA336A*030* |  |  | CVAVA6021XMA*+UI | 59CU5B080C21**20 | 35600 | 21.5 | 8.5 | 38000 | 28600 | 75.26% | 2.04 | 0 | 12 |  |  |  | No | R-454B | 2.9667 | Residential & Commercial | Ducted CEE Tier 1
215864024 | Central HP <5.4 tons | Wells | HRCU-A-CB (Split System: Heat Pump with Remote Outdoor Unit-Air-Source) | WOS-33PRE/230 |  |  | WIAH-36MOC/230 |  | 33000 | 16.5 | 10 | 35000 | 34000 | 97.14% | 2 | 0 | 11.7 |  |  |  | No | R-454B | 2.75 | Residential & Commercial | Ducted CEE Tier 1
215936864 | Central HP <5.4 tons | CARRIER | HRCU-A-CB (Split System: Heat Pump with Remote Outdoor Unit-Air-Source) | 27VNA336A*030* |  |  | CVAVA6121XMA*+UI | 58TN*B045C17**12 | 35400 | 21 | 8.5 | 38500 | 29000 | 75.32% | 2.02 | 0 | 11.7 |  |  |  | No | R-454B | 2.95 | Residential & Commercial | Ducted CEE Tier 1
215936914 | Central HP <5.4 tons | CARRIER | HRCU-A-CB (Split System: Heat Pump with Remote Outdoor Unit-Air-Source) | 27VNA336A*030* |  |  | CVAVA6121XMA*+UI | 59TN6C060C17**14 | 35600 | 21.5 | 8.5 | 37600 | 28200 | 75% | 2 | 0 | 12 |  |  |  | No | R-454B | 2.9667 | Residential & Commercial | Ducted CEE Tier 1
214573675 | Central HP <5.4 tons | KEEPRITE | HRCU-A-CB (Split System: Heat Pump with Remote Outdoor Unit-Air-Source) | CVH837GKA2* |  |  | EA*4X37L21A*+WALLCON | *80CTL0702120B* | 32800 | 17.5 | 8.5 | 32800 | 25200 | 76.83% | 2 | 0 | 11 |  |  |  | No | R-410A | 2.7333 | Residential & Commercial | Ducted CEE Tier 1
214573775 | Central HP <5.4 tons | KEEPRITE | HRCU-A-CB (Split System: Heat Pump with Remote Outdoor Unit-Air-Source) | CVH837GKA2* |  |  | EA*4X42L21A*+WALLCON | *97CMN0802120B* | 31800 | 17 | 8.5 | 32800 | 24400 | 74.39% | 1.9 | 0 | 11 |  |  |  | No | R-410A | 2.65 | Residential & Commercial | Ducted CEE Tier 1
214243143 | Central HP <5.4 tons | KENMORE | HRCU-A-CB (Split System: Heat Pump with Remote Outdoor Unit-Air-Source) | (C,H,T)VH825GKA2* |  |  | EN(A,D,W)4X48L21**+WALLCON | *97CMN0601714B* | 24000 | 16.5 | 8.1 | 21400 | 16700 | 78.04% | 2 | 0 | 11 |  |  |  | No | R-410A | 2 | Residential & Commercial | Ducted CEE Tier 1
215931580 | Central HP <5.4 tons | DAY & NIGHT | HRCU-A-CB (Split System: Heat Pump with Remote Outdoor Unit-Air-Source) | C5H3V60*K*AAA* |  |  | EA*5X60M24A*+WALLCON | *95CSU0802120B* | 55500 | 18 | 8.1 | 60500 | 46000 | 76.03% | 1.95 | 0 | 11 |  |  |  | No | R-454B | 4.625 | Residential & Commercial | Ducted CEE Tier 1
215931780 | Central HP <5.4 tons | DAY & NIGHT | HRCU-A-CB (Split System: Heat Pump with Remote Outdoor Unit-Air-Source) | C5H3V60*K*AAA* |  |  | EA*5X61M24A*+WALLCON | *96CTN1002122B* | 57000 | 18.5 | 8.5 | 60500 | 46500 | 76.86% | 2.02 | 0 | 11.5 |  |  |  | No | R-454B | 4.75 | Residential & Commercial | Ducted CEE Tier 1
212973012 | Central HP <5.4 tons | CARRIER | HRCU-A-CB (Split System: Heat Pump with Remote Outdoor Unit-Air-Source) | 38MURAQ18AB3* |  |  | CAP**1917AL* | 59SP6B040V17**12 | 17700 | 16 | 8.1 | 17800 | 17900 | 100.6% | 2.16 | 0 | 10.5 |  |  |  | No | R-410A | 1.475 | Residential & Commercial | Ducted CEE Tier 1
212973032 | Central HP <5.4 tons | CARRIER | HRCU-A-CB (Split System: Heat Pump with Remote Outdoor Unit-Air-Source) | 38MURAQ18AB3* |  |  | CAP**2517AL* | 59SP6B040V17**12 | 17700 | 16 | 8.1 | 17800 | 17800 | 100% | 2.14 | 0 | 10.5 |  |  |  | No | R-410A | 1.475 | Residential & Commercial | Ducted CEE Tier 1
212973062 | Central HP <5.4 tons | CARRIER | HRCU-A-CB (Split System: Heat Pump with Remote Outdoor Unit-Air-Source) | 38MURAQ18AB3* |  |  | CNPV*3017AL* | 59SP6B040V17**12 | 17300 | 16 | 8.1 | 17900 | 18600 | 103.9% | 2.22 | 0 | 10.5 |  |  |  | No | R-410A | 1.4417 | Residential & Commercial | Ducted CEE Tier 1
212975419 | Central HP <5.4 tons | CARRIER | HRCU-A-CB (Split System: Heat Pump with Remote Outdoor Unit-Air-Source) | 38MURAQ18AB3* |  |  | CAP**3014AL* | 59TP6C060V14**12 | 17400 | 16.5 | 8.5 | 18000 | 18900 | 105% | 2.28 | 0 | 10.5 |  |  |  | No | R-410A | 1.45 | Residential & Commercial | Ducted CEE Tier 1
212977707 | Central HP <5.4 tons | BRYANT HEATING AND COOLING SYSTEMS | HRCU-A-CB (Split System: Heat Pump with Remote Outdoor Unit-Air-Source) | 38MURAQ18AB3* |  |  | CAP**1917AL* | 8(0,1)*SB36045M14*** | 18000 | 16.5 | 8.5 | 17900 | 17800 | 99.44% | 2.16 | 0 | 11 |  |  |  | No | R-410A | 1.5 | Residential & Commercial | Ducted CEE Tier 1
212971489 | Central HP <5.4 tons | CARRIER | HRCU-A-CB (Split System: Heat Pump with Remote Outdoor Unit-Air-Source) | 38MURAQ18AB3* |  |  | CNPV*3017AL* | 58TP*B070V17**16 | 17700 | 16 | 8.1 | 18200 | 18600 | 102.2% | 2.24 | 0 | 11 |  |  |  | No | R-410A | 1.475 | Residential & Commercial | Ducted CEE Tier 1
212972702 | Central HP <5.4 tons | CARRIER | HRCU-A-CB (Split System: Heat Pump with Remote Outdoor Unit-Air-Source) | 38MURAQ18AB3* |  |  | CAP**3014AL* | 59SP6B040V14**10 | 17300 | 16 | 8.5 | 18100 | 18900 | 104.4% | 2.26 | 0 | 10.5 |  |  |  | No | R-410A | 1.4417 | Residential & Commercial | Ducted CEE Tier 1
214397298 | Central HP <5.4 tons | FRASER-JOHNSTON | HRCU-A-CB (Split System: Heat Pump with Remote Outdoor Unit-Air-Source) | HH836E2S11 |  |  | CTF36C5CDS1+JME12C2SN1 |  | 33600 | 19 | 9 | 30600 | 24800 | 81.05% | 2 | 0 | 12 |  |  |  | No | R-454B | 2.8 | Residential & Commercial | Ducted CEE Tier 1
214398536 | Central HP <5.4 tons | CHAMPION HEATING AND COOLING | HRCU-A-CB (Split System: Heat Pump with Remote Outdoor Unit-Air-Source) | HH836E2S11 |  |  | CTF36B5CDS1 | TM9V080B12MP12 | 33000 | 18 | 8.5 | 30800 | 25000 | 81.17% | 2 | 0 | 11 |  |  |  | No | R-454B | 2.75 | Residential & Commercial | Ducted CEE Tier 1
216374751 | Central HP <5.4 tons | CHAMPION HEATING AND COOLING | HRCU-A-CB (Split System: Heat Pump with Remote Outdoor Unit-Air-Source) | HH836E2S11 |  |  | CTF36C5CDS1 | Z9ET100C20SMPS1 | 33600 | 17 | 8.5 | 31000 | 23600 | 76.13% | 2 | 0 | 11.7 |  |  |  | No | R-454B | 2.8 | Residential & Commercial | Ducted CEE Tier 1
214807759 | Central HP <5.4 tons | CHAMPION HEATING AND COOLING | HRCU-A-CB (Split System: Heat Pump with Remote Outdoor Unit-Air-Source) | HH836E2S11 |  |  | CTU36B5XDS1+JMC12B2SN1+TXV |  | 34000 | 19 | 9 | 31400 | 25600 | 81.53% | 2 | 0 | 11.7 |  |  |  | No | R-454B | 2.8333 | Residential & Commercial | Ducted CEE Tier 1
214243988 | Central HP <5.4 tons | BRYANT HEATING AND COOLING SYSTEMS | HRCU-A-CB (Split System: Heat Pump with Remote Outdoor Unit-Air-Source) | 284ANV024*0**B* |  |  | CNPV*3017AL*+UI | 88*TB36045C17*** | 23000 | 19 | 9.5 | 26800 | 20200 | 75.37% | 2.34 | 0 | 12.5 |  |  |  | No | R-410A | 1.9167 | Residential & Commercial | Ducted CEE Tier 1
214243990 | Central HP <5.4 tons | BRYANT HEATING AND COOLING SYSTEMS | HRCU-A-CB (Split System: Heat Pump with Remote Outdoor Unit-Air-Source) | 284ANV024*0**B* |  |  | CNPV*3017AL*+UI | 88*TB36070C14*** | 23200 | 20 | 9.5 | 26600 | 20000 | 75.19% | 2.36 | 0 | 13 |  |  |  | No | R-410A | 1.9333 | Residential & Commercial | Ducted CEE Tier 1
214244022 | Central HP <5.4 tons | BRYANT HEATING AND COOLING SYSTEMS | HRCU-A-CB (Split System: Heat Pump with Remote Outdoor Unit-Air-Source) | 284ANV024*0**B* |  |  | CNPV*3617AL*+UI | 986TD42080C17*** | 23200 | 19.5 | 9.5 | 26800 | 20000 | 74.63% | 2.36 | 0 | 13 |  |  |  | No | R-410A | 1.9333 | Residential & Commercial | Ducted CEE Tier 1
215853368 | Central HP <5.4 tons | COLEMAN | HRCU-A-CB (Split System: Heat Pump with Remote Outdoor Unit-Air-Source) | HH836E2S11 |  |  | CTM36C5CDS1 | Z9ES100C16SMPS1 | 34400 | 17 | 8.5 | 32600 | 26800 | 82.21% | 2 | 0 | 11 |  |  |  | No | R-454B | 2.8667 | Residential & Commercial | Ducted CEE Tier 1
215853370 | Central HP <5.4 tons | COLEMAN | HRCU-A-CB (Split System: Heat Pump with Remote Outdoor Unit-Air-Source) | HH836E2S11 |  |  | CTF36C5CDS1 | Z9ES100C20SMPS1 | 34800 | 18 | 8.5 | 33000 | 27200 | 82.42% | 2 | 0 | 11 |  |  |  | No | R-454B | 2.9 | Residential & Commercial | Ducted CEE Tier 1
214397062 | Central HP <5.4 tons | FRASER-JOHNSTON | HRCU-A-CB (Split System: Heat Pump with Remote Outdoor Unit-Air-Source) | HH860E2S11 |  |  | CTM60C5CGS1 | TM9E100C16MP12 | 44500 | 18 | 9 | 46000 | 34400 | 74.78% | 2 | 0 | 11 |  |  |  | No | R-454B | 3.7083 | Residential & Commercial | Ducted CEE Tier 1
214239371 | Central HP <5.4 tons | KENMORE | HRCU-A-CB (Split System: Heat Pump with Remote Outdoor Unit-Air-Source) | (C,H,T)VH837GKA2* |  |  | EN(A,D,W)4X60L24**+WALLCON | *80CTL1102120B* | 32800 | 17.5 | 8.1 | 32200 | 24600 | 76.4% | 1.96 | 0 | 12 |  |  |  | No | R-410A | 2.7333 | Residential & Commercial | Ducted CEE Tier 1
214239421 | Central HP <5.4 tons | KENMORE | HRCU-A-CB (Split System: Heat Pump with Remote Outdoor Unit-Air-Source) | (C,H,T)VH837GKA2* |  |  | EN(A,D,W)4X60L24**+WALLCON | *96CTN1202422B* | 32800 | 17.5 | 8.1 | 32200 | 24600 | 76.4% | 1.96 | 0 | 11.7 |  |  |  | No | R-410A | 2.7333 | Residential & Commercial | Ducted CEE Tier 1
214239021 | Central HP <5.4 tons | KENMORE | HRCU-A-CB (Split System: Heat Pump with Remote Outdoor Unit-Air-Source) | (C,H,T)VH837GKA2* |  |  | END4X42L17**+WALLCON | *97CMN0801714B* | 32000 | 16.5 | 8.1 | 33200 | 24800 | 74.7% | 1.88 | 0 | 11 |  |  |  | No | R-410A | 2.6667 | Residential & Commercial | Ducted CEE Tier 1
214397196 | Central HP <5.4 tons | FRASER-JOHNSTON | HRCU-A-CB (Split System: Heat Pump with Remote Outdoor Unit-Air-Source) | HH860E2S11 |  |  | CTF60D5CHS1 | TM9E120D20MP12 | 53500 | 19 | 8.5 | 54500 | 39500 | 72.48% | 2 | 0 | 11 |  |  |  | No | R-454B | 4.4583 | Residential & Commercial | Ducted CEE Tier 1
214396611 | Central HP <5.4 tons | FRASER-JOHNSTON | HRCU-A-CB (Split System: Heat Pump with Remote Outdoor Unit-Air-Source) | HH860E2S11 |  |  | CTM60D5CGS1+JMC20D2SN1 |  | 45000 | 18 | 9.5 | 46500 | 33800 | 72.69% | 2 | 0 | 12 |  |  |  | No | R-454B | 3.75 | Residential & Commercial | Ducted CEE Tier 1
214584636 | Central HP <5.4 tons | COLEMAN | HRCU-A-CB (Split System: Heat Pump with Remote Outdoor Unit-Air-Source) | HH860E2S11 |  |  | CTM60D5CHS1 | Z8ES130D20SMPS1 | 54000 | 19 | 9 | 54500 | 38500 | 70.64% | 2 | 0 | 12 |  |  |  | No | R-454B | 4.5 | Residential & Commercial | Ducted CEE Tier 1
214239161 | Central HP <5.4 tons | KENMORE | HRCU-A-CB (Split System: Heat Pump with Remote Outdoor Unit-Air-Source) | (C,H,T)VH837GKA2* |  |  | EN(A,D,W)4X42L21**+WALLCON | *96CTN1002122B* | 31800 | 16.5 | 8.1 | 33000 | 24400 | 73.94% | 1.88 | 0 | 11 |  |  |  | No | R-410A | 2.65 | Residential & Commercial | Ducted CEE Tier 1
214396787 | Central HP <5.4 tons | FRASER-JOHNSTON | HRCU-A-CB (Split System: Heat Pump with Remote Outdoor Unit-Air-Source) | HH836E2S11 |  |  | CTM36C5CDS1 | TM8Y100C16MP11 | 33600 | 18 | 8.5 | 31400 | 25200 | 80.25% | 2 | 0 | 11 |  |  |  | No | R-454B | 2.8 | Residential & Commercial | Ducted CEE Tier 1
214584626 | Central HP <5.4 tons | COLEMAN | HRCU-A-CB (Split System: Heat Pump with Remote Outdoor Unit-Air-Source) | HH836E2S11 |  |  | CTF48C5CFS1 | Z8ES120C16SMPS1 | 34000 | 19 | 9 | 31600 | 25200 | 79.75% | 2 | 0 | 11.7 |  |  |  | No | R-454B | 2.8333 | Residential & Commercial | Ducted CEE Tier 1
215853345 | Central HP <5.4 tons | COLEMAN | HRCU-A-CB (Split System: Heat Pump with Remote Outdoor Unit-Air-Source) | HH836E2S11 |  |  | CTU48C5XFS1+JMET16CS2N1+TXV |  | 33800 | 19 | 9 | 31200 | 25200 | 80.77% | 2 | 0 | 11.7 |  |  |  | No | R-454B | 2.8167 | Residential & Commercial | Ducted CEE Tier 1
214243053 | Central HP <5.4 tons | KENMORE | HRCU-A-CB (Split System: Heat Pump with Remote Outdoor Unit-Air-Source) | (C,H,T)VH825GKA2* |  |  | EN(A,D,W)4X42L21**+WALLCON | *96CTN0601714B* | 23600 | 16 | 8.1 | 21600 | 16700 | 77.31% | 1.94 | 0 | 11 |  |  |  | No | R-410A | 1.9667 | Residential & Commercial | Ducted CEE Tier 1
214243193 | Central HP <5.4 tons | KENMORE | HRCU-A-CB (Split System: Heat Pump with Remote Outdoor Unit-Air-Source) | (C,H,T)VH825GKA2* |  |  | EN(A,D,W)4X48L21**+WALLCON | *96CTN1002122B* | 24200 | 17 | 8.1 | 21200 | 16600 | 78.3% | 2.02 | 0 | 11.5 |  |  |  | No | R-410A | 2.0167 | Residential & Commercial | Ducted CEE Tier 1
214243093 | Central HP <5.4 tons | KENMORE | HRCU-A-CB (Split System: Heat Pump with Remote Outdoor Unit-Air-Source) | (C,H,T)VH825GKA2* |  |  | EN(A,D,W)4X48L21**+WALLCON | *80CTL0701716B* | 24000 | 17 | 8.1 | 21400 | 16600 | 77.57% | 2 | 0 | 11 |  |  |  | No | R-410A | 2 | Residential & Commercial | Ducted CEE Tier 1
215937541 | Central HP <5.4 tons | KEEPRITE | HRCU-A-CB (Split System: Heat Pump with Remote Outdoor Unit-Air-Source) | C5H3V48*K*AAA* |  |  | EVM5X60M24A*+WALLCON | *97CMN1002122B* | 45500 | 20.5 | 8.1 | 52500 | 38000 | 72.38% | 1.9 | 0 | 11.5 |  |  |  | No | R-454B | 3.7917 | Residential & Commercial | Ducted CEE Tier 1
215937571 | Central HP <5.4 tons | KEEPRITE | HRCU-A-CB (Split System: Heat Pump with Remote Outdoor Unit-Air-Source) | C5H3V48*K*AAA* |  |  | EVM5X60M24A*+WALLCON | *96CTN1202422B* | 45500 | 20.5 | 8.1 | 52500 | 38000 | 72.38% | 1.95 | 0 | 11.5 |  |  |  | No | R-454B | 3.7917 | Residential & Commercial | Ducted CEE Tier 1
214242193 | Central HP <5.4 tons | KENMORE | HRCU-A-CB (Split System: Heat Pump with Remote Outdoor Unit-Air-Source) | (C,H,T)VH825GKA3* |  |  | EN(A,D,W)4X42L21**+WALLCON | *96CTN0801714B* | 23800 | 16.5 | 8.1 | 21400 | 16700 | 78.04% | 1.94 | 0 | 11 |  |  |  | No | R-410A | 1.9833 | Residential & Commercial | Ducted CEE Tier 1
214242223 | Central HP <5.4 tons | KENMORE | HRCU-A-CB (Split System: Heat Pump with Remote Outdoor Unit-Air-Source) | (C,H,T)VH825GKA3* |  |  | EN(A,D,W)4X48L21**+WALLCON | *80CTL0701716B* | 24000 | 17 | 8.1 | 21400 | 16600 | 77.57% | 2 | 0 | 11 |  |  |  | No | R-410A | 2 | Residential & Commercial | Ducted CEE Tier 1
215853369 | Central HP <5.4 tons | COLEMAN | HRCU-A-CB (Split System: Heat Pump with Remote Outdoor Unit-Air-Source) | HH836E2S11 |  |  | CTF36C5CDS1 | Z9ES100C16SMPS1 | 34600 | 17 | 8.5 | 32800 | 27000 | 82.32% | 2 | 0 | 11 |  |  |  | No | R-454B | 2.8833 | Residential & Commercial | Ducted CEE Tier 1
214397112 | Central HP <5.4 tons | FRASER-JOHNSTON | HRCU-A-CB (Split System: Heat Pump with Remote Outdoor Unit-Air-Source) | HH824E2S11 |  |  | CTF36B5ADS1 | TM9E080B12MP12 | 23000 | 18 | 9.5 | 23000 | 18800 | 81.74% | 2 | 0 | 12 |  |  |  | No | R-454B | 1.9167 | Residential & Commercial | Ducted CEE Tier 1
214097654 | Central HP <5.4 tons | RHEEM | HRCU-A-CB (Split System: Heat Pump with Remote Outdoor Unit-Air-Source) | RD17AZ48AJ3N |  |  | RCFZ6024SEANM | R921V1155A24M4S | 45500 | 17 | 8.1 | 45500 | 40000 | 87.91% | 2.1 | 0 | 10 |  |  |  | No | R-410A | 3.7917 | Residential & Commercial | Ducted CEE Tier 1
214396651 | Central HP <5.4 tons | FRASER-JOHNSTON | HRCU-A-CB (Split System: Heat Pump with Remote Outdoor Unit-Air-Source) | HH860E2S11 |  |  | CTM60C5CGS1 | TPLC100C16MP13 | 44000 | 18 | 9 | 44500 | 33600 | 75.51% | 2 | 0 | 11.7 |  |  |  | No | R-454B | 3.6667 | Residential & Commercial | Ducted CEE Tier 1
214584551 | Central HP <5.4 tons | COLEMAN | HRCU-A-CB (Split System: Heat Pump with Remote Outdoor Unit-Air-Source) | HH860E2S11 |  |  | CTM60C5CHS1 | Z8ES100C20SMPS1 | 53500 | 19 | 9 | 53500 | 38500 | 71.96% | 2 | 0 | 12 |  |  |  | No | R-454B | 4.4583 | Residential & Commercial | Ducted CEE Tier 1
214584651 | Central HP <5.4 tons | COLEMAN | HRCU-A-CB (Split System: Heat Pump with Remote Outdoor Unit-Air-Source) | HH860E2S11 |  |  | CTM60C5CGS1 | Z8ES080C16SMPS1 | 44500 | 18 | 9 | 44500 | 33400 | 75.06% | 2 | 0 | 12 |  |  |  | No | R-454B | 3.7083 | Residential & Commercial | Ducted CEE Tier 1
214584726 | Central HP <5.4 tons | COLEMAN | HRCU-A-CB (Split System: Heat Pump with Remote Outdoor Unit-Air-Source) | HH860E2S11 |  |  | CTF60D5CGS1 | Z8ES130D20SMPS1 | 45000 | 18 | 9 | 45000 | 33200 | 73.78% | 2 | 0 | 12 |  |  |  | No | R-454B | 3.75 | Residential & Commercial | Ducted CEE Tier 1
214809005 | Central HP <5.4 tons | FRASER-JOHNSTON | HRCU-A-CB (Split System: Heat Pump with Remote Outdoor Unit-Air-Source) | HH860E2S11 |  |  | CTU60C5XGS1+JMC17C2SN1+TXV |  | 44500 | 18 | 9 | 44000 | 33000 | 75% | 2 | 0 | 12 |  |  |  | No | R-454B | 3.7083 | Residential & Commercial | Ducted CEE Tier 1
214809139 | Central HP <5.4 tons | FRASER-JOHNSTON | HRCU-A-CB (Split System: Heat Pump with Remote Outdoor Unit-Air-Source) | HH860E2S11 |  |  | CTU60C5XGS1+TXV | Z8ES080C20SMPS1 | 44000 | 18 | 9 | 44500 | 33400 | 75.06% | 2 | 0 | 12 |  |  |  | No | R-454B | 3.6667 | Residential & Commercial | Ducted CEE Tier 1
214809154 | Central HP <5.4 tons | FRASER-JOHNSTON | HRCU-A-CB (Split System: Heat Pump with Remote Outdoor Unit-Air-Source) | HH860E2S11 |  |  | CTU60D5XGS1+JMC20D2SN1+TXV |  | 46000 | 19 | 9.5 | 46000 | 34000 | 73.91% | 2 | 0 | 12 |  |  |  | No | R-454B | 3.8333 | Residential & Commercial | Ducted CEE Tier 1
214396495 | Central HP <5.4 tons | FRASER-JOHNSTON | HRCU-A-CB (Split System: Heat Pump with Remote Outdoor Unit-Air-Source) | HH836E2S11 |  |  | CTM48C5CFS1+JME16C2SN1 |  | 34400 | 19 | 9 | 31600 | 25200 | 79.75% | 2 | 0 | 11.7 |  |  |  | No | R-454B | 2.8667 | Residential & Commercial | Ducted CEE Tier 1
214396525 | Central HP <5.4 tons | FRASER-JOHNSTON | HRCU-A-CB (Split System: Heat Pump with Remote Outdoor Unit-Air-Source) | HH836E2S11 |  |  | CTM48C5CFS1 | TM8V080C16MP12 | 33000 | 19 | 9 | 31200 | 25200 | 80.77% | 2 | 0 | 11 |  |  |  | No | R-454B | 2.75 | Residential & Commercial | Ducted CEE Tier 1
214397313 | Central HP <5.4 tons | FRASER-JOHNSTON | HRCU-A-CB (Split System: Heat Pump with Remote Outdoor Unit-Air-Source) | HH836E2S11 |  |  | CTF36B5CDS1 | TPLC080B12MP13 | 33000 | 17 | 8.5 | 31000 | 25200 | 81.29% | 2 | 0 | 11 |  |  |  | No | R-454B | 2.75 | Residential & Commercial | Ducted CEE Tier 1
215936315 | Central HP <5.4 tons | BRYANT HEATING AND COOLING SYSTEMS | HRCU-A-CB (Split System: Heat Pump with Remote Outdoor Unit-Air-Source) | 293VAN036**AA* |  |  | CVAVA4824XMA*+UI | 88*TB60090C21*** | 35200 | 21.5 | 8.5 | 38000 | 28200 | 74.21% | 2.04 | 0 | 12 |  |  |  | No | R-454B | 2.9333 | Residential & Commercial | Ducted CEE Tier 1
215936565 | Central HP <5.4 tons | BRYANT HEATING AND COOLING SYSTEMS | HRCU-A-CB (Split System: Heat Pump with Remote Outdoor Unit-Air-Source) | 293VAN036**AA* |  |  | CVAVA6021XMA*+UI | 83*CA48060C17*** | 35600 | 22 | 8.5 | 38000 | 28600 | 75.26% | 2.04 | 0 | 12 |  |  |  | No | R-454B | 2.9667 | Residential & Commercial | Ducted CEE Tier 1
215936615 | Central HP <5.4 tons | BRYANT HEATING AND COOLING SYSTEMS | HRCU-A-CB (Split System: Heat Pump with Remote Outdoor Unit-Air-Source) | 293VAN036**AA* |  |  | CVAVA6021XMA*+UI | 88*TB48090C17*** | 35600 | 22 | 8.5 | 38000 | 28600 | 75.26% | 2.02 | 0 | 12 |  |  |  | No | R-454B | 2.9667 | Residential & Commercial | Ducted CEE Tier 1
211226529 | Central HP <5.4 tons | BRYANT HEATING AND COOLING SYSTEMS | HRCU-A-CB (Split System: Heat Pump with Remote Outdoor Unit-Air-Source) | 38MURAQ36AB3* |  |  | CAP**3717AL* | 8(0,1)*SA42090E17*** | 36400 | 15.5 | 8.5 | 38500 | 35000 | 90.91% | 2.04 | 0 | 10 |  |  |  | No | R-410A | 3.0333 | Residential & Commercial | Ducted CEE Tier 1
211226694 | Central HP <5.4 tons | BRYANT HEATING AND COOLING SYSTEMS | HRCU-A-CB (Split System: Heat Pump with Remote Outdoor Unit-Air-Source) | 38MURAQ36AB3* |  |  | CAP**3717AL* | 935SA48060E17*** | 36200 | 15.5 | 8.5 | 38500 | 35000 | 90.91% | 2.02 | 0 | 10 |  |  |  | No | R-410A | 3.0167 | Residential & Commercial | Ducted CEE Tier 1
214396470 | Central HP <5.4 tons | FRASER-JOHNSTON | HRCU-A-CB (Split System: Heat Pump with Remote Outdoor Unit-Air-Source) | HH836E2S11 |  |  | CTM36C5CDS1 | TM8E080C20MP11 | 34400 | 17 | 8.5 | 32400 | 26400 | 81.48% | 2 | 0 | 11 |  |  |  | No | R-454B | 2.8667 | Residential & Commercial | Ducted CEE Tier 1
214396893 | Central HP <5.4 tons | FRASER-JOHNSTON | HRCU-A-CB (Split System: Heat Pump with Remote Outdoor Unit-Air-Source) | HH836E2S11 |  |  | CTM36C5CDS1 | TM8E100C20MP11 | 34600 | 17 | 8.5 | 32600 | 26800 | 82.21% | 2 | 0 | 11 |  |  |  | No | R-454B | 2.8833 | Residential & Commercial | Ducted CEE Tier 1
213297046 | Central HP <5.4 tons | CHAMPION HEATING AND COOLING | HRCU-A-CB (Split System: Heat Pump with Remote Outdoor Unit-Air-Source) | HMH72B341 |  |  | XAHC36DBCN1 | Z9ES080B12SMPS1 | 33200 | 17 | 8.5 | 32000 | 22400 | 70% | 1.8 | 0 | 10 |  |  |  | No | R-410A | 2.7667 | Residential & Commercial | Ducted CEE Tier 1
214397389 | Central HP <5.4 tons | FRASER-JOHNSTON | HRCU-A-CB (Split System: Heat Pump with Remote Outdoor Unit-Air-Source) | HH836E2S11 |  |  | CTF48C5CFS1 | TM9E100C20MP12 | 34400 | 17 | 9 | 32400 | 25800 | 79.63% | 2 | 0 | 11 |  |  |  | No | R-454B | 2.8667 | Residential & Commercial | Ducted CEE Tier 1
214574025 | Central HP <5.4 tons | KEEPRITE | HRCU-A-CB (Split System: Heat Pump with Remote Outdoor Unit-Air-Source) | CVH837GKA2* |  |  | EA*4X48L24A*+WALLCON | *96CTN0802120B* | 32400 | 17.5 | 8.5 | 32200 | 24800 | 77.02% | 2 | 0 | 11.5 |  |  |  | No | R-410A | 2.7 | Residential & Commercial | Ducted CEE Tier 1
214243972 | Central HP <5.4 tons | BRYANT HEATING AND COOLING SYSTEMS | HRCU-A-CB (Split System: Heat Pump with Remote Outdoor Unit-Air-Source) | 284ANV048*0**B* |  |  | CNPV*4824AL*+UI | 986TD66120C24*** | 44000 | 21 | 8.5 | 46500 | 36400 | 78.28% | 2.16 | 0 | 12 |  |  |  | No | R-410A | 3.6667 | Residential & Commercial | Ducted CEE Tier 1
214574105 | Central HP <5.4 tons | KEEPRITE | HRCU-A-CB (Split System: Heat Pump with Remote Outdoor Unit-Air-Source) | CVH837GKA2* |  |  | EA*4X61L21A*+WALLCON | *95CSU0802120B* | 33200 | 17.5 | 8.5 | 32000 | 25000 | 78.12% | 2 | 0 | 11.5 |  |  |  | No | R-410A | 2.7667 | Residential & Commercial | Ducted CEE Tier 1
213772991 | Central HP <5.4 tons | DAY & NIGHT | HRCU-A-CB (Split System: Heat Pump with Remote Outdoor Unit-Air-Source) | CVH825GKA3* |  |  | EA*4X36L17A*+WALLCON | *97CMN0601714B* | 23400 | 16 | 8.1 | 21600 | 16700 | 77.31% | 1.92 | 0 | 10.5 |  |  |  | No | R-410A | 1.95 | Residential & Commercial | Ducted CEE Tier 1
213773121 | Central HP <5.4 tons | DAY & NIGHT | HRCU-A-CB (Split System: Heat Pump with Remote Outdoor Unit-Air-Source) | CVH825GKA3* |  |  | EA*4X36L21A*+WALLCON | *97CMN1002122B* | 23600 | 16.5 | 8.1 | 21400 | 16600 | 77.57% | 1.94 | 0 | 10.5 |  |  |  | No | R-410A | 1.9667 | Residential & Commercial | Ducted CEE Tier 1
213773141 | Central HP <5.4 tons | DAY & NIGHT | HRCU-A-CB (Split System: Heat Pump with Remote Outdoor Unit-Air-Source) | CVH825GKA3* |  |  | EA*4X36L21A*+WALLCON | *96CTN0801714B* | 23600 | 16.5 | 8.1 | 21400 | 16700 | 78.04% | 1.92 | 0 | 10.5 |  |  |  | No | R-410A | 1.9667 | Residential & Commercial | Ducted CEE Tier 1
213773171 | Central HP <5.4 tons | DAY & NIGHT | HRCU-A-CB (Split System: Heat Pump with Remote Outdoor Unit-Air-Source) | CVH825GKA3* |  |  | EA*4X37L17A*+WALLCON | *80CTL0701412B* | 24200 | 16.5 | 8.1 | 21400 | 16700 | 78.04% | 2 | 0 | 10.5 |  |  |  | No | R-410A | 2.0167 | Residential & Commercial | Ducted CEE Tier 1
214570674 | Central HP <5.4 tons | DAY & NIGHT | HRCU-A-CB (Split System: Heat Pump with Remote Outdoor Unit-Air-Source) | CVH825GKA3* |  |  | EA*4X48L21A*+WALLCON | *80CTL0702120B* | 24000 | 16.5 | 8.5 | 21000 | 16600 | 79.05% | 2.02 | 0 | 11 |  |  |  | No | R-410A | 2 | Residential & Commercial | Ducted CEE Tier 1
214571144 | Central HP <5.4 tons | DAY & NIGHT | HRCU-A-CB (Split System: Heat Pump with Remote Outdoor Unit-Air-Source) | CVH825GKA3* |  |  | EN(A,D)4X36L21**+WALLCON | *96CTN0802120B* | 23600 | 16.5 | 8.1 | 21400 | 16700 | 78.04% | 1.92 | 0 | 11 |  |  |  | No | R-410A | 1.9667 | Residential & Commercial | Ducted CEE Tier 1
214242843 | Central HP <5.4 tons | KENMORE | HRCU-A-CB (Split System: Heat Pump with Remote Outdoor Unit-Air-Source) | (C,H,T)VH825GKA2* |  |  | EN(A,D)4X36L21**+WALLCON | *96CTN0801714B* | 23400 | 16.5 | 8.1 | 21600 | 16700 | 77.31% | 1.92 | 0 | 11 |  |  |  | No | R-410A | 1.95 | Residential & Commercial | Ducted CEE Tier 1
214243103 | Central HP <5.4 tons | KENMORE | HRCU-A-CB (Split System: Heat Pump with Remote Outdoor Unit-Air-Source) | (C,H,T)VH825GKA2* |  |  | EN(A,D,W)4X48L21**+WALLCON | *80CTL0901716B* | 24200 | 17 | 8.1 | 21200 | 16600 | 78.3% | 2.02 | 0 | 11 |  |  |  | No | R-410A | 2.0167 | Residential & Commercial | Ducted CEE Tier 1
214243003 | Central HP <5.4 tons | KENMORE | HRCU-A-CB (Split System: Heat Pump with Remote Outdoor Unit-Air-Source) | (C,H,T)VH825GKA2* |  |  | EN(A,D,W)4X42L21**+WALLCON | *80CTL1102120B* | 23800 | 16.5 | 8.1 | 21400 | 16600 | 77.57% | 1.96 | 0 | 11 |  |  |  | No | R-410A | 1.9833 | Residential & Commercial | Ducted CEE Tier 1
214242633 | Central HP <5.4 tons | KENMORE | HRCU-A-CB (Split System: Heat Pump with Remote Outdoor Unit-Air-Source) | (C,H,T)VH825GKA2* |  |  | EN(A,D)4X30L17**+WALLCON | *96CTN0801714B* | 23400 | 16.5 | 8.1 | 21600 | 16700 | 77.31% | 1.92 | 0 | 11 |  |  |  | No | R-410A | 1.95 | Residential & Commercial | Ducted CEE Tier 1
214570494 | Central HP <5.4 tons | DAY & NIGHT | HRCU-A-CB (Split System: Heat Pump with Remote Outdoor Unit-Air-Source) | CVH825GKA3* |  |  | EA*4X42L21A*+WALLCON | *80CTL0702120B* | 23800 | 16.5 | 8.1 | 21400 | 16600 | 77.57% | 1.96 | 0 | 10.5 |  |  |  | No | R-410A | 1.9833 | Residential & Commercial | Ducted CEE Tier 1
214570764 | Central HP <5.4 tons | DAY & NIGHT | HRCU-A-CB (Split System: Heat Pump with Remote Outdoor Unit-Air-Source) | CVH825GKA3* |  |  | EA*4X48L24A*+WALLCON | *97CMN0602120B* | 24000 | 16.5 | 8.5 | 21000 | 16600 | 79.05% | 2 | 0 | 10.5 |  |  |  | No | R-410A | 2 | Residential & Commercial | Ducted CEE Tier 1
214571114 | Central HP <5.4 tons | DAY & NIGHT | HRCU-A-CB (Split System: Heat Pump with Remote Outdoor Unit-Air-Source) | CVH825GKA3* |  |  | EN(A,D)4X36L21**+WALLCON | *95CSU1002122B* | 23400 | 16.5 | 8.1 | 21600 | 16700 | 77.31% | 1.92 | 0 | 11 |  |  |  | No | R-410A | 1.95 | Residential & Commercial | Ducted CEE Tier 1
214570715 | Central HP <5.4 tons | KEEPRITE | HRCU-A-CB (Split System: Heat Pump with Remote Outdoor Unit-Air-Source) | CVH825GKA3* |  |  | EA*4X48L21A*+WALLCON | *97CMN0802120B* | 24000 | 16.5 | 8.5 | 21000 | 16500 | 78.57% | 2.02 | 0 | 11 |  |  |  | No | R-410A | 2 | Residential & Commercial | Ducted CEE Tier 1
214571135 | Central HP <5.4 tons | KEEPRITE | HRCU-A-CB (Split System: Heat Pump with Remote Outdoor Unit-Air-Source) | CVH825GKA3* |  |  | EN(A,D)4X36L21**+WALLCON | *97CMN0802120B* | 23400 | 16.5 | 8.1 | 21600 | 16700 | 77.31% | 1.92 | 0 | 11 |  |  |  | No | R-410A | 1.95 | Residential & Commercial | Ducted CEE Tier 1
214241751 | Central HP <5.4 tons | DAY & NIGHT | HRCU-A-CB (Split System: Heat Pump with Remote Outdoor Unit-Air-Source) | CVH825GKA3* |  |  | EN(A,D)4X30L17**+WALLCON | *96CTN0601714B* | 23400 | 16 | 8.1 | 21600 | 16800 | 77.78% | 1.9 | 0 | 10.5 |  |  |  | No | R-410A | 1.95 | Residential & Commercial | Ducted CEE Tier 1
210472992 | Central HP <5.4 tons | KEEPRITE | HRCU-A-CB (Split System: Heat Pump with Remote Outdoor Unit-Air-Source) | CVH825GKA3* |  |  | EA*4X42L24A*+WALLCON | *95CSU0802120A* | 23800 | 17 | 8.1 | 21400 | 16600 | 77.57% | 1.96 | 0 | 11 |  |  |  | No | R-410A | 1.9833 | Residential & Commercial | Ducted CEE Tier 1
214573855 | Central HP <5.4 tons | KEEPRITE | HRCU-A-CB (Split System: Heat Pump with Remote Outdoor Unit-Air-Source) | CVH837GKA2* |  |  | EA*4X43L21A*+WALLCON | *80CTL0702120B* | 32800 | 17.5 | 8.5 | 32800 | 25200 | 76.83% | 2 | 0 | 11 |  |  |  | No | R-410A | 2.7333 | Residential & Commercial | Ducted CEE Tier 1
214573955 | Central HP <5.4 tons | KEEPRITE | HRCU-A-CB (Split System: Heat Pump with Remote Outdoor Unit-Air-Source) | CVH837GKA2* |  |  | EA*4X48L21A*+WALLCON | *97CMN0802120B* | 32200 | 17.5 | 8.5 | 32400 | 25000 | 77.16% | 1.98 | 0 | 11 |  |  |  | No | R-410A | 2.6833 | Residential & Commercial | Ducted CEE Tier 1
215938114 | Central HP <5.4 tons | CARRIER | HRCU-A-CB (Split System: Heat Pump with Remote Outdoor Unit-Air-Source) | 27VNA348A*030* |  |  | CVAVA4924XMA*+UI | 59TN6C120C24**22 | 45500 | 20.5 | 8.1 | 52500 | 38000 | 72.38% | 1.95 | 0 | 11.5 |  |  |  | No | R-454B | 3.7917 | Residential & Commercial | Ducted CEE Tier 1
212976058 | Central HP <5.4 tons | CARRIER | HRCU-A-CB (Split System: Heat Pump with Remote Outdoor Unit-Air-Source) | 38MURAQ24AB3* |  |  | CAP**3717AL* | GG96VTAB48080B** | 24200 | 17 | 8.5 | 25800 | 22200 | 86.05% | 1.84 | 0 | 10 |  |  |  | No | R-410A | 2.0167 | Residential & Commercial | Ducted CEE Tier 1
212975705 | Central HP <5.4 tons | CARRIER | HRCU-A-CB (Split System: Heat Pump with Remote Outdoor Unit-Air-Source) | 38MURAQ24AB3* |  |  | CNPV*2414AL* | 59TP6C060V14**12 | 23200 | 16.5 | 8.5 | 26800 | 25400 | 94.78% | 2.12 | 0 | 10 |  |  |  | No | R-410A | 1.9333 | Residential & Commercial | Ducted CEE Tier 1
212976057 | Central HP <5.4 tons | CARRIER | HRCU-A-CB (Split System: Heat Pump with Remote Outdoor Unit-Air-Source) | 38MURAQ24AB3* |  |  | CAP**3717AL* | 59TP6C080V17**16 | 24200 | 17 | 8.5 | 25800 | 22200 | 86.05% | 1.84 | 0 | 10 |  |  |  | No | R-410A | 2.0167 | Residential & Commercial | Ducted CEE Tier 1
212976123 | Central HP <5.4 tons | CARRIER | HRCU-A-CB (Split System: Heat Pump with Remote Outdoor Unit-Air-Source) | 38MURAQ24AB3* |  |  | CNPV*3621AL* | GG96VTAB48080B** | 23400 | 16.5 | 8.1 | 25800 | 24200 | 93.8% | 2 | 0 | 10 |  |  |  | No | R-410A | 1.95 | Residential & Commercial | Ducted CEE Tier 1
212976689 | Central HP <5.4 tons | CARRIER | HRCU-A-CB (Split System: Heat Pump with Remote Outdoor Unit-Air-Source) | 38MURAQ24AB3* |  |  | CNPV*3621AL* | GG96VTAB60100C** | 23600 | 17 | 8.5 | 26200 | 24600 | 93.89% | 2.04 | 0 | 10.5 |  |  |  | No | R-410A | 1.9667 | Residential & Commercial | Ducted CEE Tier 1
211244968 | Central HP <5.4 tons | BRYANT HEATING AND COOLING SYSTEMS | HRCU-A-CB (Split System: Heat Pump with Remote Outdoor Unit-Air-Source) | 38MURAQ24AB3* |  |  | CNPV*3617AL* | 935SA48060E17*** | 24200 | 16.5 | 8.1 | 26200 | 22800 | 87.02% | 1.9 | 0 | 10.5 |  |  |  | No | R-410A | 2.0167 | Residential & Commercial | Ducted CEE Tier 1
211245002 | Central HP <5.4 tons | BRYANT HEATING AND COOLING SYSTEMS | HRCU-A-CB (Split System: Heat Pump with Remote Outdoor Unit-Air-Source) | 38MURAQ24AB3* |  |  | CNPV*3617AL* | 82*TA48090V17*** | 23800 | 17 | 8.1 | 26000 | 23400 | 90% | 1.94 | 0 | 10.5 |  |  |  | No | R-410A | 1.9833 | Residential & Commercial | Ducted CEE Tier 1
214809272 | Central HP <5.4 tons | FRASER-JOHNSTON | HRCU-A-CB (Split System: Heat Pump with Remote Outdoor Unit-Air-Source) | HH860E2S11 |  |  | CTU60C5XGS1+TXV | Z9ES080C16SMPS1 | 44500 | 18 | 9 | 46000 | 33800 | 73.48% | 2 | 0 | 11.7 |  |  |  | No | R-454B | 3.7083 | Residential & Commercial | Ducted CEE Tier 1
214396586 | Central HP <5.4 tons | FRASER-JOHNSTON | HRCU-A-CB (Split System: Heat Pump with Remote Outdoor Unit-Air-Source) | HH860E2S11 |  |  | CTM60D5CGS1+JME18D2SN1 |  | 45000 | 19 | 9 | 44500 | 33000 | 74.16% | 2 | 0 | 12 |  |  |  | No | R-454B | 3.75 | Residential & Commercial | Ducted CEE Tier 1
214397047 | Central HP <5.4 tons | FRASER-JOHNSTON | HRCU-A-CB (Split System: Heat Pump with Remote Outdoor Unit-Air-Source) | HH860E2S11 |  |  | CTF60C5CGS1 | TM9E100C20MP12 | 44500 | 17 | 9 | 45000 | 33800 | 75.11% | 2 | 0 | 11.7 |  |  |  | No | R-454B | 3.7083 | Residential & Commercial | Ducted CEE Tier 1
214397179 | Central HP <5.4 tons | FRASER-JOHNSTON | HRCU-A-CB (Split System: Heat Pump with Remote Outdoor Unit-Air-Source) | HH860E2S11 |  |  | CTM60D5CHS1 | TM9V120D20MP12 | 54000 | 19 | 9 | 54000 | 39000 | 72.22% | 2 | 0 | 11 |  |  |  | No | R-454B | 4.5 | Residential & Commercial | Ducted CEE Tier 1
214397052 | Central HP <5.4 tons | FRASER-JOHNSTON | HRCU-A-CB (Split System: Heat Pump with Remote Outdoor Unit-Air-Source) | HH860E2S11 |  |  | CTM60C5CGS1 | TM8E080C20MP11 | 44500 | 17 | 9 | 45000 | 33800 | 75.11% | 2 | 0 | 11.7 |  |  |  | No | R-454B | 3.7083 | Residential & Commercial | Ducted CEE Tier 1
214396757 | Central HP <5.4 tons | FRASER-JOHNSTON | HRCU-A-CB (Split System: Heat Pump with Remote Outdoor Unit-Air-Source) | HH860E2S11 |  |  | CTM60C5CHS1 | TM9E100C20MP12 | 53500 | 19 | 8.5 | 55000 | 39000 | 70.91% | 2 | 0 | 11 |  |  |  | No | R-454B | 4.4583 | Residential & Commercial | Ducted CEE Tier 1
214397092 | Central HP <5.4 tons | FRASER-JOHNSTON | HRCU-A-CB (Split System: Heat Pump with Remote Outdoor Unit-Air-Source) | HH860E2S11 |  |  | CTF60C5CGS1 | TL9E100C20UH11 | 44000 | 17 | 9 | 44500 | 33400 | 75.06% | 2 | 0 | 11.7 |  |  |  | No | R-454B | 3.6667 | Residential & Commercial | Ducted CEE Tier 1
214397409 | Central HP <5.4 tons | FRASER-JOHNSTON | HRCU-A-CB (Split System: Heat Pump with Remote Outdoor Unit-Air-Source) | HH860E2S11 |  |  | CTF60D5CGS1 | TM9V120D20MP12 | 44000 | 18 | 9 | 44500 | 33400 | 75.06% | 2 | 0 | 11.7 |  |  |  | No | R-454B | 3.6667 | Residential & Commercial | Ducted CEE Tier 1
214242683 | Central HP <5.4 tons | KENMORE | HRCU-A-CB (Split System: Heat Pump with Remote Outdoor Unit-Air-Source) | (C,H,T)VH825GKA2* |  |  | EN(A,D,W)4X36L17**+WALLCON | *95CSU0601716B* | 23400 | 16.5 | 8.1 | 21600 | 16700 | 77.31% | 1.92 | 0 | 10.5 |  |  |  | No | R-410A | 1.95 | Residential & Commercial | Ducted CEE Tier 1
215931730 | Central HP <5.4 tons | DAY & NIGHT | HRCU-A-CB (Split System: Heat Pump with Remote Outdoor Unit-Air-Source) | C5H3V60*K*AAA* |  |  | EA*5X61M24A*+WALLCON | *95CSU0802120B* | 56500 | 18.5 | 8.5 | 60500 | 46500 | 76.86% | 2.02 | 0 | 11 |  |  |  | No | R-454B | 4.7083 | Residential & Commercial | Ducted CEE Tier 1
215934472 | Central HP <5.4 tons | KENMORE | HRCU-A-CB (Split System: Heat Pump with Remote Outdoor Unit-Air-Source) | (C,H,T)5H3V48*K*AAA* |  |  | ESH5X48M12A*+WALLCON | *80CTL1102120B* | 44500 | 20.5 | 9 | 48500 | 36400 | 75.05% | 1.82 | 0 | 11 |  |  |  | No | R-454B | 3.7083 | Residential & Commercial | Ducted CEE Tier 1
215934522 | Central HP <5.4 tons | KENMORE | HRCU-A-CB (Split System: Heat Pump with Remote Outdoor Unit-Air-Source) | (C,H,T)5H3V48*K*AAA* |  |  | ESH5X48M12A*+WALLCON | *96CTN0801714B* | 43000 | 19.5 | 8.5 | 49000 | 35400 | 72.24% | 1.8 | 0 | 11 |  |  |  | No | R-454B | 3.5833 | Residential & Commercial | Ducted CEE Tier 1
215934102 | Central HP <5.4 tons | KENMORE | HRCU-A-CB (Split System: Heat Pump with Remote Outdoor Unit-Air-Source) | (C,H,T)5H3V48*K*AAA* |  |  | EA*5X60M24A*+WALLCON | *80CTL0702120B* | 44500 | 21 | 9.5 | 48500 | 36600 | 75.46% | 2 | 0 | 11 |  |  |  | No | R-454B | 3.7083 | Residential & Commercial | Ducted CEE Tier 1
215934122 | Central HP <5.4 tons | KENMORE | HRCU-A-CB (Split System: Heat Pump with Remote Outdoor Unit-Air-Source) | (C,H,T)5H3V48*K*AAA* |  |  | EA*5X60M24A*+WALLCON | *80CTL1352422B* | 45000 | 21.5 | 9.5 | 48000 | 36200 | 75.42% | 2 | 0 | 11.5 |  |  |  | No | R-454B | 3.75 | Residential & Commercial | Ducted CEE Tier 1
214097706 | Central HP <5.4 tons | RHEEM | HRCU-A-CB (Split System: Heat Pump with Remote Outdoor Unit-Air-Source) | RD17AZ48AJ3N |  |  | RCFZ6024SEANM | R801V0755A21UHN | 45500 | 17 | 8.1 | 45500 | 40000 | 87.91% | 2.1 | 0 | 10 |  |  |  | No | R-410A | 3.7917 | Residential & Commercial | Ducted CEE Tier 1
215932632 | Central HP <5.4 tons | KENMORE | HRCU-A-CB (Split System: Heat Pump with Remote Outdoor Unit-Air-Source) | (C,H,T)5H3V36*K*AAA* |  |  | EA*5X60M24A*+WALLCON | *97CMN1202422B* | 34000 | 20.5 | 9.5 | 34200 | 26000 | 76.02% | 2.06 | 0 | 11.7 |  |  |  | No | R-454B | 2.8333 | Residential & Commercial | Ducted CEE Tier 1
214810224 | Central HP <5.4 tons | FRASER-JOHNSTON | HRCU-A-CB (Split System: Heat Pump with Remote Outdoor Unit-Air-Source) | HH824E2S11 |  |  | CTM36B5ADS1 | TM8E080B12MP11 | 23000 | 18 | 9.5 | 23000 | 18600 | 80.87% | 2 | 0 | 12 |  |  |  | No | R-454B | 1.9167 | Residential & Commercial | Ducted CEE Tier 1
215935072 | Central HP <5.4 tons | KENMORE | HRCU-A-CB (Split System: Heat Pump with Remote Outdoor Unit-Air-Source) | (C,H,T)5H3V36*K*AAA* |  |  | EVM5X49M21A*+WALLCON | *95CSU0802120B* | 35600 | 21.5 | 8.5 | 38000 | 28600 | 75.26% | 2.02 | 0 | 12 |  |  |  | No | R-454B | 2.9667 | Residential & Commercial | Ducted CEE Tier 1
215935122 | Central HP <5.4 tons | KENMORE | HRCU-A-CB (Split System: Heat Pump with Remote Outdoor Unit-Air-Source) | (C,H,T)5H3V36*K*AAA* |  |  | EVM5X49M21A*+WALLCON | *97CMN1002122B* | 35600 | 22 | 8.5 | 38000 | 28600 | 75.26% | 2.02 | 0 | 12.5 |  |  |  | No | R-454B | 2.9667 | Residential & Commercial | Ducted CEE Tier 1
215934672 | Central HP <5.4 tons | KENMORE | HRCU-A-CB (Split System: Heat Pump with Remote Outdoor Unit-Air-Source) | (C,H,T)5H3V36*K*AAA* |  |  | EVM5X31M17A*+WALLCON | *97CMN0601714B* | 34800 | 20.5 | 8.5 | 38000 | 28000 | 73.68% | 2.08 | 0 | 11.5 |  |  |  | No | R-454B | 2.9 | Residential & Commercial | Ducted CEE Tier 1
215933852 | Central HP <5.4 tons | KENMORE | HRCU-A-CB (Split System: Heat Pump with Remote Outdoor Unit-Air-Source) | (C,H,T)5H3V36*K*AAA* |  |  | ESH5X60M12A*+WALLCON | *95CSU1002122B* | 34200 | 19.5 | 9 | 34200 | 25800 | 75.44% | 1.96 | 0 | 11.7 |  |  |  | No | R-454B | 2.85 | Residential & Commercial | Ducted CEE Tier 1
212973652 | Central HP <5.4 tons | CARRIER | HRCU-A-CB (Split System: Heat Pump with Remote Outdoor Unit-Air-Source) | 38MURAQ18AB3* |  |  | CAP**1917AL* | 59SP6B080V17**16 | 17700 | 16.5 | 8.1 | 17700 | 17900 | 101.1% | 2.16 | 0 | 10.5 |  |  |  | No | R-410A | 1.475 | Residential & Commercial | Ducted CEE Tier 1
214075361 | Central HP <5.4 tons | RHEEM | HRCU-A-CB (Split System: Heat Pump with Remote Outdoor Unit-Air-Source) | RD17AZ60AJ3N |  |  | RCFZ6024STANM | R97MV1155A24DHS | 55000 | 18 | 8.1 | 54000 | 49500 | 91.67% | 1.75 | 0 | 10 |  |  |  | No | R-410A | 4.5833 | Residential & Commercial | Ducted CEE Tier 1
214279721 | Central HP <5.4 tons | CARRIER | HRCU-A-CB (Split System: Heat Pump with Remote Outdoor Unit-Air-Source) | 38MURAQ18AB3* |  |  | CAP**1917AL* | 59SC6A060M17**16 | 17700 | 16.5 | 8.5 | 17700 | 17900 | 101.1% | 2.16 | 0 | 10.5 |  |  |  | No | R-410A | 1.475 | Residential & Commercial | Ducted CEE Tier 1
215569773 | Central HP <5.4 tons | Viessmann | HRCU-A-CB (Split System: Heat Pump with Remote Outdoor Unit-Air-Source) | DLCSRBH24AAK |  |  | DLFSABH24XBK |  | 23000 | 18.4 | 9.3 | 26000 | 21200 | 81.54% | 1.9 | 12.5 | 11.7 |  |  |  | No | R-410A | 1.9167 | Residential & Commercial | Ducted CEE Tier 1
212971368 | Central HP <5.4 tons | CARRIER | HRCU-A-CB (Split System: Heat Pump with Remote Outdoor Unit-Air-Source) | 38MURAQ18AB3* |  |  | CNPV*3017AL* | 58TP*B070V14**12 | 17400 | 16.5 | 8.1 | 17900 | 18600 | 103.9% | 2.24 | 0 | 11 |  |  |  | No | R-410A | 1.45 | Residential & Commercial | Ducted CEE Tier 1
212973022 | Central HP <5.4 tons | CARRIER | HRCU-A-CB (Split System: Heat Pump with Remote Outdoor Unit-Air-Source) | 38MURAQ18AB3* |  |  | CAP**2417AL* | 59SP6B040V17**12 | 17200 | 16 | 8.5 | 18200 | 19400 | 106.6% | 2.34 | 0 | 10.5 |  |  |  | No | R-410A | 1.4333 | Residential & Commercial | Ducted CEE Tier 1
212973322 | Central HP <5.4 tons | CARRIER | HRCU-A-CB (Split System: Heat Pump with Remote Outdoor Unit-Air-Source) | 38MURAQ18AB3* |  |  | CAP**2517AL* | 59SP6B060V14**12 | 17800 | 16.5 | 8.1 | 17600 | 17800 | 101.1% | 2.14 | 0 | 10.5 |  |  |  | No | R-410A | 1.4833 | Residential & Commercial | Ducted CEE Tier 1
215932180 | Central HP <5.4 tons | DAY & NIGHT | HRCU-A-CB (Split System: Heat Pump with Remote Outdoor Unit-Air-Source) | C5H3V36*K*AAA* |  |  | EA*5X37M21A*+WALLCON | *96CTN0601714B* | 33800 | 19.5 | 9.5 | 34200 | 26000 | 76.02% | 2.06 | 0 | 11 |  |  |  | No | R-454B | 2.8167 | Residential & Commercial | Ducted CEE Tier 1
215932300 | Central HP <5.4 tons | DAY & NIGHT | HRCU-A-CB (Split System: Heat Pump with Remote Outdoor Unit-Air-Source) | C5H3V36*K*AAA* |  |  | EA*5X42M21A*+WALLCON | *97CMN0602120B* | 32600 | 19 | 9.5 | 35200 | 27200 | 77.27% | 2 | 0 | 11 |  |  |  | No | R-454B | 2.7167 | Residential & Commercial | Ducted CEE Tier 1
215931980 | Central HP <5.4 tons | DAY & NIGHT | HRCU-A-CB (Split System: Heat Pump with Remote Outdoor Unit-Air-Source) | C5H3V36*K*AAA* |  |  | EA*5X25M17A*+WALLCON | *96CTN0401410B* | 32400 | 18 | 9 | 33800 | 26000 | 76.92% | 1.96 | 0 | 10.5 |  |  |  | No | R-454B | 2.7 | Residential & Commercial | Ducted CEE Tier 1
215934640 | Central HP <5.4 tons | DAY & NIGHT | HRCU-A-CB (Split System: Heat Pump with Remote Outdoor Unit-Air-Source) | C5H3V36*K*AAA* |  |  | EVM5X25M17A*+WALLCON | *96CTN0601714B* | 34000 | 20 | 8.1 | 38000 | 27200 | 71.58% | 2 | 0 | 11 |  |  |  | No | R-454B | 2.8333 | Residential & Commercial | Ducted CEE Tier 1
215934870 | Central HP <5.4 tons | DAY & NIGHT | HRCU-A-CB (Split System: Heat Pump with Remote Outdoor Unit-Air-Source) | C5H3V36*K*AAA* |  |  | EVM5X44M21A*+WALLCON | *95CSU0601716B* | 35400 | 21.5 | 8.5 | 38500 | 29000 | 75.32% | 2.02 | 0 | 12 |  |  |  | No | R-454B | 2.95 | Residential & Commercial | Ducted CEE Tier 1
215934990 | Central HP <5.4 tons | DAY & NIGHT | HRCU-A-CB (Split System: Heat Pump with Remote Outdoor Unit-Air-Source) | C5H3V36*K*AAA* |  |  | EVM5X49M21A*+WALLCON | *80CSU1002120A* | 35600 | 21.5 | 8.5 | 38000 | 28800 | 75.79% | 2.02 | 0 | 12 |  |  |  | No | R-454B | 2.9667 | Residential & Commercial | Ducted CEE Tier 1
212971400 | Central HP <5.4 tons | CARRIER | HRCU-A-CB (Split System: Heat Pump with Remote Outdoor Unit-Air-Source) | 38MURAQ24AB3* |  |  | CAP**3014AL* | 58TP*B070V14**12 | 23600 | 17 | 8.5 | 26000 | 24000 | 92.31% | 2 | 0 | 10 |  |  |  | No | R-410A | 1.9667 | Residential & Commercial | Ducted CEE Tier 1
212973222 | Central HP <5.4 tons | CARRIER | HRCU-A-CB (Split System: Heat Pump with Remote Outdoor Unit-Air-Source) | 38MURAQ24AB3* |  |  | CAP**3621AL* | 59SP6B040V17**12 | 23400 | 16.5 | 8.5 | 26200 | 24200 | 92.37% | 2 | 0 | 10 |  |  |  | No | R-410A | 1.95 | Residential & Commercial | Ducted CEE Tier 1
212973272 | Central HP <5.4 tons | CARRIER | HRCU-A-CB (Split System: Heat Pump with Remote Outdoor Unit-Air-Source) | 38MURAQ24AB3* |  |  | CNPV*3617AL* | 59SP6B040V17**12 | 23200 | 16 | 8.1 | 26200 | 24800 | 94.66% | 2.06 | 0 | 10 |  |  |  | No | R-410A | 1.9333 | Residential & Commercial | Ducted CEE Tier 1
212973522 | Central HP <5.4 tons | CARRIER | HRCU-A-CB (Split System: Heat Pump with Remote Outdoor Unit-Air-Source) | 38MURAQ24AB3* |  |  | CAP**2414AL* | 59SP6B060V14**12 | 23200 | 16.5 | 8.5 | 26800 | 27000 | 100.7% | 2.3 | 0 | 10 |  |  |  | No | R-410A | 1.9333 | Residential & Commercial | Ducted CEE Tier 1
212973572 | Central HP <5.4 tons | CARRIER | HRCU-A-CB (Split System: Heat Pump with Remote Outdoor Unit-Air-Source) | 38MURAQ24AB3* |  |  | CAP**3617AL* | 59SP6B060V14**12 | 23600 | 17 | 8.5 | 26200 | 24000 | 91.6% | 2 | 0 | 10 |  |  |  | No | R-410A | 1.9667 | Residential & Commercial | Ducted CEE Tier 1
212973842 | Central HP <5.4 tons | CARRIER | HRCU-A-CB (Split System: Heat Pump with Remote Outdoor Unit-Air-Source) | 38MURAQ24AB3* |  |  | CAP**3017AL* | 59SP6B080V17**16 | 23400 | 17 | 8.5 | 26200 | 25000 | 95.42% | 2.08 | 0 | 10 |  |  |  | No | R-410A | 1.95 | Residential & Commercial | Ducted CEE Tier 1
212975029 | Central HP <5.4 tons | CARRIER | HRCU-A-CB (Split System: Heat Pump with Remote Outdoor Unit-Air-Source) | 38MURAQ24AB3* |  |  | CNPV*3014AL* | GG96VTAB30040A** | 23200 | 15.5 | 8.1 | 25800 | 24200 | 93.8% | 2 | 0 | 10 |  |  |  | No | R-410A | 1.9333 | Residential & Commercial | Ducted CEE Tier 1
214573925 | Central HP <5.4 tons | KEEPRITE | HRCU-A-CB (Split System: Heat Pump with Remote Outdoor Unit-Air-Source) | CVH837GKA2* |  |  | EA*4X48L21A*+WALLCON | *95CSU0802120B* | 32200 | 17.5 | 8.5 | 32400 | 25000 | 77.16% | 1.98 | 0 | 11 |  |  |  | No | R-410A | 2.6833 | Residential & Commercial | Ducted CEE Tier 1
214573975 | Central HP <5.4 tons | KEEPRITE | HRCU-A-CB (Split System: Heat Pump with Remote Outdoor Unit-Air-Source) | CVH837GKA2* |  |  | EA*4X48L24A*+WALLCON | *80CTL0702120B* | 32400 | 17.5 | 8.5 | 32400 | 25000 | 77.16% | 1.98 | 0 | 11 |  |  |  | No | R-410A | 2.7 | Residential & Commercial | Ducted CEE Tier 1
214573694 | Central HP <5.4 tons | DAY & NIGHT | HRCU-A-CB (Split System: Heat Pump with Remote Outdoor Unit-Air-Source) | CVH837GKA2* |  |  | EA*4X37L21A*+WALLCON | *95CSU1002122B* | 33000 | 17.5 | 8.5 | 32600 | 25000 | 76.69% | 2 | 0 | 11.5 |  |  |  | No | R-410A | 2.75 | Residential & Commercial | Ducted CEE Tier 1
214573664 | Central HP <5.4 tons | DAY & NIGHT | HRCU-A-CB (Split System: Heat Pump with Remote Outdoor Unit-Air-Source) | CVH837GKA2* |  |  | EA*4X36L21A*+WALLCON | *96CTN0802120B* | 31600 | 17.5 | 8.1 | 32800 | 24200 | 73.78% | 1.86 | 0 | 11 |  |  |  | No | R-410A | 2.6333 | Residential & Commercial | Ducted CEE Tier 1
214075546 | Central HP <5.4 tons | RHEEM | HRCU-A-CB (Split System: Heat Pump with Remote Outdoor Unit-Air-Source) | RD17AZ24AJ3N |  |  | RCFZ2417MTANM | R801V0504A17UHS | 22600 | 17 | 9.5 | 22600 | 16900 | 74.78% | 2 | 0 | 11.2 |  |  |  | No | R-410A | 1.8833 | Residential & Commercial | Ducted CEE Tier 1
215936894 | Central HP <5.4 tons | CARRIER | HRCU-A-CB (Split System: Heat Pump with Remote Outdoor Unit-Air-Source) | 27VNA336A*030* |  |  | CVAVA6121XMA*+UI | 59MN7C060C21**20 | 35600 | 21.5 | 8.5 | 38000 | 28600 | 75.26% | 1.98 | 0 | 12 |  |  |  | No | R-454B | 2.9667 | Residential & Commercial | Ducted CEE Tier 1
215933902 | Central HP <5.4 tons | KENMORE | HRCU-A-CB (Split System: Heat Pump with Remote Outdoor Unit-Air-Source) | (C,H,T)5H3V36*K*AAA* |  |  | ESH5X60M12A*+WALLCON | *97CMN1002122B* | 34200 | 19.5 | 9 | 34200 | 26000 | 76.02% | 1.94 | 0 | 11.7 |  |  |  | No | R-454B | 2.85 | Residential & Commercial | Ducted CEE Tier 1
215933452 | Central HP <5.4 tons | KENMORE | HRCU-A-CB (Split System: Heat Pump with Remote Outdoor Unit-Air-Source) | (C,H,T)5H3V36*K*AAA* |  |  | ESH5X42M12A*+WALLCON | *97CMN1202422B* | 33600 | 19 | 9 | 34800 | 26600 | 76.44% | 1.94 | 0 | 11.5 |  |  |  | No | R-454B | 2.8 | Residential & Commercial | Ducted CEE Tier 1
215933252 | Central HP <5.4 tons | KENMORE | HRCU-A-CB (Split System: Heat Pump with Remote Outdoor Unit-Air-Source) | (C,H,T)5H3V36*K*AAA* |  |  | ESH5X36M12A*+WALLCON | *96CTN0801714B* | 33000 | 18.5 | 9 | 35200 | 27000 | 76.7% | 1.92 | 0 | 11 |  |  |  | No | R-454B | 2.75 | Residential & Commercial | Ducted CEE Tier 1
215933102 | Central HP <5.4 tons | KENMORE | HRCU-A-CB (Split System: Heat Pump with Remote Outdoor Unit-Air-Source) | (C,H,T)5H3V36*K*AAA* |  |  | ESH5X36M12A*+WALLCON | *80CTL0901716B* | 33200 | 19 | 9 | 35000 | 26800 | 76.57% | 1.92 | 0 | 11 |  |  |  | No | R-454B | 2.7667 | Residential & Commercial | Ducted CEE Tier 1
215937015 | Central HP <5.4 tons | BRYANT HEATING AND COOLING SYSTEMS | HRCU-A-CB (Split System: Heat Pump with Remote Outdoor Unit-Air-Source) | 293VAN048**AA* |  |  | CVAMA4821XMA*+UI | 88*TB60090C21*** | 44500 | 20 | 8.1 | 52000 | 38000 | 73.08% | 1.9 | 0 | 11 |  |  |  | No | R-454B | 3.7083 | Residential & Commercial | Ducted CEE Tier 1
215937165 | Central HP <5.4 tons | BRYANT HEATING AND COOLING SYSTEMS | HRCU-A-CB (Split System: Heat Pump with Remote Outdoor Unit-Air-Source) | 293VAN048**AA* |  |  | CVAMA4921XMA*+UI | 88*TB48090C17*** | 44500 | 20.5 | 8.1 | 53500 | 37600 | 70.28% | 1.95 | 0 | 11.5 |  |  |  | No | R-454B | 3.7083 | Residential & Commercial | Ducted CEE Tier 1
214242243 | Central HP <5.4 tons | KENMORE | HRCU-A-CB (Split System: Heat Pump with Remote Outdoor Unit-Air-Source) | (C,H,T)VH825GKA3* |  |  | EN(A,D,W)4X48L21**+WALLCON | *80CTL0902120B* | 24200 | 17 | 8.1 | 21200 | 16600 | 78.3% | 2 | 0 | 11 |  |  |  | No | R-410A | 2.0167 | Residential & Commercial | Ducted CEE Tier 1
214242043 | Central HP <5.4 tons | KENMORE | HRCU-A-CB (Split System: Heat Pump with Remote Outdoor Unit-Air-Source) | (C,H,T)VH825GKA3* |  |  | END4X42L17**+WALLCON | *97CMN0601714B* | 23800 | 16 | 8.1 | 21400 | 16700 | 78.04% | 1.96 | 0 | 11 |  |  |  | No | R-410A | 1.9833 | Residential & Commercial | Ducted CEE Tier 1
214242173 | Central HP <5.4 tons | KENMORE | HRCU-A-CB (Split System: Heat Pump with Remote Outdoor Unit-Air-Source) | (C,H,T)VH825GKA3* |  |  | EN(A,D,W)4X42L21**+WALLCON | *97CMN1002122B* | 23800 | 16.5 | 8.1 | 21400 | 16600 | 77.57% | 1.96 | 0 | 11 |  |  |  | No | R-410A | 1.9833 | Residential & Commercial | Ducted CEE Tier 1
214240051 | Central HP <5.4 tons | KENMORE | HRCU-A-CB (Split System: Heat Pump with Remote Outdoor Unit-Air-Source) | (C,H,T)VH837GKA** |  |  | EN(A,D,W)4X60L24**+WALLCON | *80CTL1102120B* | 32800 | 17.5 | 8.1 | 32200 | 24600 | 76.4% | 1.96 | 0 | 12 |  |  |  | No | R-410A | 2.7333 | Residential & Commercial | Ducted CEE Tier 1
215935725 | Central HP <5.4 tons | BRYANT HEATING AND COOLING SYSTEMS | HRCU-A-CB (Split System: Heat Pump with Remote Outdoor Unit-Air-Source) | 293VAN036**AA* |  |  | CVAVA3621XMA*+UI | 987MC42080C17*** | 34200 | 20.5 | 8.5 | 39000 | 28600 | 73.33% | 2.02 | 0 | 11.5 |  |  |  | No | R-454B | 2.85 | Residential & Commercial | Ducted CEE Tier 1
212977250 | Central HP <5.4 tons | CARRIER | HRCU-A-CB (Split System: Heat Pump with Remote Outdoor Unit-Air-Source) | 38MURAQ36AB3* |  |  | CAP**4824AL* | 59TP6C120V24**22 | 35600 | 16.5 | 8.5 | 37800 | 34600 | 91.53% | 2.02 | 0 | 10 |  |  |  | No | R-410A | 2.9667 | Residential & Commercial | Ducted CEE Tier 1
212977251 | Central HP <5.4 tons | CARRIER | HRCU-A-CB (Split System: Heat Pump with Remote Outdoor Unit-Air-Source) | 38MURAQ36AB3* |  |  | CAP**4824AL* | GG96VTAB66120D** | 35600 | 16.5 | 8.5 | 37800 | 34600 | 91.53% | 2.02 | 0 | 10 |  |  |  | No | R-410A | 2.9667 | Residential & Commercial | Ducted CEE Tier 1
215936075 | Central HP <5.4 tons | BRYANT HEATING AND COOLING SYSTEMS | HRCU-A-CB (Split System: Heat Pump with Remote Outdoor Unit-Air-Source) | 293VAN036**AA* |  |  | CVAVA4221XMA*+UI | 987MC60060C21*** | 34200 | 20.5 | 8.5 | 39000 | 28600 | 73.33% | 2.04 | 0 | 11.5 |  |  |  | No | R-454B | 2.85 | Residential & Commercial | Ducted CEE Tier 1
212974626 | Central HP <5.4 tons | CARRIER | HRCU-A-CB (Split System: Heat Pump with Remote Outdoor Unit-Air-Source) | 38MURAQ18AB3* |  |  | CAP**2414AL* | GG96VTAB30040A** | 17300 | 15.5 | 8.5 | 18400 | 19400 | 105.4% | 2.32 | 0 | 10.5 |  |  |  | No | R-410A | 1.4417 | Residential & Commercial | Ducted CEE Tier 1
212974742 | Central HP <5.4 tons | CARRIER | HRCU-A-CB (Split System: Heat Pump with Remote Outdoor Unit-Air-Source) | 38MURAQ18AB3* |  |  | CNPV*3017AL* | 59TP6C040V14**10 | 17400 | 16 | 8.1 | 18000 | 18700 | 103.9% | 2.24 | 0 | 10.5 |  |  |  | No | R-410A | 1.45 | Residential & Commercial | Ducted CEE Tier 1
214075211 | Central HP <5.4 tons | RHEEM | HRCU-A-CB (Split System: Heat Pump with Remote Outdoor Unit-Air-Source) | RD17AZ60AJ3N |  |  | RCFZ6024STANM | R802V0755A21DZ | 55500 | 18 | 8.1 | 54000 | 49000 | 90.74% | 1.75 | 0 | 10 |  |  |  | No | R-410A | 4.625 | Residential & Commercial | Ducted CEE Tier 1
214075292 | Central HP <5.4 tons | RHEEM | HRCU-A-CB (Split System: Heat Pump with Remote Outdoor Unit-Air-Source) | RD17AZ60AJ3N |  |  | RCFZ6024STANM | R802VA125524M | 55500 | 19 | 8.1 | 53500 | 49000 | 91.59% | 1.75 | 0 | 10 |  |  |  | No | R-410A | 4.625 | Residential & Commercial | Ducted CEE Tier 1
212974677 | Central HP <5.4 tons | CARRIER | HRCU-A-CB (Split System: Heat Pump with Remote Outdoor Unit-Air-Source) | 38MURAQ18AB3* |  |  | CAP**3017AL* | 59TP6C040V14**10 | 17300 | 16 | 8.5 | 18100 | 18900 | 104.4% | 2.26 | 0 | 10.5 |  |  |  | No | R-410A | 1.4417 | Residential & Commercial | Ducted CEE Tier 1
212974691 | Central HP <5.4 tons | CARRIER | HRCU-A-CB (Split System: Heat Pump with Remote Outdoor Unit-Air-Source) | 38MURAQ18AB3* |  |  | CNPV*1814AL* | GG96VTAB30040A** | 17100 | 15.5 | 8.1 | 18400 | 19800 | 107.6% | 2.38 | 0 | 10.5 |  |  |  | No | R-410A | 1.425 | Residential & Commercial | Ducted CEE Tier 1
214075237 | Central HP <5.4 tons | RHEEM | HRCU-A-CB (Split System: Heat Pump with Remote Outdoor Unit-Air-Source) | RD17AZ60AJ3N |  |  | RCFZ6024STANM | R802V0755A21UHN | 55500 | 18 | 8.1 | 54000 | 49500 | 91.67% | 1.75 | 0 | 10 |  |  |  | No | R-410A | 4.625 | Residential & Commercial | Ducted CEE Tier 1
214075239 | Central HP <5.4 tons | RHEEM | HRCU-A-CB (Split System: Heat Pump with Remote Outdoor Unit-Air-Source) | RD17AZ60AJ3N |  |  | RCFZ6024STANM | R801V1005A21UHN | 55500 | 18 | 8.1 | 53500 | 49000 | 91.59% | 1.75 | 0 | 10 |  |  |  | No | R-410A | 4.625 | Residential & Commercial | Ducted CEE Tier 1
212975628 | Central HP <5.4 tons | CARRIER | HRCU-A-CB (Split System: Heat Pump with Remote Outdoor Unit-Air-Source) | 38MURAQ24AB3* |  |  | CAP**2414AL* | 59TP6C060V14**12 | 23200 | 16.5 | 8.5 | 26800 | 27000 | 100.7% | 2.3 | 0 | 10 |  |  |  | No | R-410A | 1.9333 | Residential & Commercial | Ducted CEE Tier 1
212976399 | Central HP <5.4 tons | CARRIER | HRCU-A-CB (Split System: Heat Pump with Remote Outdoor Unit-Air-Source) | 38MURAQ24AB3* |  |  | CAP**3721AL* | 59TP6C080V21**20 | 24400 | 17 | 8.5 | 25200 | 21400 | 84.92% | 1.8 | 0 | 10.5 |  |  |  | No | R-410A | 2.0333 | Residential & Commercial | Ducted CEE Tier 1
212973262 | Central HP <5.4 tons | CARRIER | HRCU-A-CB (Split System: Heat Pump with Remote Outdoor Unit-Air-Source) | 38MURAQ24AB3* |  |  | CNPV*3017AL* | 59SP6B040V17**12 | 23200 | 16 | 8.1 | 26200 | 24800 | 94.66% | 2.06 | 0 | 10 |  |  |  | No | R-410A | 1.9333 | Residential & Commercial | Ducted CEE Tier 1
212973912 | Central HP <5.4 tons | CARRIER | HRCU-A-CB (Split System: Heat Pump with Remote Outdoor Unit-Air-Source) | 38MURAQ24AB3* |  |  | CNPV*3617AL* | 59SP6B080V17**16 | 23400 | 16.5 | 8.1 | 25800 | 24200 | 93.8% | 2 | 0 | 10 |  |  |  | No | R-410A | 1.95 | Residential & Commercial | Ducted CEE Tier 1
212975364 | Central HP <5.4 tons | CARRIER | HRCU-A-CB (Split System: Heat Pump with Remote Outdoor Unit-Air-Source) | 38MURAQ24AB3* |  |  | CNPV*3621AL* | 59TP6C040V17**12 | 23200 | 16 | 8.1 | 26200 | 24800 | 94.66% | 2.06 | 0 | 10 |  |  |  | No | R-410A | 1.9333 | Residential & Commercial | Ducted CEE Tier 1
212976109 | Central HP <5.4 tons | CARRIER | HRCU-A-CB (Split System: Heat Pump with Remote Outdoor Unit-Air-Source) | 38MURAQ24AB3* |  |  | CNPV*3617AL* | 59TP6C080V17**16 | 23400 | 16.5 | 8.1 | 25800 | 24200 | 93.8% | 2 | 0 | 10 |  |  |  | No | R-410A | 1.95 | Residential & Commercial | Ducted CEE Tier 1
211241449 | Central HP <5.4 tons | BRYANT HEATING AND COOLING SYSTEMS | HRCU-A-CB (Split System: Heat Pump with Remote Outdoor Unit-Air-Source) | 38MURAQ24AB3* |  |  | CAP**3017AL* | 8(0,1)*SA48070E17*** | 24800 | 16 | 8.5 | 26800 | 22200 | 82.84% | 1.82 | 0 | 10 |  |  |  | No | R-410A | 2.0667 | Residential & Commercial | Ducted CEE Tier 1
215931550 | Central HP <5.4 tons | DAY & NIGHT | HRCU-A-CB (Split System: Heat Pump with Remote Outdoor Unit-Air-Source) | C5H3V60*K*AAA* |  |  | EA*5X60M24A*+WALLCON | *80CTL0902120B* | 56000 | 18.5 | 8.5 | 60500 | 45500 | 75.21% | 2.06 | 0 | 11.5 |  |  |  | No | R-454B | 4.6667 | Residential & Commercial | Ducted CEE Tier 1
215931650 | Central HP <5.4 tons | DAY & NIGHT | HRCU-A-CB (Split System: Heat Pump with Remote Outdoor Unit-Air-Source) | C5H3V60*K*AAA* |  |  | EA*5X60M24A*+WALLCON | *96CTN1202422B* | 56000 | 18.5 | 8.5 | 60500 | 46000 | 76.03% | 2.06 | 0 | 11 |  |  |  | No | R-454B | 4.6667 | Residential & Commercial | Ducted CEE Tier 1
214242513 | Central HP <5.4 tons | KENMORE | HRCU-A-CB (Split System: Heat Pump with Remote Outdoor Unit-Air-Source) | (C,H,T)VH825GKA2* |  |  | EN(A,D)4X24L17**+WALLCON | *96CTN0801714B* | 23200 | 16 | 8.1 | 22000 | 16900 | 76.82% | 1.92 | 0 | 10.5 |  |  |  | No | R-410A | 1.9333 | Residential & Commercial | Ducted CEE Tier 1
215931540 | Central HP <5.4 tons | DAY & NIGHT | HRCU-A-CB (Split System: Heat Pump with Remote Outdoor Unit-Air-Source) | C5H3V60*K*AAA* |  |  | EA*5X60M24A*+WALLCON | *80CTL0702120B* | 55500 | 18 | 8.1 | 60500 | 46500 | 76.86% | 1.95 | 0 | 11 |  |  |  | No | R-454B | 4.625 | Residential & Commercial | Ducted CEE Tier 1
215931910 | Central HP <5.4 tons | DAY & NIGHT | HRCU-A-CB (Split System: Heat Pump with Remote Outdoor Unit-Air-Source) | C5H3V60*K*AAA* |  |  | ESH5X60M12A*+WALLCON | *96CTN1002122B* | 56500 | 18 | 8.1 | 61000 | 46000 | 75.41% | 1.95 | 0 | 11 |  |  |  | No | R-454B | 4.7083 | Residential & Commercial | Ducted CEE Tier 1
212975441 | Central HP <5.4 tons | CARRIER | HRCU-A-CB (Split System: Heat Pump with Remote Outdoor Unit-Air-Source) | 38MURAQ18AB3* |  |  | CNPV*1814AL* | 59TP6C060V14**12 | 17300 | 16 | 8.5 | 18500 | 19800 | 107% | 2.38 | 0 | 10.5 |  |  |  | No | R-410A | 1.4417 | Residential & Commercial | Ducted CEE Tier 1
214075339 | Central HP <5.4 tons | RHEEM | HRCU-A-CB (Split System: Heat Pump with Remote Outdoor Unit-Air-Source) | RD17AZ60AJ3N |  |  | RCFZ6024STANM | R951V1005A21M4S | 55000 | 18 | 8.1 | 54000 | 49500 | 91.67% | 1.75 | 0 | 10 |  |  |  | No | R-410A | 4.5833 | Residential & Commercial | Ducted CEE Tier 1
213353737 | Central HP <5.4 tons | CARRIER | HRCU-A-CB (Split System: Heat Pump with Remote Outdoor Unit-Air-Source) | 38MURAQ18AB3* |  |  | F54AA*B24L* |  | 18100 | 16 | 8.5 | 18600 | 18600 | 100% | 2.24 | 0 | 10.5 |  |  |  | No | R-410A | 1.5083 | Residential & Commercial | Ducted CEE Tier 1
212985913 | Central HP <5.4 tons | CARRIER | HRCU-A-CB (Split System: Heat Pump with Remote Outdoor Unit-Air-Source) | 38MURAQ18AB3* |  |  | CAP**3014AL* | 59SC6A026M14**10 | 17400 | 16 | 8.5 | 18000 | 18800 | 104.4% | 2.26 | 0 | 10.5 |  |  |  | No | R-410A | 1.45 | Residential & Commercial | Ducted CEE Tier 1
212985943 | Central HP <5.4 tons | CARRIER | HRCU-A-CB (Split System: Heat Pump with Remote Outdoor Unit-Air-Source) | 38MURAQ18AB3* |  |  | CNPV*2414AL* | 59SC6A026M14**10 | 17300 | 20 | 8.1 | 18300 | 19200 | 104.9% | 2.3 | 0 | 10.5 |  |  |  | No | R-410A | 1.4417 | Residential & Commercial | Ducted CEE Tier 1
211260108 | Central HP <5.4 tons | BRYANT HEATING AND COOLING SYSTEMS | HRCU-A-CB (Split System: Heat Pump with Remote Outdoor Unit-Air-Source) | 38MURAQ18AB3* |  |  | CAP**2414AL* | 82*TA36045V14*** | 17600 | 16 | 8.5 | 18400 | 19100 | 103.8% | 2.3 | 0 | 10.5 |  |  |  | No | R-410A | 1.4667 | Residential & Commercial | Ducted CEE Tier 1
212986379 | Central HP <5.4 tons | CARRIER | HRCU-A-CB (Split System: Heat Pump with Remote Outdoor Unit-Air-Source) | 38MURAQ18AB3* |  |  | CNPV*3017AL* | 59SC6A040M14**10 | 17600 | 16 | 8.1 | 18200 | 18700 | 102.7% | 2.24 | 0 | 11 |  |  |  | No | R-410A | 1.4667 | Residential & Commercial | Ducted CEE Tier 1
212976295 | Central HP <5.4 tons | CARRIER | HRCU-A-CB (Split System: Heat Pump with Remote Outdoor Unit-Air-Source) | 38MURAQ36AB3* |  |  | CAP**4821AL* | 59TP6C080V17**16 | 35400 | 16 | 8.1 | 37800 | 34800 | 92.06% | 2 | 0 | 10 |  |  |  | No | R-410A | 2.95 | Residential & Commercial | Ducted CEE Tier 1
215935745 | Central HP <5.4 tons | BRYANT HEATING AND COOLING SYSTEMS | HRCU-A-CB (Split System: Heat Pump with Remote Outdoor Unit-Air-Source) | 293VAN036**AA* |  |  | CVAVA3621XMA*+UI | 987MC66100C21*** | 34400 | 21 | 8.5 | 38500 | 28000 | 72.73% | 2.06 | 0 | 12 |  |  |  | No | R-454B | 2.8667 | Residential & Commercial | Ducted CEE Tier 1
215935845 | Central HP <5.4 tons | BRYANT HEATING AND COOLING SYSTEMS | HRCU-A-CB (Split System: Heat Pump with Remote Outdoor Unit-Air-Source) | 293VAN036**AA* |  |  | CVAVA3817XMA*+UI | 88*TB48070C17*** | 35400 | 21.5 | 8.5 | 38500 | 29000 | 75.32% | 2.02 | 0 | 12 |  |  |  | No | R-454B | 2.95 | Residential & Commercial | Ducted CEE Tier 1
215936115 | Central HP <5.4 tons | BRYANT HEATING AND COOLING SYSTEMS | HRCU-A-CB (Split System: Heat Pump with Remote Outdoor Unit-Air-Source) | 293VAN036**AA* |  |  | CVAVA4221XMA*+UI | 986TD42060C17*** | 34200 | 20.5 | 8.1 | 38000 | 27000 | 71.05% | 2 | 0 | 11 |  |  |  | No | R-454B | 2.85 | Residential & Commercial | Ducted CEE Tier 1
215936145 | Central HP <5.4 tons | BRYANT HEATING AND COOLING SYSTEMS | HRCU-A-CB (Split System: Heat Pump with Remote Outdoor Unit-Air-Source) | 293VAN036**AA* |  |  | CVAVA4224XMA*+UI | 83*CA60100C21*** | 35400 | 21.5 | 8.5 | 38000 | 28600 | 75.26% | 2.04 | 0 | 12 |  |  |  | No | R-454B | 2.95 | Residential & Commercial | Ducted CEE Tier 1
214584671 | Central HP <5.4 tons | COLEMAN | HRCU-A-CB (Split System: Heat Pump with Remote Outdoor Unit-Air-Source) | HH836E2S11 |  |  | CTF36C5CDS1 | Z8ES120C16SMPS1 | 34400 | 18 | 8.5 | 31600 | 25800 | 81.65% | 2 | 0 | 11.7 |  |  |  | No | R-454B | 2.8667 | Residential & Commercial | Ducted CEE Tier 1
214584706 | Central HP <5.4 tons | COLEMAN | HRCU-A-CB (Split System: Heat Pump with Remote Outdoor Unit-Air-Source) | HH836E2S11 |  |  | CTM36C5CDS1 | Z8ES080C16SMPS1 | 34000 | 18 | 8.5 | 31200 | 25400 | 81.41% | 2 | 0 | 11.7 |  |  |  | No | R-454B | 2.8333 | Residential & Commercial | Ducted CEE Tier 1
214396963 | Central HP <5.4 tons | FRASER-JOHNSTON | HRCU-A-CB (Split System: Heat Pump with Remote Outdoor Unit-Air-Source) | HH836E2S11 |  |  | CTM48C5CFS1 | TMLE120C16MP11 | 33600 | 19 | 9 | 31400 | 25400 | 80.89% | 2 | 0 | 11 |  |  |  | No | R-454B | 2.8 | Residential & Commercial | Ducted CEE Tier 1
214397256 | Central HP <5.4 tons | FRASER-JOHNSTON | HRCU-A-CB (Split System: Heat Pump with Remote Outdoor Unit-Air-Source) | HH836E2S11 |  |  | CTF36B5CDS1 | TM9Y080B12MP11 | 33400 | 18 | 8.5 | 31400 | 25600 | 81.53% | 2 | 0 | 11 |  |  |  | No | R-454B | 2.7833 | Residential & Commercial | Ducted CEE Tier 1
214573235 | Central HP <5.4 tons | KEEPRITE | HRCU-A-CB (Split System: Heat Pump with Remote Outdoor Unit-Air-Source) | CVH837GKA** |  |  | EHD4X48AAL+WALLCON | *97CMN0802120B* | 32600 | 17 | 8.5 | 32800 | 25000 | 76.22% | 1.98 | 0 | 11 |  |  |  | No | R-410A | 2.7167 | Residential & Commercial | Ducted CEE Tier 1
213353784 | Central HP <5.4 tons | KEEPRITE | HRCU-A-CB (Split System: Heat Pump with Remote Outdoor Unit-Air-Source) | DLCURAH24ABK |  |  | F5MA4*30L*B* |  | 24800 | 17 | 9 | 26000 | 21800 | 83.85% | 1.82 | 0 | 10.5 |  |  |  | No | R-410A | 2.0667 | Residential & Commercial | Ducted CEE Tier 1
212979223 | Central HP <5.4 tons | KEEPRITE | HRCU-A-CB (Split System: Heat Pump with Remote Outdoor Unit-Air-Source) | DLCURAH24ABK |  |  | EN(A,D)4X30L17** | *80MS(N,L)0701716A* | 23600 | 17 | 8.5 | 26400 | 24400 | 92.42% | 2.02 | 0 | 10.5 |  |  |  | No | R-410A | 1.9667 | Residential & Commercial | Ducted CEE Tier 1
212979139 | Central HP <5.4 tons | KEEPRITE | HRCU-A-CB (Split System: Heat Pump with Remote Outdoor Unit-Air-Source) | DLCURAH24ABK |  |  | EA*4X25L17A* | *80MS(N,L)0701716A* | 24200 | 17.5 | 8.5 | 25200 | 21800 | 86.51% | 1.82 | 0 | 10 |  |  |  | No | R-410A | 2.0167 | Residential & Commercial | Ducted CEE Tier 1
212977666 | Central HP <5.4 tons | KEEPRITE | HRCU-A-CB (Split System: Heat Pump with Remote Outdoor Unit-Air-Source) | DLCURAH24ABK |  |  | EN(A,D)4X24L17** | *80MS(N,L)0451412A* | 23200 | 16.5 | 8.5 | 26800 | 25000 | 93.28% | 2.08 | 0 | 10 |  |  |  | No | R-410A | 1.9333 | Residential & Commercial | Ducted CEE Tier 1
211260274 | Central HP <5.4 tons | BRYANT HEATING AND COOLING SYSTEMS | HRCU-A-CB (Split System: Heat Pump with Remote Outdoor Unit-Air-Source) | 38MURAQ18AB3* |  |  | CAP**2417AL* | 926SA30040V14*** | 17400 | 16 | 8.5 | 18300 | 19200 | 104.9% | 2.3 | 0 | 10.5 |  |  |  | No | R-410A | 1.45 | Residential & Commercial | Ducted CEE Tier 1
211260317 | Central HP <5.4 tons | BRYANT HEATING AND COOLING SYSTEMS | HRCU-A-CB (Split System: Heat Pump with Remote Outdoor Unit-Air-Source) | 38MURAQ18AB3* |  |  | CAP**2417AL* | 935SA36040E17*** | 17600 | 16 | 8.5 | 18500 | 19100 | 103.2% | 2.3 | 0 | 10.5 |  |  |  | No | R-410A | 1.4667 | Residential & Commercial | Ducted CEE Tier 1
212986679 | Central HP <5.4 tons | CARRIER | HRCU-A-CB (Split System: Heat Pump with Remote Outdoor Unit-Air-Source) | 38MURAQ18AB3* |  |  | CAP**2517AL* | 59SC6A040M17**12 | 17700 | 15.5 | 8.1 | 17700 | 17800 | 100.6% | 2.14 | 0 | 10.5 |  |  |  | No | R-410A | 1.475 | Residential & Commercial | Ducted CEE Tier 1
212974690 | Central HP <5.4 tons | CARRIER | HRCU-A-CB (Split System: Heat Pump with Remote Outdoor Unit-Air-Source) | 38MURAQ18AB3* |  |  | CNPV*1814AL* | 59TP6C040V14**10 | 17100 | 15.5 | 8.1 | 18400 | 19800 | 107.6% | 2.38 | 0 | 10.5 |  |  |  | No | R-410A | 1.425 | Residential & Commercial | Ducted CEE Tier 1
212974704 | Central HP <5.4 tons | CARRIER | HRCU-A-CB (Split System: Heat Pump with Remote Outdoor Unit-Air-Source) | 38MURAQ18AB3* |  |  | CNPV*2414AL* | GG96VTAB30040A** | 17300 | 15.5 | 8.5 | 18400 | 19200 | 104.3% | 2.3 | 0 | 10.5 |  |  |  | No | R-410A | 1.4417 | Residential & Commercial | Ducted CEE Tier 1
212974729 | Central HP <5.4 tons | CARRIER | HRCU-A-CB (Split System: Heat Pump with Remote Outdoor Unit-Air-Source) | 38MURAQ18AB3* |  |  | CNPV*3014AL* | 59TP6C040V14**10 | 17400 | 16 | 8.1 | 18000 | 18600 | 103.3% | 2.22 | 0 | 10.5 |  |  |  | No | R-410A | 1.45 | Residential & Commercial | Ducted CEE Tier 1
212975122 | Central HP <5.4 tons | CARRIER | HRCU-A-CB (Split System: Heat Pump with Remote Outdoor Unit-Air-Source) | 38MURAQ18AB3* |  |  | CNPV*3017AL* | 59TP6C040V17**12 | 17300 | 16 | 8.1 | 17900 | 18600 | 103.9% | 2.22 | 0 | 10.5 |  |  |  | No | R-410A | 1.4417 | Residential & Commercial | Ducted CEE Tier 1
214573335 | Central HP <5.4 tons | KEEPRITE | HRCU-A-CB (Split System: Heat Pump with Remote Outdoor Unit-Air-Source) | CVH837GKA** |  |  | EN(A,D)4X36L21**+WALLCON | *95CSU1002122B* | 31400 | 17 | 8.1 | 33000 | 24000 | 72.73% | 1.84 | 0 | 11 |  |  |  | No | R-410A | 2.6167 | Residential & Commercial | Ducted CEE Tier 1
214573385 | Central HP <5.4 tons | KEEPRITE | HRCU-A-CB (Split System: Heat Pump with Remote Outdoor Unit-Air-Source) | CVH837GKA** |  |  | EN(A,D,W)4X42L21**+WALLCON | *95CSU0802120B* | 31800 | 17 | 8.1 | 33000 | 24600 | 74.55% | 1.88 | 0 | 11 |  |  |  | No | R-410A | 2.65 | Residential & Commercial | Ducted CEE Tier 1
214573455 | Central HP <5.4 tons | KEEPRITE | HRCU-A-CB (Split System: Heat Pump with Remote Outdoor Unit-Air-Source) | CVH837GKA** |  |  | EN(A,D,W)4X48L21**+WALLCON | *95CSU1002122B* | 32400 | 17.5 | 8.5 | 32600 | 24800 | 76.07% | 1.98 | 0 | 11.5 |  |  |  | No | R-410A | 2.7 | Residential & Commercial | Ducted CEE Tier 1
214573605 | Central HP <5.4 tons | KEEPRITE | HRCU-A-CB (Split System: Heat Pump with Remote Outdoor Unit-Air-Source) | CVH837GKA** |  |  | EN(A,D,W)4X60L24**+WALLCON | *96CTN0802120B* | 32800 | 19 | 8.5 | 32200 | 24600 | 76.4% | 1.98 | 0 | 12 |  |  |  | No | R-410A | 2.7333 | Residential & Commercial | Ducted CEE Tier 1
212983181 | Central HP <5.4 tons | KEEPRITE | HRCU-A-CB (Split System: Heat Pump with Remote Outdoor Unit-Air-Source) | DLCURAH24ABK |  |  | EA*4X36L21A* | *92MSN0401712A* | 23600 | 16 | 8.5 | 26400 | 24000 | 90.91% | 1.96 | 0 | 10 |  |  |  | No | R-410A | 1.9667 | Residential & Commercial | Ducted CEE Tier 1
214241733 | Central HP <5.4 tons | KENMORE | HRCU-A-CB (Split System: Heat Pump with Remote Outdoor Unit-Air-Source) | (C,H,T)VH825GKA3* |  |  | EN(A,D)4X30L17**+WALLCON | *97CMN0801714B* | 23400 | 16.5 | 8.1 | 21600 | 16700 | 77.31% | 1.9 | 0 | 10.5 |  |  |  | No | R-410A | 1.95 | Residential & Commercial | Ducted CEE Tier 1
214241983 | Central HP <5.4 tons | KENMORE | HRCU-A-CB (Split System: Heat Pump with Remote Outdoor Unit-Air-Source) | (C,H,T)VH825GKA3* |  |  | EN(A,D)4X36L21**+WALLCON | *96CTN1002122B* | 23600 | 16.5 | 8.1 | 21400 | 16700 | 78.04% | 1.92 | 0 | 11 |  |  |  | No | R-410A | 1.9667 | Residential & Commercial | Ducted CEE Tier 1
212983534 | Central HP <5.4 tons | KEEPRITE | HRCU-A-CB (Split System: Heat Pump with Remote Outdoor Unit-Air-Source) | DLCURAH24ABK |  |  | EA*4X25L17A* | *92MSN0601412A* | 24400 | 17 | 8.5 | 25400 | 21600 | 85.04% | 1.8 | 0 | 10 |  |  |  | No | R-410A | 2.0333 | Residential & Commercial | Ducted CEE Tier 1
214572705 | Central HP <5.4 tons | KEEPRITE | HRCU-A-CB (Split System: Heat Pump with Remote Outdoor Unit-Air-Source) | CVH837GKA** |  |  | EA*4X42L24A*+WALLCON | *96CTN0802120B* | 31800 | 17.5 | 8.5 | 32800 | 24400 | 74.39% | 1.9 | 0 | 11 |  |  |  | No | R-410A | 2.65 | Residential & Commercial | Ducted CEE Tier 1
214572475 | Central HP <5.4 tons | KEEPRITE | HRCU-A-CB (Split System: Heat Pump with Remote Outdoor Unit-Air-Source) | CVH837GKA** |  |  | EA*4X36L21A*+WALLCON | *80CTL0702120B* | 31400 | 17 | 8.1 | 33000 | 24200 | 73.33% | 1.86 | 0 | 11 |  |  |  | No | R-410A | 2.6167 | Residential & Commercial | Ducted CEE Tier 1
214572525 | Central HP <5.4 tons | KEEPRITE | HRCU-A-CB (Split System: Heat Pump with Remote Outdoor Unit-Air-Source) | CVH837GKA** |  |  | EA*4X36L21A*+WALLCON | *96CTN0802120B* | 31600 | 17.5 | 8.1 | 32800 | 24200 | 73.78% | 1.86 | 0 | 11 |  |  |  | No | R-410A | 2.6333 | Residential & Commercial | Ducted CEE Tier 1
214573395 | Central HP <5.4 tons | KEEPRITE | HRCU-A-CB (Split System: Heat Pump with Remote Outdoor Unit-Air-Source) | CVH837GKA** |  |  | EN(A,D,W)4X42L21**+WALLCON | *95CSU1002122B* | 31800 | 17 | 8.1 | 33000 | 24400 | 73.94% | 1.9 | 0 | 11.5 |  |  |  | No | R-410A | 2.65 | Residential & Commercial | Ducted CEE Tier 1
214573245 | Central HP <5.4 tons | KEEPRITE | HRCU-A-CB (Split System: Heat Pump with Remote Outdoor Unit-Air-Source) | CVH837GKA** |  |  | EHD4X48AAL+WALLCON | *96CTN0802120B* | 32600 | 17.5 | 8.5 | 32600 | 24800 | 76.07% | 1.98 | 0 | 11 |  |  |  | No | R-410A | 2.7167 | Residential & Commercial | Ducted CEE Tier 1
212978086 | Central HP <5.4 tons | KEEPRITE | HRCU-A-CB (Split System: Heat Pump with Remote Outdoor Unit-Air-Source) | DLCURAH24ABK |  |  | EA*4X24L14A* | *80MS(N,L)0701412A* | 23200 | 17 | 9 | 26800 | 26800 | 100% | 2.28 | 0 | 10 |  |  |  | No | R-410A | 1.9333 | Residential & Commercial | Ducted CEE Tier 1
211226814 | Central HP <5.4 tons | BRYANT HEATING AND COOLING SYSTEMS | HRCU-A-CB (Split System: Heat Pump with Remote Outdoor Unit-Air-Source) | 38MURAQ36AB3* |  |  | CAP**3721AL* | 8(0,1)*SA42090E17*** | 36800 | 16 | 8.5 | 38500 | 34800 | 90.39% | 2.1 | 0 | 10 |  |  |  | No | R-410A | 3.0667 | Residential & Commercial | Ducted CEE Tier 1
212970696 | Central HP <5.4 tons | CARRIER | HRCU-A-CB (Split System: Heat Pump with Remote Outdoor Unit-Air-Source) | 38MURAQ36AB3* |  |  | CAP**4824AL* | 58SP*B090V21**20 | 35800 | 16.5 | 8.5 | 38500 | 34600 | 89.87% | 2.02 | 0 | 10 |  |  |  | No | R-410A | 2.9833 | Residential & Commercial | Ducted CEE Tier 1
211241961 | Central HP <5.4 tons | KEEPRITE | HRCU-A-CB (Split System: Heat Pump with Remote Outdoor Unit-Air-Source) | DLCURAH24ABK |  |  | EA*4X36L17A* | *80VTL0451412A* | 24200 | 16.5 | 8.5 | 26200 | 22400 | 85.5% | 1.86 | 0 | 10 |  |  |  | No | R-410A | 2.0167 | Residential & Commercial | Ducted CEE Tier 1
211242027 | Central HP <5.4 tons | KEEPRITE | HRCU-A-CB (Split System: Heat Pump with Remote Outdoor Unit-Air-Source) | DLCURAH24ABK |  |  | EA*4X36L17A* | *95ESN0601412A* | 24400 | 15.5 | 8.5 | 26600 | 22400 | 84.21% | 1.84 | 0 | 10 |  |  |  | No | R-410A | 2.0333 | Residential & Commercial | Ducted CEE Tier 1
211242545 | Central HP <5.4 tons | KEEPRITE | HRCU-A-CB (Split System: Heat Pump with Remote Outdoor Unit-Air-Source) | DLCURAH24ABK |  |  | EA*4X36L21A* | *80VTL1102122A* | 24000 | 17 | 8.5 | 25800 | 23000 | 89.15% | 1.9 | 0 | 10 |  |  |  | No | R-410A | 2 | Residential & Commercial | Ducted CEE Tier 1
211245582 | Central HP <5.4 tons | SMART COMFORT | HRCU-A-CB (Split System: Heat Pump with Remote Outdoor Unit-Air-Source) | DLCURAH24ABK |  |  | EN(A,D)4X36L21** | *80VTL1102122A* | 23800 | 17 | 8.1 | 26000 | 23600 | 90.77% | 1.96 | 0 | 10.5 |  |  |  | No | R-410A | 1.9833 | Residential & Commercial | Ducted CEE Tier 1
214239949 | Central HP <5.4 tons | DAY & NIGHT | HRCU-A-CB (Split System: Heat Pump with Remote Outdoor Unit-Air-Source) | CVH837GKA** |  |  | EN(A,D,W)4X48L21**+WALLCON | *96CTN0801714B* | 32200 | 17 | 8.1 | 32800 | 24800 | 75.61% | 1.94 | 0 | 11.5 |  |  |  | No | R-410A | 2.6833 | Residential & Commercial | Ducted CEE Tier 1
214572755 | Central HP <5.4 tons | KEEPRITE | HRCU-A-CB (Split System: Heat Pump with Remote Outdoor Unit-Air-Source) | CVH837GKA** |  |  | EA*4X43L21A*+WALLCON | *97CMN0802120B* | 32800 | 17.5 | 8.5 | 32800 | 25200 | 76.83% | 2 | 0 | 11.5 |  |  |  | No | R-410A | 2.7333 | Residential & Commercial | Ducted CEE Tier 1
214572955 | Central HP <5.4 tons | KEEPRITE | HRCU-A-CB (Split System: Heat Pump with Remote Outdoor Unit-Air-Source) | CVH837GKA** |  |  | EA*4X61L21A*+WALLCON | *80CTL0702120B* | 33200 | 17.5 | 8.5 | 32000 | 25000 | 78.12% | 2 | 0 | 11.5 |  |  |  | No | R-410A | 2.7667 | Residential & Commercial | Ducted CEE Tier 1
214573155 | Central HP <5.4 tons | KEEPRITE | HRCU-A-CB (Split System: Heat Pump with Remote Outdoor Unit-Air-Source) | CVH837GKA** |  |  | EHD4X42AAL+WALLCON | *95CSU1002122B* | 32600 | 17 | 8.5 | 32800 | 24800 | 75.61% | 1.96 | 0 | 11 |  |  |  | No | R-410A | 2.7167 | Residential & Commercial | Ducted CEE Tier 1
214572925 | Central HP <5.4 tons | KEEPRITE | HRCU-A-CB (Split System: Heat Pump with Remote Outdoor Unit-Air-Source) | CVH837GKA** |  |  | EA*4X60L24A*+WALLCON | *97CMN0602120B* | 32600 | 17.5 | 8.5 | 31800 | 25000 | 78.62% | 1.96 | 0 | 11 |  |  |  | No | R-410A | 2.7167 | Residential & Commercial | Ducted CEE Tier 1
212973539 | Central HP <5.4 tons | KEEPRITE | HRCU-A-CB (Split System: Heat Pump with Remote Outdoor Unit-Air-Source) | DLCURAH24ABK |  |  | EA*4X24L17A* | *96VSN0601412B* | 23200 | 16.5 | 8.5 | 26800 | 26800 | 100% | 2.28 | 0 | 10 |  |  |  | No | R-410A | 1.9333 | Residential & Commercial | Ducted CEE Tier 1
215934002 | Central HP <5.4 tons | KENMORE | HRCU-A-CB (Split System: Heat Pump with Remote Outdoor Unit-Air-Source) | (C,H,T)5H3V48*K*AAA* |  |  | EA*5X48M21A*+WALLCON | *80CTL0702120B* | 43500 | 20.5 | 9.5 | 48000 | 36600 | 76.25% | 2 | 0 | 10.5 |  |  |  | No | R-454B | 3.625 | Residential & Commercial | Ducted CEE Tier 1
215934052 | Central HP <5.4 tons | KENMORE | HRCU-A-CB (Split System: Heat Pump with Remote Outdoor Unit-Air-Source) | (C,H,T)5H3V48*K*AAA* |  |  | EA*5X48M21A*+WALLCON | *97CMN0602120B* | 43000 | 20 | 9.5 | 48500 | 37200 | 76.7% | 1.88 | 0 | 10 |  |  |  | No | R-454B | 3.5833 | Residential & Commercial | Ducted CEE Tier 1
214609084 | Central HP <5.4 tons | FRASER-JOHNSTON | HRCU-A-CB (Split System: Heat Pump with Remote Outdoor Unit-Air-Source) | HH860E2S11 |  |  | CTM60C5CGS1 | Z9ES100C16SMPS1 | 45500 | 18 | 9 | 46000 | 33800 | 73.48% | 2 | 0 | 11.7 |  |  |  | No | R-454B | 3.7917 | Residential & Commercial | Ducted CEE Tier 1
214396636 | Central HP <5.4 tons | FRASER-JOHNSTON | HRCU-A-CB (Split System: Heat Pump with Remote Outdoor Unit-Air-Source) | HH860E2S11 |  |  | CTM60C5CGS1 | TM8V080C16MP12 | 44000 | 18 | 9 | 44500 | 33600 | 75.51% | 2 | 0 | 11.7 |  |  |  | No | R-454B | 3.6667 | Residential & Commercial | Ducted CEE Tier 1
214396727 | Central HP <5.4 tons | FRASER-JOHNSTON | HRCU-A-CB (Split System: Heat Pump with Remote Outdoor Unit-Air-Source) | HH860E2S11 |  |  | CTM60D5CHS1 | TM9E120D20MP12 | 53500 | 19 | 8.5 | 54500 | 39500 | 72.48% | 2 | 0 | 11 |  |  |  | No | R-454B | 4.4583 | Residential & Commercial | Ducted CEE Tier 1
214397022 | Central HP <5.4 tons | FRASER-JOHNSTON | HRCU-A-CB (Split System: Heat Pump with Remote Outdoor Unit-Air-Source) | HH860E2S11 |  |  | CTF60C5CGS1+JMET16CS2N1 |  | 45500 | 19 | 9 | 45500 | 34200 | 75.16% | 2 | 0 | 11.7 |  |  |  | No | R-454B | 3.7917 | Residential & Commercial | Ducted CEE Tier 1
214609113 | Central HP <5.4 tons | FRASER-JOHNSTON | HRCU-A-CB (Split System: Heat Pump with Remote Outdoor Unit-Air-Source) | HH860E2S11 |  |  | CTM60D5CGS1 | Z9ES120D20SMPS1 | 46000 | 18 | 9 | 47000 | 34200 | 72.77% | 2 | 0 | 11.7 |  |  |  | No | R-454B | 3.8333 | Residential & Commercial | Ducted CEE Tier 1
214584596 | Central HP <5.4 tons | COLEMAN | HRCU-A-CB (Split System: Heat Pump with Remote Outdoor Unit-Air-Source) | HH860E2S11 |  |  | CTM60C5CGS1 | Z8ES080C20SMPS1 | 44000 | 18 | 9 | 44500 | 33400 | 75.06% | 2 | 0 | 12 |  |  |  | No | R-454B | 3.6667 | Residential & Commercial | Ducted CEE Tier 1
215669710 | Central HP <5.4 tons | KENMORE | HRCU-A-CB (Split System: Heat Pump with Remote Outdoor Unit-Air-Source) | (C,H,T)5H0V36*K*AAA* |  |  | EA*5X61M24A*+WALLCON | *97CMN1002122B* | 35000 | 18.5 | 9 | 34400 | 24800 | 72.09% | 1.92 | 0 | 10.5 |  |  |  | No | R-454B | 2.9167 | Residential & Commercial | Ducted CEE Tier 1
212983544 | Central HP <5.4 tons | KEEPRITE | HRCU-A-CB (Split System: Heat Pump with Remote Outdoor Unit-Air-Source) | DLCURAH24ABK |  |  | EA*4X30L14A* | *92MSN0601412A* | 23800 | 16.5 | 8.5 | 26400 | 24200 | 91.67% | 2 | 0 | 10 |  |  |  | No | R-410A | 1.9833 | Residential & Commercial | Ducted CEE Tier 1
212981756 | Central HP <5.4 tons | KEEPRITE | HRCU-A-CB (Split System: Heat Pump with Remote Outdoor Unit-Air-Source) | DLCURAH24ABK |  |  | EA*4X37L17A* | *80MSU1002120A* | 24200 | 16.5 | 8.5 | 25200 | 22000 | 87.3% | 1.84 | 0 | 10 |  |  |  | No | R-410A | 2.0167 | Residential & Commercial | Ducted CEE Tier 1
212979499 | Central HP <5.4 tons | KEEPRITE | HRCU-A-CB (Split System: Heat Pump with Remote Outdoor Unit-Air-Source) | DLCURAH24ABK |  |  | EA*4X36L21A* | *80MS(N,L)0702116A* | 24000 | 17.5 | 8.5 | 26400 | 23400 | 88.64% | 1.94 | 0 | 10 |  |  |  | No | R-410A | 2 | Residential & Commercial | Ducted CEE Tier 1
214573405 | Central HP <5.4 tons | KEEPRITE | HRCU-A-CB (Split System: Heat Pump with Remote Outdoor Unit-Air-Source) | CVH837GKA** |  |  | EN(A,D,W)4X42L21**+WALLCON | *97CMN0602120B* | 31600 | 16.5 | 8.1 | 33200 | 24600 | 74.1% | 1.86 | 0 | 11 |  |  |  | No | R-410A | 2.6333 | Residential & Commercial | Ducted CEE Tier 1
214397201 | Central HP <5.4 tons | FRASER-JOHNSTON | HRCU-A-CB (Split System: Heat Pump with Remote Outdoor Unit-Air-Source) | HH860E2S11 |  |  | JHE60D5CH2SS1 |  | 54000 | 19 | 9 | 53500 | 38500 | 71.96% | 2 | 0 | 12 |  |  |  | No | R-454B | 4.5 | Residential & Commercial | Ducted CEE Tier 1
214397082 | Central HP <5.4 tons | FRASER-JOHNSTON | HRCU-A-CB (Split System: Heat Pump with Remote Outdoor Unit-Air-Source) | HH860E2S11 |  |  | CTM60C5CGS1 | TM8E100C16MP11 | 44500 | 18 | 9 | 45500 | 34200 | 75.16% | 2 | 0 | 11 |  |  |  | No | R-454B | 3.7083 | Residential & Commercial | Ducted CEE Tier 1
214397164 | Central HP <5.4 tons | FRASER-JOHNSTON | HRCU-A-CB (Split System: Heat Pump with Remote Outdoor Unit-Air-Source) | HH860E2S11 |  |  | CTF60C5CHS1 | TM9Y100C20MP11 | 53000 | 19 | 8.5 | 54500 | 39000 | 71.56% | 2 | 0 | 11 |  |  |  | No | R-454B | 4.4167 | Residential & Commercial | Ducted CEE Tier 1
214396626 | Central HP <5.4 tons | FRASER-JOHNSTON | HRCU-A-CB (Split System: Heat Pump with Remote Outdoor Unit-Air-Source) | HH860E2S11 |  |  | CTF60D5CGS1 | TMLE130D20MP11 | 46000 | 18 | 9 | 47500 | 35200 | 74.11% | 2 | 0 | 11 |  |  |  | No | R-454B | 3.8333 | Residential & Commercial | Ducted CEE Tier 1
214397446 | Central HP <5.4 tons | FRASER-JOHNSTON | HRCU-A-CB (Split System: Heat Pump with Remote Outdoor Unit-Air-Source) | HH860E2S11 |  |  | CTF60C5CGS1 | TM8E080C16MP11 | 44500 | 18 | 9 | 45500 | 34200 | 75.16% | 2 | 0 | 11 |  |  |  | No | R-454B | 3.7083 | Residential & Commercial | Ducted CEE Tier 1
214239221 | Central HP <5.4 tons | KENMORE | HRCU-A-CB (Split System: Heat Pump with Remote Outdoor Unit-Air-Source) | (C,H,T)VH837GKA2* |  |  | EN(A,D,W)4X48L21**+WALLCON | *95CSU0601716B* | 32200 | 17 | 8.1 | 33000 | 24800 | 75.15% | 1.92 | 0 | 11.5 |  |  |  | No | R-410A | 2.6833 | Residential & Commercial | Ducted CEE Tier 1
214244037 | Central HP <5.4 tons | CARRIER | HRCU-A-CB (Split System: Heat Pump with Remote Outdoor Unit-Air-Source) | 25VNA424A*031* |  |  | CNPV*3621AL*+UI | 59MN7C100C21**22 | 23200 | 19.5 | 9.5 | 26600 | 19900 | 74.81% | 2.38 | 0 | 13 |  |  |  | No | R-410A | 1.9333 | Residential & Commercial | Ducted CEE Tier 1
214572835 | Central HP <5.4 tons | KEEPRITE | HRCU-A-CB (Split System: Heat Pump with Remote Outdoor Unit-Air-Source) | CVH837GKA** |  |  | EA*4X48L24A*+WALLCON | *80CTL0702120B* | 32400 | 17.5 | 8.5 | 32400 | 25000 | 77.16% | 1.98 | 0 | 11 |  |  |  | No | R-410A | 2.7 | Residential & Commercial | Ducted CEE Tier 1
212976079 | Central HP <5.4 tons | KEEPRITE | HRCU-A-CB (Split System: Heat Pump with Remote Outdoor Unit-Air-Source) | DLCURAH24ABK |  |  | EA*4X37L21A* | *96VTN0801716B* | 24600 | 17 | 8.5 | 25200 | 21200 | 84.13% | 1.78 | 0 | 10.5 |  |  |  | No | R-410A | 2.05 | Residential & Commercial | Ducted CEE Tier 1
212976396 | Central HP <5.4 tons | KEEPRITE | HRCU-A-CB (Split System: Heat Pump with Remote Outdoor Unit-Air-Source) | DLCURAH24ABK |  |  | EA*4X36L21A* | *96VTN0802120B* | 24000 | 17 | 8.5 | 26400 | 23400 | 88.64% | 1.94 | 0 | 10 |  |  |  | No | R-410A | 2 | Residential & Commercial | Ducted CEE Tier 1
212976014 | Central HP <5.4 tons | KEEPRITE | HRCU-A-CB (Split System: Heat Pump with Remote Outdoor Unit-Air-Source) | DLCURAH24ABK |  |  | EA*4X25L17A* | *96VTN0801716B* | 24400 | 17 | 8.5 | 25400 | 21600 | 85.04% | 1.8 | 0 | 10 |  |  |  | No | R-410A | 2.0333 | Residential & Commercial | Ducted CEE Tier 1
212981708 | Central HP <5.4 tons | KEEPRITE | HRCU-A-CB (Split System: Heat Pump with Remote Outdoor Unit-Air-Source) | DLCURAH24ABK |  |  | EA*4X25L17A* | *80MSU1002120A* | 24400 | 17 | 8.5 | 25200 | 21600 | 85.71% | 1.8 | 0 | 10 |  |  |  | No | R-410A | 2.0333 | Residential & Commercial | Ducted CEE Tier 1
214572935 | Central HP <5.4 tons | KEEPRITE | HRCU-A-CB (Split System: Heat Pump with Remote Outdoor Unit-Air-Source) | CVH837GKA** |  |  | EA*4X60L24A*+WALLCON | *97CMN0802120B* | 32800 | 17.5 | 8.5 | 31600 | 24800 | 78.48% | 2 | 0 | 11.5 |  |  |  | No | R-410A | 2.7333 | Residential & Commercial | Ducted CEE Tier 1
214584571 | Central HP <5.4 tons | COLEMAN | HRCU-A-CB (Split System: Heat Pump with Remote Outdoor Unit-Air-Source) | HH824E2S11 |  |  | CTM30B5ACS1 | Z8ES100B12SMPS1 | 23000 | 18 | 9.5 | 23000 | 19400 | 84.35% | 2 | 0 | 12 |  |  |  | No | R-454B | 1.9167 | Residential & Commercial | Ducted CEE Tier 1
214609070 | Central HP <5.4 tons | FRASER-JOHNSTON | HRCU-A-CB (Split System: Heat Pump with Remote Outdoor Unit-Air-Source) | HH824E2S11 |  |  | CTF30A5ADS1 | Z9ES040A10SMPS1 | 23000 | 18 | 9 | 23000 | 17700 | 76.96% | 2 | 0 | 12 |  |  |  | No | R-454B | 1.9167 | Residential & Commercial | Ducted CEE Tier 1
214396234 | Central HP <5.4 tons | FRASER-JOHNSTON | HRCU-A-CB (Split System: Heat Pump with Remote Outdoor Unit-Air-Source) | HH824E2S11 |  |  | CTF30A5ADS1 | TM9Y040A10MP11 | 23000 | 17 | 9 | 23000 | 18000 | 78.26% | 2 | 0 | 12 |  |  |  | No | R-454B | 1.9167 | Residential & Commercial | Ducted CEE Tier 1
214239889 | Central HP <5.4 tons | DAY & NIGHT | HRCU-A-CB (Split System: Heat Pump with Remote Outdoor Unit-Air-Source) | CVH837GKA** |  |  | EN(A,D,W)4X48L21**+WALLCON | *80CTL1102120B* | 32400 | 17 | 8.1 | 32600 | 24600 | 75.46% | 1.96 | 0 | 11.5 |  |  |  | No | R-410A | 2.7 | Residential & Commercial | Ducted CEE Tier 1
211244749 | Central HP <5.4 tons | KEEPRITE | HRCU-A-CB (Split System: Heat Pump with Remote Outdoor Unit-Air-Source) | DLCURAH24ABK |  |  | EN(A,D)4X30L17** | *92ESN0801716A* | 24200 | 17 | 8.1 | 26200 | 22800 | 87.02% | 1.88 | 0 | 10.5 |  |  |  | No | R-410A | 2.0167 | Residential & Commercial | Ducted CEE Tier 1
214572945 | Central HP <5.4 tons | KEEPRITE | HRCU-A-CB (Split System: Heat Pump with Remote Outdoor Unit-Air-Source) | CVH837GKA** |  |  | EA*4X60L24A*+WALLCON | *96CTN0802120B* | 32800 | 18 | 8.5 | 31600 | 24600 | 77.85% | 2 | 0 | 11.5 |  |  |  | No | R-410A | 2.7333 | Residential & Commercial | Ducted CEE Tier 1
214572675 | Central HP <5.4 tons | KEEPRITE | HRCU-A-CB (Split System: Heat Pump with Remote Outdoor Unit-Air-Source) | CVH837GKA** |  |  | EA*4X42L24A*+WALLCON | *95CSU1002122B* | 31800 | 17.5 | 8.5 | 32800 | 24400 | 74.39% | 1.9 | 0 | 11 |  |  |  | No | R-410A | 2.65 | Residential & Commercial | Ducted CEE Tier 1
214572645 | Central HP <5.4 tons | KEEPRITE | HRCU-A-CB (Split System: Heat Pump with Remote Outdoor Unit-Air-Source) | CVH837GKA** |  |  | EA*4X42L21A*+WALLCON | *96CTN0802120B* | 31800 | 17.5 | 8.5 | 32800 | 24400 | 74.39% | 1.9 | 0 | 11 |  |  |  | No | R-410A | 2.65 | Residential & Commercial | Ducted CEE Tier 1
212983564 | Central HP <5.4 tons | KEEPRITE | HRCU-A-CB (Split System: Heat Pump with Remote Outdoor Unit-Air-Source) | DLCURAH24ABK |  |  | EA*4X36L17A* | *92MSN0601412A* | 24000 | 17 | 8.5 | 26400 | 23400 | 88.64% | 1.94 | 0 | 10 |  |  |  | No | R-410A | 2 | Residential & Commercial | Ducted CEE Tier 1
214075502 | Central HP <5.4 tons | RHEEM | HRCU-A-CB (Split System: Heat Pump with Remote Outdoor Unit-Air-Source) | RD17AZ24AJ3N |  |  | RCFZ2417MTANM | R921V0703A17M4S | 22600 | 17 | 9.5 | 22600 | 16900 | 74.78% | 2 | 0 | 11.2 |  |  |  | No | R-410A | 1.8833 | Residential & Commercial | Ducted CEE Tier 1
214075409 | Central HP <5.4 tons | RHEEM | HRCU-A-CB (Split System: Heat Pump with Remote Outdoor Unit-Air-Source) | RD17AZ24AJ3N |  |  | RCFZ2417MTANM | R802V0504A17UHS | 22600 | 17 | 9.5 | 22600 | 16900 | 74.78% | 2 | 0 | 11.2 |  |  |  | No | R-410A | 1.8833 | Residential & Commercial | Ducted CEE Tier 1
214573545 | Central HP <5.4 tons | KEEPRITE | HRCU-A-CB (Split System: Heat Pump with Remote Outdoor Unit-Air-Source) | CVH837GKA** |  |  | EN(A,D)4X48L24**+WALLCON | *96CTN0802120B* | 32400 | 17.5 | 8.5 | 32600 | 24800 | 76.07% | 1.98 | 0 | 11.5 |  |  |  | No | R-410A | 2.7 | Residential & Commercial | Ducted CEE Tier 1
214573195 | Central HP <5.4 tons | KEEPRITE | HRCU-A-CB (Split System: Heat Pump with Remote Outdoor Unit-Air-Source) | CVH837GKA** |  |  | EHD4X48AAL+WALLCON | *80CTL0702120B* | 32600 | 17.5 | 8.5 | 32800 | 25000 | 76.22% | 1.98 | 0 | 11 |  |  |  | No | R-410A | 2.7167 | Residential & Commercial | Ducted CEE Tier 1
214572795 | Central HP <5.4 tons | KEEPRITE | HRCU-A-CB (Split System: Heat Pump with Remote Outdoor Unit-Air-Source) | CVH837GKA** |  |  | EA*4X48L21A*+WALLCON | *95CSU1002122B* | 32400 | 17.5 | 8.5 | 32400 | 24800 | 76.54% | 2 | 0 | 11.5 |  |  |  | No | R-410A | 2.7 | Residential & Commercial | Ducted CEE Tier 1
212979925 | Central HP <5.4 tons | KEEPRITE | HRCU-A-CB (Split System: Heat Pump with Remote Outdoor Unit-Air-Source) | DLCURAH24ABK |  |  | EN(A,D,W)4X36L17** | *80MS(N,L)0901714A* | 23600 | 17 | 8.5 | 26400 | 24400 | 92.42% | 2.02 | 0 | 10.5 |  |  |  | No | R-410A | 1.9667 | Residential & Commercial | Ducted CEE Tier 1
212981780 | Central HP <5.4 tons | KEEPRITE | HRCU-A-CB (Split System: Heat Pump with Remote Outdoor Unit-Air-Source) | DLCURAH24ABK |  |  | EN(A,D)4X24L17** | *80MSU1002120A* | 23200 | 16 | 8.5 | 27000 | 25000 | 92.59% | 2.08 | 0 | 10 |  |  |  | No | R-410A | 1.9333 | Residential & Commercial | Ducted CEE Tier 1
214243023 | Central HP <5.4 tons | KENMORE | HRCU-A-CB (Split System: Heat Pump with Remote Outdoor Unit-Air-Source) | (C,H,T)VH825GKA2* |  |  | EN(A,D,W)4X42L21**+WALLCON | *97CMN0601714B* | 23600 | 16 | 8.1 | 21600 | 16700 | 77.31% | 1.94 | 0 | 11 |  |  |  | No | R-410A | 1.9667 | Residential & Commercial | Ducted CEE Tier 1
212984121 | Central HP <5.4 tons | CARRIER | HRCU-A-CB (Split System: Heat Pump with Remote Outdoor Unit-Air-Source) | 38MURAQ24AB3* |  |  | CNPV*3017AL* | 59SC2E060M17**14 | 23600 | 17 | 8.5 | 26400 | 24400 | 92.42% | 2.02 | 0 | 10.5 |  |  |  | No | R-410A | 1.9667 | Residential & Commercial | Ducted CEE Tier 1
212984673 | Central HP <5.4 tons | CARRIER | HRCU-A-CB (Split System: Heat Pump with Remote Outdoor Unit-Air-Source) | 38MURAQ24AB3* |  |  | CNPV*3617AL* | 59SC2E080M17**16 | 23600 | 17.5 | 8.5 | 26200 | 24600 | 93.89% | 2.04 | 0 | 10.5 |  |  |  | No | R-410A | 1.9667 | Residential & Commercial | Ducted CEE Tier 1
212985843 | Central HP <5.4 tons | CARRIER | HRCU-A-CB (Split System: Heat Pump with Remote Outdoor Unit-Air-Source) | 38MURAQ24AB3* |  |  | CNPV*3014AL* | 59SC6A026M14**10 | 23400 | 16 | 8.1 | 26000 | 24000 | 92.31% | 1.98 | 0 | 10 |  |  |  | No | R-410A | 1.95 | Residential & Commercial | Ducted CEE Tier 1
212986897 | Central HP <5.4 tons | CARRIER | HRCU-A-CB (Split System: Heat Pump with Remote Outdoor Unit-Air-Source) | 38MURAQ24AB3* |  |  | CAP**3017AL* | 59SC6A060M14**12 | 23600 | 16.5 | 8.5 | 26200 | 24200 | 92.37% | 2 | 0 | 10 |  |  |  | No | R-410A | 1.9667 | Residential & Commercial | Ducted CEE Tier 1
212986947 | Central HP <5.4 tons | CARRIER | HRCU-A-CB (Split System: Heat Pump with Remote Outdoor Unit-Air-Source) | 38MURAQ24AB3* |  |  | CNPV*3014AL* | 59SC6A060M14**12 | 23400 | 16.5 | 8.1 | 26400 | 24600 | 93.18% | 2.04 | 0 | 10 |  |  |  | No | R-410A | 1.95 | Residential & Commercial | Ducted CEE Tier 1
212987483 | Central HP <5.4 tons | CARRIER | HRCU-A-CB (Split System: Heat Pump with Remote Outdoor Unit-Air-Source) | 38MURAQ24AB3* |  |  | CNPV*3621AL* | 59SC6A080M17**16 | 23800 | 17 | 8.5 | 26400 | 24000 | 90.91% | 1.98 | 0 | 10.5 |  |  |  | No | R-410A | 1.9833 | Residential & Commercial | Ducted CEE Tier 1
215935190 | Central HP <5.4 tons | DAY & NIGHT | HRCU-A-CB (Split System: Heat Pump with Remote Outdoor Unit-Air-Source) | C5H3V36*K*AAA* |  |  | EVM5X60M21A*+WALLCON | *80CTL0701716B* | 35400 | 21.5 | 8.5 | 38500 | 29000 | 75.32% | 2.02 | 0 | 12 |  |  |  | No | R-454B | 2.95 | Residential & Commercial | Ducted CEE Tier 1
215932170 | Central HP <5.4 tons | DAY & NIGHT | HRCU-A-CB (Split System: Heat Pump with Remote Outdoor Unit-Air-Source) | C5H3V36*K*AAA* |  |  | EA*5X37M21A*+WALLCON | *97CMN0601714B* | 33600 | 19.5 | 9.5 | 34200 | 26200 | 76.61% | 2.06 | 0 | 11 |  |  |  | No | R-454B | 2.8 | Residential & Commercial | Ducted CEE Tier 1
215932160 | Central HP <5.4 tons | DAY & NIGHT | HRCU-A-CB (Split System: Heat Pump with Remote Outdoor Unit-Air-Source) | C5H3V36*K*AAA* |  |  | EA*5X37M17A*+WALLCON | *96CTN0601714B* | 33200 | 19 | 9.5 | 34400 | 26400 | 76.74% | 2.06 | 0 | 10.5 |  |  |  | No | R-454B | 2.7667 | Residential & Commercial | Ducted CEE Tier 1
214242233 | Central HP <5.4 tons | KENMORE | HRCU-A-CB (Split System: Heat Pump with Remote Outdoor Unit-Air-Source) | (C,H,T)VH825GKA3* |  |  | EN(A,D,W)4X48L21**+WALLCON | *80CTL0901716B* | 24200 | 17 | 8.1 | 21200 | 16600 | 78.3% | 2 | 0 | 11 |  |  |  | No | R-410A | 2.0167 | Residential & Commercial | Ducted CEE Tier 1
214239861 | Central HP <5.4 tons | KENMORE | HRCU-A-CB (Split System: Heat Pump with Remote Outdoor Unit-Air-Source) | (C,H,T)VH837GKA** |  |  | EN(A,D,W)4X48L21**+WALLCON | *80CTL0701716B* | 32200 | 17 | 8.1 | 32800 | 24800 | 75.61% | 1.94 | 0 | 11.5 |  |  |  | No | R-410A | 2.6833 | Residential & Commercial | Ducted CEE Tier 1
214242333 | Central HP <5.4 tons | KENMORE | HRCU-A-CB (Split System: Heat Pump with Remote Outdoor Unit-Air-Source) | (C,H,T)VH825GKA3* |  |  | EN(A,D)4X48L24**+WALLCON | *80CTL0902120B* | 24200 | 17 | 8.1 | 21200 | 16600 | 78.3% | 2 | 0 | 11 |  |  |  | No | R-410A | 2.0167 | Residential & Commercial | Ducted CEE Tier 1
214241633 | Central HP <5.4 tons | KENMORE | HRCU-A-CB (Split System: Heat Pump with Remote Outdoor Unit-Air-Source) | (C,H,T)VH825GKA3* |  |  | EN(A,D)4X24L17**+WALLCON | *96CTN0601714B* | 23200 | 15.5 | 8.1 | 22200 | 16900 | 76.13% | 1.9 | 0 | 10.5 |  |  |  | No | R-410A | 1.9333 | Residential & Commercial | Ducted CEE Tier 1
214241833 | Central HP <5.4 tons | KENMORE | HRCU-A-CB (Split System: Heat Pump with Remote Outdoor Unit-Air-Source) | (C,H,T)VH825GKA3* |  |  | EN(A,D,W)4X36L17**+WALLCON | *97CMN0801714B* | 23400 | 16.5 | 8.1 | 21600 | 16700 | 77.31% | 1.9 | 0 | 10.5 |  |  |  | No | R-410A | 1.95 | Residential & Commercial | Ducted CEE Tier 1
214239641 | Central HP <5.4 tons | KENMORE | HRCU-A-CB (Split System: Heat Pump with Remote Outdoor Unit-Air-Source) | (C,H,T)VH837GKA** |  |  | END4X42L17**+WALLCON | *80CTL0451712B* | 31800 | 16.5 | 8.1 | 33400 | 25000 | 74.85% | 1.86 | 0 | 11 |  |  |  | No | R-410A | 2.65 | Residential & Commercial | Ducted CEE Tier 1
214397288 | Central HP <5.4 tons | FRASER-JOHNSTON | HRCU-A-CB (Split System: Heat Pump with Remote Outdoor Unit-Air-Source) | HH836E2S11 |  |  | CTF36B5CDS1 | TM9E080B12MP12 | 33600 | 18 | 8.5 | 31800 | 26000 | 81.76% | 2 | 0 | 11 |  |  |  | No | R-454B | 2.8 | Residential & Commercial | Ducted CEE Tier 1
214397372 | Central HP <5.4 tons | FRASER-JOHNSTON | HRCU-A-CB (Split System: Heat Pump with Remote Outdoor Unit-Air-Source) | HH836E2S11 |  |  | CTF48C5CFS1 | TM9V100C20MP12 | 34200 | 18 | 9 | 32600 | 25800 | 79.14% | 2 | 0 | 11 |  |  |  | No | R-454B | 2.85 | Residential & Commercial | Ducted CEE Tier 1
214396953 | Central HP <5.4 tons | FRASER-JOHNSTON | HRCU-A-CB (Split System: Heat Pump with Remote Outdoor Unit-Air-Source) | HH836E2S11 |  |  | CTF48C5CFS1 | TMLE120C20MP11 | 34400 | 17 | 8.5 | 32400 | 25600 | 79.01% | 2 | 0 | 11 |  |  |  | No | R-454B | 2.8667 | Residential & Commercial | Ducted CEE Tier 1
214397246 | Central HP <5.4 tons | FRASER-JOHNSTON | HRCU-A-CB (Split System: Heat Pump with Remote Outdoor Unit-Air-Source) | HH836E2S11 |  |  | CTF36B5CDS1 | TMLE100B12MP11 | 33200 | 18 | 8.5 | 31200 | 25200 | 80.77% | 2 | 0 | 11 |  |  |  | No | R-454B | 2.7667 | Residential & Commercial | Ducted CEE Tier 1
214396403 | Central HP <5.4 tons | FRASER-JOHNSTON | HRCU-A-CB (Split System: Heat Pump with Remote Outdoor Unit-Air-Source) | HH836E2S11 |  |  | CTF36C5CDS1 | TM9V100C20MP12 | 34600 | 18 | 8.5 | 33000 | 27200 | 82.42% | 2 | 0 | 10 |  |  |  | No | R-454B | 2.8833 | Residential & Commercial | Ducted CEE Tier 1
214396383 | Central HP <5.4 tons | FRASER-JOHNSTON | HRCU-A-CB (Split System: Heat Pump with Remote Outdoor Unit-Air-Source) | HH836E2S11 |  |  | CTM48C5CFS1 | TM8Y080C16MP11 | 33800 | 19 | 9 | 31800 | 25400 | 79.87% | 2 | 0 | 11 |  |  |  | No | R-454B | 2.8167 | Residential & Commercial | Ducted CEE Tier 1
214396465 | Central HP <5.4 tons | FRASER-JOHNSTON | HRCU-A-CB (Split System: Heat Pump with Remote Outdoor Unit-Air-Source) | HH836E2S11 |  |  | CTF36C5CDS1 | TM8Y100C20MP11 | 33600 | 18 | 8.5 | 31000 | 25200 | 81.29% | 2 | 0 | 11.7 |  |  |  | No | R-454B | 2.8 | Residential & Commercial | Ducted CEE Tier 1
214396515 | Central HP <5.4 tons | FRASER-JOHNSTON | HRCU-A-CB (Split System: Heat Pump with Remote Outdoor Unit-Air-Source) | HH836E2S11 |  |  | CTM48C5CFS1 | TM8Y100C20MP11 | 34600 | 19 | 9 | 32600 | 25800 | 79.14% | 2 | 0 | 11 |  |  |  | No | R-454B | 2.8833 | Residential & Commercial | Ducted CEE Tier 1
214244053 | Central HP <5.4 tons | CARRIER | HRCU-A-CB (Split System: Heat Pump with Remote Outdoor Unit-Air-Source) | 25VNA424A*031* |  |  | CNPV*4217AL*+UI | 59MN7C060C17**14 | 23600 | 19.5 | 10 | 26600 | 19900 | 74.81% | 2.44 | 0 | 13 |  |  |  | No | R-410A | 1.9667 | Residential & Commercial | Ducted CEE Tier 1
214239391 | Central HP <5.4 tons | KENMORE | HRCU-A-CB (Split System: Heat Pump with Remote Outdoor Unit-Air-Source) | (C,H,T)VH837GKA2* |  |  | EN(A,D,W)4X60L24**+WALLCON | *97CMN1002122B* | 32800 | 17.5 | 8.1 | 32200 | 24600 | 76.4% | 1.96 | 0 | 12 |  |  |  | No | R-410A | 2.7333 | Residential & Commercial | Ducted CEE Tier 1
214239041 | Central HP <5.4 tons | KENMORE | HRCU-A-CB (Split System: Heat Pump with Remote Outdoor Unit-Air-Source) | (C,H,T)VH837GKA2* |  |  | END4X42L17**+WALLCON | *96CTN0801714B* | 32000 | 16.5 | 8.1 | 33000 | 24800 | 75.15% | 1.9 | 0 | 11 |  |  |  | No | R-410A | 2.6667 | Residential & Commercial | Ducted CEE Tier 1
214238881 | Central HP <5.4 tons | KENMORE | HRCU-A-CB (Split System: Heat Pump with Remote Outdoor Unit-Air-Source) | (C,H,T)VH837GKA2* |  |  | EN(A,D)4X36L21**+WALLCON | *80CTL1102120B* | 31400 | 16.5 | 8.1 | 33000 | 24000 | 72.73% | 1.82 | 0 | 11 |  |  |  | No | R-410A | 2.6167 | Residential & Commercial | Ducted CEE Tier 1
214396581 | Central HP <5.4 tons | FRASER-JOHNSTON | HRCU-A-CB (Split System: Heat Pump with Remote Outdoor Unit-Air-Source) | HH860E2S11 |  |  | CTF60C5CGS1+JMC16C2SN1 |  | 45000 | 19 | 9 | 45000 | 33600 | 74.67% | 2 | 0 | 12 |  |  |  | No | R-454B | 3.75 | Residential & Commercial | Ducted CEE Tier 1
214396732 | Central HP <5.4 tons | FRASER-JOHNSTON | HRCU-A-CB (Split System: Heat Pump with Remote Outdoor Unit-Air-Source) | HH860E2S11 |  |  | CTF60C5CHS1 | TL8E100C20UH11 | 53000 | 19 | 9 | 53500 | 38500 | 71.96% | 2 | 0 | 11.7 |  |  |  | No | R-454B | 4.4167 | Residential & Commercial | Ducted CEE Tier 1
214397017 | Central HP <5.4 tons | FRASER-JOHNSTON | HRCU-A-CB (Split System: Heat Pump with Remote Outdoor Unit-Air-Source) | HH860E2S11 |  |  | JHC48D5CG2SS1 |  | 45000 | 19 | 9 | 45000 | 33600 | 74.67% | 2 | 0 | 12 |  |  |  | No | R-454B | 3.75 | Residential & Commercial | Ducted CEE Tier 1
214243251 | Central HP <5.4 tons | DAY & NIGHT | HRCU-A-CB (Split System: Heat Pump with Remote Outdoor Unit-Air-Source) | CVH825GKA2* |  |  | EN(A,D)4X48L24**+WALLCON | *96CTN1002122B* | 24200 | 17 | 8.1 | 21200 | 16600 | 78.3% | 2.02 | 0 | 11.5 |  |  |  | No | R-410A | 2.0167 | Residential & Commercial | Ducted CEE Tier 1
214242581 | Central HP <5.4 tons | DAY & NIGHT | HRCU-A-CB (Split System: Heat Pump with Remote Outdoor Unit-Air-Source) | CVH825GKA2* |  |  | EN(A,D)4X30L17**+WALLCON | *95CSU0601716B* | 23400 | 16.5 | 8.1 | 21600 | 16700 | 77.31% | 1.92 | 0 | 10.5 |  |  |  | No | R-410A | 1.95 | Residential & Commercial | Ducted CEE Tier 1
214242781 | Central HP <5.4 tons | DAY & NIGHT | HRCU-A-CB (Split System: Heat Pump with Remote Outdoor Unit-Air-Source) | CVH825GKA2* |  |  | EN(A,D)4X36L21**+WALLCON | *80CTL1102120B* | 23600 | 16.5 | 8.1 | 21600 | 16700 | 77.31% | 1.92 | 0 | 11 |  |  |  | No | R-410A | 1.9667 | Residential & Commercial | Ducted CEE Tier 1
214243081 | Central HP <5.4 tons | DAY & NIGHT | HRCU-A-CB (Split System: Heat Pump with Remote Outdoor Unit-Air-Source) | CVH825GKA2* |  |  | EN(A,D,W)4X48L21**+WALLCON | *80CTL0451712B* | 24000 | 16.5 | 8.1 | 21400 | 16700 | 78.04% | 2 | 0 | 11 |  |  |  | No | R-410A | 2 | Residential & Commercial | Ducted CEE Tier 1
214243231 | Central HP <5.4 tons | DAY & NIGHT | HRCU-A-CB (Split System: Heat Pump with Remote Outdoor Unit-Air-Source) | CVH825GKA2* |  |  | EN(A,D)4X48L24**+WALLCON | *97CMN1002122B* | 24200 | 17 | 8.1 | 21200 | 16600 | 78.3% | 2.02 | 0 | 11.5 |  |  |  | No | R-410A | 2.0167 | Residential & Commercial | Ducted CEE Tier 1
215931792 | Central HP <5.4 tons | KENMORE | HRCU-A-CB (Split System: Heat Pump with Remote Outdoor Unit-Air-Source) | (C,H,T)5H3V60*K*AAA* |  |  | EA*5X61M24A*+WALLCON | *96CTN1202422B* | 57000 | 18.5 | 8.5 | 60500 | 46500 | 76.86% | 2.02 | 0 | 11.5 |  |  |  | No | R-454B | 4.75 | Residential & Commercial | Ducted CEE Tier 1
215931592 | Central HP <5.4 tons | KENMORE | HRCU-A-CB (Split System: Heat Pump with Remote Outdoor Unit-Air-Source) | (C,H,T)5H3V60*K*AAA* |  |  | EA*5X60M24A*+WALLCON | *95CSU1002122B* | 56000 | 18.5 | 8.5 | 60500 | 45500 | 75.21% | 2.08 | 0 | 11.5 |  |  |  | No | R-454B | 4.6667 | Residential & Commercial | Ducted CEE Tier 1
214573905 | Central HP <5.4 tons | KEEPRITE | HRCU-A-CB (Split System: Heat Pump with Remote Outdoor Unit-Air-Source) | CVH837GKA2* |  |  | EA*4X43L21A*+WALLCON | *96CTN0802120B* | 33000 | 18.5 | 8.5 | 32600 | 25000 | 76.69% | 2 | 0 | 11.5 |  |  |  | No | R-410A | 2.75 | Residential & Commercial | Ducted CEE Tier 1
214573655 | Central HP <5.4 tons | KEEPRITE | HRCU-A-CB (Split System: Heat Pump with Remote Outdoor Unit-Air-Source) | CVH837GKA2* |  |  | EA*4X36L21A*+WALLCON | *97CMN0802120B* | 31600 | 17 | 8.1 | 33000 | 24200 | 73.33% | 1.86 | 0 | 11 |  |  |  | No | R-410A | 2.6333 | Residential & Commercial | Ducted CEE Tier 1
215935090 | Central HP <5.4 tons | DAY & NIGHT | HRCU-A-CB (Split System: Heat Pump with Remote Outdoor Unit-Air-Source) | C5H3V36*K*AAA* |  |  | EVM5X49M21A*+WALLCON | *97CMN0602120B* | 35400 | 21 | 8.5 | 38500 | 29000 | 75.32% | 2.02 | 0 | 12 |  |  |  | No | R-454B | 2.95 | Residential & Commercial | Ducted CEE Tier 1
215935240 | Central HP <5.4 tons | DAY & NIGHT | HRCU-A-CB (Split System: Heat Pump with Remote Outdoor Unit-Air-Source) | C5H3V36*K*AAA* |  |  | EVM5X60M21A*+WALLCON | *95CSU0601716B* | 35400 | 21.5 | 8.5 | 38500 | 29000 | 75.32% | 2.02 | 0 | 12 |  |  |  | No | R-454B | 2.95 | Residential & Commercial | Ducted CEE Tier 1
215931970 | Central HP <5.4 tons | DAY & NIGHT | HRCU-A-CB (Split System: Heat Pump with Remote Outdoor Unit-Air-Source) | C5H3V36*K*AAA* |  |  | EA*5X25M17A*+WALLCON | *97CMN0601714B* | 33400 | 19 | 9.5 | 34400 | 26200 | 76.16% | 2.04 | 0 | 10.5 |  |  |  | No | R-454B | 2.7833 | Residential & Commercial | Ducted CEE Tier 1
214609075 | Central HP <5.4 tons | FRASER-JOHNSTON | HRCU-A-CB (Split System: Heat Pump with Remote Outdoor Unit-Air-Source) | HH824E2S11 |  |  | CTM36B5ADS1 | Z9ES060B12SMPS1 | 23000 | 17 | 9.5 | 23000 | 18600 | 80.87% | 2 | 0 | 12 |  |  |  | No | R-454B | 1.9167 | Residential & Commercial | Ducted CEE Tier 1
214097644 | Central HP <5.4 tons | RHEEM | HRCU-A-CB (Split System: Heat Pump with Remote Outdoor Unit-Air-Source) | RD17AZ48AJ3N |  |  | RCFZ6024SEANM | R951V1155A24M4S | 45500 | 17 | 8.1 | 45500 | 40000 | 87.91% | 2.1 | 0 | 10 |  |  |  | No | R-410A | 3.7917 | Residential & Commercial | Ducted CEE Tier 1
214097646 | Central HP <5.4 tons | RHEEM | HRCU-A-CB (Split System: Heat Pump with Remote Outdoor Unit-Air-Source) | RD17AZ48AJ3N |  |  | RCFZ6024SEANM | R951V1005A21UHU | 45500 | 16 | 8.1 | 45500 | 40500 | 89.01% | 2.1 | 0 | 10 |  |  |  | No | R-410A | 3.7917 | Residential & Commercial | Ducted CEE Tier 1
214097662 | Central HP <5.4 tons | RHEEM | HRCU-A-CB (Split System: Heat Pump with Remote Outdoor Unit-Air-Source) | RD17AZ48AJ3N |  |  | RCFZ6024SEANM | R802VA125524Z | 45500 | 17 | 8.1 | 45500 | 40000 | 87.91% | 2.1 | 0 | 10 |  |  |  | No | R-410A | 3.7917 | Residential & Commercial | Ducted CEE Tier 1
214396665 | Central HP <5.4 tons | FRASER-JOHNSTON | HRCU-A-CB (Split System: Heat Pump with Remote Outdoor Unit-Air-Source) | HH824E2S11 |  |  | CTF36B5ADS1 | TL9E060B12UH11 | 23000 | 18 | 9.5 | 23000 | 18900 | 82.17% | 2 | 0 | 12 |  |  |  | No | R-454B | 1.9167 | Residential & Commercial | Ducted CEE Tier 1
214396720 | Central HP <5.4 tons | FRASER-JOHNSTON | HRCU-A-CB (Split System: Heat Pump with Remote Outdoor Unit-Air-Source) | HH824E2S11 |  |  | CTM30B5ACS1 | TP9C060B12MP13 | 23000 | 17 | 9.5 | 23000 | 18000 | 78.26% | 2 | 0 | 12 |  |  |  | No | R-454B | 1.9167 | Residential & Commercial | Ducted CEE Tier 1
214584616 | Central HP <5.4 tons | COLEMAN | HRCU-A-CB (Split System: Heat Pump with Remote Outdoor Unit-Air-Source) | HH824E2S11 |  |  | CTF36B5ADS1 | Z8ES080B12SMPS1 | 23000 | 19 | 9.5 | 23000 | 18600 | 80.87% | 2 | 0 | 12 |  |  |  | No | R-454B | 1.9167 | Residential & Commercial | Ducted CEE Tier 1
214397152 | Central HP <5.4 tons | FRASER-JOHNSTON | HRCU-A-CB (Split System: Heat Pump with Remote Outdoor Unit-Air-Source) | HH824E2S11 |  |  | CTF30B5ACS1 | TM8V080B12MP12 | 23000 | 17 | 9.5 | 23000 | 17900 | 77.83% | 2 | 0 | 12 |  |  |  | No | R-454B | 1.9167 | Residential & Commercial | Ducted CEE Tier 1
215937974 | Central HP <5.4 tons | CARRIER | HRCU-A-CB (Split System: Heat Pump with Remote Outdoor Unit-Air-Source) | 27VNA348A*030* |  |  | CVAVA4824XMA*+UI | 59TN6C100C21**22 | 44500 | 20 | 8.1 | 52000 | 38000 | 73.08% | 1.9 | 0 | 11 |  |  |  | No | R-454B | 3.7083 | Residential & Commercial | Ducted CEE Tier 1
214243073 | Central HP <5.4 tons | KENMORE | HRCU-A-CB (Split System: Heat Pump with Remote Outdoor Unit-Air-Source) | (C,H,T)VH825GKA2* |  |  | EN(A,D,W)4X42L21**+WALLCON | *96CTN1002122B* | 23800 | 16.5 | 8.1 | 21400 | 16600 | 77.57% | 1.96 | 0 | 11 |  |  |  | No | R-410A | 1.9833 | Residential & Commercial | Ducted CEE Tier 1
214242723 | Central HP <5.4 tons | KENMORE | HRCU-A-CB (Split System: Heat Pump with Remote Outdoor Unit-Air-Source) | (C,H,T)VH825GKA2* |  |  | EN(A,D,W)4X36L17**+WALLCON | *96CTN0601714B* | 23400 | 16 | 8.1 | 21600 | 16800 | 77.78% | 1.9 | 0 | 10.5 |  |  |  | No | R-410A | 1.95 | Residential & Commercial | Ducted CEE Tier 1
215931860 | Central HP <5.4 tons | DAY & NIGHT | HRCU-A-CB (Split System: Heat Pump with Remote Outdoor Unit-Air-Source) | C5H3V60*K*AAA* |  |  | ESH5X60M12A*+WALLCON | *95CSU1002122B* | 56500 | 18 | 8.1 | 61000 | 45500 | 74.59% | 2 | 0 | 11.5 |  |  |  | No | R-454B | 4.7083 | Residential & Commercial | Ducted CEE Tier 1
214396797 | Central HP <5.4 tons | FRASER-JOHNSTON | HRCU-A-CB (Split System: Heat Pump with Remote Outdoor Unit-Air-Source) | HH836E2S11 |  |  | CTM36B5CDS1 | TM8E080B12MP11 | 33400 | 18 | 8.5 | 31600 | 26000 | 82.28% | 2 | 0 | 11 |  |  |  | No | R-454B | 2.7833 | Residential & Commercial | Ducted CEE Tier 1
214396817 | Central HP <5.4 tons | FRASER-JOHNSTON | HRCU-A-CB (Split System: Heat Pump with Remote Outdoor Unit-Air-Source) | HH836E2S11 |  |  | CTF36C5CDS1 | TL8E080C16UH11 | 34200 | 18 | 8.5 | 32200 | 26400 | 81.99% | 2 | 0 | 11 |  |  |  | No | R-454B | 2.85 | Residential & Commercial | Ducted CEE Tier 1
214397276 | Central HP <5.4 tons | FRASER-JOHNSTON | HRCU-A-CB (Split System: Heat Pump with Remote Outdoor Unit-Air-Source) | HH836E2S11 |  |  | CTF36C5CDS1 | TP9C080C16MP13 | 33800 | 18 | 8.5 | 31800 | 26000 | 81.76% | 2 | 0 | 11 |  |  |  | No | R-454B | 2.8167 | Residential & Commercial | Ducted CEE Tier 1
214397293 | Central HP <5.4 tons | FRASER-JOHNSTON | HRCU-A-CB (Split System: Heat Pump with Remote Outdoor Unit-Air-Source) | HH836E2S11 |  |  | CTF36B5CDS1+JME12B2SN1 |  | 33400 | 19 | 9 | 30400 | 24800 | 81.58% | 2 | 0 | 12 |  |  |  | No | R-454B | 2.7833 | Residential & Commercial | Ducted CEE Tier 1
214397377 | Central HP <5.4 tons | FRASER-JOHNSTON | HRCU-A-CB (Split System: Heat Pump with Remote Outdoor Unit-Air-Source) | HH836E2S11 |  |  | CTF48C5CFS1 | TP9C100C20MP13 | 34200 | 18 | 9 | 32600 | 25800 | 79.14% | 2 | 0 | 11 |  |  |  | No | R-454B | 2.85 | Residential & Commercial | Ducted CEE Tier 1
214397340 | Central HP <5.4 tons | FRASER-JOHNSTON | HRCU-A-CB (Split System: Heat Pump with Remote Outdoor Unit-Air-Source) | HH836E2S11 |  |  | CTM48C5CFS1 | TMLE080C20MP11 | 34600 | 18 | 8.5 | 32800 | 25800 | 78.66% | 2 | 0 | 11 |  |  |  | No | R-454B | 2.8833 | Residential & Commercial | Ducted CEE Tier 1
214397345 | Central HP <5.4 tons | FRASER-JOHNSTON | HRCU-A-CB (Split System: Heat Pump with Remote Outdoor Unit-Air-Source) | HH836E2S11 |  |  | CTM48C5CFS1+JMC17C2SN1 |  | 34000 | 19 | 9 | 31400 | 25000 | 79.62% | 2 | 0 | 11.7 |  |  |  | No | R-454B | 2.8333 | Residential & Commercial | Ducted CEE Tier 1
212971874 | Central HP <5.4 tons | CARRIER | HRCU-A-CB (Split System: Heat Pump with Remote Outdoor Unit-Air-Source) | 38MURAQ36AB3* |  |  | CAP**4821AL* | 58TP*B070V17**16 | 35600 | 16 | 8.5 | 37800 | 34800 | 92.06% | 2.02 | 0 | 10 |  |  |  | No | R-410A | 2.9667 | Residential & Commercial | Ducted CEE Tier 1
212974412 | Central HP <5.4 tons | CARRIER | HRCU-A-CB (Split System: Heat Pump with Remote Outdoor Unit-Air-Source) | 38MURAQ36AB3* |  |  | CAP**4821AL* | 59SP6B100V21**20 | 35800 | 16 | 8.5 | 37800 | 34800 | 92.06% | 2.02 | 0 | 10 |  |  |  | No | R-410A | 2.9833 | Residential & Commercial | Ducted CEE Tier 1
212973922 | Central HP <5.4 tons | CARRIER | HRCU-A-CB (Split System: Heat Pump with Remote Outdoor Unit-Air-Source) | 38MURAQ24AB3* |  |  | CNPV*3621AL* | 59SP6B080V17**16 | 23400 | 16.5 | 8.1 | 25800 | 24200 | 93.8% | 2 | 0 | 10 |  |  |  | No | R-410A | 1.95 | Residential & Commercial | Ducted CEE Tier 1
212974322 | Central HP <5.4 tons | CARRIER | HRCU-A-CB (Split System: Heat Pump with Remote Outdoor Unit-Air-Source) | 38MURAQ24AB3* |  |  | CAP**3721AL* | 59SP6B100V21**20 | 24800 | 17.5 | 8.5 | 25600 | 21200 | 82.81% | 1.8 | 0 | 10.5 |  |  |  | No | R-410A | 2.0667 | Residential & Commercial | Ducted CEE Tier 1
212975331 | Central HP <5.4 tons | CARRIER | HRCU-A-CB (Split System: Heat Pump with Remote Outdoor Unit-Air-Source) | 38MURAQ24AB3* |  |  | CNPV*2417AL* | 59TP6C040V17**12 | 23200 | 15.5 | 8.5 | 27000 | 25000 | 92.59% | 2.06 | 0 | 10 |  |  |  | No | R-410A | 1.9333 | Residential & Commercial | Ducted CEE Tier 1
214397211 | Central HP <5.4 tons | FRASER-JOHNSTON | HRCU-A-CB (Split System: Heat Pump with Remote Outdoor Unit-Air-Source) | HH860E2S11 |  |  | CTM60D5CJS1+JME18D2SN1 |  | 53500 | 19 | 9 | 54000 | 39000 | 72.22% | 2 | 0 | 11 |  |  |  | No | R-454B | 4.4583 | Residential & Commercial | Ducted CEE Tier 1
215853462 | Central HP <5.4 tons | COLEMAN | HRCU-A-CB (Split System: Heat Pump with Remote Outdoor Unit-Air-Source) | HH860E2S11 |  |  | CTM60D5CJS1 | TMLE130D20MP11 | 53500 | 18 | 9 | 55500 | 39500 | 71.17% | 2 | 0 | 11 |  |  |  | No | R-454B | 4.4583 | Residential & Commercial | Ducted CEE Tier 1
214397436 | Central HP <5.4 tons | FRASER-JOHNSTON | HRCU-A-CB (Split System: Heat Pump with Remote Outdoor Unit-Air-Source) | HH860E2S11 |  |  | CTM60C5CGS1 | TM8E080C16MP11 | 44500 | 18 | 9 | 45500 | 34200 | 75.16% | 2 | 0 | 11 |  |  |  | No | R-454B | 3.7083 | Residential & Commercial | Ducted CEE Tier 1
214397077 | Central HP <5.4 tons | FRASER-JOHNSTON | HRCU-A-CB (Split System: Heat Pump with Remote Outdoor Unit-Air-Source) | HH860E2S11 |  |  | CTM60D5CGS1 | TMLE130D20MP11 | 46000 | 17 | 9 | 47000 | 34800 | 74.04% | 2 | 0 | 11 |  |  |  | No | R-454B | 3.8333 | Residential & Commercial | Ducted CEE Tier 1
214397174 | Central HP <5.4 tons | FRASER-JOHNSTON | HRCU-A-CB (Split System: Heat Pump with Remote Outdoor Unit-Air-Source) | HH860E2S11 |  |  | CTM60D5CHS1+JME18D2SN1 |  | 54000 | 19 | 9 | 53500 | 38500 | 71.96% | 2 | 0 | 12 |  |  |  | No | R-454B | 4.5 | Residential & Commercial | Ducted CEE Tier 1
214396772 | Central HP <5.4 tons | FRASER-JOHNSTON | HRCU-A-CB (Split System: Heat Pump with Remote Outdoor Unit-Air-Source) | HH860E2S11 |  |  | CTF60D5CJS1 | TM8E130D20MP11 | 53500 | 18 | 9 | 55500 | 40000 | 72.07% | 2 | 0 | 11 |  |  |  | No | R-454B | 4.4583 | Residential & Commercial | Ducted CEE Tier 1
214397042 | Central HP <5.4 tons | FRASER-JOHNSTON | HRCU-A-CB (Split System: Heat Pump with Remote Outdoor Unit-Air-Source) | HH860E2S11 |  |  | CTM60C5CGS1 | TM8Y080C16MP11 | 44000 | 18 | 9 | 44000 | 33400 | 75.91% | 2 | 0 | 11.7 |  |  |  | No | R-454B | 3.6667 | Residential & Commercial | Ducted CEE Tier 1
214244021 | Central HP <5.4 tons | CARRIER | HRCU-A-CB (Split System: Heat Pump with Remote Outdoor Unit-Air-Source) | 25VNA424A*031* |  |  | CNPV*3617AL*+UI | 59TN6C080C17**14 | 23200 | 19.5 | 9.5 | 26800 | 20000 | 74.63% | 2.36 | 0 | 13 |  |  |  | No | R-410A | 1.9333 | Residential & Commercial | Ducted CEE Tier 1
214574015 | Central HP <5.4 tons | KEEPRITE | HRCU-A-CB (Split System: Heat Pump with Remote Outdoor Unit-Air-Source) | CVH837GKA2* |  |  | EA*4X48L24A*+WALLCON | *97CMN0802120B* | 32400 | 17.5 | 8.5 | 32400 | 25000 | 77.16% | 1.98 | 0 | 11 |  |  |  | No | R-410A | 2.7 | Residential & Commercial | Ducted CEE Tier 1
214075511 | Central HP <5.4 tons | RHEEM | HRCU-A-CB (Split System: Heat Pump with Remote Outdoor Unit-Air-Source) | RD17AZ24AJ3N |  |  | RCFZ2417MTANM | R802V0754A17DZ | 22600 | 17 | 9.5 | 22600 | 16800 | 74.34% | 2.1 | 0 | 11.2 |  |  |  | No | R-410A | 1.8833 | Residential & Commercial | Ducted CEE Tier 1
215864022 | Central HP <5.4 tons | Wells | HRCU-A-CB (Split System: Heat Pump with Remote Outdoor Unit-Air-Source) | WOS-18PRE/230 |  |  | WIAH-18MOC/230 |  | 18000 | 18 | 10 | 19500 | 18000 | 92.31% | 2.2 | 0 | 12 |  |  |  | No | R-454B | 1.5 | Residential & Commercial | Ducted CEE Tier 1
210532873 | Central HP <5.4 tons | BRYANT HEATING AND COOLING SYSTEMS | HRCU-A-CB (Split System: Heat Pump with Remote Outdoor Unit-Air-Source) | 284ANV048*0**B* |  |  | CAP**4824AL*+UI | 987MB66100C21*** | 44000 | 21 | 9.5 | 46500 | 36400 | 78.28% | 2.28 | 0 | 12 |  |  |  | No | R-410A | 3.6667 | Residential & Commercial | Ducted CEE Tier 1
212383483 | Central HP <5.4 tons | AIRQUEST | HRCU-A-CB (Split System: Heat Pump with Remote Outdoor Unit-Air-Source) | DLCURAH36ABK |  |  | EA*4X48L21A* | *80ES(N,L)0701716A* | 35600 | 16 | 8.5 | 37800 | 34600 | 91.53% | 2.04 | 0 | 10 |  |  |  | No | R-410A | 2.9667 | Residential & Commercial | Ducted CEE Tier 1
212384315 | Central HP <5.4 tons | AIRQUEST | HRCU-A-CB (Split System: Heat Pump with Remote Outdoor Unit-Air-Source) | DLCURAH36ABK |  |  | END4X42L17** | *92ESN0601714A* | 35800 | 16 | 8.1 | 39000 | 35000 | 89.74% | 1.96 | 0 | 10 |  |  |  | No | R-410A | 2.9833 | Residential & Commercial | Ducted CEE Tier 1
211226913 | Central HP <5.4 tons | COMFORTMAKER | HRCU-A-CB (Split System: Heat Pump with Remote Outdoor Unit-Air-Source) | DLCURAH36ABK |  |  | EA*4X37L21A* | *80ESU0601716A | 37000 | 16 | 8.5 | 38500 | 34800 | 90.39% | 2.12 | 0 | 10 |  |  |  | No | R-410A | 3.0833 | Residential & Commercial | Ducted CEE Tier 1
214574185 | Central HP <5.4 tons | KEEPRITE | HRCU-A-CB (Split System: Heat Pump with Remote Outdoor Unit-Air-Source) | CVH837GKA2* |  |  | EA*4X61L24A*+WALLCON | *97CMN0602120B* | 33000 | 18 | 8.5 | 32000 | 25000 | 78.12% | 1.98 | 0 | 11.5 |  |  |  | No | R-410A | 2.75 | Residential & Commercial | Ducted CEE Tier 1
214574135 | Central HP <5.4 tons | KEEPRITE | HRCU-A-CB (Split System: Heat Pump with Remote Outdoor Unit-Air-Source) | CVH837GKA2* |  |  | EA*4X61L21A*+WALLCON | *97CMN0802120B* | 33200 | 17.5 | 8.5 | 32000 | 24800 | 77.5% | 2 | 0 | 11.5 |  |  |  | No | R-410A | 2.7667 | Residential & Commercial | Ducted CEE Tier 1
211227462 | Central HP <5.4 tons | COMFORTMAKER | HRCU-A-CB (Split System: Heat Pump with Remote Outdoor Unit-Air-Source) | DLCURAH36ABK |  |  | EA*4X42L21A* | *80VTL0701716A* | 35400 | 16 | 8.1 | 38500 | 35000 | 90.91% | 1.88 | 0 | 10 |  |  |  | No | R-410A | 2.95 | Residential & Commercial | Ducted CEE Tier 1
211227780 | Central HP <5.4 tons | COMFORTMAKER | HRCU-A-CB (Split System: Heat Pump with Remote Outdoor Unit-Air-Source) | DLCURAH36ABK |  |  | EA*4X42L24A* | *80ES(N,L)0902116A* | 35800 | 16 | 8.1 | 39500 | 35000 | 88.61% | 1.9 | 0 | 10 |  |  |  | No | R-410A | 2.9833 | Residential & Commercial | Ducted CEE Tier 1
211227879 | Central HP <5.4 tons | COMFORTMAKER | HRCU-A-CB (Split System: Heat Pump with Remote Outdoor Unit-Air-Source) | DLCURAH36ABK |  |  | EA*4X42L24A* | *80VSL0902420A* | 35200 | 16 | 8.1 | 38500 | 35000 | 90.91% | 1.88 | 0 | 10 |  |  |  | No | R-410A | 2.9333 | Residential & Commercial | Ducted CEE Tier 1
211225793 | Central HP <5.4 tons | CARRIER | HRCU-A-CB (Split System: Heat Pump with Remote Outdoor Unit-Air-Source) | 38MURAQ36AB3* |  |  | CAP**4221AL* | 58TP*A110V21**22 | 36200 | 15.5 | 8.1 | 39500 | 35200 | 89.11% | 1.92 | 0 | 10 |  |  |  | No | R-410A | 3.0167 | Residential & Commercial | Ducted CEE Tier 1
211225824 | Central HP <5.4 tons | CARRIER | HRCU-A-CB (Split System: Heat Pump with Remote Outdoor Unit-Air-Source) | 38MURAQ36AB3* |  |  | CAP**4224AL* | 58S(B,C)*A090E21**20 | 36000 | 16 | 8.1 | 39500 | 35000 | 88.61% | 1.92 | 0 | 10 |  |  |  | No | R-410A | 3 | Residential & Commercial | Ducted CEE Tier 1
211225826 | Central HP <5.4 tons | CARRIER | HRCU-A-CB (Split System: Heat Pump with Remote Outdoor Unit-Air-Source) | 38MURAQ36AB3* |  |  | CAP**4224AL* | 58S(B,C)*A110E21**20 | 35400 | 16 | 8.1 | 38500 | 35000 | 90.91% | 1.88 | 0 | 10 |  |  |  | No | R-410A | 2.95 | Residential & Commercial | Ducted CEE Tier 1
211228063 | Central HP <5.4 tons | COMFORTMAKER | HRCU-A-CB (Split System: Heat Pump with Remote Outdoor Unit-Air-Source) | DLCURAH36ABK |  |  | EA*4X42L24A* | *96VSN1002120A* | 35600 | 16 | 8.1 | 38500 | 35000 | 90.91% | 1.9 | 0 | 10 |  |  |  | No | R-410A | 2.9667 | Residential & Commercial | Ducted CEE Tier 1
211228316 | Central HP <5.4 tons | COMFORTMAKER | HRCU-A-CB (Split System: Heat Pump with Remote Outdoor Unit-Air-Source) | DLCURAH36ABK |  |  | EA*4X43L21A* | *80VSL0702120A* | 36200 | 16 | 8.5 | 38500 | 34800 | 90.39% | 2.06 | 0 | 10 |  |  |  | No | R-410A | 3.0167 | Residential & Commercial | Ducted CEE Tier 1
211228600 | Central HP <5.4 tons | COMFORTMAKER | HRCU-A-CB (Split System: Heat Pump with Remote Outdoor Unit-Air-Source) | DLCURAH36ABK |  |  | EA*4X43L21A* | *95ESU1002120A* | 36600 | 16 | 8.5 | 38500 | 34800 | 90.39% | 2.1 | 0 | 10 |  |  |  | No | R-410A | 3.05 | Residential & Commercial | Ducted CEE Tier 1
211228833 | Central HP <5.4 tons | COMFORTMAKER | HRCU-A-CB (Split System: Heat Pump with Remote Outdoor Unit-Air-Source) | DLCURAH36ABK |  |  | EA*4X48L21A* | *80VSL0701716A* | 35600 | 16 | 8.1 | 37800 | 34600 | 91.53% | 2.04 | 0 | 10 |  |  |  | No | R-410A | 2.9667 | Residential & Commercial | Ducted CEE Tier 1
211225841 | Central HP <5.4 tons | CARRIER | HRCU-A-CB (Split System: Heat Pump with Remote Outdoor Unit-Air-Source) | 38MURAQ36AB3* |  |  | CAP**4224AL* | 59SC2D080E21**20 | 35200 | 16.5 | 8.1 | 38500 | 35000 | 90.91% | 1.88 | 0 | 10 |  |  |  | No | R-410A | 2.9333 | Residential & Commercial | Ducted CEE Tier 1
211225857 | Central HP <5.4 tons | CARRIER | HRCU-A-CB (Split System: Heat Pump with Remote Outdoor Unit-Air-Source) | 38MURAQ36AB3* |  |  | CAP**4224AL* | 59TP6B100V21**20 | 35800 | 15.5 | 8.1 | 39500 | 35200 | 89.11% | 1.9 | 0 | 10 |  |  |  | No | R-410A | 2.9833 | Residential & Commercial | Ducted CEE Tier 1
211225858 | Central HP <5.4 tons | CARRIER | HRCU-A-CB (Split System: Heat Pump with Remote Outdoor Unit-Air-Source) | 38MURAQ36AB3* |  |  | CAP**4224AL* | 59TP6B100V21**22 | 35400 | 16.5 | 8.1 | 38500 | 35000 | 90.91% | 1.88 | 0 | 10 |  |  |  | No | R-410A | 2.95 | Residential & Commercial | Ducted CEE Tier 1
211225910 | Central HP <5.4 tons | CARRIER | HRCU-A-CB (Split System: Heat Pump with Remote Outdoor Unit-Air-Source) | 38MURAQ36AB3* |  |  | CAP**4321AL* | OVMAAB036098 | 36200 | 15.2 | 8.5 | 38500 | 35000 | 90.91% | 2.06 | 0 | 10 |  |  |  | No | R-410A | 3.0167 | Residential & Commercial | Ducted CEE Tier 1
211225924 | Central HP <5.4 tons | CARRIER | HRCU-A-CB (Split System: Heat Pump with Remote Outdoor Unit-Air-Source) | 38MURAQ36AB3* |  |  | CAP**4821AL* | 58SP*A070V17**16 | 35600 | 16 | 8.1 | 37800 | 34600 | 91.53% | 2.04 | 0 | 10 |  |  |  | No | R-410A | 2.9667 | Residential & Commercial | Ducted CEE Tier 1
211225941 | Central HP <5.4 tons | CARRIER | HRCU-A-CB (Split System: Heat Pump with Remote Outdoor Unit-Air-Source) | 38MURAQ36AB3* |  |  | CAP**4821AL* | 59SC2D100E21**20 | 35600 | 16.5 | 8.5 | 37800 | 34600 | 91.53% | 2.04 | 0 | 10 |  |  |  | No | R-410A | 2.9667 | Residential & Commercial | Ducted CEE Tier 1
211225958 | Central HP <5.4 tons | CARRIER | HRCU-A-CB (Split System: Heat Pump with Remote Outdoor Unit-Air-Source) | 38MURAQ36AB3* |  |  | CAP**4821AL* | 59TP6B080V21**20 | 35400 | 16 | 8.1 | 37800 | 34600 | 91.53% | 2.02 | 0 | 10 |  |  |  | No | R-410A | 2.95 | Residential & Commercial | Ducted CEE Tier 1
211225960 | Central HP <5.4 tons | CARRIER | HRCU-A-CB (Split System: Heat Pump with Remote Outdoor Unit-Air-Source) | 38MURAQ36AB3* |  |  | CAP**4821AL* | 59TP6B100V21**22 | 35800 | 16.5 | 8.5 | 37800 | 34600 | 91.53% | 2.04 | 0 | 10 |  |  |  | No | R-410A | 2.9833 | Residential & Commercial | Ducted CEE Tier 1
211225974 | Central HP <5.4 tons | CARRIER | HRCU-A-CB (Split System: Heat Pump with Remote Outdoor Unit-Air-Source) | 38MURAQ36AB3* |  |  | CAP**4824AL* | 58S(B,C)*A155E24**20 | 37000 | 16 | 8.5 | 38500 | 34800 | 90.39% | 2.12 | 0 | 10 |  |  |  | No | R-410A | 3.0833 | Residential & Commercial | Ducted CEE Tier 1
211225992 | Central HP <5.4 tons | CARRIER | HRCU-A-CB (Split System: Heat Pump with Remote Outdoor Unit-Air-Source) | 38MURAQ36AB3* |  |  | CAP**4824AL* | 59SC5B100E21**22 | 37400 | 15.5 | 8.5 | 38500 | 35000 | 90.91% | 2.14 | 0 | 10 |  |  |  | No | R-410A | 3.1167 | Residential & Commercial | Ducted CEE Tier 1
211226042 | Central HP <5.4 tons | CARRIER | HRCU-A-CB (Split System: Heat Pump with Remote Outdoor Unit-Air-Source) | 38MURAQ36AB3* |  |  | CNPV*4821AL* | 58SP*A090V21**20 | 35800 | 16.5 | 8.1 | 38500 | 34800 | 90.39% | 2 | 0 | 10 |  |  |  | No | R-410A | 2.9833 | Residential & Commercial | Ducted CEE Tier 1
211226058 | Central HP <5.4 tons | CARRIER | HRCU-A-CB (Split System: Heat Pump with Remote Outdoor Unit-Air-Source) | 38MURAQ36AB3* |  |  | CNPV*4821AL* | 59SC5B080E17**16 | 35600 | 15.5 | 8.1 | 38500 | 35000 | 90.91% | 2 | 0 | 10 |  |  |  | No | R-410A | 2.9667 | Residential & Commercial | Ducted CEE Tier 1
211226078 | Central HP <5.4 tons | CARRIER | HRCU-A-CB (Split System: Heat Pump with Remote Outdoor Unit-Air-Source) | 38MURAQ36AB3* |  |  | CNPV*4821AL* | OVMAAB036098 | 35800 | 15.5 | 8.1 | 38500 | 35000 | 90.91% | 2 | 0 | 10 |  |  |  | No | R-410A | 2.9833 | Residential & Commercial | Ducted CEE Tier 1
211226093 | Central HP <5.4 tons | CARRIER | HRCU-A-CB (Split System: Heat Pump with Remote Outdoor Unit-Air-Source) | 38MURAQ36AB3* |  |  | CNPV*4824AL* | 58SP*A110V24**22 | 36000 | 16.5 | 8.1 | 38500 | 34800 | 90.39% | 2.02 | 0 | 10 |  |  |  | No | R-410A | 3 | Residential & Commercial | Ducted CEE Tier 1
210720652 | Central HP <5.4 tons | BRYANT HEATING AND COOLING SYSTEMS | HRCU-A-CB (Split System: Heat Pump with Remote Outdoor Unit-Air-Source) | 284ANV036*0**B* |  |  | CAP**6121AL*+UI | 83*CA60100C21*** | 34400 | 19.5 | 9 | 34600 | 25200 | 72.83% | 2 | 0 | 12 |  |  |  | No | R-410A | 2.8667 | Residential & Commercial | Ducted CEE Tier 1
211229352 | Central HP <5.4 tons | COMFORTMAKER | HRCU-A-CB (Split System: Heat Pump with Remote Outdoor Unit-Air-Source) | DLCURAH36ABK |  |  | EA*4X48L24A* | *80VSL0902120A* | 35600 | 16.5 | 8.1 | 37800 | 34600 | 91.53% | 2.04 | 0 | 10 |  |  |  | No | R-410A | 2.9667 | Residential & Commercial | Ducted CEE Tier 1
211229536 | Central HP <5.4 tons | COMFORTMAKER | HRCU-A-CB (Split System: Heat Pump with Remote Outdoor Unit-Air-Source) | DLCURAH36ABK |  |  | EA*4X48L24A* | *96VSN0802120A* | 36200 | 16 | 8.5 | 38500 | 34600 | 89.87% | 2.06 | 0 | 10 |  |  |  | No | R-410A | 3.0167 | Residential & Commercial | Ducted CEE Tier 1
211229585 | Central HP <5.4 tons | COMFORTMAKER | HRCU-A-CB (Split System: Heat Pump with Remote Outdoor Unit-Air-Source) | DLCURAH36ABK |  |  | EA*4X48L24A* | *95ESU1002122A* | 37200 | 15.5 | 8.5 | 38500 | 35000 | 90.91% | 2.12 | 0 | 10 |  |  |  | No | R-410A | 3.1 | Residential & Commercial | Ducted CEE Tier 1
211230187 | Central HP <5.4 tons | COMFORTMAKER | HRCU-A-CB (Split System: Heat Pump with Remote Outdoor Unit-Air-Source) | DLCURAH36ABK |  |  | EN(A,D,W)4X48L21** | *95ESN0802120A* | 36800 | 15.5 | 8.1 | 39500 | 35000 | 88.61% | 2.06 | 0 | 10.5 |  |  |  | No | R-410A | 3.0667 | Residential & Commercial | Ducted CEE Tier 1
211230371 | Central HP <5.4 tons | COMFORTMAKER | HRCU-A-CB (Split System: Heat Pump with Remote Outdoor Unit-Air-Source) | DLCURAH36ABK |  |  | EN(A,D,W)4X48L21** | OMV098J12* | 35800 | 15.5 | 8.1 | 38500 | 35000 | 90.91% | 2 | 0 | 10 |  |  |  | No | R-410A | 2.9833 | Residential & Commercial | Ducted CEE Tier 1
211226911 | Central HP <5.4 tons | AIRQUEST | HRCU-A-CB (Split System: Heat Pump with Remote Outdoor Unit-Air-Source) | DLCURAH36ABK |  |  | EA*4X37L21A* | *80ESU0601716A | 37000 | 16 | 8.5 | 38500 | 34800 | 90.39% | 2.12 | 0 | 10 |  |  |  | No | R-410A | 3.0833 | Residential & Commercial | Ducted CEE Tier 1
211227114 | Central HP <5.4 tons | AIRQUEST | HRCU-A-CB (Split System: Heat Pump with Remote Outdoor Unit-Air-Source) | DLCURAH36ABK |  |  | EA*4X37L21A* | *96VSN0802120A* | 36400 | 16 | 8.5 | 38500 | 34800 | 90.39% | 2.08 | 0 | 10 |  |  |  | No | R-410A | 3.0333 | Residential & Commercial | Ducted CEE Tier 1
211259984 | Central HP <5.4 tons | COMFORTMAKER | HRCU-A-CB (Split System: Heat Pump with Remote Outdoor Unit-Air-Source) | DLCURAH18ABK |  |  | EA*4X19L17A* | *92ESN0401712A* | 18300 | 15.5 | 8.5 | 18400 | 17600 | 95.65% | 2.12 | 0 | 10.5 |  |  |  | No | R-410A | 1.525 | Residential & Commercial | Ducted CEE Tier 1
211260087 | Central HP <5.4 tons | COMFORTMAKER | HRCU-A-CB (Split System: Heat Pump with Remote Outdoor Unit-Air-Source) | DLCURAH18ABK |  |  | EA*4X24L14A* | *96VSN0401410A* | 17300 | 16 | 8.5 | 18300 | 19200 | 104.9% | 2.3 | 0 | 10.5 |  |  |  | No | R-410A | 1.4417 | Residential & Commercial | Ducted CEE Tier 1
211260355 | Central HP <5.4 tons | COMFORTMAKER | HRCU-A-CB (Split System: Heat Pump with Remote Outdoor Unit-Air-Source) | DLCURAH18ABK |  |  | EA*4X24L17A* | *80VSL0451716A* | 17600 | 16 | 8.5 | 18500 | 19100 | 103.2% | 2.3 | 0 | 10.5 |  |  |  | No | R-410A | 1.4667 | Residential & Commercial | Ducted CEE Tier 1
211260820 | Central HP <5.4 tons | COMFORTMAKER | HRCU-A-CB (Split System: Heat Pump with Remote Outdoor Unit-Air-Source) | DLCURAH18ABK |  |  | EA*4X25L17A* | *80ESU0401712A* | 19000 | 16.5 | 8.5 | 18600 | 17200 | 92.47% | 2.12 | 0 | 11 |  |  |  | No | R-410A | 1.5833 | Residential & Commercial | Ducted CEE Tier 1
211261372 | Central HP <5.4 tons | COMFORTMAKER | HRCU-A-CB (Split System: Heat Pump with Remote Outdoor Unit-Air-Source) | DLCURAH18ABK |  |  | EA*4X30L14A* | *96VTN0401410A* | 17500 | 16 | 8.5 | 18100 | 18600 | 102.8% | 2.24 | 0 | 10.5 |  |  |  | No | R-410A | 1.4583 | Residential & Commercial | Ducted CEE Tier 1
211227662 | Central HP <5.4 tons | AIRQUEST | HRCU-A-CB (Split System: Heat Pump with Remote Outdoor Unit-Air-Source) | DLCURAH36ABK |  |  | EA*4X42L21A* | *95ESU1002122A* | 36600 | 15.2 | 8.1 | 40000 | 35200 | 88% | 1.94 | 0 | 10 |  |  |  | No | R-410A | 3.05 | Residential & Commercial | Ducted CEE Tier 1
211228000 | Central HP <5.4 tons | AIRQUEST | HRCU-A-CB (Split System: Heat Pump with Remote Outdoor Unit-Air-Source) | DLCURAH36ABK |  |  | EA*4X42L24A* | *95ESN0802120A* | 36200 | 15.5 | 8.1 | 39500 | 35200 | 89.11% | 1.92 | 0 | 10 |  |  |  | No | R-410A | 3.0167 | Residential & Commercial | Ducted CEE Tier 1
211228249 | Central HP <5.4 tons | AIRQUEST | HRCU-A-CB (Split System: Heat Pump with Remote Outdoor Unit-Air-Source) | DLCURAH36ABK |  |  | EA*4X43L21A* | *80ES(N,L)0901714A* | 37000 | 16 | 8.5 | 38500 | 34800 | 90.39% | 2.1 | 0 | 10 |  |  |  | No | R-410A | 3.0833 | Residential & Commercial | Ducted CEE Tier 1
211228500 | Central HP <5.4 tons | AIRQUEST | HRCU-A-CB (Split System: Heat Pump with Remote Outdoor Unit-Air-Source) | DLCURAH36ABK |  |  | EA*4X43L21A* | *95ESN0802120A* | 37200 | 15.5 | 8.5 | 38500 | 35000 | 90.91% | 2.12 | 0 | 10 |  |  |  | No | R-410A | 3.1 | Residential & Commercial | Ducted CEE Tier 1
211228566 | Central HP <5.4 tons | AIRQUEST | HRCU-A-CB (Split System: Heat Pump with Remote Outdoor Unit-Air-Source) | DLCURAH36ABK |  |  | EA*4X43L21A* | *96VSN1002120A* | 36400 | 16 | 8.5 | 38500 | 34800 | 90.39% | 2.08 | 0 | 10 |  |  |  | No | R-410A | 3.0333 | Residential & Commercial | Ducted CEE Tier 1
210532879 | Central HP <5.4 tons | BRYANT HEATING AND COOLING SYSTEMS | HRCU-A-CB (Split System: Heat Pump with Remote Outdoor Unit-Air-Source) | 284ANV048*0**B* |  |  | CAP**6024AL*+UI | 987MB66100C21*** | 44500 | 21 | 9.5 | 46000 | 36200 | 78.7% | 2.34 | 0 | 12 |  |  |  | No | R-410A | 3.7083 | Residential & Commercial | Ducted CEE Tier 1
210532913 | Central HP <5.4 tons | BRYANT HEATING AND COOLING SYSTEMS | HRCU-A-CB (Split System: Heat Pump with Remote Outdoor Unit-Air-Source) | 284ANV048*0**B* |  |  | CNPV*4824AL*+UI | 986TC66100C21*** | 44000 | 21 | 8.5 | 46500 | 36400 | 78.28% | 2.18 | 0 | 12 |  |  |  | No | R-410A | 3.6667 | Residential & Commercial | Ducted CEE Tier 1
210532875 | Central HP <5.4 tons | BRYANT HEATING AND COOLING SYSTEMS | HRCU-A-CB (Split System: Heat Pump with Remote Outdoor Unit-Air-Source) | 284ANV048*0**B* |  |  | CAP**4824AL*+UI | 986TC66100C21*** | 44000 | 21 | 9.5 | 46500 | 36400 | 78.28% | 2.28 | 0 | 12 |  |  |  | No | R-410A | 3.6667 | Residential & Commercial | Ducted CEE Tier 1
210532891 | Central HP <5.4 tons | BRYANT HEATING AND COOLING SYSTEMS | HRCU-A-CB (Split System: Heat Pump with Remote Outdoor Unit-Air-Source) | 284ANV048*0**B* |  |  | CNPV*4821AL*+UI | 83*CA60100C21*** | 44000 | 21 | 8.5 | 46500 | 36600 | 78.71% | 2.14 | 0 | 11.7 |  |  |  | No | R-410A | 3.6667 | Residential & Commercial | Ducted CEE Tier 1
210532895 | Central HP <5.4 tons | BRYANT HEATING AND COOLING SYSTEMS | HRCU-A-CB (Split System: Heat Pump with Remote Outdoor Unit-Air-Source) | 284ANV048*0**B* |  |  | CNPV*4821AL*+UI | 986TC66100C21*** | 44000 | 21 | 8.5 | 46500 | 36400 | 78.28% | 2.18 | 0 | 12 |  |  |  | No | R-410A | 3.6667 | Residential & Commercial | Ducted CEE Tier 1
210532909 | Central HP <5.4 tons | BRYANT HEATING AND COOLING SYSTEMS | HRCU-A-CB (Split System: Heat Pump with Remote Outdoor Unit-Air-Source) | 284ANV048*0**B* |  |  | CNPV*4824AL*+UI | 987MB66100C21*** | 44000 | 21 | 8.5 | 46500 | 36400 | 78.28% | 2.18 | 0 | 12 |  |  |  | No | R-410A | 3.6667 | Residential & Commercial | Ducted CEE Tier 1
215931842 | Central HP <5.4 tons | KENMORE | HRCU-A-CB (Split System: Heat Pump with Remote Outdoor Unit-Air-Source) | (C,H,T)5H3V60*K*AAA* |  |  | ESH5X60M12A*+WALLCON | *80CTL1102120B* | 56500 | 18 | 8.1 | 61000 | 46000 | 75.41% | 2 | 0 | 11.5 |  |  |  | No | R-454B | 4.7083 | Residential & Commercial | Ducted CEE Tier 1
215853363 | Central HP <5.4 tons | COLEMAN | HRCU-A-CB (Split System: Heat Pump with Remote Outdoor Unit-Air-Source) | HH836E2S11 |  |  | CTU36B5XDS1+TXV | Z9ES060B12SMPS1 | 33200 | 17 | 8.5 | 31000 | 25400 | 81.94% | 2 | 0 | 11 |  |  |  | No | R-454B | 2.7667 | Residential & Commercial | Ducted CEE Tier 1
213307899 | Central HP <5.4 tons | Wells | HRCU-A-CB (Split System: Heat Pump with Remote Outdoor Unit-Air-Source) | WUCA-24HFMO |  |  | WUA-24HFMAH |  | 24000 | 17.4 | 10 | 24000 | 22600 | 94.17% | 1.91 | 12.5 | 11.7 |  |  |  | No | R-410A | 2 | Residential & Commercial | Ducted CEE Tier 1
212973042 | Central HP <5.4 tons | CARRIER | HRCU-A-CB (Split System: Heat Pump with Remote Outdoor Unit-Air-Source) | 38MURAQ18AB3* |  |  | CAP**3017AL* | 59SP6B040V17**12 | 17400 | 16 | 8.5 | 18000 | 18800 | 104.4% | 2.24 | 0 | 10.5 |  |  |  | No | R-410A | 1.45 | Residential & Commercial | Ducted CEE Tier 1
212973342 | Central HP <5.4 tons | CARRIER | HRCU-A-CB (Split System: Heat Pump with Remote Outdoor Unit-Air-Source) | 38MURAQ18AB3* |  |  | CAP**3017AL* | 59SP6B060V14**12 | 17400 | 16.5 | 8.5 | 18000 | 18700 | 103.9% | 2.26 | 0 | 10.5 |  |  |  | No | R-410A | 1.45 | Residential & Commercial | Ducted CEE Tier 1
212975089 | Central HP <5.4 tons | CARRIER | HRCU-A-CB (Split System: Heat Pump with Remote Outdoor Unit-Air-Source) | 38MURAQ18AB3* |  |  | CAP**2517AL* | 59TP6C040V17**12 | 17700 | 16 | 8.1 | 17800 | 17800 | 100% | 2.14 | 0 | 10.5 |  |  |  | No | R-410A | 1.475 | Residential & Commercial | Ducted CEE Tier 1
212978258 | Central HP <5.4 tons | CARRIER | HRCU-A-CB (Split System: Heat Pump with Remote Outdoor Unit-Air-Source) | 38MURAQ18AB3* |  |  | CAP**2517AL* | 58S(B,C)*B070M14**12 | 18200 | 17 | 8.5 | 18000 | 17600 | 97.78% | 2.14 | 0 | 11 |  |  |  | No | R-410A | 1.5167 | Residential & Commercial | Ducted CEE Tier 1
211261992 | Central HP <5.4 tons | BRYANT HEATING AND COOLING SYSTEMS | HRCU-A-CB (Split System: Heat Pump with Remote Outdoor Unit-Air-Source) | 38MURAQ18AB3* |  |  | CAP**3017AL* | 8(0,1)*SA36045E14*** | 18200 | 16.5 | 8.5 | 18700 | 18400 | 98.4% | 2.22 | 0 | 11 |  |  |  | No | R-410A | 1.5167 | Residential & Commercial | Ducted CEE Tier 1
214075185 | Central HP <5.4 tons | RHEEM | HRCU-A-CB (Split System: Heat Pump with Remote Outdoor Unit-Air-Source) | RD17AZ60AJ3N |  |  | RCFZ6024STANM | R801V0755A21DZ | 55500 | 18 | 8.1 | 54000 | 49000 | 90.74% | 1.75 | 0 | 10 |  |  |  | No | R-410A | 4.625 | Residential & Commercial | Ducted CEE Tier 1
214075232 | Central HP <5.4 tons | RHEEM | HRCU-A-CB (Split System: Heat Pump with Remote Outdoor Unit-Air-Source) | RD17AZ60AJ3N |  |  | RCFZ6024STANM | R801V0755A21UHS | 55500 | 18 | 8.1 | 54000 | 49500 | 91.67% | 1.75 | 0 | 10 |  |  |  | No | R-410A | 4.625 | Residential & Commercial | Ducted CEE Tier 1
210473061 | Central HP <5.4 tons | CARRIER | HRCU-A-CB (Split System: Heat Pump with Remote Outdoor Unit-Air-Source) | 25VNA825A*032* |  |  | CAP**4224AL*+UI | 59TN6B100C21**22 | 23800 | 16.5 | 8.1 | 21400 | 16600 | 77.57% | 1.96 | 0 | 11 |  |  |  | No | R-410A | 1.9833 | Residential & Commercial | Ducted CEE Tier 1
210474250 | Central HP <5.4 tons | CARRIER | HRCU-A-CB (Split System: Heat Pump with Remote Outdoor Unit-Air-Source) | 25VNA825A*032* |  |  | CSPH*4212AL*+UI | 58CU*A040C17**12 | 24200 | 16.5 | 8.1 | 21400 | 16600 | 77.57% | 2 | 0 | 10.5 |  |  |  | No | R-410A | 2.0167 | Residential & Commercial | Ducted CEE Tier 1
215853308 | Central HP <5.4 tons | FRASER-JOHNSTON | HRCU-A-CB (Split System: Heat Pump with Remote Outdoor Unit-Air-Source) | HH824E2S11 |  |  | CTM30B5ACS1+JMET12BS2N1 |  | 23000 | 18 | 9.5 | 23000 | 18400 | 80% | 2 | 0 | 12 |  |  |  | No | R-454B | 1.9167 | Residential & Commercial | Ducted CEE Tier 1
216374520 | Central HP <5.4 tons | YORK | HRCU-A-CB (Split System: Heat Pump with Remote Outdoor Unit-Air-Source) | HH824E2S11 |  |  | CTU36B5XDS1+TXV | Y92E080B12SMPS1 | 23000 | 18 | 9.5 | 23000 | 17500 | 76.09% | 2 | 0 | 12 |  |  |  | No | R-454B | 1.9167 | Residential & Commercial | Ducted CEE Tier 1
214397968 | Central HP <5.4 tons | CHAMPION HEATING AND COOLING | HRCU-A-CB (Split System: Heat Pump with Remote Outdoor Unit-Air-Source) | HH824E2S11 |  |  | CTM30B5ACS1+JME12B2SN1 |  | 23000 | 19 | 9.5 | 23000 | 18600 | 80.87% | 2 | 0 | 12 |  |  |  | No | R-454B | 1.9167 | Residential & Commercial | Ducted CEE Tier 1
214810248 | Central HP <5.4 tons | CHAMPION HEATING AND COOLING | HRCU-A-CB (Split System: Heat Pump with Remote Outdoor Unit-Air-Source) | HH824E2S11 |  |  | CTM36B5ADS1 | TM8E080B12MP11 | 23000 | 18 | 9.5 | 23000 | 18600 | 80.87% | 2 | 0 | 12 |  |  |  | No | R-454B | 1.9167 | Residential & Commercial | Ducted CEE Tier 1
214650078 | Central HP <5.4 tons | CHAMPION HEATING AND COOLING | HRCU-A-CB (Split System: Heat Pump with Remote Outdoor Unit-Air-Source) | HH824E2S11 |  |  | CTU36B5XDS1+TXV | TL9E060B12UH11 | 23000 | 18 | 9.5 | 23000 | 18900 | 82.17% | 2 | 0 | 12 |  |  |  | No | R-454B | 1.9167 | Residential & Commercial | Ducted CEE Tier 1
216374503 | Central HP <5.4 tons | YORK | HRCU-A-CB (Split System: Heat Pump with Remote Outdoor Unit-Air-Source) | HH836E2S11 |  |  | CTU36B5XDS1+TXV | Y92E060B12SMPS1 | 33400 | 18 | 8.5 | 31600 | 24200 | 76.58% | 2 | 0 | 11 |  |  |  | No | R-454B | 2.7833 | Residential & Commercial | Ducted CEE Tier 1
214395696 | Central HP <5.4 tons | YORK | HRCU-A-CB (Split System: Heat Pump with Remote Outdoor Unit-Air-Source) | HH836E2S11 |  |  | CTF36B5CDS1 | Y82E080B12LMPS1 | 33200 | 19 | 9 | 30400 | 24800 | 81.58% | 2 | 0 | 11.7 |  |  |  | No | R-454B | 2.7667 | Residential & Commercial | Ducted CEE Tier 1
214395711 | Central HP <5.4 tons | YORK | HRCU-A-CB (Split System: Heat Pump with Remote Outdoor Unit-Air-Source) | HH836E2S11 |  |  | CTM36C5CDS1 | TM9E100C16MP12 | 33800 | 18 | 8.5 | 31600 | 25800 | 81.65% | 2 | 0 | 11 |  |  |  | No | R-454B | 2.8167 | Residential & Commercial | Ducted CEE Tier 1
214395712 | Central HP <5.4 tons | YORK | HRCU-A-CB (Split System: Heat Pump with Remote Outdoor Unit-Air-Source) | HH836E2S11 |  |  | CTF36B5CDS1 | Y81E100B12SMPS1 | 33400 | 18 | 8.5 | 30800 | 25000 | 81.17% | 2 | 0 | 11.7 |  |  |  | No | R-454B | 2.7833 | Residential & Commercial | Ducted CEE Tier 1
210532959 | Central HP <5.4 tons | BRYANT HEATING AND COOLING SYSTEMS | HRCU-A-CB (Split System: Heat Pump with Remote Outdoor Unit-Air-Source) | 284ANV024*0**B* |  |  | CAP**2517AL*+UI | 986TC42060C17*** | 24000 | 20 | 10.5 | 26600 | 19900 | 74.81% | 2.5 | 0 | 13 |  |  |  | No | R-410A | 2 | Residential & Commercial | Ducted CEE Tier 1
213366260 | Central HP <5.4 tons | RUSSELL | HRCU-A-CB (Split System: Heat Pump with Remote Outdoor Unit-Air-Source) | SP18AZ60AJVC |  |  | TCFZ6021SEAAM | S802V1005A21UHS | 53000 | 19 | 8.1 | 52500 | 50000 | 95.24% | 1.9 | 0 | 10 |  |  |  | No | R-410A | 4.4167 | Residential & Commercial | Ducted CEE Tier 1
214572569 | Central HP <5.4 tons | BRYANT HEATING AND COOLING SYSTEMS | HRCU-A-CB (Split System: Heat Pump with Remote Outdoor Unit-Air-Source) | 288BNV037*0**A* |  |  | CAP**3721AL*+UI | 987MC60080C21*** | 32800 | 17.5 | 8.5 | 32800 | 25200 | 76.83% | 2 | 0 | 11.5 |  |  |  | No | R-410A | 2.7333 | Residential & Commercial | Ducted CEE Tier 1
214572719 | Central HP <5.4 tons | BRYANT HEATING AND COOLING SYSTEMS | HRCU-A-CB (Split System: Heat Pump with Remote Outdoor Unit-Air-Source) | 288BNV037*0**A* |  |  | CAP**4321AL*+UI | 935CB60080C21*** | 32800 | 17.5 | 8.5 | 32800 | 25200 | 76.83% | 2 | 0 | 11 |  |  |  | No | R-410A | 2.7333 | Residential & Commercial | Ducted CEE Tier 1
214572829 | Central HP <5.4 tons | BRYANT HEATING AND COOLING SYSTEMS | HRCU-A-CB (Split System: Heat Pump with Remote Outdoor Unit-Air-Source) | 288BNV037*0**A* |  |  | CAP**4824AL*+UI | 88*TB60070C21*** | 32400 | 17.5 | 8.5 | 32400 | 25000 | 77.16% | 1.98 | 0 | 11 |  |  |  | No | R-410A | 2.7 | Residential & Commercial | Ducted CEE Tier 1
214242973 | Central HP <5.4 tons | KENMORE | HRCU-A-CB (Split System: Heat Pump with Remote Outdoor Unit-Air-Source) | (C,H,T)VH825GKA2* |  |  | EN(A,D,W)4X42L21**+WALLCON | *80CTL0701716B* | 23600 | 16.5 | 8.1 | 21400 | 16700 | 78.04% | 1.96 | 0 | 11 |  |  |  | No | R-410A | 1.9667 | Residential & Commercial | Ducted CEE Tier 1
214242823 | Central HP <5.4 tons | KENMORE | HRCU-A-CB (Split System: Heat Pump with Remote Outdoor Unit-Air-Source) | (C,H,T)VH825GKA2* |  |  | EN(A,D)4X36L21**+WALLCON | *97CMN1002122B* | 23600 | 16.5 | 8.1 | 21400 | 16700 | 78.04% | 1.92 | 0 | 11 |  |  |  | No | R-410A | 1.9667 | Residential & Commercial | Ducted CEE Tier 1
215931660 | Central HP <5.4 tons | DAY & NIGHT | HRCU-A-CB (Split System: Heat Pump with Remote Outdoor Unit-Air-Source) | C5H3V60*K*AAA* |  |  | EA*5X61M21A*+WALLCON | *80CTL0701716B* | 56000 | 18 | 8.5 | 61000 | 45500 | 74.59% | 2.1 | 0 | 11 |  |  |  | No | R-454B | 4.6667 | Residential & Commercial | Ducted CEE Tier 1
214243213 | Central HP <5.4 tons | KENMORE | HRCU-A-CB (Split System: Heat Pump with Remote Outdoor Unit-Air-Source) | (C,H,T)VH825GKA2* |  |  | EN(A,D)4X48L24**+WALLCON | *80CTL1102120B* | 24200 | 17 | 8.1 | 21200 | 16600 | 78.3% | 2.02 | 0 | 11.5 |  |  |  | No | R-410A | 2.0167 | Residential & Commercial | Ducted CEE Tier 1
211228684 | Central HP <5.4 tons | AIRQUEST | HRCU-A-CB (Split System: Heat Pump with Remote Outdoor Unit-Air-Source) | DLCURAH36ABK |  |  | EA*4X43L21A* | OMV098J12* | 36200 | 15.2 | 8.5 | 38500 | 35000 | 90.91% | 2.06 | 0 | 10 |  |  |  | No | R-410A | 3.0167 | Residential & Commercial | Ducted CEE Tier 1
211229103 | Central HP <5.4 tons | AIRQUEST | HRCU-A-CB (Split System: Heat Pump with Remote Outdoor Unit-Air-Source) | DLCURAH36ABK |  |  | EA*4X48L21A* | *96VSN1002120A* | 36000 | 16 | 8.5 | 38500 | 34600 | 89.87% | 2.06 | 0 | 10 |  |  |  | No | R-410A | 3 | Residential & Commercial | Ducted CEE Tier 1
211229184 | Central HP <5.4 tons | AIRQUEST | HRCU-A-CB (Split System: Heat Pump with Remote Outdoor Unit-Air-Source) | DLCURAH36ABK |  |  | EA*4X48L21A* | *96VTN1002122A* | 35800 | 16.5 | 8.5 | 37800 | 34600 | 91.53% | 2.04 | 0 | 10 |  |  |  | No | R-410A | 2.9833 | Residential & Commercial | Ducted CEE Tier 1
211229320 | Central HP <5.4 tons | AIRQUEST | HRCU-A-CB (Split System: Heat Pump with Remote Outdoor Unit-Air-Source) | DLCURAH36ABK |  |  | EA*4X48L24A* | *80ES(N,L)1352420A* | 36200 | 16 | 8.5 | 38500 | 34600 | 89.87% | 2.06 | 0 | 10 |  |  |  | No | R-410A | 3.0167 | Residential & Commercial | Ducted CEE Tier 1
210532921 | Central HP <5.4 tons | BRYANT HEATING AND COOLING SYSTEMS | HRCU-A-CB (Split System: Heat Pump with Remote Outdoor Unit-Air-Source) | 284ANV048*0**B* |  |  | CSPH*4812AL*+UI | 88*TA60090C21*** | 44500 | 20.5 | 9 | 46500 | 36600 | 78.71% | 2.22 | 0 | 11.7 |  |  |  | No | R-410A | 3.7083 | Residential & Commercial | Ducted CEE Tier 1
216374536 | Central HP <5.4 tons | YORK | HRCU-A-CB (Split System: Heat Pump with Remote Outdoor Unit-Air-Source) | HH860E2S11 |  |  | CTF60D5CHS1 | Y92E120D20SMPS1 | 54000 | 19 | 9 | 55000 | 40000 | 72.73% | 2 | 0 | 11 |  |  |  | No | R-454B | 4.5 | Residential & Commercial | Ducted CEE Tier 1
214395761 | Central HP <5.4 tons | YORK | HRCU-A-CB (Split System: Heat Pump with Remote Outdoor Unit-Air-Source) | HH860E2S11 |  |  | CTF60D5CGS1 | TM9E120D20MP12 | 45000 | 17 | 9 | 47000 | 35000 | 74.47% | 2 | 0 | 11 |  |  |  | No | R-454B | 3.75 | Residential & Commercial | Ducted CEE Tier 1
214395780 | Central HP <5.4 tons | YORK | HRCU-A-CB (Split System: Heat Pump with Remote Outdoor Unit-Air-Source) | HH860E2S11 |  |  | CTF60C5CHS1+JMC17C2SN1 |  | 53500 | 19 | 9 | 53500 | 38000 | 71.03% | 2 | 0 | 12 |  |  |  | No | R-454B | 4.4583 | Residential & Commercial | Ducted CEE Tier 1
214395795 | Central HP <5.4 tons | YORK | HRCU-A-CB (Split System: Heat Pump with Remote Outdoor Unit-Air-Source) | HH860E2S11 |  |  | CTM60D5CHS1 | Y81E130D20SMPS1 | 54000 | 19 | 9 | 54500 | 38500 | 70.64% | 2 | 0 | 12 |  |  |  | No | R-454B | 4.5 | Residential & Commercial | Ducted CEE Tier 1
214395796 | Central HP <5.4 tons | YORK | HRCU-A-CB (Split System: Heat Pump with Remote Outdoor Unit-Air-Source) | HH860E2S11 |  |  | CTF60D5CJS1+JMC20D2SN1 |  | 53000 | 19 | 9 | 54000 | 39000 | 72.22% | 2 | 0 | 11 |  |  |  | No | R-454B | 4.4167 | Residential & Commercial | Ducted CEE Tier 1
214395797 | Central HP <5.4 tons | YORK | HRCU-A-CB (Split System: Heat Pump with Remote Outdoor Unit-Air-Source) | HH860E2S11 |  |  | CTF60D5CJS1 | Y81E130D20SMPS1 | 53500 | 19 | 9 | 54500 | 39000 | 71.56% | 2 | 0 | 11 |  |  |  | No | R-454B | 4.4583 | Residential & Commercial | Ducted CEE Tier 1
214395844 | Central HP <5.4 tons | YORK | HRCU-A-CB (Split System: Heat Pump with Remote Outdoor Unit-Air-Source) | HH860E2S11 |  |  | CTF60C5CGS1+JMC17C2SN1 |  | 44500 | 18 | 9 | 44000 | 33000 | 75% | 2 | 0 | 12 |  |  |  | No | R-454B | 3.7083 | Residential & Commercial | Ducted CEE Tier 1
214572849 | Central HP <5.4 tons | BRYANT HEATING AND COOLING SYSTEMS | HRCU-A-CB (Split System: Heat Pump with Remote Outdoor Unit-Air-Source) | 288BNV037*0**A* |  |  | CAP**4824AL*+UI | 935CB66100C21*** | 32400 | 17.5 | 8.5 | 32200 | 24800 | 77.02% | 2 | 0 | 11.5 |  |  |  | No | R-410A | 2.7 | Residential & Commercial | Ducted CEE Tier 1
210106978 | Central HP <5.4 tons | RUSSELL | HRCU-A-CB (Split System: Heat Pump with Remote Outdoor Unit-Air-Source) | SP18AZ48AJVC |  |  | TCFZ6021SEAAM | S98MV0855A21UPS | 44500 | 19 | 8.1 | 43500 | 45000 | 103.4% | 2 | 0 | 10 |  |  |  | No | R-410A | 3.7083 | Residential & Commercial | Ducted CEE Tier 1
213372394 | Central HP <5.4 tons | RUSSELL | HRCU-A-CB (Split System: Heat Pump with Remote Outdoor Unit-Air-Source) | SP18AZ60AJVC |  |  | TCFZ6021SEAAM | S951V1005A21UHU | 52500 | 18 | 8.1 | 52500 | 50500 | 96.19% | 1.9 | 0 | 10 |  |  |  | No | R-410A | 4.375 | Residential & Commercial | Ducted CEE Tier 1
213826601 | Central HP <5.4 tons | TRANE | HRCU-A-CB (Split System: Heat Pump with Remote Outdoor Unit-Air-Source) | 4TWV7X36A1 |  |  | 4TXCC007DS3 | S9V2C100U4VSA+LRP | 35200 | 17.1 | 8.5 | 29000 | 20400 | 70.34% | 1.8 | 0 | 12 |  |  |  | No | R-410A | 2.9333 | Residential & Commercial | Ducted CEE Tier 1
211226698 | Central HP <5.4 tons | COMFORTMAKER | HRCU-A-CB (Split System: Heat Pump with Remote Outdoor Unit-Air-Source) | DLCURAH36ABK |  |  | EA*4X37L17A* | *95ESU0601716A* | 36200 | 15.5 | 8.5 | 38500 | 35000 | 90.91% | 2.02 | 0 | 10 |  |  |  | No | R-410A | 3.0167 | Residential & Commercial | Ducted CEE Tier 1
210470937 | Central HP <5.4 tons | DAY & NIGHT | HRCU-A-CB (Split System: Heat Pump with Remote Outdoor Unit-Air-Source) | CVH837GKA2* |  |  | EN(A,D,W)4X60L24**+WALLCON | *96CTN1202422A* | 32800 | 18 | 8.1 | 32200 | 24600 | 76.4% | 1.98 | 0 | 12 |  |  |  | No | R-410A | 2.7333 | Residential & Commercial | Ducted CEE Tier 1
211226688 | Central HP <5.4 tons | COMFORTMAKER | HRCU-A-CB (Split System: Heat Pump with Remote Outdoor Unit-Air-Source) | DLCURAH36ABK |  |  | EA*4X37L17A* | *96VSN0801716A* | 36200 | 15.2 | 8.5 | 39500 | 35000 | 88.61% | 2.02 | 0 | 10 |  |  |  | No | R-410A | 3.0167 | Residential & Commercial | Ducted CEE Tier 1
211226854 | Central HP <5.4 tons | COMFORTMAKER | HRCU-A-CB (Split System: Heat Pump with Remote Outdoor Unit-Air-Source) | DLCURAH36ABK |  |  | EA*4X37L21A* | *80ES(N,L)1102120A* | 37000 | 15.5 | 8.5 | 38500 | 34800 | 90.39% | 2.12 | 0 | 10 |  |  |  | No | R-410A | 3.0833 | Residential & Commercial | Ducted CEE Tier 1
211261558 | Central HP <5.4 tons | COMFORTMAKER | HRCU-A-CB (Split System: Heat Pump with Remote Outdoor Unit-Air-Source) | DLCURAH18ABK |  |  | EA*4X30L17A* | *96VSN0601714A* | 17800 | 16 | 8.5 | 18400 | 18500 | 100.5% | 2.22 | 0 | 10.5 |  |  |  | No | R-410A | 1.4833 | Residential & Commercial | Ducted CEE Tier 1
212975016 | Central HP <5.4 tons | CARRIER | HRCU-A-CB (Split System: Heat Pump with Remote Outdoor Unit-Air-Source) | 38MURAQ24AB3* |  |  | CNPV*2417AL* | GG96VTAB30040A** | 23200 | 15.5 | 8.5 | 27000 | 25000 | 92.59% | 2.06 | 0 | 10 |  |  |  | No | R-410A | 1.9333 | Residential & Commercial | Ducted CEE Tier 1
212975716 | Central HP <5.4 tons | CARRIER | HRCU-A-CB (Split System: Heat Pump with Remote Outdoor Unit-Air-Source) | 38MURAQ24AB3* |  |  | CNPV*2417AL* | 59TP6C060V14**12 | 23200 | 16.5 | 8.5 | 26800 | 25400 | 94.78% | 2.12 | 0 | 10 |  |  |  | No | R-410A | 1.9333 | Residential & Commercial | Ducted CEE Tier 1
212976663 | Central HP <5.4 tons | CARRIER | HRCU-A-CB (Split System: Heat Pump with Remote Outdoor Unit-Air-Source) | 38MURAQ24AB3* |  |  | CAP**3621AL* | GG96VTAB60100C** | 23600 | 17.5 | 8.5 | 26200 | 23800 | 90.84% | 1.98 | 0 | 10 |  |  |  | No | R-410A | 1.9667 | Residential & Commercial | Ducted CEE Tier 1
214279904 | Central HP <5.4 tons | BRYANT HEATING AND COOLING SYSTEMS | HRCU-A-CB (Split System: Heat Pump with Remote Outdoor Unit-Air-Source) | 38MURAQ24AB3* |  |  | CAP**3617AL* | 916SA48060M17*** | 23400 | 16.5 | 9 | 25600 | 23800 | 92.97% | 1.96 | 0 | 10 |  |  |  | No | R-410A | 1.95 | Residential & Commercial | Ducted CEE Tier 1
214279903 | Central HP <5.4 tons | CARRIER | HRCU-A-CB (Split System: Heat Pump with Remote Outdoor Unit-Air-Source) | 38MURAQ24AB3* |  |  | CAP**3617AL* | 59SC6A060M17**16 | 23400 | 16.5 | 9 | 25600 | 23800 | 92.97% | 1.96 | 0 | 10 |  |  |  | No | R-410A | 1.95 | Residential & Commercial | Ducted CEE Tier 1
210532975 | Central HP <5.4 tons | BRYANT HEATING AND COOLING SYSTEMS | HRCU-A-CB (Split System: Heat Pump with Remote Outdoor Unit-Air-Source) | 284ANV024*0**B* |  |  | CAP**3017AL*+UI | 83*CA48060C17*** | 23200 | 20 | 10 | 26600 | 19900 | 74.81% | 2.36 | 0 | 12.5 |  |  |  | No | R-410A | 1.9333 | Residential & Commercial | Ducted CEE Tier 1
210533061 | Central HP <5.4 tons | BRYANT HEATING AND COOLING SYSTEMS | HRCU-A-CB (Split System: Heat Pump with Remote Outdoor Unit-Air-Source) | 284ANV024*0**B* |  |  | CNPV*3017AL*+UI | 987MB42080C17*** | 23200 | 20 | 9.5 | 26800 | 20000 | 74.63% | 2.36 | 0 | 13 |  |  |  | No | R-410A | 1.9333 | Residential & Commercial | Ducted CEE Tier 1
214397226 | Central HP <5.4 tons | FRASER-JOHNSTON | HRCU-A-CB (Split System: Heat Pump with Remote Outdoor Unit-Air-Source) | HH836E2S11 |  |  | CTM36C5CDS1 | TM8Y120C20MP11 | 33400 | 17 | 8.5 | 30800 | 25200 | 81.82% | 2 | 0 | 11.7 |  |  |  | No | R-454B | 2.7833 | Residential & Commercial | Ducted CEE Tier 1
214397308 | Central HP <5.4 tons | FRASER-JOHNSTON | HRCU-A-CB (Split System: Heat Pump with Remote Outdoor Unit-Air-Source) | HH836E2S11 |  |  | CTF36B5CDS1 | TM8V080B12MP12 | 33000 | 17 | 8.5 | 31000 | 25200 | 81.29% | 2 | 0 | 11 |  |  |  | No | R-454B | 2.75 | Residential & Commercial | Ducted CEE Tier 1
210532933 | Central HP <5.4 tons | BRYANT HEATING AND COOLING SYSTEMS | HRCU-A-CB (Split System: Heat Pump with Remote Outdoor Unit-Air-Source) | 284ANV024*0**B* |  |  | CAP**2417AL*+UI | 935CA48060C17*** | 22800 | 19.5 | 10 | 27200 | 20200 | 74.26% | 2.28 | 0 | 12.5 |  |  |  | No | R-410A | 1.9 | Residential & Commercial | Ducted CEE Tier 1
210532935 | Central HP <5.4 tons | BRYANT HEATING AND COOLING SYSTEMS | HRCU-A-CB (Split System: Heat Pump with Remote Outdoor Unit-Air-Source) | 284ANV024*0**B* |  |  | CAP**2417AL*+UI | 83*CA36040C17*** | 23000 | 20 | 10 | 27000 | 20000 | 74.07% | 2.3 | 0 | 12.5 |  |  |  | No | R-410A | 1.9167 | Residential & Commercial | Ducted CEE Tier 1
210532951 | Central HP <5.4 tons | BRYANT HEATING AND COOLING SYSTEMS | HRCU-A-CB (Split System: Heat Pump with Remote Outdoor Unit-Air-Source) | 284ANV024*0**B* |  |  | CAP**2517AL*+UI | 935CA48060C17*** | 24000 | 20 | 10.5 | 26600 | 19900 | 74.81% | 2.5 | 0 | 13 |  |  |  | No | R-410A | 2 | Residential & Commercial | Ducted CEE Tier 1
210532985 | Central HP <5.4 tons | BRYANT HEATING AND COOLING SYSTEMS | HRCU-A-CB (Split System: Heat Pump with Remote Outdoor Unit-Air-Source) | 284ANV024*0**B* |  |  | CAP**3017AL*+UI | 987MB42080C17*** | 23200 | 20 | 10 | 26800 | 20000 | 74.63% | 2.36 | 0 | 13 |  |  |  | No | R-410A | 1.9333 | Residential & Commercial | Ducted CEE Tier 1
210533017 | Central HP <5.4 tons | BRYANT HEATING AND COOLING SYSTEMS | HRCU-A-CB (Split System: Heat Pump with Remote Outdoor Unit-Air-Source) | 284ANV024*0**B* |  |  | CAP**4221AL*+UI | 935CA66100C21*** | 23400 | 20.5 | 10.5 | 26600 | 19700 | 74.06% | 2.48 | 0 | 13.5 |  |  |  | No | R-410A | 1.95 | Residential & Commercial | Ducted CEE Tier 1
210532947 | Central HP <5.4 tons | BRYANT HEATING AND COOLING SYSTEMS | HRCU-A-CB (Split System: Heat Pump with Remote Outdoor Unit-Air-Source) | 284ANV024*0**B* |  |  | CAP**2417AL*+UI | 88*TA36070C14*** | 23000 | 21 | 10 | 27000 | 20000 | 74.07% | 2.32 | 0 | 13 |  |  |  | No | R-410A | 1.9167 | Residential & Commercial | Ducted CEE Tier 1
210533099 | Central HP <5.4 tons | BRYANT HEATING AND COOLING SYSTEMS | HRCU-A-CB (Split System: Heat Pump with Remote Outdoor Unit-Air-Source) | 284ANV024*0**B* |  |  | CSPH*3012AL*+UI | 987MB42080C17*** | 23400 | 19 | 10 | 27200 | 20000 | 73.53% | 2.42 | 0 | 12.5 |  |  |  | No | R-410A | 1.95 | Residential & Commercial | Ducted CEE Tier 1
214569697 | Central HP <5.4 tons | BRYANT HEATING AND COOLING SYSTEMS | HRCU-A-CB (Split System: Heat Pump with Remote Outdoor Unit-Air-Source) | 284ANV036*0**B* |  |  | CNPV*6024AL*+UI | 88*TB60070C21*** | 34200 | 20 | 9 | 36200 | 25600 | 70.72% | 2.02 | 0 | 12.5 |  |  |  | No | R-410A | 2.85 | Residential & Commercial | Ducted CEE Tier 1
212982380 | Central HP <5.4 tons | KEEPRITE | HRCU-A-CB (Split System: Heat Pump with Remote Outdoor Unit-Air-Source) | DLCURAH18ABK |  |  | EA*4X19L17A* | *80MSU0401712A* | 17800 | 16 | 8.1 | 17900 | 17700 | 98.88% | 2.14 | 0 | 10.5 |  |  |  | No | R-410A | 1.4833 | Residential & Commercial | Ducted CEE Tier 1
211261705 | Central HP <5.4 tons | COMFORTMAKER | HRCU-A-CB (Split System: Heat Pump with Remote Outdoor Unit-Air-Source) | DLCURAH18ABK |  |  | EA*4X30L17A* | *80VSL0451716A* | 17800 | 16 | 8.5 | 18300 | 18600 | 101.6% | 2.22 | 0 | 10.5 |  |  |  | No | R-410A | 1.4833 | Residential & Commercial | Ducted CEE Tier 1
211260070 | Central HP <5.4 tons | AIRQUEST | HRCU-A-CB (Split System: Heat Pump with Remote Outdoor Unit-Air-Source) | DLCURAH18ABK |  |  | EA*4X24L14A* | *80VSL0451412A* | 17700 | 16 | 8.5 | 18600 | 19100 | 102.7% | 2.3 | 0 | 10.5 |  |  |  | No | R-410A | 1.475 | Residential & Commercial | Ducted CEE Tier 1
211260286 | Central HP <5.4 tons | AIRQUEST | HRCU-A-CB (Split System: Heat Pump with Remote Outdoor Unit-Air-Source) | DLCURAH18ABK |  |  | EA*4X24L17A* | *96VSN0401712A* | 17700 | 15.5 | 8.5 | 18700 | 19100 | 102.1% | 2.28 | 0 | 10.5 |  |  |  | No | R-410A | 1.475 | Residential & Commercial | Ducted CEE Tier 1
211261206 | Central HP <5.4 tons | AIRQUEST | HRCU-A-CB (Split System: Heat Pump with Remote Outdoor Unit-Air-Source) | DLCURAH18ABK |  |  | EA*4X25L17A* | OLV098A12* | 18600 | 16 | 8.5 | 18600 | 17400 | 93.55% | 2.12 | 0 | 11 |  |  |  | No | R-410A | 1.55 | Residential & Commercial | Ducted CEE Tier 1
212976018 | Central HP <5.4 tons | CARRIER | HRCU-A-CB (Split System: Heat Pump with Remote Outdoor Unit-Air-Source) | 38MURAQ24AB3* |  |  | CAP**3017AL* | 59TP6C080V17**16 | 23400 | 17 | 8.5 | 26200 | 25000 | 95.42% | 2.08 | 0 | 10 |  |  |  | No | R-410A | 1.95 | Residential & Commercial | Ducted CEE Tier 1
212976084 | Central HP <5.4 tons | CARRIER | HRCU-A-CB (Split System: Heat Pump with Remote Outdoor Unit-Air-Source) | 38MURAQ24AB3* |  |  | CNPV*2417AL* | GG96VTAB48080B** | 23400 | 16.5 | 8.5 | 27000 | 24800 | 91.85% | 2.04 | 0 | 10 |  |  |  | No | R-410A | 1.95 | Residential & Commercial | Ducted CEE Tier 1
211226422 | Central HP <5.4 tons | COMFORTMAKER | HRCU-A-CB (Split System: Heat Pump with Remote Outdoor Unit-Air-Source) | DLCURAH36ABK |  |  | EA*4X36L21A* | *96VTN1002122A* | 35200 | 16.5 | 8.1 | 38500 | 35200 | 91.43% | 1.82 | 0 | 10 |  |  |  | No | R-410A | 2.9333 | Residential & Commercial | Ducted CEE Tier 1
211226533 | Central HP <5.4 tons | COMFORTMAKER | HRCU-A-CB (Split System: Heat Pump with Remote Outdoor Unit-Air-Source) | DLCURAH36ABK |  |  | EA*4X37L17A* | *80ES(N,L)0901714A* | 36400 | 15.5 | 8.5 | 38500 | 35000 | 90.91% | 2.04 | 0 | 10 |  |  |  | No | R-410A | 3.0333 | Residential & Commercial | Ducted CEE Tier 1
211228849 | Central HP <5.4 tons | AIRQUEST | HRCU-A-CB (Split System: Heat Pump with Remote Outdoor Unit-Air-Source) | DLCURAH36ABK |  |  | EA*4X48L21A* | *80VSL0902120A* | 35400 | 16 | 8.1 | 37800 | 34600 | 91.53% | 2.02 | 0 | 10 |  |  |  | No | R-410A | 2.95 | Residential & Commercial | Ducted CEE Tier 1
211229451 | Central HP <5.4 tons | AIRQUEST | HRCU-A-CB (Split System: Heat Pump with Remote Outdoor Unit-Air-Source) | DLCURAH36ABK |  |  | EA*4X48L24A* | *92ESN1002120A* | 35600 | 16.5 | 8.5 | 37800 | 34600 | 91.53% | 2.04 | 0 | 10 |  |  |  | No | R-410A | 2.9667 | Residential & Commercial | Ducted CEE Tier 1
211230121 | Central HP <5.4 tons | AIRQUEST | HRCU-A-CB (Split System: Heat Pump with Remote Outdoor Unit-Air-Source) | DLCURAH36ABK |  |  | EN(A,D,W)4X48L21** | *92ESN0601714A* | 36200 | 16 | 8.1 | 38500 | 34800 | 90.39% | 2.02 | 0 | 10 |  |  |  | No | R-410A | 3.0167 | Residential & Commercial | Ducted CEE Tier 1
211230840 | Central HP <5.4 tons | AIRQUEST | HRCU-A-CB (Split System: Heat Pump with Remote Outdoor Unit-Air-Source) | DLCURAH36ABK |  |  | FEM4X42**BL |  | 37000 | 16 | 8.1 | 38500 | 34800 | 90.39% | 2 | 0 | 10 |  |  |  | No | R-410A | 3.0833 | Residential & Commercial | Ducted CEE Tier 1
214239329 | Central HP <5.4 tons | DAY & NIGHT | HRCU-A-CB (Split System: Heat Pump with Remote Outdoor Unit-Air-Source) | CVH837GKA2* |  |  | EN(A,D)4X48L24**+WALLCON | *97CMN1202422B* | 32400 | 17 | 8.1 | 32800 | 24600 | 75% | 1.94 | 0 | 11.5 |  |  |  | No | R-410A | 2.7 | Residential & Commercial | Ducted CEE Tier 1
213774475 | Central HP <5.4 tons | CARRIER | HRCU-A-CB (Split System: Heat Pump with Remote Outdoor Unit-Air-Source) | 25VNA825A*032* |  |  | CSPH*4212AL*+UI | 59MN7C080C17**14 | 24000 | 16 | 8.1 | 21400 | 16600 | 77.57% | 1.98 | 0 | 10.5 |  |  |  | No | R-410A | 2 | Residential & Commercial | Ducted CEE Tier 1
215931870 | Central HP <5.4 tons | DAY & NIGHT | HRCU-A-CB (Split System: Heat Pump with Remote Outdoor Unit-Air-Source) | C5H3V60*K*AAA* |  |  | ESH5X60M12A*+WALLCON | *97CMN0602120B* | 55500 | 17 | 8.1 | 61500 | 47000 | 76.42% | 1.95 | 0 | 10.5 |  |  |  | No | R-454B | 4.625 | Residential & Commercial | Ducted CEE Tier 1
214075568 | Central HP <5.4 tons | RHEEM | HRCU-A-CB (Split System: Heat Pump with Remote Outdoor Unit-Air-Source) | RD17AZ24AJ3N |  |  | RCFZ2417MTANM | R802V0503A14DZ | 22600 | 17 | 9.5 | 22600 | 16800 | 74.34% | 2 | 0 | 11.2 |  |  |  | No | R-410A | 1.8833 | Residential & Commercial | Ducted CEE Tier 1
215674362 | Central HP <5.4 tons | KENMORE | HRCU-A-CB (Split System: Heat Pump with Remote Outdoor Unit-Air-Source) | (C,H,T)5H0V48*K*AAA* |  |  | EA*5X61M21A*+WALLCON | *80CTL0901716B* | 46000 | 18 | 9 | 48000 | 33800 | 70.42% | 2.06 | 0 | 10 |  |  |  | No | R-454B | 3.8333 | Residential & Commercial | Ducted CEE Tier 1
214572809 | Central HP <5.4 tons | BRYANT HEATING AND COOLING SYSTEMS | HRCU-A-CB (Split System: Heat Pump with Remote Outdoor Unit-Air-Source) | 288BNV037*0**A* |  |  | CAP**4821AL*+UI | 987MC60080C21*** | 32200 | 17.5 | 8.5 | 32400 | 25000 | 77.16% | 1.98 | 0 | 11 |  |  |  | No | R-410A | 2.6833 | Residential & Commercial | Ducted CEE Tier 1
212983676 | Central HP <5.4 tons | CARRIER | HRCU-A-CB (Split System: Heat Pump with Remote Outdoor Unit-Air-Source) | 38MURAQ18AB3* |  |  | CAP**3017AL* | 59SC2E060M14**12 | 17400 | 16.5 | 8.5 | 18000 | 18900 | 105% | 2.28 | 0 | 10.5 |  |  |  | No | R-410A | 1.45 | Residential & Commercial | Ducted CEE Tier 1
214075288 | Central HP <5.4 tons | RHEEM | HRCU-A-CB (Split System: Heat Pump with Remote Outdoor Unit-Air-Source) | RD17AZ60AJ3N |  |  | RCFZ6024STANM | R802V1255A24UHN | 55500 | 18 | 8.1 | 53500 | 49000 | 91.59% | 1.75 | 0 | 10 |  |  |  | No | R-410A | 4.625 | Residential & Commercial | Ducted CEE Tier 1
212979954 | Central HP <5.4 tons | BRYANT HEATING AND COOLING SYSTEMS | HRCU-A-CB (Split System: Heat Pump with Remote Outdoor Unit-Air-Source) | 38MURAQ18AB3* |  |  | CAP**2417AL* | 8(0,1)*SB42090M17*** | 17500 | 16 | 8.5 | 18500 | 19400 | 104.9% | 2.34 | 0 | 10.5 |  |  |  | No | R-410A | 1.4583 | Residential & Commercial | Ducted CEE Tier 1
215931892 | Central HP <5.4 tons | KENMORE | HRCU-A-CB (Split System: Heat Pump with Remote Outdoor Unit-Air-Source) | (C,H,T)5H3V60*K*AAA* |  |  | ESH5X60M12A*+WALLCON | *97CMN1002122B* | 56500 | 18 | 8.1 | 61000 | 46000 | 75.41% | 1.95 | 0 | 11 |  |  |  | No | R-454B | 4.7083 | Residential & Commercial | Ducted CEE Tier 1
211227627 | Central HP <5.4 tons | TEMPSTAR | HRCU-A-CB (Split System: Heat Pump with Remote Outdoor Unit-Air-Source) | DLCURAH36ABK |  |  | EA*4X42L21A* | *96VSN1002120A* | 35600 | 16 | 8.1 | 38500 | 35000 | 90.91% | 1.88 | 0 | 10 |  |  |  | No | R-410A | 2.9667 | Residential & Commercial | Ducted CEE Tier 1
211227893 | Central HP <5.4 tons | TEMPSTAR | HRCU-A-CB (Split System: Heat Pump with Remote Outdoor Unit-Air-Source) | DLCURAH36ABK |  |  | EA*4X42L24A* | *80VSL1102422A* | 35400 | 16.5 | 8.1 | 38500 | 35000 | 90.91% | 1.88 | 0 | 10 |  |  |  | No | R-410A | 2.95 | Residential & Commercial | Ducted CEE Tier 1
211228700 | Central HP <5.4 tons | TEMPSTAR | HRCU-A-CB (Split System: Heat Pump with Remote Outdoor Unit-Air-Source) | DLCURAH36ABK |  |  | EA*4X43L21A* | OMV112K14A | 36200 | 15.5 | 8.5 | 38500 | 34800 | 90.39% | 2.06 | 0 | 10 |  |  |  | No | R-410A | 3.0167 | Residential & Commercial | Ducted CEE Tier 1
211230796 | Central HP <5.4 tons | TEMPSTAR | HRCU-A-CB (Split System: Heat Pump with Remote Outdoor Unit-Air-Source) | DLCURAH36ABK |  |  | EN(A,D)4X48L24** | OLV112A16A | 36000 | 15.5 | 8.1 | 38500 | 35000 | 90.91% | 2.02 | 0 | 10 |  |  |  | No | R-410A | 3 | Residential & Commercial | Ducted CEE Tier 1
211230814 | Central HP <5.4 tons | TEMPSTAR | HRCU-A-CB (Split System: Heat Pump with Remote Outdoor Unit-Air-Source) | DLCURAH36ABK |  |  | EN(A,D)4X48L24** | OMV154L20A | 37000 | 16 | 8.1 | 39500 | 35000 | 88.61% | 2.06 | 0 | 10.5 |  |  |  | No | R-410A | 3.0833 | Residential & Commercial | Ducted CEE Tier 1
211230847 | Central HP <5.4 tons | TEMPSTAR | HRCU-A-CB (Split System: Heat Pump with Remote Outdoor Unit-Air-Source) | DLCURAH36ABK |  |  | FEM4X42**BL |  | 37000 | 16 | 8.1 | 38500 | 34800 | 90.39% | 2 | 0 | 10 |  |  |  | No | R-410A | 3.0833 | Residential & Commercial | Ducted CEE Tier 1
211226380 | Central HP <5.4 tons | AIRQUEST | HRCU-A-CB (Split System: Heat Pump with Remote Outdoor Unit-Air-Source) | DLCURAH36ABK |  |  | EA*4X36L21A* | *95ESN1002122A* | 36400 | 15.2 | 8.1 | 40000 | 35400 | 88.5% | 1.88 | 0 | 10 |  |  |  | No | R-410A | 3.0333 | Residential & Commercial | Ducted CEE Tier 1
211226625 | Central HP <5.4 tons | AIRQUEST | HRCU-A-CB (Split System: Heat Pump with Remote Outdoor Unit-Air-Source) | DLCURAH36ABK |  |  | EA*4X37L17A* | *92ESN0601714A* | 35800 | 16 | 8.1 | 38500 | 34800 | 90.39% | 2 | 0 | 10 |  |  |  | No | R-410A | 2.9833 | Residential & Commercial | Ducted CEE Tier 1
211227884 | Central HP <5.4 tons | TEMPSTAR | HRCU-A-CB (Split System: Heat Pump with Remote Outdoor Unit-Air-Source) | DLCURAH36ABK |  |  | EA*4X42L24A* | *80VSL0902420A* | 35200 | 16 | 8.1 | 38500 | 35000 | 90.91% | 1.88 | 0 | 10 |  |  |  | No | R-410A | 2.9333 | Residential & Commercial | Ducted CEE Tier 1
210470281 | Central HP <5.4 tons | COMFORTMAKER | HRCU-A-CB (Split System: Heat Pump with Remote Outdoor Unit-Air-Source) | CVH837GKA2* |  |  | EA*4X60L24A*+WALLCON | *80CTL1352422A* | 32800 | 18 | 8.5 | 31800 | 24800 | 77.99% | 2 | 0 | 12 |  |  |  | No | R-410A | 2.7333 | Residential & Commercial | Ducted CEE Tier 1
210532949 | Central HP <5.4 tons | BRYANT HEATING AND COOLING SYSTEMS | HRCU-A-CB (Split System: Heat Pump with Remote Outdoor Unit-Air-Source) | 284ANV024*0**B* |  |  | CAP**2417AL*+UI | 88*TA48090C17*** | 23000 | 21 | 10 | 27000 | 20000 | 74.07% | 2.32 | 0 | 13 |  |  |  | No | R-410A | 1.9167 | Residential & Commercial | Ducted CEE Tier 1
210532965 | Central HP <5.4 tons | BRYANT HEATING AND COOLING SYSTEMS | HRCU-A-CB (Split System: Heat Pump with Remote Outdoor Unit-Air-Source) | 284ANV024*0**B* |  |  | CAP**2517AL*+UI | 88*TA36070C14*** | 24200 | 21.5 | 10.5 | 26400 | 19700 | 74.62% | 2.54 | 0 | 13.5 |  |  |  | No | R-410A | 2.0167 | Residential & Commercial | Ducted CEE Tier 1
214396792 | Central HP <5.4 tons | FRASER-JOHNSTON | HRCU-A-CB (Split System: Heat Pump with Remote Outdoor Unit-Air-Source) | HH836E2S11 |  |  | CTM36C5CDS1 | TM8Y080C16MP11 | 33600 | 18 | 8.5 | 31400 | 25200 | 80.25% | 2 | 0 | 11 |  |  |  | No | R-454B | 2.8 | Residential & Commercial | Ducted CEE Tier 1
214396958 | Central HP <5.4 tons | FRASER-JOHNSTON | HRCU-A-CB (Split System: Heat Pump with Remote Outdoor Unit-Air-Source) | HH836E2S11 |  |  | CTM48C5CFS1 | TM8E120C16MP11 | 33600 | 19 | 9 | 31400 | 25400 | 80.89% | 2 | 0 | 11 |  |  |  | No | R-454B | 2.8 | Residential & Commercial | Ducted CEE Tier 1
214395727 | Central HP <5.4 tons | YORK | HRCU-A-CB (Split System: Heat Pump with Remote Outdoor Unit-Air-Source) | HH836E2S11 |  |  | CTM48C5CFS1 | Y81E100C20SMPS1 | 34400 | 19 | 9 | 32000 | 25400 | 79.38% | 2 | 0 | 11 |  |  |  | No | R-454B | 2.8667 | Residential & Commercial | Ducted CEE Tier 1
214395814 | Central HP <5.4 tons | YORK | HRCU-A-CB (Split System: Heat Pump with Remote Outdoor Unit-Air-Source) | HH836E2S11 |  |  | CTM36B5CDS1 | TM9Y060B12MP11 | 33000 | 17 | 8.5 | 31200 | 25600 | 82.05% | 2 | 0 | 11 |  |  |  | No | R-454B | 2.75 | Residential & Commercial | Ducted CEE Tier 1
214395911 | Central HP <5.4 tons | YORK | HRCU-A-CB (Split System: Heat Pump with Remote Outdoor Unit-Air-Source) | HH836E2S11 |  |  | CTF36B5CDS1 | TP9C080B12MP13 | 33000 | 18 | 8.5 | 30800 | 25000 | 81.17% | 2 | 0 | 11 |  |  |  | No | R-454B | 2.75 | Residential & Commercial | Ducted CEE Tier 1
214395830 | Central HP <5.4 tons | YORK | HRCU-A-CB (Split System: Heat Pump with Remote Outdoor Unit-Air-Source) | HH836E2S11 |  |  | CTF48C5CFS1 | TMLE100C16MP11 | 33400 | 19 | 9 | 31400 | 25400 | 80.89% | 2 | 0 | 11 |  |  |  | No | R-454B | 2.7833 | Residential & Commercial | Ducted CEE Tier 1
215931920 | Central HP <5.4 tons | DAY & NIGHT | HRCU-A-CB (Split System: Heat Pump with Remote Outdoor Unit-Air-Source) | C5H3V60*K*AAA* |  |  | ESH5X60M12A*+WALLCON | *96CTN1202422B* | 56500 | 18 | 8.1 | 61000 | 46000 | 75.41% | 1.95 | 0 | 11 |  |  |  | No | R-454B | 4.7083 | Residential & Commercial | Ducted CEE Tier 1
214242703 | Central HP <5.4 tons | KENMORE | HRCU-A-CB (Split System: Heat Pump with Remote Outdoor Unit-Air-Source) | (C,H,T)VH825GKA2* |  |  | EN(A,D,W)4X36L17**+WALLCON | *97CMN0801714B* | 23400 | 16.5 | 8.1 | 21600 | 16700 | 77.31% | 1.92 | 0 | 10.5 |  |  |  | No | R-410A | 1.95 | Residential & Commercial | Ducted CEE Tier 1
214242733 | Central HP <5.4 tons | KENMORE | HRCU-A-CB (Split System: Heat Pump with Remote Outdoor Unit-Air-Source) | (C,H,T)VH825GKA2* |  |  | EN(A,D,W)4X36L17**+WALLCON | *96CTN0801714B* | 23400 | 16.5 | 8.1 | 21600 | 16700 | 77.31% | 1.92 | 0 | 11 |  |  |  | No | R-410A | 1.95 | Residential & Commercial | Ducted CEE Tier 1
210470380 | Central HP <5.4 tons | COMFORTMAKER | HRCU-A-CB (Split System: Heat Pump with Remote Outdoor Unit-Air-Source) | CVH837GKA2* |  |  | EA*4X61L21A*+WALLCON | *95CSU0802120A* | 33200 | 18 | 8.5 | 32000 | 24800 | 77.5% | 2 | 0 | 11.5 |  |  |  | No | R-410A | 2.7667 | Residential & Commercial | Ducted CEE Tier 1
210470413 | Central HP <5.4 tons | COMFORTMAKER | HRCU-A-CB (Split System: Heat Pump with Remote Outdoor Unit-Air-Source) | CVH837GKA2* |  |  | EA*4X61L21A*+WALLCON | *80CSU0601716A* | 33200 | 17.5 | 8.1 | 32200 | 25000 | 77.64% | 1.98 | 0 | 11.5 |  |  |  | No | R-410A | 2.7667 | Residential & Commercial | Ducted CEE Tier 1
210471183 | Central HP <5.4 tons | COMFORTMAKER | HRCU-A-CB (Split System: Heat Pump with Remote Outdoor Unit-Air-Source) | CVH837GKA2* |  |  | EHD4X60AAL+WALLCON | *80CTL0902120A* | 33000 | 17 | 8.1 | 32200 | 25000 | 77.64% | 2 | 0 | 11.5 |  |  |  | No | R-410A | 2.75 | Residential & Commercial | Ducted CEE Tier 1
211228165 | Central HP <5.4 tons | TEMPSTAR | HRCU-A-CB (Split System: Heat Pump with Remote Outdoor Unit-Air-Source) | DLCURAH36ABK |  |  | EA*4X42L24A* | OLV154F20A | 37000 | 15.2 | 8.5 | 40000 | 35400 | 88.5% | 1.96 | 0 | 10 |  |  |  | No | R-410A | 3.0833 | Residential & Commercial | Ducted CEE Tier 1
211226562 | Central HP <5.4 tons | COMFORTMAKER | HRCU-A-CB (Split System: Heat Pump with Remote Outdoor Unit-Air-Source) | DLCURAH36ABK |  |  | EA*4X37L17A* | *80VSL0701716A* | 36200 | 15.2 | 8.1 | 38500 | 35000 | 90.91% | 2.02 | 0 | 10 |  |  |  | No | R-410A | 3.0167 | Residential & Commercial | Ducted CEE Tier 1
211226794 | Central HP <5.4 tons | COMFORTMAKER | HRCU-A-CB (Split System: Heat Pump with Remote Outdoor Unit-Air-Source) | DLCURAH36ABK |  |  | EA*4X37L21A* | *80ES(N,L)0701712A* | 36400 | 15.5 | 8.5 | 38500 | 34800 | 90.39% | 2.08 | 0 | 10 |  |  |  | No | R-410A | 3.0333 | Residential & Commercial | Ducted CEE Tier 1
211226830 | Central HP <5.4 tons | COMFORTMAKER | HRCU-A-CB (Split System: Heat Pump with Remote Outdoor Unit-Air-Source) | DLCURAH36ABK |  |  | EA*4X37L21A* | *80ES(N,L)0902116A* | 36600 | 16 | 8.5 | 38500 | 34800 | 90.39% | 2.1 | 0 | 10 |  |  |  | No | R-410A | 3.05 | Residential & Commercial | Ducted CEE Tier 1
214570455 | Central HP <5.4 tons | KEEPRITE | HRCU-A-CB (Split System: Heat Pump with Remote Outdoor Unit-Air-Source) | CVH825GKA3* |  |  | EA*4X37L21A*+WALLCON | *95CSU1002122B* | 24400 | 16.5 | 8.5 | 21200 | 16600 | 78.3% | 2.04 | 0 | 11 |  |  |  | No | R-410A | 2.0333 | Residential & Commercial | Ducted CEE Tier 1
210473977 | Central HP <5.4 tons | DAY & NIGHT | HRCU-A-CB (Split System: Heat Pump with Remote Outdoor Unit-Air-Source) | CVH825GKA3* |  |  | EN(A,D,W)4X48L21**+WALLCON | *96CTN0601714A* | 24000 | 16.5 | 8.1 | 21400 | 16700 | 78.04% | 2 | 0 | 11 |  |  |  | No | R-410A | 2 | Residential & Commercial | Ducted CEE Tier 1
210474043 | Central HP <5.4 tons | DAY & NIGHT | HRCU-A-CB (Split System: Heat Pump with Remote Outdoor Unit-Air-Source) | CVH825GKA3* |  |  | EN(A,D,W)4X48L21**+WALLCON | *80CTL0901716A* | 24200 | 17.5 | 8.1 | 21200 | 16500 | 77.83% | 2.02 | 0 | 11.7 |  |  |  | No | R-410A | 2.0167 | Residential & Commercial | Ducted CEE Tier 1
215932070 | Central HP <5.4 tons | DAY & NIGHT | HRCU-A-CB (Split System: Heat Pump with Remote Outdoor Unit-Air-Source) | C5H3V36*K*AAA* |  |  | EA*5X36M17A*+WALLCON | *80CTL0701716B* | 32200 | 19 | 9.5 | 35400 | 27200 | 76.84% | 2 | 0 | 10.5 |  |  |  | No | R-454B | 2.6833 | Residential & Commercial | Ducted CEE Tier 1
210470286 | Central HP <5.4 tons | CARRIER | HRCU-A-CB (Split System: Heat Pump with Remote Outdoor Unit-Air-Source) | 25VNA837A*031* |  |  | CAP**6024AL*+UI | 59TN6B120C24**22 | 32800 | 18 | 8.5 | 31800 | 24800 | 77.99% | 2 | 0 | 11.7 |  |  |  | No | R-410A | 2.7333 | Residential & Commercial | Ducted CEE Tier 1
214574118 | Central HP <5.4 tons | CARRIER | HRCU-A-CB (Split System: Heat Pump with Remote Outdoor Unit-Air-Source) | 25VNA837A*031* |  |  | CAP**6121AL*+UI | 59MN7C060C21**20 | 33000 | 17.5 | 8.5 | 32200 | 25000 | 77.64% | 1.98 | 0 | 11 |  |  |  | No | R-410A | 2.75 | Residential & Commercial | Ducted CEE Tier 1
214574168 | Central HP <5.4 tons | CARRIER | HRCU-A-CB (Split System: Heat Pump with Remote Outdoor Unit-Air-Source) | 25VNA837A*031* |  |  | CAP**6124AL*+UI | 59CU5B100C21**22 | 33200 | 18.5 | 8.5 | 31800 | 24800 | 77.99% | 2 | 0 | 11.5 |  |  |  | No | R-410A | 2.7667 | Residential & Commercial | Ducted CEE Tier 1
214574468 | Central HP <5.4 tons | CARRIER | HRCU-A-CB (Split System: Heat Pump with Remote Outdoor Unit-Air-Source) | 25VNA837A*031* |  |  | CNPV*3621AL*+UI | 59CU5B100C21**22 | 31400 | 17 | 8.1 | 33000 | 24000 | 72.73% | 1.84 | 0 | 11 |  |  |  | No | R-410A | 2.6167 | Residential & Commercial | Ducted CEE Tier 1
214574618 | Central HP <5.4 tons | CARRIER | HRCU-A-CB (Split System: Heat Pump with Remote Outdoor Unit-Air-Source) | 25VNA837A*031* |  |  | CNPV*4821AL*+UI | 59TN6C080C21**20 | 32400 | 17.5 | 8.5 | 32600 | 24800 | 76.07% | 1.98 | 0 | 11.5 |  |  |  | No | R-410A | 2.7 | Residential & Commercial | Ducted CEE Tier 1
215935290 | Central HP <5.4 tons | DAY & NIGHT | HRCU-A-CB (Split System: Heat Pump with Remote Outdoor Unit-Air-Source) | C5H3V36*K*AAA* |  |  | EVM5X60M21A*+WALLCON | *97CMN0802120B* | 35600 | 21.5 | 8.5 | 38000 | 28600 | 75.26% | 2.02 | 0 | 12 |  |  |  | No | R-454B | 2.9667 | Residential & Commercial | Ducted CEE Tier 1
214395961 | Central HP <5.4 tons | YORK | HRCU-A-CB (Split System: Heat Pump with Remote Outdoor Unit-Air-Source) | HH824E2S11 |  |  | CTF36B5ADS1 | TM8V080B12MP12 | 23000 | 18 | 9 | 23000 | 18500 | 80.43% | 2 | 0 | 12 |  |  |  | No | R-454B | 1.9167 | Residential & Commercial | Ducted CEE Tier 1
214395964 | Central HP <5.4 tons | YORK | HRCU-A-CB (Split System: Heat Pump with Remote Outdoor Unit-Air-Source) | HH824E2S11 |  |  | CTF30A5ADS1 | TM9Y040A10MP11 | 23000 | 17 | 9 | 23000 | 18000 | 78.26% | 2 | 0 | 12 |  |  |  | No | R-454B | 1.9167 | Residential & Commercial | Ducted CEE Tier 1
214395879 | Central HP <5.4 tons | YORK | HRCU-A-CB (Split System: Heat Pump with Remote Outdoor Unit-Air-Source) | HH824E2S11 |  |  | CTF30B5ACS1 | TMLE100B12MP11 | 23000 | 17 | 9.5 | 23000 | 18400 | 80% | 2 | 0 | 12 |  |  |  | No | R-454B | 1.9167 | Residential & Commercial | Ducted CEE Tier 1
214395880 | Central HP <5.4 tons | YORK | HRCU-A-CB (Split System: Heat Pump with Remote Outdoor Unit-Air-Source) | HH824E2S11 |  |  | CTM30B5ACS1 | TM8E080B12MP11 | 23000 | 17 | 9.5 | 23000 | 18300 | 79.57% | 2 | 0 | 12 |  |  |  | No | R-454B | 1.9167 | Residential & Commercial | Ducted CEE Tier 1
215932832 | Central HP <5.4 tons | KENMORE | HRCU-A-CB (Split System: Heat Pump with Remote Outdoor Unit-Air-Source) | (C,H,T)5H3V36*K*AAA* |  |  | EA*5X61M21A*+WALLCON | *96CTN0801714B* | 34200 | 20 | 9 | 34600 | 26400 | 76.3% | 1.94 | 0 | 11.5 |  |  |  | No | R-454B | 2.85 | Residential & Commercial | Ducted CEE Tier 1
215932882 | Central HP <5.4 tons | KENMORE | HRCU-A-CB (Split System: Heat Pump with Remote Outdoor Unit-Air-Source) | (C,H,T)5H3V36*K*AAA* |  |  | EA*5X61M24A*+WALLCON | *80CTL1352422B* | 34600 | 20.5 | 9.5 | 34200 | 25800 | 75.44% | 2.06 | 0 | 12 |  |  |  | No | R-454B | 2.8833 | Residential & Commercial | Ducted CEE Tier 1
215932952 | Central HP <5.4 tons | KENMORE | HRCU-A-CB (Split System: Heat Pump with Remote Outdoor Unit-Air-Source) | (C,H,T)5H3V36*K*AAA* |  |  | EA*5X61M24A*+WALLCON | *96CTN1002122B* | 34400 | 20.5 | 9.5 | 34200 | 26000 | 76.02% | 2.08 | 0 | 12 |  |  |  | No | R-454B | 2.8667 | Residential & Commercial | Ducted CEE Tier 1
210533093 | Central HP <5.4 tons | BRYANT HEATING AND COOLING SYSTEMS | HRCU-A-CB (Split System: Heat Pump with Remote Outdoor Unit-Air-Source) | 284ANV024*0**B* |  |  | CSPH*3012AL*+UI | 88*TA48070C17*** | 23400 | 19.5 | 9 | 27000 | 19900 | 73.7% | 2.44 | 0 | 12.5 |  |  |  | No | R-410A | 1.95 | Residential & Commercial | Ducted CEE Tier 1
210533095 | Central HP <5.4 tons | BRYANT HEATING AND COOLING SYSTEMS | HRCU-A-CB (Split System: Heat Pump with Remote Outdoor Unit-Air-Source) | 284ANV024*0**B* |  |  | CSPH*3012AL*+UI | 986TC42060C17*** | 23400 | 19 | 10 | 27200 | 20000 | 73.53% | 2.42 | 0 | 12.5 |  |  |  | No | R-410A | 1.95 | Residential & Commercial | Ducted CEE Tier 1
210533109 | Central HP <5.4 tons | BRYANT HEATING AND COOLING SYSTEMS | HRCU-A-CB (Split System: Heat Pump with Remote Outdoor Unit-Air-Source) | 284ANV024*0**B* |  |  | CSPH*4212AL*+UI | 935CA60080C21*** | 24000 | 20 | 9.5 | 26400 | 19600 | 74.24% | 2.54 | 0 | 13 |  |  |  | No | R-410A | 2 | Residential & Commercial | Ducted CEE Tier 1
214396029 | Central HP <5.4 tons | YORK | HRCU-A-CB (Split System: Heat Pump with Remote Outdoor Unit-Air-Source) | HH836E2S11 |  |  | CTM48C5CFS1 | TM8Y100C20MP11 | 34600 | 19 | 9 | 32600 | 25800 | 79.14% | 2 | 0 | 11 |  |  |  | No | R-454B | 2.8833 | Residential & Commercial | Ducted CEE Tier 1
214396096 | Central HP <5.4 tons | YORK | HRCU-A-CB (Split System: Heat Pump with Remote Outdoor Unit-Air-Source) | HH836E2S11 |  |  | CTM36C5CDS1 | TM8Y080C16MP11 | 33600 | 18 | 8.5 | 31400 | 25200 | 80.25% | 2 | 0 | 11 |  |  |  | No | R-454B | 2.8 | Residential & Commercial | Ducted CEE Tier 1
212983714 | Central HP <5.4 tons | KEEPRITE | HRCU-A-CB (Split System: Heat Pump with Remote Outdoor Unit-Air-Source) | DLCURAH18ABK |  |  | EN(A,D)4X24L17** | *92MSN0601412A* | 17500 | 16 | 8.5 | 18500 | 19200 | 103.8% | 2.3 | 0 | 11 |  |  |  | No | R-410A | 1.4583 | Residential & Commercial | Ducted CEE Tier 1
212977771 | Central HP <5.4 tons | COMFORTMAKER | HRCU-A-CB (Split System: Heat Pump with Remote Outdoor Unit-Air-Source) | DLCURAH18ABK |  |  | EA*4X30L17A* | *80MS(N,L)0451412A* | 17700 | 16.5 | 8.5 | 18200 | 18800 | 103.3% | 2.26 | 0 | 10.5 |  |  |  | No | R-410A | 1.475 | Residential & Commercial | Ducted CEE Tier 1
212977658 | Central HP <5.4 tons | CARRIER | HRCU-A-CB (Split System: Heat Pump with Remote Outdoor Unit-Air-Source) | 38MURAQ24AB3* |  |  | CNPV*2417AL* | 58S(B,C)*B045M14**12 | 23200 | 16.5 | 8.5 | 26800 | 25000 | 93.28% | 2.08 | 0 | 10 |  |  |  | No | R-410A | 1.9333 | Residential & Commercial | Ducted CEE Tier 1
212978126 | Central HP <5.4 tons | CARRIER | HRCU-A-CB (Split System: Heat Pump with Remote Outdoor Unit-Air-Source) | 38MURAQ24AB3* |  |  | CAP**3017AL* | 58S(B,C)*B070M14**12 | 23600 | 17.5 | 8.5 | 26200 | 24600 | 93.89% | 2.06 | 0 | 10 |  |  |  | No | R-410A | 1.9667 | Residential & Commercial | Ducted CEE Tier 1
214395845 | Central HP <5.4 tons | YORK | HRCU-A-CB (Split System: Heat Pump with Remote Outdoor Unit-Air-Source) | HH860E2S11 |  |  | CTF60C5CGS1 | TM8V120C20MP12 | 44500 | 18 | 9 | 45000 | 33800 | 75.11% | 2 | 0 | 11 |  |  |  | No | R-454B | 3.7083 | Residential & Commercial | Ducted CEE Tier 1
214395861 | Central HP <5.4 tons | YORK | HRCU-A-CB (Split System: Heat Pump with Remote Outdoor Unit-Air-Source) | HH860E2S11 |  |  | CTM60C5CGS1+JMC17C2SN1 |  | 45000 | 19 | 9 | 45000 | 33400 | 74.22% | 2 | 0 | 12 |  |  |  | No | R-454B | 3.75 | Residential & Commercial | Ducted CEE Tier 1
214395896 | Central HP <5.4 tons | YORK | HRCU-A-CB (Split System: Heat Pump with Remote Outdoor Unit-Air-Source) | HH860E2S11 |  |  | CTF60D5CJS1 | TM9Y120D20MP11 | 53000 | 19 | 9 | 55500 | 40000 | 72.07% | 2 | 0 | 10 |  |  |  | No | R-454B | 4.4167 | Residential & Commercial | Ducted CEE Tier 1
214395848 | Central HP <5.4 tons | YORK | HRCU-A-CB (Split System: Heat Pump with Remote Outdoor Unit-Air-Source) | HH860E2S11 |  |  | CTF60C5CGS1 | TPLC100C20MP13 | 44500 | 18 | 9 | 45000 | 33800 | 75.11% | 2 | 0 | 11 |  |  |  | No | R-454B | 3.7083 | Residential & Commercial | Ducted CEE Tier 1
214395946 | Central HP <5.4 tons | YORK | HRCU-A-CB (Split System: Heat Pump with Remote Outdoor Unit-Air-Source) | HH860E2S11 |  |  | CTF60C5CGS1 | TM8E100C20MP11 | 44500 | 17 | 9 | 45000 | 33800 | 75.11% | 2 | 0 | 11.7 |  |  |  | No | R-454B | 3.7083 | Residential & Commercial | Ducted CEE Tier 1
214395948 | Central HP <5.4 tons | YORK | HRCU-A-CB (Split System: Heat Pump with Remote Outdoor Unit-Air-Source) | HH860E2S11 |  |  | CTM60C5CGS1 | TM8E100C20MP11 | 44500 | 17 | 9 | 45000 | 33800 | 75.11% | 2 | 0 | 11.7 |  |  |  | No | R-454B | 3.7083 | Residential & Commercial | Ducted CEE Tier 1
214396062 | Central HP <5.4 tons | YORK | HRCU-A-CB (Split System: Heat Pump with Remote Outdoor Unit-Air-Source) | HH860E2S11 |  |  | CTM60C5CGS1 | TPLC100C16MP13 | 44000 | 18 | 9 | 44500 | 33600 | 75.51% | 2 | 0 | 11.7 |  |  |  | No | R-454B | 3.6667 | Residential & Commercial | Ducted CEE Tier 1
214396181 | Central HP <5.4 tons | YORK | HRCU-A-CB (Split System: Heat Pump with Remote Outdoor Unit-Air-Source) | HH860E2S11 |  |  | CTF60D5CHS1+JMC20D2SN1 |  | 53000 | 19 | 8.5 | 53000 | 38000 | 71.7% | 2 | 0 | 12 |  |  |  | No | R-454B | 4.4167 | Residential & Commercial | Ducted CEE Tier 1
214396129 | Central HP <5.4 tons | YORK | HRCU-A-CB (Split System: Heat Pump with Remote Outdoor Unit-Air-Source) | HH836E2S11 |  |  | CTF48C5CFS1 | TM8E080C16MP11 | 33200 | 19 | 9 | 31200 | 25400 | 81.41% | 2 | 0 | 11 |  |  |  | No | R-454B | 2.7667 | Residential & Commercial | Ducted CEE Tier 1
214396013 | Central HP <5.4 tons | YORK | HRCU-A-CB (Split System: Heat Pump with Remote Outdoor Unit-Air-Source) | HH836E2S11 |  |  | CTM36B5CDS1 | TM9E080B12MP12 | 33400 | 17 | 8.5 | 31800 | 26000 | 81.76% | 2 | 0 | 11 |  |  |  | No | R-454B | 2.7833 | Residential & Commercial | Ducted CEE Tier 1
214396015 | Central HP <5.4 tons | YORK | HRCU-A-CB (Split System: Heat Pump with Remote Outdoor Unit-Air-Source) | HH836E2S11 |  |  | JHE36C5CD2SS1 |  | 33600 | 19 | 9 | 30600 | 25000 | 81.7% | 2 | 0 | 11.7 |  |  |  | No | R-454B | 2.8 | Residential & Commercial | Ducted CEE Tier 1
214396113 | Central HP <5.4 tons | YORK | HRCU-A-CB (Split System: Heat Pump with Remote Outdoor Unit-Air-Source) | HH836E2S11 |  |  | CTM36C5CDS1 | TMLV100C16MP12 | 34000 | 18 | 8.5 | 32000 | 26200 | 81.88% | 2 | 0 | 11 |  |  |  | No | R-454B | 2.8333 | Residential & Commercial | Ducted CEE Tier 1
214396131 | Central HP <5.4 tons | YORK | HRCU-A-CB (Split System: Heat Pump with Remote Outdoor Unit-Air-Source) | HH836E2S11 |  |  | CTM48C5CFS1+JMVT16CC2N1 |  | 34000 | 19 | 9 | 31400 | 25000 | 79.62% | 2 | 0 | 11.7 |  |  |  | No | R-454B | 2.8333 | Residential & Commercial | Ducted CEE Tier 1
214396196 | Central HP <5.4 tons | YORK | HRCU-A-CB (Split System: Heat Pump with Remote Outdoor Unit-Air-Source) | HH836E2S11 |  |  | CTF36C5CDS1+JMET16CS2N1 |  | 34200 | 19 | 9 | 31400 | 25600 | 81.53% | 2 | 0 | 11.7 |  |  |  | No | R-454B | 2.85 | Residential & Commercial | Ducted CEE Tier 1
214396997 | Central HP <5.4 tons | FRASER-JOHNSTON | HRCU-A-CB (Split System: Heat Pump with Remote Outdoor Unit-Air-Source) | HH836E2S11 |  |  | CTM48C5CFS1 | TL9E100C20UH11 | 34000 | 18 | 9 | 32000 | 25600 | 80% | 2 | 0 | 11 |  |  |  | No | R-454B | 2.8333 | Residential & Commercial | Ducted CEE Tier 1
214397261 | Central HP <5.4 tons | FRASER-JOHNSTON | HRCU-A-CB (Split System: Heat Pump with Remote Outdoor Unit-Air-Source) | HH836E2S11 |  |  | CTF36B5CDS1 | TM8Y080B12MP11 | 33400 | 18 | 8.5 | 31200 | 25600 | 82.05% | 2 | 0 | 11 |  |  |  | No | R-454B | 2.7833 | Residential & Commercial | Ducted CEE Tier 1
212980274 | Central HP <5.4 tons | KEEPRITE | HRCU-A-CB (Split System: Heat Pump with Remote Outdoor Unit-Air-Source) | DLCURAH24ABK |  |  | EA*4X37L21A* | *80MS(N,L)0902116A* | 24400 | 17.5 | 8.5 | 25200 | 21200 | 84.13% | 1.8 | 0 | 10.5 |  |  |  | No | R-410A | 2.0333 | Residential & Commercial | Ducted CEE Tier 1
214239849 | Central HP <5.4 tons | DAY & NIGHT | HRCU-A-CB (Split System: Heat Pump with Remote Outdoor Unit-Air-Source) | CVH837GKA** |  |  | EN(A,D,W)4X48L21**+WALLCON | *80CTL0451712B* | 32200 | 16.5 | 8.1 | 33200 | 25000 | 75.3% | 1.9 | 0 | 11 |  |  |  | No | R-410A | 2.6833 | Residential & Commercial | Ducted CEE Tier 1
214573295 | Central HP <5.4 tons | KEEPRITE | HRCU-A-CB (Split System: Heat Pump with Remote Outdoor Unit-Air-Source) | CVH837GKA** |  |  | EHD4X60AAL+WALLCON | *97CMN0802120B* | 33000 | 17 | 8.5 | 32200 | 24800 | 77.02% | 2 | 0 | 11.5 |  |  |  | No | R-410A | 2.75 | Residential & Commercial | Ducted CEE Tier 1
214572995 | Central HP <5.4 tons | KEEPRITE | HRCU-A-CB (Split System: Heat Pump with Remote Outdoor Unit-Air-Source) | CVH837GKA** |  |  | EA*4X61L21A*+WALLCON | *97CMN0802120B* | 33200 | 17.5 | 8.5 | 32000 | 24800 | 77.5% | 2 | 0 | 11.5 |  |  |  | No | R-410A | 2.7667 | Residential & Commercial | Ducted CEE Tier 1
214572895 | Central HP <5.4 tons | KEEPRITE | HRCU-A-CB (Split System: Heat Pump with Remote Outdoor Unit-Air-Source) | CVH837GKA** |  |  | EA*4X60L24A*+WALLCON | *80CTL0702120B* | 32800 | 17.5 | 8.5 | 31600 | 24800 | 78.48% | 1.98 | 0 | 11.5 |  |  |  | No | R-410A | 2.7333 | Residential & Commercial | Ducted CEE Tier 1
212974959 | Central HP <5.4 tons | KEEPRITE | HRCU-A-CB (Split System: Heat Pump with Remote Outdoor Unit-Air-Source) | DLCURAH24ABK |  |  | EA*4X30L14A* | *96VTN0401410B* | 23200 | 16 | 8.5 | 26400 | 25000 | 94.7% | 2.08 | 0 | 10 |  |  |  | No | R-410A | 1.9333 | Residential & Commercial | Ducted CEE Tier 1
210720686 | Central HP <5.4 tons | BRYANT HEATING AND COOLING SYSTEMS | HRCU-A-CB (Split System: Heat Pump with Remote Outdoor Unit-Air-Source) | 284ANV036*0**B* |  |  | CNPV*6024AL*+UI | 935CA60080C21*** | 34200 | 20 | 9 | 34800 | 25400 | 72.99% | 2.02 | 0 | 12.5 |  |  |  | No | R-410A | 2.85 | Residential & Commercial | Ducted CEE Tier 1
214397236 | Central HP <5.4 tons | FRASER-JOHNSTON | HRCU-A-CB (Split System: Heat Pump with Remote Outdoor Unit-Air-Source) | HH836E2S11 |  |  | CTF36C5CDS1+JMET16CS2N1 |  | 34200 | 19 | 9 | 31400 | 25600 | 81.53% | 2 | 0 | 11.7 |  |  |  | No | R-454B | 2.85 | Residential & Commercial | Ducted CEE Tier 1
215853354 | Central HP <5.4 tons | COLEMAN | HRCU-A-CB (Split System: Heat Pump with Remote Outdoor Unit-Air-Source) | HH836E2S11 |  |  | CTM36C5CDS1+JME16C2SN1 |  | 33400 | 19 | 9 | 30400 | 24800 | 81.58% | 2 | 0 | 12 |  |  |  | No | R-454B | 2.7833 | Residential & Commercial | Ducted CEE Tier 1
210532963 | Central HP <5.4 tons | BRYANT HEATING AND COOLING SYSTEMS | HRCU-A-CB (Split System: Heat Pump with Remote Outdoor Unit-Air-Source) | 284ANV024*0**B* |  |  | CAP**2517AL*+UI | 987MB42080C17*** | 24000 | 20 | 10.5 | 26600 | 19900 | 74.81% | 2.5 | 0 | 13 |  |  |  | No | R-410A | 2 | Residential & Commercial | Ducted CEE Tier 1
210532999 | Central HP <5.4 tons | BRYANT HEATING AND COOLING SYSTEMS | HRCU-A-CB (Split System: Heat Pump with Remote Outdoor Unit-Air-Source) | 284ANV024*0**B* |  |  | CAP**3721AL*+UI | 83*CA48060C17*** | 23800 | 20 | 10.5 | 26400 | 19700 | 74.62% | 2.54 | 0 | 13 |  |  |  | No | R-410A | 1.9833 | Residential & Commercial | Ducted CEE Tier 1
210533029 | Central HP <5.4 tons | BRYANT HEATING AND COOLING SYSTEMS | HRCU-A-CB (Split System: Heat Pump with Remote Outdoor Unit-Air-Source) | 284ANV024*0**B* |  |  | CAP**4321AL*+UI | 935CA60080C21*** | 24200 | 20.5 | 10.5 | 26400 | 19600 | 74.24% | 2.56 | 0 | 13.5 |  |  |  | No | R-410A | 2.0167 | Residential & Commercial | Ducted CEE Tier 1
210533031 | Central HP <5.4 tons | BRYANT HEATING AND COOLING SYSTEMS | HRCU-A-CB (Split System: Heat Pump with Remote Outdoor Unit-Air-Source) | 284ANV024*0**B* |  |  | CAP**4321AL*+UI | 935CA66100C21*** | 24200 | 20.5 | 10.5 | 26400 | 19600 | 74.24% | 2.56 | 0 | 13.5 |  |  |  | No | R-410A | 2.0167 | Residential & Commercial | Ducted CEE Tier 1
212972989 | Central HP <5.4 tons | KEEPRITE | HRCU-A-CB (Split System: Heat Pump with Remote Outdoor Unit-Air-Source) | DLCURAH24ABK |  |  | EN(A,D)4X30L14** | *96VSN0401410B* | 23400 | 16 | 8.1 | 26400 | 24800 | 93.94% | 2.04 | 0 | 10 |  |  |  | No | R-410A | 1.95 | Residential & Commercial | Ducted CEE Tier 1
214573325 | Central HP <5.4 tons | KEEPRITE | HRCU-A-CB (Split System: Heat Pump with Remote Outdoor Unit-Air-Source) | CVH837GKA** |  |  | EN(A,D)4X36L21**+WALLCON | *95CSU0802120B* | 31400 | 16.5 | 8.1 | 33200 | 24200 | 72.89% | 1.82 | 0 | 11 |  |  |  | No | R-410A | 2.6167 | Residential & Commercial | Ducted CEE Tier 1
214573025 | Central HP <5.4 tons | KEEPRITE | HRCU-A-CB (Split System: Heat Pump with Remote Outdoor Unit-Air-Source) | CVH837GKA** |  |  | EA*4X61L24A*+WALLCON | *95CSU0802120B* | 33200 | 17.5 | 8.5 | 32000 | 24800 | 77.5% | 2 | 0 | 11.5 |  |  |  | No | R-410A | 2.7667 | Residential & Commercial | Ducted CEE Tier 1
214279911 | Central HP <5.4 tons | KEEPRITE | HRCU-A-CB (Split System: Heat Pump with Remote Outdoor Unit-Air-Source) | DLCURAH24ABK |  |  | EA*4X36L17A* | *96MSN0601716A* | 23400 | 16.5 | 9 | 25600 | 23800 | 92.97% | 1.96 | 0 | 10 |  |  |  | No | R-410A | 1.95 | Residential & Commercial | Ducted CEE Tier 1
210533063 | Central HP <5.4 tons | BRYANT HEATING AND COOLING SYSTEMS | HRCU-A-CB (Split System: Heat Pump with Remote Outdoor Unit-Air-Source) | 284ANV024*0**B* |  |  | CNPV*3017AL*+UI | 88*TA36070C14*** | 23200 | 21 | 10 | 26600 | 19900 | 74.81% | 2.4 | 0 | 13 |  |  |  | No | R-410A | 1.9333 | Residential & Commercial | Ducted CEE Tier 1
210533097 | Central HP <5.4 tons | BRYANT HEATING AND COOLING SYSTEMS | HRCU-A-CB (Split System: Heat Pump with Remote Outdoor Unit-Air-Source) | 284ANV024*0**B* |  |  | CSPH*3012AL*+UI | 986TC42080C17*** | 23400 | 19 | 9 | 27000 | 20000 | 74.07% | 2.44 | 0 | 12.5 |  |  |  | No | R-410A | 1.95 | Residential & Commercial | Ducted CEE Tier 1
210533115 | Central HP <5.4 tons | BRYANT HEATING AND COOLING SYSTEMS | HRCU-A-CB (Split System: Heat Pump with Remote Outdoor Unit-Air-Source) | 284ANV024*0**B* |  |  | CSPH*4212AL*+UI | 83*CA48060C17*** | 23800 | 19.5 | 9.5 | 26600 | 19700 | 74.06% | 2.5 | 0 | 13 |  |  |  | No | R-410A | 1.9833 | Residential & Commercial | Ducted CEE Tier 1
214243203 | Central HP <5.4 tons | KENMORE | HRCU-A-CB (Split System: Heat Pump with Remote Outdoor Unit-Air-Source) | (C,H,T)VH825GKA2* |  |  | EN(A,D)4X48L24**+WALLCON | *80CTL0902120B* | 24200 | 17 | 8.1 | 21200 | 16600 | 78.3% | 2.02 | 0 | 11.5 |  |  |  | No | R-410A | 2.0167 | Residential & Commercial | Ducted CEE Tier 1
214243253 | Central HP <5.4 tons | KENMORE | HRCU-A-CB (Split System: Heat Pump with Remote Outdoor Unit-Air-Source) | (C,H,T)VH825GKA2* |  |  | EN(A,D)4X48L24**+WALLCON | *96CTN1002122B* | 24200 | 17 | 8.1 | 21200 | 16600 | 78.3% | 2.02 | 0 | 11.5 |  |  |  | No | R-410A | 2.0167 | Residential & Commercial | Ducted CEE Tier 1
211244008 | Central HP <5.4 tons | COMFORTMAKER | HRCU-A-CB (Split System: Heat Pump with Remote Outdoor Unit-Air-Source) | DLCURAH24ABK |  |  | EN(A,D)4X24L17** | *96VTN0801716A* | 23800 | 16 | 8.5 | 26800 | 23400 | 87.31% | 1.92 | 0 | 10 |  |  |  | No | R-410A | 1.9833 | Residential & Commercial | Ducted CEE Tier 1
214279871 | Central HP <5.4 tons | DAY & NIGHT | HRCU-A-CB (Split System: Heat Pump with Remote Outdoor Unit-Air-Source) | DLCURAH24ABK |  |  | EA*4X24L17A* | *96MSN0601716A* | 23600 | 16.5 | 9.5 | 26600 | 24800 | 93.23% | 2.04 | 0 | 10 |  |  |  | No | R-410A | 1.9667 | Residential & Commercial | Ducted CEE Tier 1
211242055 | Central HP <5.4 tons | COMFORTMAKER | HRCU-A-CB (Split System: Heat Pump with Remote Outdoor Unit-Air-Source) | DLCURAH24ABK |  |  | EA*4X36L17A* | *95ESN0261410A* | 23400 | 16.5 | 8.5 | 25600 | 23600 | 92.19% | 1.96 | 0 | 10 |  |  |  | No | R-410A | 1.95 | Residential & Commercial | Ducted CEE Tier 1
211242088 | Central HP <5.4 tons | COMFORTMAKER | HRCU-A-CB (Split System: Heat Pump with Remote Outdoor Unit-Air-Source) | DLCURAH24ABK |  |  | EA*4X36L17A* | *80ES(N,L)0451712A* | 24200 | 16.5 | 8.5 | 26200 | 22600 | 86.26% | 1.88 | 0 | 10 |  |  |  | No | R-410A | 2.0167 | Residential & Commercial | Ducted CEE Tier 1
211242135 | Central HP <5.4 tons | COMFORTMAKER | HRCU-A-CB (Split System: Heat Pump with Remote Outdoor Unit-Air-Source) | DLCURAH24ABK |  |  | EA*4X36L17A* | *92ESN0601714A* | 24400 | 17 | 8.5 | 26200 | 22400 | 85.5% | 1.86 | 0 | 10 |  |  |  | No | R-410A | 2.0333 | Residential & Commercial | Ducted CEE Tier 1
211242522 | Central HP <5.4 tons | COMFORTMAKER | HRCU-A-CB (Split System: Heat Pump with Remote Outdoor Unit-Air-Source) | DLCURAH24ABK |  |  | EA*4X36L21A* | *96VTN0802120A* | 23800 | 17 | 8.5 | 25800 | 23200 | 89.92% | 1.94 | 0 | 10 |  |  |  | No | R-410A | 1.9833 | Residential & Commercial | Ducted CEE Tier 1
214242353 | Central HP <5.4 tons | KENMORE | HRCU-A-CB (Split System: Heat Pump with Remote Outdoor Unit-Air-Source) | (C,H,T)VH825GKA3* |  |  | EN(A,D)4X48L24**+WALLCON | *80CTL1352422B* | 24200 | 17 | 8.1 | 21200 | 16600 | 78.3% | 2 | 0 | 11 |  |  |  | No | R-410A | 2.0167 | Residential & Commercial | Ducted CEE Tier 1
214242373 | Central HP <5.4 tons | KENMORE | HRCU-A-CB (Split System: Heat Pump with Remote Outdoor Unit-Air-Source) | (C,H,T)VH825GKA3* |  |  | EN(A,D)4X48L24**+WALLCON | *97CMN1202422B* | 24200 | 17 | 8.1 | 21200 | 16600 | 78.3% | 2 | 0 | 11 |  |  |  | No | R-410A | 2.0167 | Residential & Commercial | Ducted CEE Tier 1
214239981 | Central HP <5.4 tons | KENMORE | HRCU-A-CB (Split System: Heat Pump with Remote Outdoor Unit-Air-Source) | (C,H,T)VH837GKA** |  |  | EN(A,D)4X48L24**+WALLCON | *80CTL1102120B* | 32400 | 17 | 8.1 | 32600 | 24600 | 75.46% | 1.96 | 0 | 11.5 |  |  |  | No | R-410A | 2.7 | Residential & Commercial | Ducted CEE Tier 1
214241603 | Central HP <5.4 tons | KENMORE | HRCU-A-CB (Split System: Heat Pump with Remote Outdoor Unit-Air-Source) | (C,H,T)VH825GKA3* |  |  | EN(A,D)4X24L17**+WALLCON | *97CMN0601714B* | 23200 | 15.5 | 8.1 | 22200 | 16900 | 76.13% | 1.9 | 0 | 10.5 |  |  |  | No | R-410A | 1.9333 | Residential & Commercial | Ducted CEE Tier 1
215933916 | Central HP <5.4 tons | HEIL | HRCU-A-CB (Split System: Heat Pump with Remote Outdoor Unit-Air-Source) | H5H3V36*K*AAA* |  |  | ESH5X60M12A*+WALLCON | *96CTN0601714B* | 33800 | 19 | 9 | 33800 | 25600 | 75.74% | 1.94 | 0 | 11 |  |  |  | No | R-454B | 2.8167 | Residential & Commercial | Ducted CEE Tier 1
211242690 | Central HP <5.4 tons | COMFORTMAKER | HRCU-A-CB (Split System: Heat Pump with Remote Outdoor Unit-Air-Source) | DLCURAH24ABK |  |  | EA*4X36L21A* | *92ESN0401712A* | 23800 | 16 | 8.5 | 26000 | 23000 | 88.46% | 1.88 | 0 | 10 |  |  |  | No | R-410A | 1.9833 | Residential & Commercial | Ducted CEE Tier 1
211242989 | Central HP <5.4 tons | COMFORTMAKER | HRCU-A-CB (Split System: Heat Pump with Remote Outdoor Unit-Air-Source) | DLCURAH24ABK |  |  | EA*4X37L17A* | *96VTN0601412A* | 24000 | 16.5 | 8.5 | 25200 | 22000 | 87.3% | 1.84 | 0 | 10 |  |  |  | No | R-410A | 2 | Residential & Commercial | Ducted CEE Tier 1
211243123 | Central HP <5.4 tons | COMFORTMAKER | HRCU-A-CB (Split System: Heat Pump with Remote Outdoor Unit-Air-Source) | DLCURAH24ABK |  |  | EA*4X37L17A* | *92ESN0401410A* | 24600 | 15.2 | 8.5 | 26000 | 21600 | 83.08% | 1.78 | 0 | 10 |  |  |  | No | R-410A | 2.05 | Residential & Commercial | Ducted CEE Tier 1
211243342 | Central HP <5.4 tons | COMFORTMAKER | HRCU-A-CB (Split System: Heat Pump with Remote Outdoor Unit-Air-Source) | DLCURAH24ABK |  |  | EA*4X37L21A* | *80VSL0701716A* | 24600 | 17 | 8.5 | 25400 | 21200 | 83.46% | 1.78 | 0 | 10.5 |  |  |  | No | R-410A | 2.05 | Residential & Commercial | Ducted CEE Tier 1
211243675 | Central HP <5.4 tons | COMFORTMAKER | HRCU-A-CB (Split System: Heat Pump with Remote Outdoor Unit-Air-Source) | DLCURAH24ABK |  |  | EA*4X37L21A* | OLV098A12* | 24000 | 16.5 | 8.1 | 25000 | 21600 | 86.4% | 1.8 | 0 | 10 |  |  |  | No | R-410A | 2 | Residential & Commercial | Ducted CEE Tier 1
211244194 | Central HP <5.4 tons | COMFORTMAKER | HRCU-A-CB (Split System: Heat Pump with Remote Outdoor Unit-Air-Source) | DLCURAH24ABK |  |  | EN(A,D)4X24L17** | *95ESN0801716A* | 24200 | 15.2 | 8.5 | 27400 | 22600 | 82.48% | 1.84 | 0 | 10 |  |  |  | No | R-410A | 2.0167 | Residential & Commercial | Ducted CEE Tier 1
211244258 | Central HP <5.4 tons | COMFORTMAKER | HRCU-A-CB (Split System: Heat Pump with Remote Outdoor Unit-Air-Source) | DLCURAH24ABK |  |  | EN(A,D)4X24L17** | OLV098A12* | 23000 | 16 | 8.5 | 26400 | 24600 | 93.18% | 2.04 | 0 | 10 |  |  |  | No | R-410A | 1.9167 | Residential & Commercial | Ducted CEE Tier 1
211244276 | Central HP <5.4 tons | COMFORTMAKER | HRCU-A-CB (Split System: Heat Pump with Remote Outdoor Unit-Air-Source) | DLCURAH24ABK |  |  | EN(A,D)4X30L14** | *80VSL0451412A* | 24000 | 16 | 8.1 | 26400 | 23000 | 87.12% | 1.88 | 0 | 10 |  |  |  | No | R-410A | 2 | Residential & Commercial | Ducted CEE Tier 1
211244294 | Central HP <5.4 tons | COMFORTMAKER | HRCU-A-CB (Split System: Heat Pump with Remote Outdoor Unit-Air-Source) | DLCURAH24ABK |  |  | EN(A,D)4X30L14** | *96VSN0601412A* | 23400 | 16.5 | 8.1 | 25800 | 24000 | 93.02% | 1.98 | 0 | 10 |  |  |  | No | R-410A | 1.95 | Residential & Commercial | Ducted CEE Tier 1
211244327 | Central HP <5.4 tons | COMFORTMAKER | HRCU-A-CB (Split System: Heat Pump with Remote Outdoor Unit-Air-Source) | DLCURAH24ABK |  |  | EN(A,D)4X30L14** | *95ESN0601412A* | 24200 | 15.5 | 8.1 | 26600 | 22800 | 85.71% | 1.86 | 0 | 10 |  |  |  | No | R-410A | 2.0167 | Residential & Commercial | Ducted CEE Tier 1
211244441 | Central HP <5.4 tons | COMFORTMAKER | HRCU-A-CB (Split System: Heat Pump with Remote Outdoor Unit-Air-Source) | DLCURAH24ABK |  |  | EN(A,D)4X30L17** | *96VSN0401410A* | 23400 | 16 | 8.1 | 25800 | 24000 | 93.02% | 2 | 0 | 10 |  |  |  | No | R-410A | 1.95 | Residential & Commercial | Ducted CEE Tier 1
211244478 | Central HP <5.4 tons | COMFORTMAKER | HRCU-A-CB (Split System: Heat Pump with Remote Outdoor Unit-Air-Source) | DLCURAH24ABK |  |  | EN(A,D)4X30L17** | *95ESU0401712A* | 23600 | 16.5 | 8.1 | 25800 | 23600 | 91.47% | 1.96 | 0 | 10 |  |  |  | No | R-410A | 1.9667 | Residential & Commercial | Ducted CEE Tier 1
211244558 | Central HP <5.4 tons | COMFORTMAKER | HRCU-A-CB (Split System: Heat Pump with Remote Outdoor Unit-Air-Source) | DLCURAH24ABK |  |  | EN(A,D)4X30L17** | *80VTL0451412A* | 24200 | 16.5 | 8.1 | 26200 | 22800 | 87.02% | 1.88 | 0 | 10.5 |  |  |  | No | R-410A | 2.0167 | Residential & Commercial | Ducted CEE Tier 1
214396460 | Central HP <5.4 tons | FRASER-JOHNSTON | HRCU-A-CB (Split System: Heat Pump with Remote Outdoor Unit-Air-Source) | HH836E2S11 |  |  | CTF36C5CDS1 | TM8Y120C20MP11 | 33600 | 18 | 8.5 | 31000 | 25200 | 81.29% | 2 | 0 | 11.7 |  |  |  | No | R-454B | 2.8 | Residential & Commercial | Ducted CEE Tier 1
210532981 | Central HP <5.4 tons | BRYANT HEATING AND COOLING SYSTEMS | HRCU-A-CB (Split System: Heat Pump with Remote Outdoor Unit-Air-Source) | 284ANV024*0**B* |  |  | CAP**3017AL*+UI | 986TC42060C17*** | 23000 | 19.5 | 10 | 26800 | 20000 | 74.63% | 2.36 | 0 | 12.5 |  |  |  | No | R-410A | 1.9167 | Residential & Commercial | Ducted CEE Tier 1
210533013 | Central HP <5.4 tons | BRYANT HEATING AND COOLING SYSTEMS | HRCU-A-CB (Split System: Heat Pump with Remote Outdoor Unit-Air-Source) | 284ANV024*0**B* |  |  | CAP**4221AL*+UI | 935CA48060C17*** | 23400 | 20 | 10.5 | 26600 | 19900 | 74.81% | 2.44 | 0 | 13 |  |  |  | No | R-410A | 1.95 | Residential & Commercial | Ducted CEE Tier 1
210533015 | Central HP <5.4 tons | BRYANT HEATING AND COOLING SYSTEMS | HRCU-A-CB (Split System: Heat Pump with Remote Outdoor Unit-Air-Source) | 284ANV024*0**B* |  |  | CAP**4221AL*+UI | 935CA60080C21*** | 23600 | 20.5 | 10.5 | 26600 | 19700 | 74.06% | 2.48 | 0 | 13.5 |  |  |  | No | R-410A | 1.9667 | Residential & Commercial | Ducted CEE Tier 1
210533079 | Central HP <5.4 tons | BRYANT HEATING AND COOLING SYSTEMS | HRCU-A-CB (Split System: Heat Pump with Remote Outdoor Unit-Air-Source) | 284ANV024*0**B* |  |  | CNPV*4221AL*+UI | 83*CA36040C17*** | 23200 | 20.5 | 10 | 26600 | 19800 | 74.44% | 2.44 | 0 | 13.5 |  |  |  | No | R-410A | 1.9333 | Residential & Commercial | Ducted CEE Tier 1
212970430 | Central HP <5.4 tons | COMFORTMAKER | HRCU-A-CB (Split System: Heat Pump with Remote Outdoor Unit-Air-Source) | DLCURAH36ABK |  |  | EA*4X48L21A* | *80VSL0701716B* | 36000 | 16 | 8.5 | 38500 | 34800 | 90.39% | 2.02 | 0 | 10 |  |  |  | No | R-410A | 3 | Residential & Commercial | Ducted CEE Tier 1
212383373 | Central HP <5.4 tons | TEMPSTAR | HRCU-A-CB (Split System: Heat Pump with Remote Outdoor Unit-Air-Source) | DLCURAH36ABK |  |  | EA*4X36L21A* | *80ESU0802120A | 36600 | 15.2 | 8.1 | 40000 | 35400 | 88.5% | 1.88 | 0 | 10 |  |  |  | No | R-410A | 3.05 | Residential & Commercial | Ducted CEE Tier 1
210532883 | Central HP <5.4 tons | BRYANT HEATING AND COOLING SYSTEMS | HRCU-A-CB (Split System: Heat Pump with Remote Outdoor Unit-Air-Source) | 284ANV048*0**B* |  |  | CAP**6124AL*+UI | 987MB66100C21*** | 45500 | 21.5 | 9.5 | 46000 | 36200 | 78.7% | 2.36 | 0 | 12 |  |  |  | No | R-410A | 3.7917 | Residential & Commercial | Ducted CEE Tier 1
211244962 | Central HP <5.4 tons | COMFORTMAKER | HRCU-A-CB (Split System: Heat Pump with Remote Outdoor Unit-Air-Source) | DLCURAH24ABK |  |  | EN(A,D,W)4X36L17** | *80VSL0701716A* | 23800 | 16.5 | 8.1 | 26000 | 23200 | 89.23% | 1.92 | 0 | 10.5 |  |  |  | No | R-410A | 1.9833 | Residential & Commercial | Ducted CEE Tier 1
211241100 | Central HP <5.4 tons | AIRQUEST | HRCU-A-CB (Split System: Heat Pump with Remote Outdoor Unit-Air-Source) | DLCURAH24ABK |  |  | EA*4X25L17A* | *80ES(N,L)0901714A* | 25200 | 17 | 8.5 | 25800 | 20800 | 80.62% | 1.76 | 0 | 10.5 |  |  |  | No | R-410A | 2.1 | Residential & Commercial | Ducted CEE Tier 1
211241134 | Central HP <5.4 tons | AIRQUEST | HRCU-A-CB (Split System: Heat Pump with Remote Outdoor Unit-Air-Source) | DLCURAH24ABK |  |  | EA*4X25L17A* | *92ESN0801716A* | 25000 | 17.5 | 8.5 | 25600 | 21000 | 82.03% | 1.78 | 0 | 10.5 |  |  |  | No | R-410A | 2.0833 | Residential & Commercial | Ducted CEE Tier 1
211241167 | Central HP <5.4 tons | AIRQUEST | HRCU-A-CB (Split System: Heat Pump with Remote Outdoor Unit-Air-Source) | DLCURAH24ABK |  |  | EA*4X25L17A* | *92ESN0401410A* | 24800 | 15.5 | 8.5 | 26000 | 21200 | 81.54% | 1.76 | 0 | 10 |  |  |  | No | R-410A | 2.0667 | Residential & Commercial | Ducted CEE Tier 1
213063361 | Central HP <5.4 tons | ACIQ | HRCU-A-CB (Split System: Heat Pump with Remote Outdoor Unit-Air-Source) | HVH837GKA2* |  |  | EHD4X48AAL+WALLCON | *80CTL0902120A* | 32600 | 17 | 8.1 | 33000 | 25000 | 75.76% | 1.98 | 12 | 11 |  |  |  | No | R-410A | 2.7167 | Residential & Commercial | Ducted CEE Tier 1
211245897 | Central HP <5.4 tons | COMFORTMAKER | HRCU-A-CB (Split System: Heat Pump with Remote Outdoor Unit-Air-Source) | DLCURAH24ABK |  |  | FMA4X30**AL* |  | 25800 | 18 | 9 | 27600 | 21000 | 76.09% | 1.8 | 0 | 10.5 |  |  |  | No | R-410A | 2.15 | Residential & Commercial | Ducted CEE Tier 1
215222810 | Central HP <5.4 tons | RHEEM | HRCU-A-CB (Split System: Heat Pump with Remote Outdoor Unit-Air-Source) | RD17AZ60AJ3N |  |  | RCFZ6021STAAM | R921T1005A21M4 | 54500 | 17 | 8.1 | 46500 | 34000 | 73.12% | 2.1 | 0 | 10 |  |  |  | No | R-410A | 4.5417 | Residential & Commercial | Ducted CEE Tier 1
215669384 | Central HP <5.4 tons | HEIL | HRCU-A-CB (Split System: Heat Pump with Remote Outdoor Unit-Air-Source) | H5H0V36*K*AAA* |  |  | EA*5X60M24A*+WALLCON | *97CMN1002122B* | 34400 | 18 | 9 | 34200 | 24800 | 72.51% | 1.9 | 0 | 10.5 |  |  |  | No | R-454B | 2.8667 | Residential & Commercial | Ducted CEE Tier 1
215669414 | Central HP <5.4 tons | HEIL | HRCU-A-CB (Split System: Heat Pump with Remote Outdoor Unit-Air-Source) | H5H0V36*K*AAA* |  |  | EA*5X60M24A*+WALLCON | *96CTN1202422B* | 34400 | 18.5 | 9 | 34200 | 24800 | 72.51% | 1.9 | 0 | 10.5 |  |  |  | No | R-454B | 2.8667 | Residential & Commercial | Ducted CEE Tier 1
210532919 | Central HP <5.4 tons | BRYANT HEATING AND COOLING SYSTEMS | HRCU-A-CB (Split System: Heat Pump with Remote Outdoor Unit-Air-Source) | 284ANV048*0**B* |  |  | CSPH*4812AL*+UI | 83*CA60100C21*** | 44000 | 20 | 8.5 | 46500 | 36600 | 78.71% | 2.2 | 0 | 11 |  |  |  | No | R-410A | 3.6667 | Residential & Commercial | Ducted CEE Tier 1
210532885 | Central HP <5.4 tons | BRYANT HEATING AND COOLING SYSTEMS | HRCU-A-CB (Split System: Heat Pump with Remote Outdoor Unit-Air-Source) | 284ANV048*0**B* |  |  | CAP**6124AL*+UI | 986TC66100C21*** | 45500 | 21.5 | 9.5 | 46000 | 36200 | 78.7% | 2.36 | 0 | 12 |  |  |  | No | R-410A | 3.7917 | Residential & Commercial | Ducted CEE Tier 1
214573643 | Central HP <5.4 tons | COMFORTMAKER | HRCU-A-CB (Split System: Heat Pump with Remote Outdoor Unit-Air-Source) | CVH837GKA2* |  |  | EA*4X36L21A*+WALLCON | *97CMN0602120B* | 31400 | 17 | 8.1 | 33200 | 24400 | 73.49% | 1.84 | 0 | 10.5 |  |  |  | No | R-410A | 2.6167 | Residential & Commercial | Ducted CEE Tier 1
212970680 | Central HP <5.4 tons | COMFORTMAKER | HRCU-A-CB (Split System: Heat Pump with Remote Outdoor Unit-Air-Source) | DLCURAH36ABK |  |  | EA*4X43L21A* | *80VSL0902120B* | 36800 | 16 | 8.5 | 38000 | 35000 | 92.11% | 2.08 | 0 | 10 |  |  |  | No | R-410A | 3.0667 | Residential & Commercial | Ducted CEE Tier 1
212970700 | Central HP <5.4 tons | COMFORTMAKER | HRCU-A-CB (Split System: Heat Pump with Remote Outdoor Unit-Air-Source) | DLCURAH36ABK |  |  | EA*4X48L24A* | *80VSL0902120B* | 35800 | 16.5 | 8.5 | 38000 | 34600 | 91.05% | 2.02 | 0 | 10 |  |  |  | No | R-410A | 2.9833 | Residential & Commercial | Ducted CEE Tier 1
212978210 | Central HP <5.4 tons | CARRIER | HRCU-A-CB (Split System: Heat Pump with Remote Outdoor Unit-Air-Source) | 38MURAQ24AB3* |  |  | CNPV*3617AL* | 58S(B,C)*B070M14**12 | 23600 | 17 | 8.1 | 26000 | 24000 | 92.31% | 2 | 0 | 10.5 |  |  |  | No | R-410A | 1.9667 | Residential & Commercial | Ducted CEE Tier 1
212974725 | Central HP <5.4 tons | KEEPRITE | HRCU-A-CB (Split System: Heat Pump with Remote Outdoor Unit-Air-Source) | DLCURAH18ABK |  |  | EN(A,D)4X24L17** | *96VTN0401410B* | 17300 | 15.5 | 8.5 | 18400 | 19200 | 104.3% | 2.3 | 0 | 10.5 |  |  |  | No | R-410A | 1.4417 | Residential & Commercial | Ducted CEE Tier 1
212974660 | Central HP <5.4 tons | KEEPRITE | HRCU-A-CB (Split System: Heat Pump with Remote Outdoor Unit-Air-Source) | DLCURAH18ABK |  |  | EA*4X25L17A* | *96VTN0401410B* | 17700 | 16 | 8.1 | 17700 | 17900 | 101.1% | 2.14 | 0 | 10.5 |  |  |  | No | R-410A | 1.475 | Residential & Commercial | Ducted CEE Tier 1
212973039 | Central HP <5.4 tons | KEEPRITE | HRCU-A-CB (Split System: Heat Pump with Remote Outdoor Unit-Air-Source) | DLCURAH18ABK |  |  | EA*4X25L17A* | *96VSN0401712B* | 17700 | 16 | 8.1 | 17800 | 17800 | 100% | 2.14 | 0 | 10.5 |  |  |  | No | R-410A | 1.475 | Residential & Commercial | Ducted CEE Tier 1
212969980 | Central HP <5.4 tons | COMFORTMAKER | HRCU-A-CB (Split System: Heat Pump with Remote Outdoor Unit-Air-Source) | DLCURAH18ABK |  |  | EA*4X24L17A* | *80VSL0701716B* | 17300 | 16 | 8.5 | 18200 | 19400 | 106.6% | 2.34 | 0 | 10.5 |  |  |  | No | R-410A | 1.4417 | Residential & Commercial | Ducted CEE Tier 1
212970899 | Central HP <5.4 tons | COMFORTMAKER | HRCU-A-CB (Split System: Heat Pump with Remote Outdoor Unit-Air-Source) | DLCURAH18ABK |  |  | EA*4X30L14A* | *80VTL0451412B* | 17800 | 16.5 | 8.5 | 18400 | 18800 | 102.2% | 2.26 | 0 | 10.5 |  |  |  | No | R-410A | 1.4833 | Residential & Commercial | Ducted CEE Tier 1
211259992 | Central HP <5.4 tons | TEMPSTAR | HRCU-A-CB (Split System: Heat Pump with Remote Outdoor Unit-Air-Source) | DLCURAH18ABK |  |  | EA*4X19L17A* | *92ESN0401712A* | 18300 | 15.5 | 8.5 | 18400 | 17600 | 95.65% | 2.12 | 0 | 10.5 |  |  |  | No | R-410A | 1.525 | Residential & Commercial | Ducted CEE Tier 1
211245963 | Central HP <5.4 tons | COMFORTMAKER | HRCU-A-CB (Split System: Heat Pump with Remote Outdoor Unit-Air-Source) | DLCURAH24ABK |  |  | FM(C,U)4Z36**AL* |  | 24200 | 18 | 9 | 26600 | 23000 | 86.47% | 1.92 | 0 | 10.5 |  |  |  | No | R-410A | 2.0167 | Residential & Commercial | Ducted CEE Tier 1
211241686 | Central HP <5.4 tons | AIRQUEST | HRCU-A-CB (Split System: Heat Pump with Remote Outdoor Unit-Air-Source) | DLCURAH24ABK |  |  | EA*4X30L17A* | *92ESN0601412A* | 23400 | 17 | 8.5 | 25800 | 24200 | 93.8% | 2.02 | 0 | 10 |  |  |  | No | R-410A | 1.95 | Residential & Commercial | Ducted CEE Tier 1
211241719 | Central HP <5.4 tons | AIRQUEST | HRCU-A-CB (Split System: Heat Pump with Remote Outdoor Unit-Air-Source) | DLCURAH24ABK |  |  | EA*4X30L17A* | *95ESN0601714A* | 24600 | 16 | 8.5 | 26800 | 22600 | 84.33% | 1.84 | 0 | 10 |  |  |  | No | R-410A | 2.05 | Residential & Commercial | Ducted CEE Tier 1
211243941 | Central HP <5.4 tons | AIRQUEST | HRCU-A-CB (Split System: Heat Pump with Remote Outdoor Unit-Air-Source) | DLCURAH24ABK |  |  | EN(A,D)4X24L17** | *80VSL0451716A* | 23800 | 16 | 8.5 | 26800 | 23400 | 87.31% | 1.92 | 0 | 10 |  |  |  | No | R-410A | 1.9833 | Residential & Commercial | Ducted CEE Tier 1
211243960 | Central HP <5.4 tons | AIRQUEST | HRCU-A-CB (Split System: Heat Pump with Remote Outdoor Unit-Air-Source) | DLCURAH24ABK |  |  | EN(A,D)4X24L17** | *95ESU0601716A* | 23800 | 16.5 | 8.5 | 26800 | 23400 | 87.31% | 1.92 | 0 | 10 |  |  |  | No | R-410A | 1.9833 | Residential & Commercial | Ducted CEE Tier 1
212983203 | Central HP <5.4 tons | KEEPRITE | HRCU-A-CB (Split System: Heat Pump with Remote Outdoor Unit-Air-Source) | DLCURAH24ABK |  |  | EA*4X37L21A* | *92MSN0401712A* | 24000 | 16 | 8.1 | 25400 | 21800 | 85.83% | 1.8 | 0 | 10 |  |  |  | No | R-410A | 2 | Residential & Commercial | Ducted CEE Tier 1
211240822 | Central HP <5.4 tons | COMFORTMAKER | HRCU-A-CB (Split System: Heat Pump with Remote Outdoor Unit-Air-Source) | DLCURAH24ABK |  |  | EA*4X25L17A* | *96VSN0601714A* | 24800 | 16.5 | 8.5 | 25600 | 21200 | 82.81% | 1.78 | 0 | 10 |  |  |  | No | R-410A | 2.0667 | Residential & Commercial | Ducted CEE Tier 1
211240831 | Central HP <5.4 tons | COMFORTMAKER | HRCU-A-CB (Split System: Heat Pump with Remote Outdoor Unit-Air-Source) | DLCURAH24ABK |  |  | EA*4X25L17A* | *96VSN0401410A* | 24400 | 16 | 8.5 | 25600 | 21400 | 83.59% | 1.78 | 0 | 10 |  |  |  | No | R-410A | 2.0333 | Residential & Commercial | Ducted CEE Tier 1
214242483 | Central HP <5.4 tons | KENMORE | HRCU-A-CB (Split System: Heat Pump with Remote Outdoor Unit-Air-Source) | (C,H,T)VH825GKA2* |  |  | EN(A,D)4X24L17**+WALLCON | *97CMN0801714B* | 23200 | 16 | 8.1 | 22000 | 16900 | 76.82% | 1.92 | 0 | 10.5 |  |  |  | No | R-410A | 1.9333 | Residential & Commercial | Ducted CEE Tier 1
210470930 | Central HP <5.4 tons | CARRIER | HRCU-A-CB (Split System: Heat Pump with Remote Outdoor Unit-Air-Source) | 25VNA837A*031* |  |  | CNPV*6024AL*+UI | 59TN6B120C24**22 | 32800 | 18 | 8.1 | 32200 | 24600 | 76.4% | 1.98 | 0 | 12 |  |  |  | No | R-410A | 2.7333 | Residential & Commercial | Ducted CEE Tier 1
210471133 | Central HP <5.4 tons | CARRIER | HRCU-A-CB (Split System: Heat Pump with Remote Outdoor Unit-Air-Source) | 25VNA837A*031* |  |  | CSPH*6012AL*+UI | 58CU*A040C17**12 | 33000 | 17 | 8.1 | 32200 | 24800 | 77.02% | 1.98 | 0 | 11 |  |  |  | No | R-410A | 2.75 | Residential & Commercial | Ducted CEE Tier 1
210471199 | Central HP <5.4 tons | CARRIER | HRCU-A-CB (Split System: Heat Pump with Remote Outdoor Unit-Air-Source) | 25VNA837A*031* |  |  | CSPH*6012AL*+UI | 59TN6B080C17**14 | 32800 | 16.5 | 8.1 | 32600 | 25200 | 77.3% | 1.98 | 0 | 11 |  |  |  | No | R-410A | 2.7333 | Residential & Commercial | Ducted CEE Tier 1
213780945 | Central HP <5.4 tons | CARRIER | HRCU-A-CB (Split System: Heat Pump with Remote Outdoor Unit-Air-Source) | 25VNA837A*031* |  |  | CAP**3721AL*+UI | 59TN6C080C17**14 | 32800 | 17 | 8.5 | 33000 | 25200 | 76.36% | 1.96 | 0 | 11 |  |  |  | No | R-410A | 2.7333 | Residential & Commercial | Ducted CEE Tier 1
213781045 | Central HP <5.4 tons | CARRIER | HRCU-A-CB (Split System: Heat Pump with Remote Outdoor Unit-Air-Source) | 25VNA837A*031* |  |  | CAP**4221AL*+UI | 59MN7C100C21**22 | 31800 | 17 | 8.1 | 33000 | 24400 | 73.94% | 1.88 | 0 | 11 |  |  |  | No | R-410A | 2.65 | Residential & Commercial | Ducted CEE Tier 1
213781245 | Central HP <5.4 tons | CARRIER | HRCU-A-CB (Split System: Heat Pump with Remote Outdoor Unit-Air-Source) | 25VNA837A*031* |  |  | CAP**4321AL*+UI | 59TN6C060C17**14 | 32800 | 17 | 8.1 | 33000 | 25400 | 76.97% | 1.96 | 0 | 11 |  |  |  | No | R-410A | 2.7333 | Residential & Commercial | Ducted CEE Tier 1
213781345 | Central HP <5.4 tons | CARRIER | HRCU-A-CB (Split System: Heat Pump with Remote Outdoor Unit-Air-Source) | 25VNA837A*031* |  |  | CAP**4821AL*+UI | 59MN7C080C17**14 | 32200 | 17 | 8.1 | 32600 | 25000 | 76.69% | 1.94 | 0 | 11 |  |  |  | No | R-410A | 2.6833 | Residential & Commercial | Ducted CEE Tier 1
211241947 | Central HP <5.4 tons | COMFORTMAKER | HRCU-A-CB (Split System: Heat Pump with Remote Outdoor Unit-Air-Source) | DLCURAH24ABK |  |  | EA*4X36L17A* | *80ESU0401712A* | 24000 | 17.5 | 8.5 | 26000 | 22800 | 87.69% | 1.9 | 0 | 10 |  |  |  | No | R-410A | 2 | Residential & Commercial | Ducted CEE Tier 1
211244059 | Central HP <5.4 tons | AIRQUEST | HRCU-A-CB (Split System: Heat Pump with Remote Outdoor Unit-Air-Source) | DLCURAH24ABK |  |  | EN(A,D)4X24L17** | *96VTN0401410A* | 23400 | 15.5 | 8.5 | 26600 | 24000 | 90.23% | 1.96 | 0 | 10 |  |  |  | No | R-410A | 1.95 | Residential & Commercial | Ducted CEE Tier 1
211244090 | Central HP <5.4 tons | AIRQUEST | HRCU-A-CB (Split System: Heat Pump with Remote Outdoor Unit-Air-Source) | DLCURAH24ABK |  |  | EN(A,D)4X24L17** | *96VTN0601714A* | 23400 | 16 | 8.5 | 26600 | 23800 | 89.47% | 1.96 | 0 | 10 |  |  |  | No | R-410A | 1.95 | Residential & Commercial | Ducted CEE Tier 1
211244274 | Central HP <5.4 tons | AIRQUEST | HRCU-A-CB (Split System: Heat Pump with Remote Outdoor Unit-Air-Source) | DLCURAH24ABK |  |  | EN(A,D)4X30L14** | *80VSL0451412A* | 24000 | 16 | 8.1 | 26400 | 23000 | 87.12% | 1.88 | 0 | 10 |  |  |  | No | R-410A | 2 | Residential & Commercial | Ducted CEE Tier 1
211244325 | Central HP <5.4 tons | AIRQUEST | HRCU-A-CB (Split System: Heat Pump with Remote Outdoor Unit-Air-Source) | DLCURAH24ABK |  |  | EN(A,D)4X30L14** | *95ESN0601412A* | 24200 | 15.5 | 8.1 | 26600 | 22800 | 85.71% | 1.86 | 0 | 10 |  |  |  | No | R-410A | 2.0167 | Residential & Commercial | Ducted CEE Tier 1
211242221 | Central HP <5.4 tons | AIRQUEST | HRCU-A-CB (Split System: Heat Pump with Remote Outdoor Unit-Air-Source) | DLCURAH24ABK |  |  | EA*4X36L17A* | OMV098J12* | 23600 | 16.5 | 8.5 | 25800 | 23400 | 90.7% | 1.94 | 0 | 10 |  |  |  | No | R-410A | 1.9667 | Residential & Commercial | Ducted CEE Tier 1
211242321 | Central HP <5.4 tons | AIRQUEST | HRCU-A-CB (Split System: Heat Pump with Remote Outdoor Unit-Air-Source) | DLCURAH24ABK |  |  | EA*4X36L21A* | *95ESU0401712A* | 23800 | 17 | 8.5 | 25800 | 23200 | 89.92% | 1.92 | 0 | 10 |  |  |  | No | R-410A | 1.9833 | Residential & Commercial | Ducted CEE Tier 1
211242586 | Central HP <5.4 tons | AIRQUEST | HRCU-A-CB (Split System: Heat Pump with Remote Outdoor Unit-Air-Source) | DLCURAH24ABK |  |  | EA*4X36L21A* | *80ES(N,L)0901714A* | 24800 | 17 | 8.5 | 26400 | 22000 | 83.33% | 1.84 | 0 | 10 |  |  |  | No | R-410A | 2.0667 | Residential & Commercial | Ducted CEE Tier 1
211242622 | Central HP <5.4 tons | AIRQUEST | HRCU-A-CB (Split System: Heat Pump with Remote Outdoor Unit-Air-Source) | DLCURAH24ABK |  |  | EA*4X36L21A* | *92ESN0601714A* | 24600 | 17 | 8.5 | 26200 | 22200 | 84.73% | 1.86 | 0 | 10 |  |  |  | No | R-410A | 2.05 | Residential & Commercial | Ducted CEE Tier 1
211241992 | Central HP <5.4 tons | COMFORTMAKER | HRCU-A-CB (Split System: Heat Pump with Remote Outdoor Unit-Air-Source) | DLCURAH24ABK |  |  | EA*4X36L17A* | *80VTL0701716A* | 24200 | 17 | 8.5 | 26000 | 22600 | 86.92% | 1.88 | 0 | 10 |  |  |  | No | R-410A | 2.0167 | Residential & Commercial | Ducted CEE Tier 1
211242190 | Central HP <5.4 tons | COMFORTMAKER | HRCU-A-CB (Split System: Heat Pump with Remote Outdoor Unit-Air-Source) | DLCURAH24ABK |  |  | EA*4X36L17A* | *92ESN0401712A* | 23800 | 16 | 8.5 | 26000 | 23200 | 89.23% | 1.9 | 0 | 10 |  |  |  | No | R-410A | 1.9833 | Residential & Commercial | Ducted CEE Tier 1
211242460 | Central HP <5.4 tons | COMFORTMAKER | HRCU-A-CB (Split System: Heat Pump with Remote Outdoor Unit-Air-Source) | DLCURAH24ABK |  |  | EA*4X36L21A* | *96VTN0401712A* | 23400 | 16 | 8.5 | 25800 | 23600 | 91.47% | 1.94 | 0 | 10 |  |  |  | No | R-410A | 1.95 | Residential & Commercial | Ducted CEE Tier 1
211243185 | Central HP <5.4 tons | COMFORTMAKER | HRCU-A-CB (Split System: Heat Pump with Remote Outdoor Unit-Air-Source) | DLCURAH24ABK |  |  | EA*4X37L17A* | OMV112K14A | 24800 | 16 | 8.5 | 25800 | 21400 | 82.95% | 1.78 | 0 | 10 |  |  |  | No | R-410A | 2.0667 | Residential & Commercial | Ducted CEE Tier 1
211240847 | Central HP <5.4 tons | AIRQUEST | HRCU-A-CB (Split System: Heat Pump with Remote Outdoor Unit-Air-Source) | DLCURAH24ABK |  |  | EA*4X25L17A* | *96VSN0601412A* | 24000 | 16.5 | 8.1 | 25200 | 21600 | 85.71% | 1.82 | 0 | 10 |  |  |  | No | R-410A | 2 | Residential & Commercial | Ducted CEE Tier 1
211243764 | Central HP <5.4 tons | COMFORTMAKER | HRCU-A-CB (Split System: Heat Pump with Remote Outdoor Unit-Air-Source) | DLCURAH24ABK |  |  | EN(A,D)4X24L14** | *96VTN0401410A* | 23400 | 15.5 | 8.5 | 26600 | 24000 | 90.23% | 1.96 | 0 | 10 |  |  |  | No | R-410A | 1.95 | Residential & Commercial | Ducted CEE Tier 1
211244114 | Central HP <5.4 tons | COMFORTMAKER | HRCU-A-CB (Split System: Heat Pump with Remote Outdoor Unit-Air-Source) | DLCURAH24ABK |  |  | EN(A,D)4X24L17** | *80ES(N,L)0451712A* | 23600 | 16 | 8.5 | 26800 | 23600 | 88.06% | 1.94 | 0 | 10 |  |  |  | No | R-410A | 1.9667 | Residential & Commercial | Ducted CEE Tier 1
211244348 | Central HP <5.4 tons | COMFORTMAKER | HRCU-A-CB (Split System: Heat Pump with Remote Outdoor Unit-Air-Source) | DLCURAH24ABK |  |  | EN(A,D)4X30L14** | *96VTN0601412A* | 23400 | 16.5 | 8.1 | 25800 | 24000 | 93.02% | 1.98 | 0 | 10 |  |  |  | No | R-410A | 1.95 | Residential & Commercial | Ducted CEE Tier 1
211244757 | Central HP <5.4 tons | COMFORTMAKER | HRCU-A-CB (Split System: Heat Pump with Remote Outdoor Unit-Air-Source) | DLCURAH24ABK |  |  | EN(A,D)4X30L17** | *95ESN0601714A* | 24600 | 16 | 8.1 | 26600 | 22400 | 84.21% | 1.84 | 0 | 10 |  |  |  | No | R-410A | 2.05 | Residential & Commercial | Ducted CEE Tier 1
211241440 | Central HP <5.4 tons | AIRQUEST | HRCU-A-CB (Split System: Heat Pump with Remote Outdoor Unit-Air-Source) | DLCURAH24ABK |  |  | EA*4X30L17A* | *95ESU0401712A* | 23600 | 16.5 | 8.5 | 26000 | 23800 | 91.54% | 1.98 | 0 | 10 |  |  |  | No | R-410A | 1.9667 | Residential & Commercial | Ducted CEE Tier 1
211241479 | Central HP <5.4 tons | AIRQUEST | HRCU-A-CB (Split System: Heat Pump with Remote Outdoor Unit-Air-Source) | DLCURAH24ABK |  |  | EA*4X30L17A* | *80VSL0451716A* | 24200 | 16.5 | 8.5 | 26400 | 23000 | 87.12% | 1.9 | 0 | 10 |  |  |  | No | R-410A | 2.0167 | Residential & Commercial | Ducted CEE Tier 1
214242681 | Central HP <5.4 tons | DAY & NIGHT | HRCU-A-CB (Split System: Heat Pump with Remote Outdoor Unit-Air-Source) | CVH825GKA2* |  |  | EN(A,D,W)4X36L17**+WALLCON | *95CSU0601716B* | 23400 | 16.5 | 8.1 | 21600 | 16700 | 77.31% | 1.92 | 0 | 10.5 |  |  |  | No | R-410A | 1.95 | Residential & Commercial | Ducted CEE Tier 1
215931552 | Central HP <5.4 tons | KENMORE | HRCU-A-CB (Split System: Heat Pump with Remote Outdoor Unit-Air-Source) | (C,H,T)5H3V60*K*AAA* |  |  | EA*5X60M24A*+WALLCON | *80CTL0902120B* | 56000 | 18.5 | 8.5 | 60500 | 45500 | 75.21% | 2.06 | 0 | 11.5 |  |  |  | No | R-454B | 4.6667 | Residential & Commercial | Ducted CEE Tier 1
211241488 | Central HP <5.4 tons | AIRQUEST | HRCU-A-CB (Split System: Heat Pump with Remote Outdoor Unit-Air-Source) | DLCURAH24ABK |  |  | EA*4X30L17A* | *80VSL0701716A* | 23800 | 16.5 | 8.5 | 26200 | 23400 | 89.31% | 1.94 | 0 | 10 |  |  |  | No | R-410A | 1.9833 | Residential & Commercial | Ducted CEE Tier 1
211241597 | Central HP <5.4 tons | AIRQUEST | HRCU-A-CB (Split System: Heat Pump with Remote Outdoor Unit-Air-Source) | DLCURAH24ABK |  |  | EA*4X30L17A* | *96VTN0401410A* | 23200 | 16 | 8.5 | 25800 | 24200 | 93.8% | 2.02 | 0 | 10 |  |  |  | No | R-410A | 1.9333 | Residential & Commercial | Ducted CEE Tier 1
211244914 | Central HP <5.4 tons | COMFORTMAKER | HRCU-A-CB (Split System: Heat Pump with Remote Outdoor Unit-Air-Source) | DLCURAH24ABK |  |  | EN(A,D,W)4X36L17** | *95ESU0401712A* | 23600 | 16.5 | 8.1 | 25800 | 23600 | 91.47% | 1.96 | 0 | 10 |  |  |  | No | R-410A | 1.9667 | Residential & Commercial | Ducted CEE Tier 1
211244925 | Central HP <5.4 tons | COMFORTMAKER | HRCU-A-CB (Split System: Heat Pump with Remote Outdoor Unit-Air-Source) | DLCURAH24ABK |  |  | EN(A,D,W)4X36L17** | *80ES(N,L)0701716A* | 24800 | 16 | 8.1 | 26800 | 22200 | 82.84% | 1.82 | 0 | 10.5 |  |  |  | No | R-410A | 2.0667 | Residential & Commercial | Ducted CEE Tier 1
214572825 | Central HP <5.4 tons | KEEPRITE | HRCU-A-CB (Split System: Heat Pump with Remote Outdoor Unit-Air-Source) | CVH837GKA** |  |  | EA*4X48L21A*+WALLCON | *96CTN0802120B* | 32400 | 17.5 | 8.5 | 32400 | 24800 | 76.54% | 2 | 0 | 11.5 |  |  |  | No | R-410A | 2.7 | Residential & Commercial | Ducted CEE Tier 1
214572625 | Central HP <5.4 tons | KEEPRITE | HRCU-A-CB (Split System: Heat Pump with Remote Outdoor Unit-Air-Source) | CVH837GKA** |  |  | EA*4X42L21A*+WALLCON | *97CMN0602120B* | 31600 | 17 | 8.1 | 33200 | 24800 | 74.7% | 1.88 | 0 | 10.5 |  |  |  | No | R-410A | 2.6333 | Residential & Commercial | Ducted CEE Tier 1
211244239 | Central HP <5.4 tons | COMFORTMAKER | HRCU-A-CB (Split System: Heat Pump with Remote Outdoor Unit-Air-Source) | DLCURAH24ABK |  |  | EN(A,D)4X24L17** | *80ESU0601716A | 24400 | 16 | 8.5 | 27200 | 22600 | 83.09% | 1.86 | 0 | 10 |  |  |  | No | R-410A | 2.0333 | Residential & Commercial | Ducted CEE Tier 1
211229044 | Central HP <5.4 tons | TEMPSTAR | HRCU-A-CB (Split System: Heat Pump with Remote Outdoor Unit-Air-Source) | DLCURAH36ABK |  |  | EA*4X48L21A* | *95ESN0802120A* | 36600 | 15.5 | 8.5 | 38500 | 34800 | 90.39% | 2.08 | 0 | 10 |  |  |  | No | R-410A | 3.05 | Residential & Commercial | Ducted CEE Tier 1
211229375 | Central HP <5.4 tons | TEMPSTAR | HRCU-A-CB (Split System: Heat Pump with Remote Outdoor Unit-Air-Source) | DLCURAH36ABK |  |  | EA*4X48L24A* | *80VSL1102422A* | 35800 | 16.5 | 8.5 | 37800 | 34600 | 91.53% | 2.04 | 0 | 10 |  |  |  | No | R-410A | 2.9833 | Residential & Commercial | Ducted CEE Tier 1
210532897 | Central HP <5.4 tons | BRYANT HEATING AND COOLING SYSTEMS | HRCU-A-CB (Split System: Heat Pump with Remote Outdoor Unit-Air-Source) | 284ANV048*0**B* |  |  | CNPV*4824AL*+UI | 935CA60080C21*** | 44000 | 21 | 8.5 | 46500 | 36400 | 78.28% | 2.18 | 0 | 12 |  |  |  | No | R-410A | 3.6667 | Residential & Commercial | Ducted CEE Tier 1
211229559 | Central HP <5.4 tons | TEMPSTAR | HRCU-A-CB (Split System: Heat Pump with Remote Outdoor Unit-Air-Source) | DLCURAH36ABK |  |  | EA*4X48L24A* | *96VSN1202422A* | 35800 | 16 | 8.5 | 38500 | 34600 | 89.87% | 2.04 | 0 | 10 |  |  |  | No | R-410A | 2.9833 | Residential & Commercial | Ducted CEE Tier 1
211230231 | Central HP <5.4 tons | TEMPSTAR | HRCU-A-CB (Split System: Heat Pump with Remote Outdoor Unit-Air-Source) | DLCURAH36ABK |  |  | EN(A,D,W)4X48L21** | *96VSN0601714A* | 35600 | 15.5 | 8.1 | 38500 | 35000 | 90.91% | 2 | 0 | 10 |  |  |  | No | R-410A | 2.9667 | Residential & Commercial | Ducted CEE Tier 1
215674206 | Central HP <5.4 tons | HEIL | HRCU-A-CB (Split System: Heat Pump with Remote Outdoor Unit-Air-Source) | H5H0V48*K*AAA* |  |  | EA*5X60M24A*+WALLCON | *80CTL1352422B* | 45000 | 18 | 9 | 47500 | 33400 | 70.32% | 2.08 | 0 | 10 |  |  |  | No | R-454B | 3.75 | Residential & Commercial | Ducted CEE Tier 1
215669664 | Central HP <5.4 tons | HEIL | HRCU-A-CB (Split System: Heat Pump with Remote Outdoor Unit-Air-Source) | H5H0V36*K*AAA* |  |  | EA*5X61M24A*+WALLCON | *95CSU0802120B* | 34800 | 18 | 9 | 34400 | 24800 | 72.09% | 1.92 | 0 | 10 |  |  |  | No | R-454B | 2.9 | Residential & Commercial | Ducted CEE Tier 1
214075244 | Central HP <5.4 tons | RHEEM | HRCU-A-CB (Split System: Heat Pump with Remote Outdoor Unit-Air-Source) | RD17AZ60AJ3N |  |  | RCFZ6024STANM | R802V1005A21DZ | 55500 | 18 | 8.1 | 53500 | 49000 | 91.59% | 1.75 | 0 | 10 |  |  |  | No | R-410A | 4.625 | Residential & Commercial | Ducted CEE Tier 1
215669060 | Central HP <5.4 tons | HEIL | HRCU-A-CB (Split System: Heat Pump with Remote Outdoor Unit-Air-Source) | H5H0V36*K*AAA* |  |  | EA*5X43M21A*+WALLCON | *97CMN0802120B* | 34600 | 18 | 9 | 35200 | 25000 | 71.02% | 1.88 | 0 | 10 |  |  |  | No | R-454B | 2.8833 | Residential & Commercial | Ducted CEE Tier 1
215674276 | Central HP <5.4 tons | HEIL | HRCU-A-CB (Split System: Heat Pump with Remote Outdoor Unit-Air-Source) | H5H0V48*K*AAA* |  |  | EA*5X60M24A*+WALLCON | *96CTN1002122B* | 45000 | 18 | 9 | 47500 | 33600 | 70.74% | 2.06 | 0 | 10 |  |  |  | No | R-454B | 3.75 | Residential & Commercial | Ducted CEE Tier 1
215674376 | Central HP <5.4 tons | HEIL | HRCU-A-CB (Split System: Heat Pump with Remote Outdoor Unit-Air-Source) | H5H0V48*K*AAA* |  |  | EA*5X61M21A*+WALLCON | *80CTL1102120B* | 46000 | 18.5 | 9 | 47500 | 33600 | 70.74% | 2.06 | 0 | 10 |  |  |  | No | R-454B | 3.8333 | Residential & Commercial | Ducted CEE Tier 1
215937265 | Central HP <5.4 tons | BRYANT HEATING AND COOLING SYSTEMS | HRCU-A-CB (Split System: Heat Pump with Remote Outdoor Unit-Air-Source) | 293VAN048**AA* |  |  | CVAMA4921XMA*+UI | 986TD42080C17*** | 44000 | 20 | 8.1 | 53500 | 37600 | 70.28% | 2 | 0 | 11.5 |  |  |  | No | R-454B | 3.6667 | Residential & Commercial | Ducted CEE Tier 1
215937485 | Central HP <5.4 tons | BRYANT HEATING AND COOLING SYSTEMS | HRCU-A-CB (Split System: Heat Pump with Remote Outdoor Unit-Air-Source) | 293VAN048**AA* |  |  | CVAMA6024XMA*+UI | 88*TB66135C24*** | 45500 | 21 | 8.1 | 52500 | 38000 | 72.38% | 1.95 | 0 | 11.5 |  |  |  | No | R-454B | 3.7917 | Residential & Commercial | Ducted CEE Tier 1
210720696 | Central HP <5.4 tons | BRYANT HEATING AND COOLING SYSTEMS | HRCU-A-CB (Split System: Heat Pump with Remote Outdoor Unit-Air-Source) | 284ANV036*0**B* |  |  | CSPH*6012AL*+UI | 935CA48060C17*** | 34200 | 18.5 | 9 | 35000 | 25600 | 73.14% | 2.02 | 0 | 11.7 |  |  |  | No | R-410A | 2.85 | Residential & Commercial | Ducted CEE Tier 1
214240011 | Central HP <5.4 tons | KENMORE | HRCU-A-CB (Split System: Heat Pump with Remote Outdoor Unit-Air-Source) | (C,H,T)VH837GKA** |  |  | EN(A,D)4X48L24**+WALLCON | *97CMN1202422B* | 32400 | 17 | 8.1 | 32800 | 24600 | 75% | 1.94 | 0 | 11.5 |  |  |  | No | R-410A | 2.7 | Residential & Commercial | Ducted CEE Tier 1
211244432 | Central HP <5.4 tons | COMFORTMAKER | HRCU-A-CB (Split System: Heat Pump with Remote Outdoor Unit-Air-Source) | DLCURAH24ABK |  |  | EN(A,D)4X30L17** | *96VSN0601714A* | 23400 | 16.5 | 8.1 | 25800 | 24000 | 93.02% | 2 | 0 | 10 |  |  |  | No | R-410A | 1.95 | Residential & Commercial | Ducted CEE Tier 1
211245148 | Central HP <5.4 tons | COMFORTMAKER | HRCU-A-CB (Split System: Heat Pump with Remote Outdoor Unit-Air-Source) | DLCURAH24ABK |  |  | EN(A,D,W)4X36L17** | *80ES(N,L)0901714A* | 24600 | 16.5 | 8.1 | 26400 | 22600 | 85.61% | 1.86 | 0 | 10.5 |  |  |  | No | R-410A | 2.05 | Residential & Commercial | Ducted CEE Tier 1
211242424 | Central HP <5.4 tons | AIRQUEST | HRCU-A-CB (Split System: Heat Pump with Remote Outdoor Unit-Air-Source) | DLCURAH24ABK |  |  | EA*4X36L21A* | *95ESU0601716A* | 24400 | 17 | 8.5 | 26200 | 22400 | 85.5% | 1.86 | 0 | 10 |  |  |  | No | R-410A | 2.0333 | Residential & Commercial | Ducted CEE Tier 1
211242510 | Central HP <5.4 tons | AIRQUEST | HRCU-A-CB (Split System: Heat Pump with Remote Outdoor Unit-Air-Source) | DLCURAH24ABK |  |  | EA*4X36L21A* | *96VTN0601714A* | 24000 | 16.5 | 8.5 | 26000 | 22800 | 87.69% | 1.88 | 0 | 10 |  |  |  | No | R-410A | 2 | Residential & Commercial | Ducted CEE Tier 1
211242574 | Central HP <5.4 tons | AIRQUEST | HRCU-A-CB (Split System: Heat Pump with Remote Outdoor Unit-Air-Source) | DLCURAH24ABK |  |  | EA*4X36L21A* | *80ES(N,L)0702116A* | 24400 | 17 | 8.5 | 26200 | 22400 | 85.5% | 1.86 | 0 | 10 |  |  |  | No | R-410A | 2.0333 | Residential & Commercial | Ducted CEE Tier 1
211242699 | Central HP <5.4 tons | AIRQUEST | HRCU-A-CB (Split System: Heat Pump with Remote Outdoor Unit-Air-Source) | DLCURAH24ABK |  |  | EA*4X36L21A* | *80ESU0802120A | 24600 | 17.5 | 8.5 | 26200 | 22200 | 84.73% | 1.86 | 0 | 10.5 |  |  |  | No | R-410A | 2.05 | Residential & Commercial | Ducted CEE Tier 1
211242792 | Central HP <5.4 tons | AIRQUEST | HRCU-A-CB (Split System: Heat Pump with Remote Outdoor Unit-Air-Source) | DLCURAH24ABK |  |  | EA*4X37L17A* | *96VSN0401712A* | 24600 | 15.5 | 8.5 | 25800 | 21600 | 83.72% | 1.78 | 0 | 10 |  |  |  | No | R-410A | 2.05 | Residential & Commercial | Ducted CEE Tier 1
215933766 | Central HP <5.4 tons | HEIL | HRCU-A-CB (Split System: Heat Pump with Remote Outdoor Unit-Air-Source) | H5H3V36*K*AAA* |  |  | ESH5X60M12A*+WALLCON | *80CTL0701716B* | 34000 | 19.5 | 9 | 34600 | 26400 | 76.3% | 1.94 | 0 | 11.5 |  |  |  | No | R-454B | 2.8333 | Residential & Commercial | Ducted CEE Tier 1
215934766 | Central HP <5.4 tons | HEIL | HRCU-A-CB (Split System: Heat Pump with Remote Outdoor Unit-Air-Source) | H5H3V36*K*AAA* |  |  | EVM5X43M21A*+WALLCON | *96CTN0601714B* | 34600 | 20.5 | 8.5 | 38000 | 27600 | 72.63% | 2.06 | 0 | 11.5 |  |  |  | No | R-454B | 2.8833 | Residential & Commercial | Ducted CEE Tier 1
214075508 | Central HP <5.4 tons | RHEEM | HRCU-A-CB (Split System: Heat Pump with Remote Outdoor Unit-Air-Source) | RD17AZ24AJ3N |  |  | RCFZ2417MTANM | R962V0703A17M4S | 22600 | 17 | 9.5 | 22600 | 16900 | 74.78% | 2 | 0 | 11.2 |  |  |  | No | R-410A | 1.8833 | Residential & Commercial | Ducted CEE Tier 1
214075559 | Central HP <5.4 tons | RHEEM | HRCU-A-CB (Split System: Heat Pump with Remote Outdoor Unit-Air-Source) | RD17AZ24AJ3N |  |  | RCFZ2417MTANM | R802VA050317M | 22600 | 17 | 9.5 | 22600 | 16900 | 74.78% | 2 | 0 | 11.2 |  |  |  | No | R-410A | 1.8833 | Residential & Commercial | Ducted CEE Tier 1
215934986 | Central HP <5.4 tons | HEIL | HRCU-A-CB (Split System: Heat Pump with Remote Outdoor Unit-Air-Source) | H5H3V36*K*AAA* |  |  | EVM5X49M21A*+WALLCON | *80CSU1002120A* | 35600 | 21.5 | 8.5 | 38000 | 28800 | 75.79% | 2.02 | 0 | 12 |  |  |  | No | R-454B | 2.9667 | Residential & Commercial | Ducted CEE Tier 1
215935036 | Central HP <5.4 tons | HEIL | HRCU-A-CB (Split System: Heat Pump with Remote Outdoor Unit-Air-Source) | H5H3V36*K*AAA* |  |  | EVM5X49M21A*+WALLCON | *80CTL0902120B* | 35600 | 22 | 8.5 | 38000 | 28400 | 74.74% | 2.04 | 0 | 12.5 |  |  |  | No | R-454B | 2.9667 | Residential & Commercial | Ducted CEE Tier 1
210533083 | Central HP <5.4 tons | BRYANT HEATING AND COOLING SYSTEMS | HRCU-A-CB (Split System: Heat Pump with Remote Outdoor Unit-Air-Source) | 284ANV024*0**B* |  |  | CSPH*3012AL*+UI | 935CA48060C17*** | 23400 | 19 | 10 | 27200 | 20000 | 73.53% | 2.42 | 0 | 12.5 |  |  |  | No | R-410A | 1.95 | Residential & Commercial | Ducted CEE Tier 1
210532969 | Central HP <5.4 tons | BRYANT HEATING AND COOLING SYSTEMS | HRCU-A-CB (Split System: Heat Pump with Remote Outdoor Unit-Air-Source) | 284ANV024*0**B* |  |  | CAP**3014AL*+UI | 88*TA36070C14*** | 23200 | 21 | 10 | 26600 | 19900 | 74.81% | 2.38 | 0 | 13 |  |  |  | No | R-410A | 1.9333 | Residential & Commercial | Ducted CEE Tier 1
210533033 | Central HP <5.4 tons | BRYANT HEATING AND COOLING SYSTEMS | HRCU-A-CB (Split System: Heat Pump with Remote Outdoor Unit-Air-Source) | 284ANV024*0**B* |  |  | CAP**4321AL*+UI | 83*CA36040C17*** | 24200 | 20.5 | 10.5 | 26400 | 19700 | 74.62% | 2.54 | 0 | 13 |  |  |  | No | R-410A | 2.0167 | Residential & Commercial | Ducted CEE Tier 1
214609118 | Central HP <5.4 tons | FRASER-JOHNSTON | HRCU-A-CB (Split System: Heat Pump with Remote Outdoor Unit-Air-Source) | HH836E2S11 |  |  | CTF48C5CFS1 | Z9ES100C16SMPS1 | 35000 | 18 | 9 | 32600 | 25800 | 79.14% | 2 | 0 | 11 |  |  |  | No | R-454B | 2.9167 | Residential & Commercial | Ducted CEE Tier 1
211242878 | Central HP <5.4 tons | AIRQUEST | HRCU-A-CB (Split System: Heat Pump with Remote Outdoor Unit-Air-Source) | DLCURAH24ABK |  |  | EA*4X37L17A* | *95ESU0601716A* | 24800 | 17 | 8.5 | 25600 | 21400 | 83.59% | 1.8 | 0 | 10.5 |  |  |  | No | R-410A | 2.0667 | Residential & Commercial | Ducted CEE Tier 1
211243008 | Central HP <5.4 tons | AIRQUEST | HRCU-A-CB (Split System: Heat Pump with Remote Outdoor Unit-Air-Source) | DLCURAH24ABK |  |  | EA*4X37L17A* | *96VTN0601714A* | 24400 | 16.5 | 8.5 | 25600 | 21600 | 84.38% | 1.8 | 0 | 10 |  |  |  | No | R-410A | 2.0333 | Residential & Commercial | Ducted CEE Tier 1
213076110 | Central HP <5.4 tons | KEEPRITE | HRCU-A-CB (Split System: Heat Pump with Remote Outdoor Unit-Air-Source) | DLCURAH24ABK |  |  | EA*4X37L21A* | *95MSU1002120A* | 24400 | 17 | 8.5 | 25200 | 21200 | 84.13% | 1.8 | 0 | 10.5 |  |  |  | No | R-410A | 2.0333 | Residential & Commercial | Ducted CEE Tier 1
214240089 | Central HP <5.4 tons | DAY & NIGHT | HRCU-A-CB (Split System: Heat Pump with Remote Outdoor Unit-Air-Source) | CVH837GKA** |  |  | EN(A,D,W)4X60L24**+WALLCON | *96CTN1002122B* | 32800 | 17.5 | 8.1 | 32200 | 24600 | 76.4% | 1.96 | 0 | 12 |  |  |  | No | R-410A | 2.7333 | Residential & Commercial | Ducted CEE Tier 1
211228475 | Central HP <5.4 tons | TEMPSTAR | HRCU-A-CB (Split System: Heat Pump with Remote Outdoor Unit-Air-Source) | DLCURAH36ABK |  |  | EA*4X43L21A* | *92ESN1002122A* | 37400 | 15.2 | 8.5 | 39000 | 35000 | 89.74% | 2.16 | 0 | 10 |  |  |  | No | R-410A | 3.1167 | Residential & Commercial | Ducted CEE Tier 1
211228507 | Central HP <5.4 tons | TEMPSTAR | HRCU-A-CB (Split System: Heat Pump with Remote Outdoor Unit-Air-Source) | DLCURAH36ABK |  |  | EA*4X43L21A* | *95ESN0802120A* | 37200 | 15.5 | 8.5 | 38500 | 35000 | 90.91% | 2.12 | 0 | 10 |  |  |  | No | R-410A | 3.1 | Residential & Commercial | Ducted CEE Tier 1
212978968 | Central HP <5.4 tons | COMFORTMAKER | HRCU-A-CB (Split System: Heat Pump with Remote Outdoor Unit-Air-Source) | DLCURAH36ABK |  |  | EA*4X48L21A* | *80MS(N,L)0701716A* | 35600 | 16 | 8.1 | 37800 | 34600 | 91.53% | 2 | 0 | 10 |  |  |  | No | R-410A | 2.9667 | Residential & Commercial | Ducted CEE Tier 1
211229065 | Central HP <5.4 tons | TEMPSTAR | HRCU-A-CB (Split System: Heat Pump with Remote Outdoor Unit-Air-Source) | DLCURAH36ABK |  |  | EA*4X48L21A* | *95ESN1002122A* | 37200 | 15.5 | 8.5 | 38500 | 35000 | 90.91% | 2.12 | 0 | 10 |  |  |  | No | R-410A | 3.1 | Residential & Commercial | Ducted CEE Tier 1
211229172 | Central HP <5.4 tons | TEMPSTAR | HRCU-A-CB (Split System: Heat Pump with Remote Outdoor Unit-Air-Source) | DLCURAH36ABK |  |  | EA*4X48L21A* | *96VTN0802120A* | 35400 | 16 | 8.1 | 37800 | 34600 | 91.53% | 2.02 | 0 | 10 |  |  |  | No | R-410A | 2.95 | Residential & Commercial | Ducted CEE Tier 1
211229315 | Central HP <5.4 tons | TEMPSTAR | HRCU-A-CB (Split System: Heat Pump with Remote Outdoor Unit-Air-Source) | DLCURAH36ABK |  |  | EA*4X48L24A* | *80ES(N,L)1102420A* | 35800 | 16.5 | 8.5 | 37800 | 34600 | 91.53% | 2.06 | 0 | 10 |  |  |  | No | R-410A | 2.9833 | Residential & Commercial | Ducted CEE Tier 1
211229447 | Central HP <5.4 tons | TEMPSTAR | HRCU-A-CB (Split System: Heat Pump with Remote Outdoor Unit-Air-Source) | DLCURAH36ABK |  |  | EA*4X48L24A* | *92ESN0802120A* | 35800 | 16.5 | 8.5 | 37800 | 34600 | 91.53% | 2.04 | 0 | 10 |  |  |  | No | R-410A | 2.9833 | Residential & Commercial | Ducted CEE Tier 1
211229638 | Central HP <5.4 tons | TEMPSTAR | HRCU-A-CB (Split System: Heat Pump with Remote Outdoor Unit-Air-Source) | DLCURAH36ABK |  |  | EA*4X48L24A* | OLV112A16A | 35800 | 15.5 | 8.5 | 38500 | 34800 | 90.39% | 2.04 | 0 | 10 |  |  |  | No | R-410A | 2.9833 | Residential & Commercial | Ducted CEE Tier 1
211229917 | Central HP <5.4 tons | TEMPSTAR | HRCU-A-CB (Split System: Heat Pump with Remote Outdoor Unit-Air-Source) | DLCURAH36ABK |  |  | EN(A,D,W)4X48L21** | *80ES(N,L)0701712A* | 36200 | 15.5 | 8.1 | 38500 | 35000 | 90.91% | 2.02 | 0 | 10 |  |  |  | No | R-410A | 3.0167 | Residential & Commercial | Ducted CEE Tier 1
211230015 | Central HP <5.4 tons | TEMPSTAR | HRCU-A-CB (Split System: Heat Pump with Remote Outdoor Unit-Air-Source) | DLCURAH36ABK |  |  | EN(A,D,W)4X48L21** | *80VSL0902120A* | 35800 | 16.5 | 8.1 | 38500 | 34800 | 90.39% | 2 | 0 | 10 |  |  |  | No | R-410A | 2.9833 | Residential & Commercial | Ducted CEE Tier 1
211230058 | Central HP <5.4 tons | TEMPSTAR | HRCU-A-CB (Split System: Heat Pump with Remote Outdoor Unit-Air-Source) | DLCURAH36ABK |  |  | EN(A,D,W)4X48L21** | *80ESU1002120A* | 36200 | 16 | 8.1 | 38500 | 34800 | 90.39% | 2.02 | 0 | 10 |  |  |  | No | R-410A | 3.0167 | Residential & Commercial | Ducted CEE Tier 1
211230181 | Central HP <5.4 tons | TEMPSTAR | HRCU-A-CB (Split System: Heat Pump with Remote Outdoor Unit-Air-Source) | DLCURAH36ABK |  |  | EN(A,D,W)4X48L21** | *95ESN0801716A* | 35600 | 15.5 | 8.1 | 38500 | 35000 | 90.91% | 2 | 0 | 10 |  |  |  | No | R-410A | 2.9667 | Residential & Commercial | Ducted CEE Tier 1
211230240 | Central HP <5.4 tons | TEMPSTAR | HRCU-A-CB (Split System: Heat Pump with Remote Outdoor Unit-Air-Source) | DLCURAH36ABK |  |  | EN(A,D,W)4X48L21** | *96VSN0801716A* | 35800 | 16 | 8.1 | 38500 | 34800 | 90.39% | 2 | 0 | 10 |  |  |  | No | R-410A | 2.9833 | Residential & Commercial | Ducted CEE Tier 1
211230340 | Central HP <5.4 tons | TEMPSTAR | HRCU-A-CB (Split System: Heat Pump with Remote Outdoor Unit-Air-Source) | DLCURAH36ABK |  |  | EN(A,D,W)4X48L21** | *96VTN1002120A* | 36600 | 15.5 | 8.1 | 39500 | 35000 | 88.61% | 2.04 | 0 | 10 |  |  |  | No | R-410A | 3.05 | Residential & Commercial | Ducted CEE Tier 1
211230892 | Central HP <5.4 tons | TEMPSTAR | HRCU-A-CB (Split System: Heat Pump with Remote Outdoor Unit-Air-Source) | DLCURAH36ABK |  |  | FMA4X36**AL* |  | 35800 | 17 | 8.1 | 40000 | 35200 | 88% | 1.86 | 0 | 10 |  |  |  | No | R-410A | 2.9833 | Residential & Commercial | Ducted CEE Tier 1
211244688 | Central HP <5.4 tons | COMFORTMAKER | HRCU-A-CB (Split System: Heat Pump with Remote Outdoor Unit-Air-Source) | DLCURAH24ABK |  |  | EN(A,D)4X30L17** | *80ES(N,L)0451712A* | 24000 | 16.5 | 8.1 | 26200 | 23000 | 87.79% | 1.9 | 0 | 10.5 |  |  |  | No | R-410A | 2 | Residential & Commercial | Ducted CEE Tier 1
211243494 | Central HP <5.4 tons | AIRQUEST | HRCU-A-CB (Split System: Heat Pump with Remote Outdoor Unit-Air-Source) | DLCURAH24ABK |  |  | EA*4X37L21A* | *80ES(N,L)0451712A* | 24800 | 17 | 8.5 | 25400 | 21000 | 82.68% | 1.76 | 0 | 10.5 |  |  |  | No | R-410A | 2.0667 | Residential & Commercial | Ducted CEE Tier 1
211244112 | Central HP <5.4 tons | AIRQUEST | HRCU-A-CB (Split System: Heat Pump with Remote Outdoor Unit-Air-Source) | DLCURAH24ABK |  |  | EN(A,D)4X24L17** | *80ES(N,L)0451712A* | 23600 | 16 | 8.5 | 26800 | 23600 | 88.06% | 1.94 | 0 | 10 |  |  |  | No | R-410A | 1.9667 | Residential & Commercial | Ducted CEE Tier 1
211244148 | Central HP <5.4 tons | AIRQUEST | HRCU-A-CB (Split System: Heat Pump with Remote Outdoor Unit-Air-Source) | DLCURAH24ABK |  |  | EN(A,D)4X24L17** | *92ESN0601412A* | 24200 | 15.5 | 8.5 | 27200 | 22600 | 83.09% | 1.86 | 0 | 10 |  |  |  | No | R-410A | 2.0167 | Residential & Commercial | Ducted CEE Tier 1
211244346 | Central HP <5.4 tons | AIRQUEST | HRCU-A-CB (Split System: Heat Pump with Remote Outdoor Unit-Air-Source) | DLCURAH24ABK |  |  | EN(A,D)4X30L14** | *96VTN0601412A* | 23400 | 16.5 | 8.1 | 25800 | 24000 | 93.02% | 1.98 | 0 | 10 |  |  |  | No | R-410A | 1.95 | Residential & Commercial | Ducted CEE Tier 1
211244161 | Central HP <5.4 tons | COMFORTMAKER | HRCU-A-CB (Split System: Heat Pump with Remote Outdoor Unit-Air-Source) | DLCURAH24ABK |  |  | EN(A,D)4X24L17** | *92ESN0601714A* | 23800 | 16.5 | 8.5 | 26800 | 23200 | 86.57% | 1.92 | 0 | 10 |  |  |  | No | R-410A | 1.9833 | Residential & Commercial | Ducted CEE Tier 1
215669076 | Central HP <5.4 tons | HEIL | HRCU-A-CB (Split System: Heat Pump with Remote Outdoor Unit-Air-Source) | H5H0V36*K*AAA* |  |  | EA*5X43M21A*+WALLCON | *96CTN0801714B* | 34400 | 18 | 8.1 | 35400 | 25200 | 71.19% | 1.9 | 0 | 10 |  |  |  | No | R-454B | 2.8667 | Residential & Commercial | Ducted CEE Tier 1
215670618 | Central HP <5.4 tons | HEIL | HRCU-A-CB (Split System: Heat Pump with Remote Outdoor Unit-Air-Source) | H5H0V36*K*AAA* |  |  | FCMA5B60L0D*+WALLCON |  | 35400 | 19.5 | 9.5 | 34000 | 24400 | 71.76% | 2.04 | 0 | 11.5 |  |  |  | No | R-454B | 2.95 | Residential & Commercial | Ducted CEE Tier 1
215669144 | Central HP <5.4 tons | HEIL | HRCU-A-CB (Split System: Heat Pump with Remote Outdoor Unit-Air-Source) | H5H0V36*K*AAA* |  |  | EA*5X48M21A*+WALLCON | *80CTL0702120B* | 33800 | 18 | 9 | 35000 | 25000 | 71.43% | 1.88 | 0 | 10 |  |  |  | No | R-454B | 2.8167 | Residential & Commercial | Ducted CEE Tier 1
215669294 | Central HP <5.4 tons | HEIL | HRCU-A-CB (Split System: Heat Pump with Remote Outdoor Unit-Air-Source) | H5H0V36*K*AAA* |  |  | EA*5X60M24A*+WALLCON | *80CSU1002120A* | 34400 | 18 | 9 | 34200 | 24800 | 72.51% | 1.9 | 0 | 10 |  |  |  | No | R-454B | 2.8667 | Residential & Commercial | Ducted CEE Tier 1
211227659 | Central HP <5.4 tons | TEMPSTAR | HRCU-A-CB (Split System: Heat Pump with Remote Outdoor Unit-Air-Source) | DLCURAH36ABK |  |  | EA*4X42L21A* | *95ESU1002120A* | 35800 | 16 | 8.1 | 38500 | 35000 | 90.91% | 1.9 | 0 | 10 |  |  |  | No | R-410A | 2.9833 | Residential & Commercial | Ducted CEE Tier 1
211229458 | Central HP <5.4 tons | TEMPSTAR | HRCU-A-CB (Split System: Heat Pump with Remote Outdoor Unit-Air-Source) | DLCURAH36ABK |  |  | EA*4X48L24A* | *92ESN1002120A* | 35600 | 16.5 | 8.5 | 37800 | 34600 | 91.53% | 2.04 | 0 | 10 |  |  |  | No | R-410A | 2.9667 | Residential & Commercial | Ducted CEE Tier 1
211229531 | Central HP <5.4 tons | TEMPSTAR | HRCU-A-CB (Split System: Heat Pump with Remote Outdoor Unit-Air-Source) | DLCURAH36ABK |  |  | EA*4X48L24A* | *95ESN1402422A* | 37400 | 15.2 | 8.5 | 39500 | 35000 | 88.61% | 2.12 | 0 | 10 |  |  |  | No | R-410A | 3.1167 | Residential & Commercial | Ducted CEE Tier 1
213076332 | Central HP <5.4 tons | TEMPSTAR | HRCU-A-CB (Split System: Heat Pump with Remote Outdoor Unit-Air-Source) | DLCURAH36ABK |  |  | EN(A,D,W)4X48L21** | *95MSU1002122A* | 36200 | 16.5 | 8.1 | 38500 | 35000 | 90.91% | 2.02 | 0 | 10.5 |  |  |  | No | R-410A | 3.0167 | Residential & Commercial | Ducted CEE Tier 1
211230349 | Central HP <5.4 tons | TEMPSTAR | HRCU-A-CB (Split System: Heat Pump with Remote Outdoor Unit-Air-Source) | DLCURAH36ABK |  |  | EN(A,D,W)4X48L21** | *96VTN1002122A* | 36000 | 16.5 | 8.1 | 38500 | 34800 | 90.39% | 2.02 | 0 | 10.5 |  |  |  | No | R-410A | 3 | Residential & Commercial | Ducted CEE Tier 1
211230385 | Central HP <5.4 tons | TEMPSTAR | HRCU-A-CB (Split System: Heat Pump with Remote Outdoor Unit-Air-Source) | DLCURAH36ABK |  |  | EN(A,D,W)4X48L21** | OMV112K14A | 35800 | 15.5 | 8.1 | 38500 | 35000 | 90.91% | 2 | 0 | 10 |  |  |  | No | R-410A | 2.9833 | Residential & Commercial | Ducted CEE Tier 1
211230449 | Central HP <5.4 tons | TEMPSTAR | HRCU-A-CB (Split System: Heat Pump with Remote Outdoor Unit-Air-Source) | DLCURAH36ABK |  |  | EN(A,D)4X48L24** | *80ES(N,L)0902420A* | 36200 | 16.5 | 8.1 | 38500 | 34800 | 90.39% | 2.02 | 0 | 10.5 |  |  |  | No | R-410A | 3.0167 | Residential & Commercial | Ducted CEE Tier 1
211230533 | Central HP <5.4 tons | TEMPSTAR | HRCU-A-CB (Split System: Heat Pump with Remote Outdoor Unit-Air-Source) | DLCURAH36ABK |  |  | EN(A,D)4X48L24** | *80VSL1102422A* | 36000 | 16.5 | 8.1 | 38500 | 34800 | 90.39% | 2.02 | 0 | 10 |  |  |  | No | R-410A | 3 | Residential & Commercial | Ducted CEE Tier 1
211230160 | Central HP <5.4 tons | TEMPSTAR | HRCU-A-CB (Split System: Heat Pump with Remote Outdoor Unit-Air-Source) | DLCURAH36ABK |  |  | EN(A,D,W)4X48L21** | *92ESN1002122A* | 37600 | 15.5 | 8.5 | 39500 | 35000 | 88.61% | 2.08 | 0 | 10.5 |  |  |  | No | R-410A | 3.1333 | Residential & Commercial | Ducted CEE Tier 1
210532929 | Central HP <5.4 tons | BRYANT HEATING AND COOLING SYSTEMS | HRCU-A-CB (Split System: Heat Pump with Remote Outdoor Unit-Air-Source) | 284ANV048*0**B* |  |  | CSPH*4812AL*+UI | 986TC66100C21*** | 44500 | 20 | 9 | 46500 | 36600 | 78.71% | 2.22 | 0 | 11.7 |  |  |  | No | R-410A | 3.7083 | Residential & Commercial | Ducted CEE Tier 1
211226522 | Central HP <5.4 tons | COMFORTMAKER | HRCU-A-CB (Split System: Heat Pump with Remote Outdoor Unit-Air-Source) | DLCURAH36ABK |  |  | EA*4X37L17A* | *80ES(N,L)0701716A* | 36200 | 15.5 | 8.5 | 39500 | 35000 | 88.61% | 2.02 | 0 | 10 |  |  |  | No | R-410A | 3.0167 | Residential & Commercial | Ducted CEE Tier 1
211244381 | Central HP <5.4 tons | COMFORTMAKER | HRCU-A-CB (Split System: Heat Pump with Remote Outdoor Unit-Air-Source) | DLCURAH24ABK |  |  | EN(A,D)4X30L14** | *92ESN0601412A* | 23400 | 16.5 | 8.1 | 25800 | 24200 | 93.8% | 2.02 | 0 | 10 |  |  |  | No | R-410A | 1.95 | Residential & Commercial | Ducted CEE Tier 1
211244547 | Central HP <5.4 tons | COMFORTMAKER | HRCU-A-CB (Split System: Heat Pump with Remote Outdoor Unit-Air-Source) | DLCURAH24ABK |  |  | EN(A,D)4X30L17** | *80ESU0401712A* | 24000 | 17 | 8.1 | 26000 | 23200 | 89.23% | 1.94 | 0 | 10.5 |  |  |  | No | R-410A | 2 | Residential & Commercial | Ducted CEE Tier 1
211240700 | Central HP <5.4 tons | COMFORTMAKER | HRCU-A-CB (Split System: Heat Pump with Remote Outdoor Unit-Air-Source) | DLCURAH24ABK |  |  | EA*4X24L17A* | *92ESN0801716A* | 24000 | 17 | 8.5 | 26800 | 23800 | 88.81% | 1.96 | 0 | 10 |  |  |  | No | R-410A | 2 | Residential & Commercial | Ducted CEE Tier 1
211241169 | Central HP <5.4 tons | COMFORTMAKER | HRCU-A-CB (Split System: Heat Pump with Remote Outdoor Unit-Air-Source) | DLCURAH24ABK |  |  | EA*4X25L17A* | *92ESN0401410A* | 24800 | 15.5 | 8.5 | 26000 | 21200 | 81.54% | 1.76 | 0 | 10 |  |  |  | No | R-410A | 2.0667 | Residential & Commercial | Ducted CEE Tier 1
211240300 | Central HP <5.4 tons | AIRQUEST | HRCU-A-CB (Split System: Heat Pump with Remote Outdoor Unit-Air-Source) | DLCURAH24ABK |  |  | EA*4X24L14A* | *96VTN0601412A* | 23200 | 16 | 8.5 | 26400 | 25600 | 96.97% | 2.14 | 0 | 10 |  |  |  | No | R-410A | 1.9333 | Residential & Commercial | Ducted CEE Tier 1
211240698 | Central HP <5.4 tons | AIRQUEST | HRCU-A-CB (Split System: Heat Pump with Remote Outdoor Unit-Air-Source) | DLCURAH24ABK |  |  | EA*4X24L17A* | *92ESN0801716A* | 24000 | 17 | 8.5 | 26800 | 23800 | 88.81% | 1.96 | 0 | 10 |  |  |  | No | R-410A | 2 | Residential & Commercial | Ducted CEE Tier 1
211244412 | Central HP <5.4 tons | AIRQUEST | HRCU-A-CB (Split System: Heat Pump with Remote Outdoor Unit-Air-Source) | DLCURAH24ABK |  |  | EN(A,D)4X30L17** | *80VSL0451412A* | 23400 | 16.5 | 8.1 | 25800 | 24200 | 93.8% | 2 | 0 | 10 |  |  |  | No | R-410A | 1.95 | Residential & Commercial | Ducted CEE Tier 1
210470959 | Central HP <5.4 tons | DAY & NIGHT | HRCU-A-CB (Split System: Heat Pump with Remote Outdoor Unit-Air-Source) | CVH837GKA2* |  |  | EN(A,D,W)4X60L24**+WALLCON | *97CMN1002122A* | 32800 | 18 | 8.1 | 32200 | 24600 | 76.4% | 1.98 | 0 | 12 |  |  |  | No | R-410A | 2.7333 | Residential & Commercial | Ducted CEE Tier 1
210470970 | Central HP <5.4 tons | DAY & NIGHT | HRCU-A-CB (Split System: Heat Pump with Remote Outdoor Unit-Air-Source) | CVH837GKA2* |  |  | EN(A,D,W)4X60L24**+WALLCON | *97CMN1202422A* | 32800 | 17.5 | 8.1 | 32200 | 24800 | 77.02% | 1.96 | 0 | 11.7 |  |  |  | No | R-410A | 2.7333 | Residential & Commercial | Ducted CEE Tier 1
211226842 | Central HP <5.4 tons | COMFORTMAKER | HRCU-A-CB (Split System: Heat Pump with Remote Outdoor Unit-Air-Source) | DLCURAH36ABK |  |  | EA*4X37L21A* | *80ES(N,L)0902120A* | 36800 | 16 | 8.5 | 38500 | 34800 | 90.39% | 2.1 | 0 | 10 |  |  |  | No | R-410A | 3.0667 | Residential & Commercial | Ducted CEE Tier 1
211226816 | Central HP <5.4 tons | AIRQUEST | HRCU-A-CB (Split System: Heat Pump with Remote Outdoor Unit-Air-Source) | DLCURAH36ABK |  |  | EA*4X37L21A* | *80ES(N,L)0901714A* | 36800 | 16 | 8.5 | 38500 | 34800 | 90.39% | 2.1 | 0 | 10 |  |  |  | No | R-410A | 3.0667 | Residential & Commercial | Ducted CEE Tier 1
213077254 | Central HP <5.4 tons | TEMPSTAR | HRCU-A-CB (Split System: Heat Pump with Remote Outdoor Unit-Air-Source) | DLCURAH36ABK |  |  | EA*4X48L24A* | *96VSN1202422B* | 36000 | 16.5 | 8.5 | 38000 | 35000 | 92.11% | 2 | 0 | 10 |  |  |  | No | R-410A | 3 | Residential & Commercial | Ducted CEE Tier 1
211244487 | Central HP <5.4 tons | AIRQUEST | HRCU-A-CB (Split System: Heat Pump with Remote Outdoor Unit-Air-Source) | DLCURAH24ABK |  |  | EN(A,D)4X30L17** | *80ES(N,L)0701716A* | 24800 | 16 | 8.1 | 26800 | 22200 | 82.84% | 1.82 | 0 | 10.5 |  |  |  | No | R-410A | 2.0667 | Residential & Commercial | Ducted CEE Tier 1
211244839 | Central HP <5.4 tons | AIRQUEST | HRCU-A-CB (Split System: Heat Pump with Remote Outdoor Unit-Air-Source) | DLCURAH24ABK |  |  | EN(A,D)4X30L17** | OMV112K14A | 24000 | 16 | 8.1 | 26400 | 23000 | 87.12% | 1.88 | 0 | 10 |  |  |  | No | R-410A | 2 | Residential & Commercial | Ducted CEE Tier 1
211244848 | Central HP <5.4 tons | AIRQUEST | HRCU-A-CB (Split System: Heat Pump with Remote Outdoor Unit-Air-Source) | DLCURAH24ABK |  |  | EN(A,D,W)4X36L17** | *80VSL0451412A* | 23400 | 16.5 | 8.1 | 25800 | 24200 | 93.8% | 2 | 0 | 10 |  |  |  | No | R-410A | 1.95 | Residential & Commercial | Ducted CEE Tier 1
212981002 | Central HP <5.4 tons | KEEPRITE | HRCU-A-CB (Split System: Heat Pump with Remote Outdoor Unit-Air-Source) | DLCURAH24ABK |  |  | EA*4X37L21A* | *80MS(N,L)1102120A* | 24800 | 17.5 | 8.5 | 25600 | 21200 | 82.81% | 1.8 | 0 | 10.5 |  |  |  | No | R-410A | 2.0667 | Residential & Commercial | Ducted CEE Tier 1
211243807 | Central HP <5.4 tons | COMFORTMAKER | HRCU-A-CB (Split System: Heat Pump with Remote Outdoor Unit-Air-Source) | DLCURAH24ABK |  |  | EN(A,D)4X24L14** | *92ESN0601412A* | 24200 | 15.5 | 8.5 | 27200 | 22600 | 83.09% | 1.86 | 0 | 10 |  |  |  | No | R-410A | 2.0167 | Residential & Commercial | Ducted CEE Tier 1
211244227 | Central HP <5.4 tons | COMFORTMAKER | HRCU-A-CB (Split System: Heat Pump with Remote Outdoor Unit-Air-Source) | DLCURAH24ABK |  |  | EN(A,D)4X24L17** | *80ES(N,L)0701412A* | 23800 | 16 | 8.5 | 26800 | 23200 | 86.57% | 1.92 | 0 | 10 |  |  |  | No | R-410A | 1.9833 | Residential & Commercial | Ducted CEE Tier 1
211244526 | Central HP <5.4 tons | COMFORTMAKER | HRCU-A-CB (Split System: Heat Pump with Remote Outdoor Unit-Air-Source) | DLCURAH24ABK |  |  | EN(A,D)4X30L17** | *80VSL0701716A* | 23800 | 16.5 | 8.1 | 26000 | 23200 | 89.23% | 1.92 | 0 | 10.5 |  |  |  | No | R-410A | 1.9833 | Residential & Commercial | Ducted CEE Tier 1
212971450 | Central HP <5.4 tons | COMFORTMAKER | HRCU-A-CB (Split System: Heat Pump with Remote Outdoor Unit-Air-Source) | DLCURAH18ABK |  |  | EA*4X24L17A* | *80VTL0701716B* | 17500 | 16 | 8.5 | 18500 | 19500 | 105.4% | 2.34 | 0 | 10.5 |  |  |  | No | R-410A | 1.4583 | Residential & Commercial | Ducted CEE Tier 1
212973306 | Central HP <5.4 tons | COMFORTMAKER | HRCU-A-CB (Split System: Heat Pump with Remote Outdoor Unit-Air-Source) | DLCURAH18ABK |  |  | EA*4X24L14A* | *96VSN0601412B* | 17200 | 16 | 8.5 | 18100 | 19400 | 107.2% | 2.34 | 0 | 10.5 |  |  |  | No | R-410A | 1.4333 | Residential & Commercial | Ducted CEE Tier 1
212975727 | Central HP <5.4 tons | CARRIER | HRCU-A-CB (Split System: Heat Pump with Remote Outdoor Unit-Air-Source) | 38MURAQ24AB3* |  |  | CNPV*3014AL* | 59TP6C060V14**12 | 23400 | 16.5 | 8.1 | 26000 | 24400 | 93.85% | 2.02 | 0 | 10 |  |  |  | No | R-410A | 1.95 | Residential & Commercial | Ducted CEE Tier 1
212979970 | Central HP <5.4 tons | COMFORTMAKER | HRCU-A-CB (Split System: Heat Pump with Remote Outdoor Unit-Air-Source) | DLCURAH18ABK |  |  | EA*4X25L17A* | *80MS(N,L)0901714A* | 18100 | 16.5 | 8.5 | 17900 | 17700 | 98.88% | 2.14 | 0 | 11 |  |  |  | No | R-410A | 1.5083 | Residential & Commercial | Ducted CEE Tier 1
213077572 | Central HP <5.4 tons | TEMPSTAR | HRCU-A-CB (Split System: Heat Pump with Remote Outdoor Unit-Air-Source) | DLCURAH36ABK |  |  | EN(A,D,W)4X48L21** | *96VTN0802120B* | 35600 | 16.5 | 8.1 | 38500 | 34800 | 90.39% | 1.98 | 0 | 10 |  |  |  | No | R-410A | 2.9667 | Residential & Commercial | Ducted CEE Tier 1
213077740 | Central HP <5.4 tons | TEMPSTAR | HRCU-A-CB (Split System: Heat Pump with Remote Outdoor Unit-Air-Source) | DLCURAH36ABK |  |  | EA*4X42L24A* | *96VTN1002122B* | 35400 | 16.5 | 8.1 | 38500 | 34800 | 90.39% | 2.08 | 0 | 10 |  |  |  | No | R-410A | 2.95 | Residential & Commercial | Ducted CEE Tier 1
213078163 | Central HP <5.4 tons | TEMPSTAR | HRCU-A-CB (Split System: Heat Pump with Remote Outdoor Unit-Air-Source) | DLCURAH36ABK |  |  | EN(A,D,W)4X48L21** | *80MS(N,L)0701716A* | 35800 | 16.5 | 8.1 | 38500 | 35000 | 90.91% | 2 | 0 | 10 |  |  |  | No | R-410A | 2.9833 | Residential & Commercial | Ducted CEE Tier 1
213078540 | Central HP <5.4 tons | TEMPSTAR | HRCU-A-CB (Split System: Heat Pump with Remote Outdoor Unit-Air-Source) | DLCURAH36ABK |  |  | EA*4X43L21A* | *80MS(N,L)0902120A* | 37000 | 16 | 8.5 | 38500 | 34600 | 89.87% | 2.02 | 0 | 10 |  |  |  | No | R-410A | 3.0833 | Residential & Commercial | Ducted CEE Tier 1
213078806 | Central HP <5.4 tons | TEMPSTAR | HRCU-A-CB (Split System: Heat Pump with Remote Outdoor Unit-Air-Source) | DLCURAH36ABK |  |  | EA*4X48L24A* | *80MS(N,L)1552420A* | 36200 | 16.5 | 8.5 | 38000 | 35000 | 92.11% | 2.02 | 0 | 10 |  |  |  | No | R-410A | 3.0167 | Residential & Commercial | Ducted CEE Tier 1
213078851 | Central HP <5.4 tons | TEMPSTAR | HRCU-A-CB (Split System: Heat Pump with Remote Outdoor Unit-Air-Source) | DLCURAH36ABK |  |  | EA*4X37L17A* | *80MSU1002120A* | 36000 | 15.5 | 8.5 | 38500 | 35000 | 90.91% | 2 | 0 | 10 |  |  |  | No | R-410A | 3 | Residential & Commercial | Ducted CEE Tier 1
211244790 | Central HP <5.4 tons | COMFORTMAKER | HRCU-A-CB (Split System: Heat Pump with Remote Outdoor Unit-Air-Source) | DLCURAH24ABK |  |  | EN(A,D)4X30L17** | *92ESN0401712A* | 23600 | 15.5 | 8.1 | 26200 | 23400 | 89.31% | 1.92 | 0 | 10 |  |  |  | No | R-410A | 1.9667 | Residential & Commercial | Ducted CEE Tier 1
211241030 | Central HP <5.4 tons | TEMPSTAR | HRCU-A-CB (Split System: Heat Pump with Remote Outdoor Unit-Air-Source) | DLCURAH24ABK |  |  | EA*4X25L17A* | *96VTN0401410A* | 24400 | 16 | 8.5 | 25600 | 21600 | 84.38% | 1.78 | 0 | 10 |  |  |  | No | R-410A | 2.0333 | Residential & Commercial | Ducted CEE Tier 1
211241421 | Central HP <5.4 tons | AIRQUEST | HRCU-A-CB (Split System: Heat Pump with Remote Outdoor Unit-Air-Source) | DLCURAH24ABK |  |  | EA*4X30L17A* | *96VSN0601412A* | 23400 | 16.5 | 8.5 | 26000 | 24000 | 92.31% | 1.98 | 0 | 10 |  |  |  | No | R-410A | 1.95 | Residential & Commercial | Ducted CEE Tier 1
211241607 | Central HP <5.4 tons | AIRQUEST | HRCU-A-CB (Split System: Heat Pump with Remote Outdoor Unit-Air-Source) | DLCURAH24ABK |  |  | EA*4X30L17A* | *96VTN0601412A* | 23400 | 16.5 | 8.5 | 26000 | 24000 | 92.31% | 1.98 | 0 | 10 |  |  |  | No | R-410A | 1.95 | Residential & Commercial | Ducted CEE Tier 1
211244655 | Central HP <5.4 tons | COMFORTMAKER | HRCU-A-CB (Split System: Heat Pump with Remote Outdoor Unit-Air-Source) | DLCURAH24ABK |  |  | EN(A,D)4X30L17** | *95ESN0261410A* | 23400 | 16 | 8.1 | 25800 | 24200 | 93.8% | 2 | 0 | 10 |  |  |  | No | R-410A | 1.95 | Residential & Commercial | Ducted CEE Tier 1
211244746 | Central HP <5.4 tons | COMFORTMAKER | HRCU-A-CB (Split System: Heat Pump with Remote Outdoor Unit-Air-Source) | DLCURAH24ABK |  |  | EN(A,D)4X30L17** | *92ESN0801716A* | 24200 | 17 | 8.1 | 26200 | 22800 | 87.02% | 1.88 | 0 | 10.5 |  |  |  | No | R-410A | 2.0167 | Residential & Commercial | Ducted CEE Tier 1
210692294 | Central HP <5.4 tons | DAIKIN | HRCU-A-CB (Split System: Heat Pump with Remote Outdoor Unit-Air-Source) | DZ9VCA3610A* |  |  | CA*F3137*6A*+TXV | D*80VC0604B*A* | 33600 | 18.5 | 8.2 | 34000 | 24400 | 71.76% | 1.8 | 0 | 12 |  |  |  | No | R-410A | 2.8 | Residential & Commercial | Ducted CEE Tier 1
210692333 | Central HP <5.4 tons | DAIKIN | HRCU-A-CB (Split System: Heat Pump with Remote Outdoor Unit-Air-Source) | DZ9VCA3610A* |  |  | CHPF3642C6C*+TXV | D*96VC0804CNA* | 33400 | 18 | 8.2 | 34000 | 24400 | 71.76% | 1.8 | 0 | 11 |  |  |  | No | R-410A | 2.7833 | Residential & Commercial | Ducted CEE Tier 1
211244813 | Central HP <5.4 tons | COMFORTMAKER | HRCU-A-CB (Split System: Heat Pump with Remote Outdoor Unit-Air-Source) | DLCURAH24ABK |  |  | EN(A,D)4X30L17** | *80ESU0601716A | 24800 | 16.5 | 8.5 | 26600 | 22200 | 83.46% | 1.84 | 0 | 10.5 |  |  |  | No | R-410A | 2.0667 | Residential & Commercial | Ducted CEE Tier 1
211243568 | Central HP <5.4 tons | COMFORTMAKER | HRCU-A-CB (Split System: Heat Pump with Remote Outdoor Unit-Air-Source) | DLCURAH24ABK |  |  | EA*4X37L21A* | *92ESN0601714A* | 25000 | 17 | 8.5 | 25600 | 20800 | 81.25% | 1.76 | 0 | 10.5 |  |  |  | No | R-410A | 2.0833 | Residential & Commercial | Ducted CEE Tier 1
211243711 | Central HP <5.4 tons | COMFORTMAKER | HRCU-A-CB (Split System: Heat Pump with Remote Outdoor Unit-Air-Source) | DLCURAH24ABK |  |  | EN(A,D)4X24L14** | *96VSN0401410A* | 23400 | 15.5 | 8.5 | 26600 | 24000 | 90.23% | 1.96 | 0 | 10 |  |  |  | No | R-410A | 1.95 | Residential & Commercial | Ducted CEE Tier 1
211243904 | Central HP <5.4 tons | COMFORTMAKER | HRCU-A-CB (Split System: Heat Pump with Remote Outdoor Unit-Air-Source) | DLCURAH24ABK |  |  | EN(A,D)4X24L17** | *95ESU0401712A* | 23200 | 16.5 | 8.5 | 26400 | 24400 | 92.42% | 2.04 | 0 | 10 |  |  |  | No | R-410A | 1.9333 | Residential & Commercial | Ducted CEE Tier 1
215669344 | Central HP <5.4 tons | HEIL | HRCU-A-CB (Split System: Heat Pump with Remote Outdoor Unit-Air-Source) | H5H0V36*K*AAA* |  |  | EA*5X60M24A*+WALLCON | *95CSU0802120B* | 34400 | 18 | 9 | 34200 | 24800 | 72.51% | 1.9 | 0 | 10 |  |  |  | No | R-454B | 2.8667 | Residential & Commercial | Ducted CEE Tier 1
215669594 | Central HP <5.4 tons | HEIL | HRCU-A-CB (Split System: Heat Pump with Remote Outdoor Unit-Air-Source) | H5H0V36*K*AAA* |  |  | EA*5X61M21A*+WALLCON | *96CTN0801714B* | 34600 | 18 | 9 | 34600 | 25000 | 72.25% | 1.9 | 0 | 10 |  |  |  | No | R-454B | 2.8833 | Residential & Commercial | Ducted CEE Tier 1
215669314 | Central HP <5.4 tons | HEIL | HRCU-A-CB (Split System: Heat Pump with Remote Outdoor Unit-Air-Source) | H5H0V36*K*AAA* |  |  | EA*5X60M24A*+WALLCON | *80CTL0902120B* | 34400 | 18.5 | 9 | 34200 | 24600 | 71.93% | 1.92 | 0 | 10.5 |  |  |  | No | R-454B | 2.8667 | Residential & Commercial | Ducted CEE Tier 1
215669364 | Central HP <5.4 tons | HEIL | HRCU-A-CB (Split System: Heat Pump with Remote Outdoor Unit-Air-Source) | H5H0V36*K*AAA* |  |  | EA*5X60M24A*+WALLCON | *97CMN0602120B* | 34200 | 18 | 9 | 34400 | 25000 | 72.67% | 1.9 | 0 | 10 |  |  |  | No | R-454B | 2.85 | Residential & Commercial | Ducted CEE Tier 1
215669564 | Central HP <5.4 tons | HEIL | HRCU-A-CB (Split System: Heat Pump with Remote Outdoor Unit-Air-Source) | H5H0V36*K*AAA* |  |  | EA*5X61M21A*+WALLCON | *97CMN0802120B* | 34800 | 18 | 9 | 34400 | 24800 | 72.09% | 1.92 | 0 | 10 |  |  |  | No | R-454B | 2.9 | Residential & Commercial | Ducted CEE Tier 1
213079115 | Central HP <5.4 tons | TEMPSTAR | HRCU-A-CB (Split System: Heat Pump with Remote Outdoor Unit-Air-Source) | DLCURAH36ABK |  |  | EA*4X42L21A* | *80MSU0601716A* | 35200 | 16.5 | 8.1 | 38500 | 35000 | 90.91% | 1.86 | 0 | 10 |  |  |  | No | R-410A | 2.9333 | Residential & Commercial | Ducted CEE Tier 1
213079235 | Central HP <5.4 tons | TEMPSTAR | HRCU-A-CB (Split System: Heat Pump with Remote Outdoor Unit-Air-Source) | DLCURAH36ABK |  |  | EA*4X42L21A* | *80MSU0802120A* | 35000 | 16.5 | 8.1 | 38500 | 35000 | 90.91% | 1.9 | 0 | 10 |  |  |  | No | R-410A | 2.9167 | Residential & Commercial | Ducted CEE Tier 1
211230543 | Central HP <5.4 tons | TEMPSTAR | HRCU-A-CB (Split System: Heat Pump with Remote Outdoor Unit-Air-Source) | DLCURAH36ABK |  |  | EN(A,D)4X48L24** | *80ESU0802120A | 37400 | 15.5 | 8.5 | 39500 | 35000 | 88.61% | 2.1 | 0 | 10.5 |  |  |  | No | R-410A | 3.1167 | Residential & Commercial | Ducted CEE Tier 1
210532881 | Central HP <5.4 tons | BRYANT HEATING AND COOLING SYSTEMS | HRCU-A-CB (Split System: Heat Pump with Remote Outdoor Unit-Air-Source) | 284ANV048*0**B* |  |  | CAP**6124AL*+UI | 88*TA60090C21*** | 45500 | 21.5 | 9.5 | 46000 | 36200 | 78.7% | 2.36 | 0 | 12 |  |  |  | No | R-410A | 3.7917 | Residential & Commercial | Ducted CEE Tier 1
212383478 | Central HP <5.4 tons | TEMPSTAR | HRCU-A-CB (Split System: Heat Pump with Remote Outdoor Unit-Air-Source) | DLCURAH36ABK |  |  | EA*4X43L21A* | *92ESN0801716A* | 36400 | 16 | 8.5 | 38500 | 34800 | 90.39% | 2.08 | 0 | 10 |  |  |  | No | R-410A | 3.0333 | Residential & Commercial | Ducted CEE Tier 1
211226792 | Central HP <5.4 tons | AIRQUEST | HRCU-A-CB (Split System: Heat Pump with Remote Outdoor Unit-Air-Source) | DLCURAH36ABK |  |  | EA*4X37L21A* | *80ES(N,L)0701712A* | 36400 | 15.5 | 8.5 | 38500 | 34800 | 90.39% | 2.08 | 0 | 10 |  |  |  | No | R-410A | 3.0333 | Residential & Commercial | Ducted CEE Tier 1
214573653 | Central HP <5.4 tons | COMFORTMAKER | HRCU-A-CB (Split System: Heat Pump with Remote Outdoor Unit-Air-Source) | CVH837GKA2* |  |  | EA*4X36L21A*+WALLCON | *97CMN0802120B* | 31600 | 17 | 8.1 | 33000 | 24200 | 73.33% | 1.86 | 0 | 11 |  |  |  | No | R-410A | 2.6333 | Residential & Commercial | Ducted CEE Tier 1
214573853 | Central HP <5.4 tons | COMFORTMAKER | HRCU-A-CB (Split System: Heat Pump with Remote Outdoor Unit-Air-Source) | CVH837GKA2* |  |  | EA*4X43L21A*+WALLCON | *80CTL0702120B* | 32800 | 17.5 | 8.5 | 32800 | 25200 | 76.83% | 2 | 0 | 11 |  |  |  | No | R-410A | 2.7333 | Residential & Commercial | Ducted CEE Tier 1
214573953 | Central HP <5.4 tons | COMFORTMAKER | HRCU-A-CB (Split System: Heat Pump with Remote Outdoor Unit-Air-Source) | CVH837GKA2* |  |  | EA*4X48L21A*+WALLCON | *97CMN0802120B* | 32200 | 17.5 | 8.5 | 32400 | 25000 | 77.16% | 1.98 | 0 | 11 |  |  |  | No | R-410A | 2.6833 | Residential & Commercial | Ducted CEE Tier 1
214573973 | Central HP <5.4 tons | COMFORTMAKER | HRCU-A-CB (Split System: Heat Pump with Remote Outdoor Unit-Air-Source) | CVH837GKA2* |  |  | EA*4X48L24A*+WALLCON | *80CTL0702120B* | 32400 | 17.5 | 8.5 | 32400 | 25000 | 77.16% | 1.98 | 0 | 11 |  |  |  | No | R-410A | 2.7 | Residential & Commercial | Ducted CEE Tier 1
213079835 | Central HP <5.4 tons | TEMPSTAR | HRCU-A-CB (Split System: Heat Pump with Remote Outdoor Unit-Air-Source) | DLCURAH36ABK |  |  | EN(A,D)4X48L24** | *92MSN1002120A* | 36000 | 16.5 | 8.1 | 38500 | 34800 | 90.39% | 2 | 0 | 10.5 |  |  |  | No | R-410A | 3 | Residential & Commercial | Ducted CEE Tier 1
213079917 | Central HP <5.4 tons | TEMPSTAR | HRCU-A-CB (Split System: Heat Pump with Remote Outdoor Unit-Air-Source) | DLCURAH36ABK |  |  | EN(A,D)4X48L24** | *92MSN1002122A* | 36000 | 16.5 | 8.1 | 38500 | 28600 | 74.29% | 1.96 | 0 | 10.5 |  |  |  | No | R-410A | 3 | Residential & Commercial | Ducted CEE Tier 1
213076845 | Central HP <5.4 tons | TEMPSTAR | HRCU-A-CB (Split System: Heat Pump with Remote Outdoor Unit-Air-Source) | DLCURAH36ABK |  |  | EN(A,D,W)4X48L21** | *80VTL1102122B* | 36400 | 16.5 | 8.1 | 38500 | 35000 | 90.91% | 2.02 | 0 | 10.5 |  |  |  | No | R-410A | 3.0333 | Residential & Commercial | Ducted CEE Tier 1
215932150 | Central HP <5.4 tons | DAY & NIGHT | HRCU-A-CB (Split System: Heat Pump with Remote Outdoor Unit-Air-Source) | C5H3V36*K*AAA* |  |  | EA*5X37M17A*+WALLCON | *96CTN0401410B* | 32200 | 17.5 | 9 | 34000 | 26200 | 77.06% | 1.96 | 0 | 10.5 |  |  |  | No | R-454B | 2.6833 | Residential & Commercial | Ducted CEE Tier 1
215932370 | Central HP <5.4 tons | DAY & NIGHT | HRCU-A-CB (Split System: Heat Pump with Remote Outdoor Unit-Air-Source) | C5H3V36*K*AAA* |  |  | EA*5X43M21A*+WALLCON | *97CMN0601714B* | 33800 | 19.5 | 9.5 | 34200 | 26200 | 76.61% | 2.06 | 0 | 11 |  |  |  | No | R-454B | 2.8167 | Residential & Commercial | Ducted CEE Tier 1
213781445 | Central HP <5.4 tons | CARRIER | HRCU-A-CB (Split System: Heat Pump with Remote Outdoor Unit-Air-Source) | 25VNA837A*031* |  |  | CAP**4824AL*+UI | 59TN6C100C21**22 | 32400 | 17 | 8.5 | 32200 | 24800 | 77.02% | 1.98 | 0 | 11 |  |  |  | No | R-410A | 2.7 | Residential & Commercial | Ducted CEE Tier 1
213781695 | Central HP <5.4 tons | CARRIER | HRCU-A-CB (Split System: Heat Pump with Remote Outdoor Unit-Air-Source) | 25VNA837A*031* |  |  | CAP**6124AL*+UI | 59MN7C120C24**22 | 33200 | 17.5 | 8.5 | 32000 | 24800 | 77.5% | 1.98 | 0 | 11.7 |  |  |  | No | R-410A | 2.7667 | Residential & Commercial | Ducted CEE Tier 1
213781915 | Central HP <5.4 tons | CARRIER | HRCU-A-CB (Split System: Heat Pump with Remote Outdoor Unit-Air-Source) | 25VNA837A*031* |  |  | CSPH*4212AL*+UI | 58TN*B090C17**16 | 32200 | 16.5 | 8.1 | 33000 | 24800 | 75.15% | 1.94 | 0 | 11 |  |  |  | No | R-410A | 2.6833 | Residential & Commercial | Ducted CEE Tier 1
211242000 | Central HP <5.4 tons | AIRQUEST | HRCU-A-CB (Split System: Heat Pump with Remote Outdoor Unit-Air-Source) | DLCURAH24ABK |  |  | EA*4X36L17A* | *95ESN0401410A* | 24400 | 15.2 | 8.5 | 26600 | 22400 | 84.21% | 1.82 | 0 | 10 |  |  |  | No | R-410A | 2.0333 | Residential & Commercial | Ducted CEE Tier 1
211244092 | Central HP <5.4 tons | COMFORTMAKER | HRCU-A-CB (Split System: Heat Pump with Remote Outdoor Unit-Air-Source) | DLCURAH24ABK |  |  | EN(A,D)4X24L17** | *96VTN0601714A* | 23400 | 16 | 8.5 | 26600 | 23800 | 89.47% | 1.96 | 0 | 10 |  |  |  | No | R-410A | 1.95 | Residential & Commercial | Ducted CEE Tier 1
211241887 | Central HP <5.4 tons | AIRQUEST | HRCU-A-CB (Split System: Heat Pump with Remote Outdoor Unit-Air-Source) | DLCURAH24ABK |  |  | EA*4X36L17A* | *80ES(N,L)0701716A* | 25000 | 16 | 8.5 | 26800 | 21800 | 81.34% | 1.8 | 0 | 10 |  |  |  | No | R-410A | 2.0833 | Residential & Commercial | Ducted CEE Tier 1
211242122 | Central HP <5.4 tons | AIRQUEST | HRCU-A-CB (Split System: Heat Pump with Remote Outdoor Unit-Air-Source) | DLCURAH24ABK |  |  | EA*4X36L17A* | *92ESN0601412A* | 23600 | 17 | 8.5 | 25600 | 23600 | 92.19% | 1.96 | 0 | 10 |  |  |  | No | R-410A | 1.9667 | Residential & Commercial | Ducted CEE Tier 1
211242155 | Central HP <5.4 tons | AIRQUEST | HRCU-A-CB (Split System: Heat Pump with Remote Outdoor Unit-Air-Source) | DLCURAH24ABK |  |  | EA*4X36L17A* | *95ESN0601714A* | 24600 | 16 | 8.5 | 26600 | 22200 | 83.46% | 1.82 | 0 | 10 |  |  |  | No | R-410A | 2.05 | Residential & Commercial | Ducted CEE Tier 1
211244450 | Central HP <5.4 tons | COMFORTMAKER | HRCU-A-CB (Split System: Heat Pump with Remote Outdoor Unit-Air-Source) | DLCURAH24ABK |  |  | EN(A,D)4X30L17** | *96VSN0401712A* | 23400 | 16 | 8.1 | 25800 | 24000 | 93.02% | 1.98 | 0 | 10 |  |  |  | No | R-410A | 1.95 | Residential & Commercial | Ducted CEE Tier 1
212981885 | Central HP <5.4 tons | COMFORTMAKER | HRCU-A-CB (Split System: Heat Pump with Remote Outdoor Unit-Air-Source) | DLCURAH18ABK |  |  | EN(A,D)4X30L17** | *80MSU1002120A* | 17500 | 16 | 8.1 | 18200 | 18700 | 102.7% | 2.24 | 0 | 10.5 |  |  |  | No | R-410A | 1.4583 | Residential & Commercial | Ducted CEE Tier 1
212983671 | Central HP <5.4 tons | COMFORTMAKER | HRCU-A-CB (Split System: Heat Pump with Remote Outdoor Unit-Air-Source) | DLCURAH18ABK |  |  | EA*4X30L14A* | *92MSN0601412A* | 17700 | 16 | 8.5 | 18300 | 18700 | 102.2% | 2.24 | 0 | 10.5 |  |  |  | No | R-410A | 1.475 | Residential & Commercial | Ducted CEE Tier 1
211260598 | Central HP <5.4 tons | TEMPSTAR | HRCU-A-CB (Split System: Heat Pump with Remote Outdoor Unit-Air-Source) | DLCURAH18ABK |  |  | EA*4X24L17A* | *92ESN0601714A* | 17700 | 16.5 | 8.5 | 18500 | 19100 | 103.2% | 2.3 | 0 | 10.5 |  |  |  | No | R-410A | 1.475 | Residential & Commercial | Ducted CEE Tier 1
211260691 | Central HP <5.4 tons | TEMPSTAR | HRCU-A-CB (Split System: Heat Pump with Remote Outdoor Unit-Air-Source) | DLCURAH18ABK |  |  | EA*4X25L17A* | *80VSL0451412A* | 18300 | 16.5 | 8.5 | 18100 | 17500 | 96.69% | 2.12 | 0 | 11 |  |  |  | No | R-410A | 1.525 | Residential & Commercial | Ducted CEE Tier 1
211260107 | Central HP <5.4 tons | TEMPSTAR | HRCU-A-CB (Split System: Heat Pump with Remote Outdoor Unit-Air-Source) | DLCURAH18ABK |  |  | EA*4X24L14A* | *96VSN0601412A* | 17800 | 16 | 8.5 | 18800 | 19000 | 101.1% | 2.28 | 0 | 10.5 |  |  |  | No | R-410A | 1.4833 | Residential & Commercial | Ducted CEE Tier 1
212969541 | Central HP <5.4 tons | DAY & NIGHT | HRCU-A-CB (Split System: Heat Pump with Remote Outdoor Unit-Air-Source) | DLCURAH18ABK |  |  | EA*4X25L17A* | *80VSL0451412B* | 18300 | 16.5 | 8.5 | 18100 | 17600 | 97.24% | 2.14 | 0 | 11 |  |  |  | No | R-410A | 1.525 | Residential & Commercial | Ducted CEE Tier 1
212969591 | Central HP <5.4 tons | DAY & NIGHT | HRCU-A-CB (Split System: Heat Pump with Remote Outdoor Unit-Air-Source) | DLCURAH18ABK |  |  | EN(A,D)4X30L14** | *80VSL0451412B* | 17400 | 16.5 | 8.1 | 17900 | 18600 | 103.9% | 2.24 | 0 | 11 |  |  |  | No | R-410A | 1.45 | Residential & Commercial | Ducted CEE Tier 1
214719796 | Central HP <5.4 tons | YORK | HRCU-A-CB (Split System: Heat Pump with Remote Outdoor Unit-Air-Source) | HH836E2S11 |  |  | CTU48C5XFS1+TXV | TP9C100C16MP13 | 33200 | 18 | 9 | 31200 | 25200 | 80.77% | 2 | 0 | 11 |  |  |  | No | R-454B | 2.7667 | Residential & Commercial | Ducted CEE Tier 1
214719814 | Central HP <5.4 tons | YORK | HRCU-A-CB (Split System: Heat Pump with Remote Outdoor Unit-Air-Source) | HH836E2S11 |  |  | CTU48C5XFS1+TXV | Y81E120C20SMPS1 | 34200 | 19 | 9 | 32000 | 25400 | 79.38% | 2 | 0 | 11 |  |  |  | No | R-454B | 2.85 | Residential & Commercial | Ducted CEE Tier 1
210533051 | Central HP <5.4 tons | BRYANT HEATING AND COOLING SYSTEMS | HRCU-A-CB (Split System: Heat Pump with Remote Outdoor Unit-Air-Source) | 284ANV024*0**B* |  |  | CNPV*3017AL*+UI | 83*CA36040C17*** | 23200 | 20 | 9.5 | 26600 | 19900 | 74.81% | 2.38 | 0 | 13 |  |  |  | No | R-410A | 1.9333 | Residential & Commercial | Ducted CEE Tier 1
210533053 | Central HP <5.4 tons | BRYANT HEATING AND COOLING SYSTEMS | HRCU-A-CB (Split System: Heat Pump with Remote Outdoor Unit-Air-Source) | 284ANV024*0**B* |  |  | CNPV*3017AL*+UI | 83*CA48060C17*** | 23200 | 20 | 9.5 | 26800 | 20000 | 74.63% | 2.38 | 0 | 13 |  |  |  | No | R-410A | 1.9333 | Residential & Commercial | Ducted CEE Tier 1
211244468 | Central HP <5.4 tons | COMFORTMAKER | HRCU-A-CB (Split System: Heat Pump with Remote Outdoor Unit-Air-Source) | DLCURAH24ABK |  |  | EN(A,D)4X30L17** | *96VSN0801716A* | 24200 | 16.5 | 8.1 | 26200 | 23000 | 87.79% | 1.9 | 0 | 10.5 |  |  |  | No | R-410A | 2.0167 | Residential & Commercial | Ducted CEE Tier 1
211243121 | Central HP <5.4 tons | AIRQUEST | HRCU-A-CB (Split System: Heat Pump with Remote Outdoor Unit-Air-Source) | DLCURAH24ABK |  |  | EA*4X37L17A* | *92ESN0401410A* | 24600 | 15.2 | 8.5 | 26000 | 21600 | 83.08% | 1.78 | 0 | 10 |  |  |  | No | R-410A | 2.05 | Residential & Commercial | Ducted CEE Tier 1
211244744 | Central HP <5.4 tons | AIRQUEST | HRCU-A-CB (Split System: Heat Pump with Remote Outdoor Unit-Air-Source) | DLCURAH24ABK |  |  | EN(A,D)4X30L17** | *92ESN0801716A* | 24200 | 17 | 8.1 | 26200 | 22800 | 87.02% | 1.88 | 0 | 10.5 |  |  |  | No | R-410A | 2.0167 | Residential & Commercial | Ducted CEE Tier 1
210692297 | Central HP <5.4 tons | DAIKIN | HRCU-A-CB (Split System: Heat Pump with Remote Outdoor Unit-Air-Source) | DZ9VCA3610A* |  |  | CA*F3137*6A*+TXV | D*96VC0603BNA* | 33600 | 18 | 8.2 | 34000 | 24400 | 71.76% | 1.8 | 0 | 11.5 |  |  |  | No | R-410A | 2.8 | Residential & Commercial | Ducted CEE Tier 1
210692329 | Central HP <5.4 tons | DAIKIN | HRCU-A-CB (Split System: Heat Pump with Remote Outdoor Unit-Air-Source) | DZ9VCA3610A* |  |  | CHPF3642C6C*+TXV | D*96VC0403BNA* | 33400 | 18 | 8.2 | 34000 | 24400 | 71.76% | 1.8 | 0 | 11 |  |  |  | No | R-410A | 2.7833 | Residential & Commercial | Ducted CEE Tier 1
211243532 | Central HP <5.4 tons | COMFORTMAKER | HRCU-A-CB (Split System: Heat Pump with Remote Outdoor Unit-Air-Source) | DLCURAH24ABK |  |  | EA*4X37L21A* | *80ES(N,L)0901714A* | 25400 | 17 | 8.5 | 25800 | 20600 | 79.84% | 1.76 | 0 | 10.5 |  |  |  | No | R-410A | 2.1167 | Residential & Commercial | Ducted CEE Tier 1
211244285 | Central HP <5.4 tons | COMFORTMAKER | HRCU-A-CB (Split System: Heat Pump with Remote Outdoor Unit-Air-Source) | DLCURAH24ABK |  |  | EN(A,D)4X30L14** | *96VSN0401410A* | 23600 | 15.5 | 8.1 | 26200 | 23600 | 90.08% | 1.92 | 0 | 10 |  |  |  | No | R-410A | 1.9667 | Residential & Commercial | Ducted CEE Tier 1
210720648 | Central HP <5.4 tons | BRYANT HEATING AND COOLING SYSTEMS | HRCU-A-CB (Split System: Heat Pump with Remote Outdoor Unit-Air-Source) | 284ANV036*0**B* |  |  | CAP**6121AL*+UI | 83*CA36040C17*** | 34400 | 20 | 9 | 34600 | 25200 | 72.83% | 2 | 0 | 12 |  |  |  | No | R-410A | 2.8667 | Residential & Commercial | Ducted CEE Tier 1
210720682 | Central HP <5.4 tons | BRYANT HEATING AND COOLING SYSTEMS | HRCU-A-CB (Split System: Heat Pump with Remote Outdoor Unit-Air-Source) | 284ANV036*0**B* |  |  | CNPV*4824AL*+UI | 935CA66100C21*** | 33800 | 19.5 | 9 | 35000 | 26000 | 74.29% | 2.04 | 0 | 12.5 |  |  |  | No | R-410A | 2.8167 | Residential & Commercial | Ducted CEE Tier 1
210720698 | Central HP <5.4 tons | BRYANT HEATING AND COOLING SYSTEMS | HRCU-A-CB (Split System: Heat Pump with Remote Outdoor Unit-Air-Source) | 284ANV036*0**B* |  |  | CSPH*6012AL*+UI | 935CA60080C21*** | 34600 | 19 | 9 | 34600 | 25200 | 72.83% | 2.04 | 0 | 12 |  |  |  | No | R-410A | 2.8833 | Residential & Commercial | Ducted CEE Tier 1
212969991 | Central HP <5.4 tons | DAY & NIGHT | HRCU-A-CB (Split System: Heat Pump with Remote Outdoor Unit-Air-Source) | DLCURAH18ABK |  |  | EA*4X25L17A* | *80VSL0701716B* | 17800 | 16.5 | 8.1 | 17700 | 17700 | 100% | 2.14 | 0 | 10.5 |  |  |  | No | R-410A | 1.4833 | Residential & Commercial | Ducted CEE Tier 1
212970852 | Central HP <5.4 tons | DAY & NIGHT | HRCU-A-CB (Split System: Heat Pump with Remote Outdoor Unit-Air-Source) | DLCURAH18ABK |  |  | EA*4X19L17A* | *80VTL0451412B* | 18200 | 16.5 | 8.5 | 18100 | 17700 | 97.79% | 2.14 | 0 | 11 |  |  |  | No | R-410A | 1.5167 | Residential & Commercial | Ducted CEE Tier 1
211259756 | Central HP <5.4 tons | TEMPSTAR | HRCU-A-CB (Split System: Heat Pump with Remote Outdoor Unit-Air-Source) | DLCURAH18ABK |  |  | EA*4X19L17A* | *80VTL0451412A* | 18100 | 16.5 | 8.5 | 18000 | 17600 | 97.78% | 2.14 | 0 | 11 |  |  |  | No | R-410A | 1.5083 | Residential & Commercial | Ducted CEE Tier 1
211260024 | Central HP <5.4 tons | TEMPSTAR | HRCU-A-CB (Split System: Heat Pump with Remote Outdoor Unit-Air-Source) | DLCURAH18ABK |  |  | EA*4X19L17A* | *80ESU0601716A | 19100 | 16.5 | 9 | 19000 | 17400 | 91.58% | 2.14 | 0 | 11 |  |  |  | No | R-410A | 1.5917 | Residential & Commercial | Ducted CEE Tier 1
211260585 | Central HP <5.4 tons | TEMPSTAR | HRCU-A-CB (Split System: Heat Pump with Remote Outdoor Unit-Air-Source) | DLCURAH18ABK |  |  | EA*4X24L17A* | *92ESN0601412A* | 18100 | 16 | 9 | 19000 | 18800 | 98.95% | 2.28 | 0 | 10.5 |  |  |  | No | R-410A | 1.5083 | Residential & Commercial | Ducted CEE Tier 1
211260894 | Central HP <5.4 tons | TEMPSTAR | HRCU-A-CB (Split System: Heat Pump with Remote Outdoor Unit-Air-Source) | DLCURAH18ABK |  |  | EA*4X25L17A* | *95ESN0401410A* | 18300 | 16 | 8.5 | 18200 | 17500 | 96.15% | 2.12 | 0 | 10.5 |  |  |  | No | R-410A | 1.525 | Residential & Commercial | Ducted CEE Tier 1
212973656 | Central HP <5.4 tons | COMFORTMAKER | HRCU-A-CB (Split System: Heat Pump with Remote Outdoor Unit-Air-Source) | DLCURAH18ABK |  |  | EA*4X19L17A* | *96VSN0801716B* | 17700 | 16.5 | 8.1 | 17700 | 17900 | 101.1% | 2.16 | 0 | 10.5 |  |  |  | No | R-410A | 1.475 | Residential & Commercial | Ducted CEE Tier 1
211261029 | Central HP <5.4 tons | TEMPSTAR | HRCU-A-CB (Split System: Heat Pump with Remote Outdoor Unit-Air-Source) | DLCURAH18ABK |  |  | EA*4X25L17A* | *92ESN0601412A* | 18700 | 16.5 | 8.5 | 18500 | 17400 | 94.05% | 2.12 | 0 | 11 |  |  |  | No | R-410A | 1.5583 | Residential & Commercial | Ducted CEE Tier 1
211242530 | Central HP <5.4 tons | AIRQUEST | HRCU-A-CB (Split System: Heat Pump with Remote Outdoor Unit-Air-Source) | DLCURAH24ABK |  |  | EA*4X36L21A* | *96VTN1002120A* | 24000 | 17 | 8.5 | 26000 | 22800 | 87.69% | 1.9 | 0 | 10 |  |  |  | No | R-410A | 2 | Residential & Commercial | Ducted CEE Tier 1
211244850 | Central HP <5.4 tons | COMFORTMAKER | HRCU-A-CB (Split System: Heat Pump with Remote Outdoor Unit-Air-Source) | DLCURAH24ABK |  |  | EN(A,D,W)4X36L17** | *80VSL0451412A* | 23400 | 16.5 | 8.1 | 25800 | 24200 | 93.8% | 2 | 0 | 10 |  |  |  | No | R-410A | 1.95 | Residential & Commercial | Ducted CEE Tier 1
212975733 | Central HP <5.4 tons | DAY & NIGHT | HRCU-A-CB (Split System: Heat Pump with Remote Outdoor Unit-Air-Source) | DLCURAH24ABK |  |  | EN(A,D)4X30L14** | *96VTN0601412B* | 23400 | 16.5 | 8.1 | 26000 | 24400 | 93.85% | 2.02 | 0 | 10 |  |  |  | No | R-410A | 1.95 | Residential & Commercial | Ducted CEE Tier 1
212977580 | Central HP <5.4 tons | DAY & NIGHT | HRCU-A-CB (Split System: Heat Pump with Remote Outdoor Unit-Air-Source) | DLCURAH24ABK |  |  | EA*4X24L17A* | *80MS(N,L)0451412A* | 23400 | 17 | 9 | 27000 | 26200 | 97.04% | 2.2 | 0 | 10 |  |  |  | No | R-410A | 1.95 | Residential & Commercial | Ducted CEE Tier 1
211242861 | Central HP <5.4 tons | COMFORTMAKER | HRCU-A-CB (Split System: Heat Pump with Remote Outdoor Unit-Air-Source) | DLCURAH24ABK |  |  | EA*4X37L17A* | *80VSL0451716A* | 24600 | 16.5 | 8.5 | 25600 | 21400 | 83.59% | 1.8 | 0 | 10 |  |  |  | No | R-410A | 2.05 | Residential & Commercial | Ducted CEE Tier 1
211242936 | Central HP <5.4 tons | COMFORTMAKER | HRCU-A-CB (Split System: Heat Pump with Remote Outdoor Unit-Air-Source) | DLCURAH24ABK |  |  | EA*4X37L17A* | *80VTL0701716A* | 24600 | 17 | 8.5 | 25600 | 21600 | 84.38% | 1.8 | 0 | 10.5 |  |  |  | No | R-410A | 2.05 | Residential & Commercial | Ducted CEE Tier 1
210533067 | Central HP <5.4 tons | BRYANT HEATING AND COOLING SYSTEMS | HRCU-A-CB (Split System: Heat Pump with Remote Outdoor Unit-Air-Source) | 284ANV024*0**B* |  |  | CNPV*4217AL*+UI | 935CA48060C17*** | 23600 | 20 | 10 | 26600 | 19900 | 74.81% | 2.46 | 0 | 13 |  |  |  | No | R-410A | 1.9667 | Residential & Commercial | Ducted CEE Tier 1
210533069 | Central HP <5.4 tons | BRYANT HEATING AND COOLING SYSTEMS | HRCU-A-CB (Split System: Heat Pump with Remote Outdoor Unit-Air-Source) | 284ANV024*0**B* |  |  | CNPV*4217AL*+UI | 83*CA36040C17*** | 23600 | 20.5 | 10 | 26600 | 19800 | 74.44% | 2.48 | 0 | 13.5 |  |  |  | No | R-410A | 1.9667 | Residential & Commercial | Ducted CEE Tier 1
213826418 | Central HP <5.4 tons | AMERICAN STANDARD | HRCU-A-CB (Split System: Heat Pump with Remote Outdoor Unit-Air-Source) | 4A6V7X24A1 |  |  | 4TXCB004DS3 | S9V2B060U3VSA+LRP | 24000 | 17.1 | 8.5 | 18400 | 12900 | 70.11% | 1.8 | 0 | 12 |  |  |  | No | R-410A | 2 | Residential & Commercial | Ducted CEE Tier 1
213826420 | Central HP <5.4 tons | AMERICAN STANDARD | HRCU-A-CB (Split System: Heat Pump with Remote Outdoor Unit-Air-Source) | 4A6V7X24A1 |  |  | 4TXCB004DS3 | S9V2B060U3VSB+LRP | 24000 | 17.1 | 8.5 | 18400 | 12900 | 70.11% | 1.8 | 0 | 12 |  |  |  | No | R-410A | 2 | Residential & Commercial | Ducted CEE Tier 1
213826602 | Central HP <5.4 tons | AMERICAN STANDARD | HRCU-A-CB (Split System: Heat Pump with Remote Outdoor Unit-Air-Source) | 4A6V7X36A1 |  |  | 4TXCC007DS3 | S9V2C100U4VSA+LRP | 35200 | 17.1 | 8.5 | 29000 | 20400 | 70.34% | 1.8 | 0 | 12 |  |  |  | No | R-410A | 2.9333 | Residential & Commercial | Ducted CEE Tier 1
210532955 | Central HP <5.4 tons | BRYANT HEATING AND COOLING SYSTEMS | HRCU-A-CB (Split System: Heat Pump with Remote Outdoor Unit-Air-Source) | 284ANV024*0**B* |  |  | CAP**2517AL*+UI | 83*CA48060C17*** | 24000 | 20 | 10.5 | 26600 | 19800 | 74.44% | 2.52 | 0 | 13 |  |  |  | No | R-410A | 2 | Residential & Commercial | Ducted CEE Tier 1
211241775 | Central HP <5.4 tons | AIRQUEST | HRCU-A-CB (Split System: Heat Pump with Remote Outdoor Unit-Air-Source) | DLCURAH24ABK |  |  | EA*4X30L17A* | *80ESU0601716A | 24800 | 16.5 | 8.5 | 26800 | 22200 | 82.84% | 1.84 | 0 | 10 |  |  |  | No | R-410A | 2.0667 | Residential & Commercial | Ducted CEE Tier 1
211241830 | Central HP <5.4 tons | AIRQUEST | HRCU-A-CB (Split System: Heat Pump with Remote Outdoor Unit-Air-Source) | DLCURAH24ABK |  |  | EA*4X36L17A* | *96VSN0601714A* | 23400 | 16.5 | 8.5 | 25600 | 23600 | 92.19% | 1.96 | 0 | 10 |  |  |  | No | R-410A | 1.95 | Residential & Commercial | Ducted CEE Tier 1
211241866 | Central HP <5.4 tons | AIRQUEST | HRCU-A-CB (Split System: Heat Pump with Remote Outdoor Unit-Air-Source) | DLCURAH24ABK |  |  | EA*4X36L17A* | *96VSN0801716A* | 24200 | 16.5 | 8.5 | 26200 | 22600 | 86.26% | 1.86 | 0 | 10 |  |  |  | No | R-410A | 2.0167 | Residential & Commercial | Ducted CEE Tier 1
211243720 | Central HP <5.4 tons | COMFORTMAKER | HRCU-A-CB (Split System: Heat Pump with Remote Outdoor Unit-Air-Source) | DLCURAH24ABK |  |  | EN(A,D)4X24L14** | *96VSN0601412A* | 23200 | 16 | 8.5 | 26400 | 24600 | 93.18% | 2.04 | 0 | 10 |  |  |  | No | R-410A | 1.9333 | Residential & Commercial | Ducted CEE Tier 1
211244138 | Central HP <5.4 tons | COMFORTMAKER | HRCU-A-CB (Split System: Heat Pump with Remote Outdoor Unit-Air-Source) | DLCURAH24ABK |  |  | EN(A,D)4X24L17** | *80ES(N,L)0901714A* | 24000 | 16 | 8.5 | 27000 | 23000 | 85.19% | 1.9 | 0 | 10 |  |  |  | No | R-410A | 2 | Residential & Commercial | Ducted CEE Tier 1
211244172 | Central HP <5.4 tons | COMFORTMAKER | HRCU-A-CB (Split System: Heat Pump with Remote Outdoor Unit-Air-Source) | DLCURAH24ABK |  |  | EN(A,D)4X24L17** | *92ESN0801716A* | 23800 | 16.5 | 8.5 | 26800 | 23200 | 86.57% | 1.92 | 0 | 10 |  |  |  | No | R-410A | 1.9833 | Residential & Commercial | Ducted CEE Tier 1
210692303 | Central HP <5.4 tons | DAIKIN | HRCU-A-CB (Split System: Heat Pump with Remote Outdoor Unit-Air-Source) | DZ9VCA3610A* |  |  | CA*F3743*6D*+TXV | D*80VC0604B*A* | 33600 | 19 | 8.2 | 34000 | 24400 | 71.76% | 1.8 | 0 | 12 |  |  |  | No | R-410A | 2.8 | Residential & Commercial | Ducted CEE Tier 1
210692353 | Central HP <5.4 tons | DAIKIN | HRCU-A-CB (Split System: Heat Pump with Remote Outdoor Unit-Air-Source) | DZ9VCA3610A* |  |  | CHPF3743C6B*+TXV | D*96SC0805CUA* | 33400 | 18 | 8.2 | 34000 | 24400 | 71.76% | 1.8 | 0 | 11 |  |  |  | No | R-410A | 2.7833 | Residential & Commercial | Ducted CEE Tier 1
210533005 | Central HP <5.4 tons | BRYANT HEATING AND COOLING SYSTEMS | HRCU-A-CB (Split System: Heat Pump with Remote Outdoor Unit-Air-Source) | 284ANV024*0**B* |  |  | CAP**3721AL*+UI | 986TC42080C17*** | 24000 | 20 | 10.5 | 26400 | 19800 | 75% | 2.54 | 0 | 13.5 |  |  |  | No | R-410A | 2 | Residential & Commercial | Ducted CEE Tier 1
210533021 | Central HP <5.4 tons | BRYANT HEATING AND COOLING SYSTEMS | HRCU-A-CB (Split System: Heat Pump with Remote Outdoor Unit-Air-Source) | 284ANV024*0**B* |  |  | CAP**4221AL*+UI | 83*CA48060C17*** | 23400 | 20.5 | 10 | 26600 | 19800 | 74.44% | 2.44 | 0 | 13 |  |  |  | No | R-410A | 1.95 | Residential & Commercial | Ducted CEE Tier 1
211226531 | Central HP <5.4 tons | AIRQUEST | HRCU-A-CB (Split System: Heat Pump with Remote Outdoor Unit-Air-Source) | DLCURAH36ABK |  |  | EA*4X37L17A* | *80ES(N,L)0901714A* | 36400 | 15.5 | 8.5 | 38500 | 35000 | 90.91% | 2.04 | 0 | 10 |  |  |  | No | R-410A | 3.0333 | Residential & Commercial | Ducted CEE Tier 1
212969961 | Central HP <5.4 tons | DAY & NIGHT | HRCU-A-CB (Split System: Heat Pump with Remote Outdoor Unit-Air-Source) | DLCURAH36ABK |  |  | END4X42L17** | *80VSL0451412B* | 35400 | 16 | 8.1 | 38500 | 35000 | 90.91% | 1.94 | 0 | 10 |  |  |  | No | R-410A | 2.95 | Residential & Commercial | Ducted CEE Tier 1
211226593 | Central HP <5.4 tons | AIRQUEST | HRCU-A-CB (Split System: Heat Pump with Remote Outdoor Unit-Air-Source) | DLCURAH36ABK |  |  | EA*4X37L17A* | *80VTL0701716A* | 36400 | 15.5 | 8.5 | 39500 | 35000 | 88.61% | 2.04 | 0 | 10 |  |  |  | No | R-410A | 3.0333 | Residential & Commercial | Ducted CEE Tier 1
214573783 | Central HP <5.4 tons | COMFORTMAKER | HRCU-A-CB (Split System: Heat Pump with Remote Outdoor Unit-Air-Source) | CVH837GKA2* |  |  | EA*4X42L21A*+WALLCON | *96CTN0802120B* | 31800 | 17.5 | 8.5 | 32800 | 24400 | 74.39% | 1.9 | 0 | 11 |  |  |  | No | R-410A | 2.65 | Residential & Commercial | Ducted CEE Tier 1
214242293 | Central HP <5.4 tons | KENMORE | HRCU-A-CB (Split System: Heat Pump with Remote Outdoor Unit-Air-Source) | (C,H,T)VH825GKA3* |  |  | EN(A,D,W)4X48L21**+WALLCON | *97CMN1002122B* | 24200 | 17 | 8.1 | 21200 | 16500 | 77.83% | 2 | 0 | 11.5 |  |  |  | No | R-410A | 2.0167 | Residential & Commercial | Ducted CEE Tier 1
214240071 | Central HP <5.4 tons | KENMORE | HRCU-A-CB (Split System: Heat Pump with Remote Outdoor Unit-Air-Source) | (C,H,T)VH837GKA** |  |  | EN(A,D,W)4X60L24**+WALLCON | *97CMN1002122B* | 32800 | 17.5 | 8.1 | 32200 | 24600 | 76.4% | 1.96 | 0 | 12 |  |  |  | No | R-410A | 2.7333 | Residential & Commercial | Ducted CEE Tier 1
214239951 | Central HP <5.4 tons | KENMORE | HRCU-A-CB (Split System: Heat Pump with Remote Outdoor Unit-Air-Source) | (C,H,T)VH837GKA** |  |  | EN(A,D,W)4X48L21**+WALLCON | *96CTN0801714B* | 32200 | 17 | 8.1 | 32800 | 24800 | 75.61% | 1.94 | 0 | 11.5 |  |  |  | No | R-410A | 2.6833 | Residential & Commercial | Ducted CEE Tier 1
210473021 | Central HP <5.4 tons | AIRQUEST | HRCU-A-CB (Split System: Heat Pump with Remote Outdoor Unit-Air-Source) | HVH825GKA3* |  |  | EA*4X42L24A*+WALLCON | *80CTL1352422A* | 23800 | 16.5 | 8.1 | 21400 | 16600 | 77.57% | 1.96 | 0 | 11 |  |  |  | No | R-410A | 1.9833 | Residential & Commercial | Ducted CEE Tier 1
212975094 | Central HP <5.4 tons | COMFORTMAKER | HRCU-A-CB (Split System: Heat Pump with Remote Outdoor Unit-Air-Source) | DLCURAH18ABK |  |  | EA*4X25L17A* | *96VTN0401712B* | 17700 | 16 | 8.1 | 17800 | 17800 | 100% | 2.14 | 0 | 10.5 |  |  |  | No | R-410A | 1.475 | Residential & Commercial | Ducted CEE Tier 1
212975127 | Central HP <5.4 tons | COMFORTMAKER | HRCU-A-CB (Split System: Heat Pump with Remote Outdoor Unit-Air-Source) | DLCURAH18ABK |  |  | EN(A,D)4X30L17** | *96VTN0401712B* | 17300 | 16 | 8.1 | 17900 | 18600 | 103.9% | 2.22 | 0 | 10.5 |  |  |  | No | R-410A | 1.4417 | Residential & Commercial | Ducted CEE Tier 1
210473373 | Central HP <5.4 tons | AIRQUEST | HRCU-A-CB (Split System: Heat Pump with Remote Outdoor Unit-Air-Source) | HVH825GKA3* |  |  | EA*4X48L21A*+WALLCON | *97CMN0601714A* | 24000 | 16.5 | 8.1 | 21000 | 16700 | 79.52% | 2 | 0 | 11 |  |  |  | No | R-410A | 2 | Residential & Commercial | Ducted CEE Tier 1
210473505 | Central HP <5.4 tons | AIRQUEST | HRCU-A-CB (Split System: Heat Pump with Remote Outdoor Unit-Air-Source) | HVH825GKA3* |  |  | EA*4X48L24A*+WALLCON | *97CMN1202422A* | 24000 | 16.5 | 8.1 | 21000 | 16600 | 79.05% | 2.02 | 0 | 11 |  |  |  | No | R-410A | 2 | Residential & Commercial | Ducted CEE Tier 1
210473941 | Central HP <5.4 tons | AIRQUEST | HRCU-A-CB (Split System: Heat Pump with Remote Outdoor Unit-Air-Source) | HVH825GKA3* |  |  | EN(A,D,W)4X48L21**+WALLCON | *80CSU1002120A* | 24000 | 16.5 | 8.1 | 21400 | 16600 | 77.57% | 2 | 0 | 11 |  |  |  | No | R-410A | 2 | Residential & Commercial | Ducted CEE Tier 1
211259829 | Central HP <5.4 tons | TEMPSTAR | HRCU-A-CB (Split System: Heat Pump with Remote Outdoor Unit-Air-Source) | DLCURAH18ABK |  |  | EA*4X19L17A* | *95ESN0601412A* | 18400 | 16.5 | 8.5 | 18300 | 17600 | 96.17% | 2.14 | 0 | 11 |  |  |  | No | R-410A | 1.5333 | Residential & Commercial | Ducted CEE Tier 1
215669694 | Central HP <5.4 tons | HEIL | HRCU-A-CB (Split System: Heat Pump with Remote Outdoor Unit-Air-Source) | H5H0V36*K*AAA* |  |  | EA*5X61M24A*+WALLCON | *97CMN0802120B* | 34800 | 18 | 9 | 34400 | 24800 | 72.09% | 1.92 | 0 | 10.5 |  |  |  | No | R-454B | 2.9 | Residential & Commercial | Ducted CEE Tier 1
215935086 | Central HP <5.4 tons | HEIL | HRCU-A-CB (Split System: Heat Pump with Remote Outdoor Unit-Air-Source) | H5H3V36*K*AAA* |  |  | EVM5X49M21A*+WALLCON | *97CMN0602120B* | 35400 | 21 | 8.5 | 38500 | 29000 | 75.32% | 2.02 | 0 | 12 |  |  |  | No | R-454B | 2.95 | Residential & Commercial | Ducted CEE Tier 1
215935236 | Central HP <5.4 tons | HEIL | HRCU-A-CB (Split System: Heat Pump with Remote Outdoor Unit-Air-Source) | H5H3V36*K*AAA* |  |  | EVM5X60M21A*+WALLCON | *95CSU0601716B* | 35400 | 21.5 | 8.5 | 38500 | 29000 | 75.32% | 2.02 | 0 | 12 |  |  |  | No | R-454B | 2.95 | Residential & Commercial | Ducted CEE Tier 1
211260272 | Central HP <5.4 tons | TEMPSTAR | HRCU-A-CB (Split System: Heat Pump with Remote Outdoor Unit-Air-Source) | DLCURAH18ABK |  |  | EA*4X24L17A* | *96VSN0601714A* | 17700 | 16 | 8.5 | 18600 | 19100 | 102.7% | 2.3 | 0 | 10.5 |  |  |  | No | R-410A | 1.475 | Residential & Commercial | Ducted CEE Tier 1
211260283 | Central HP <5.4 tons | TEMPSTAR | HRCU-A-CB (Split System: Heat Pump with Remote Outdoor Unit-Air-Source) | DLCURAH18ABK |  |  | EA*4X24L17A* | *96VSN0401410A* | 17400 | 16 | 8.5 | 18300 | 19200 | 104.9% | 2.3 | 0 | 10.5 |  |  |  | No | R-410A | 1.45 | Residential & Commercial | Ducted CEE Tier 1
212977783 | Central HP <5.4 tons | COMFORTMAKER | HRCU-A-CB (Split System: Heat Pump with Remote Outdoor Unit-Air-Source) | DLCURAH18ABK |  |  | EN(A,D)4X18L14** | *80MS(N,L)0451412A* | 17200 | 16 | 8.5 | 18400 | 19800 | 107.6% | 2.4 | 0 | 10.5 |  |  |  | No | R-410A | 1.4333 | Residential & Commercial | Ducted CEE Tier 1
212977819 | Central HP <5.4 tons | COMFORTMAKER | HRCU-A-CB (Split System: Heat Pump with Remote Outdoor Unit-Air-Source) | DLCURAH18ABK |  |  | EN(A,D)4X30L14** | *80MS(N,L)0451412A* | 17700 | 16.5 | 8.1 | 18200 | 18600 | 102.2% | 2.24 | 0 | 11 |  |  |  | No | R-410A | 1.475 | Residential & Commercial | Ducted CEE Tier 1
210474007 | Central HP <5.4 tons | AIRQUEST | HRCU-A-CB (Split System: Heat Pump with Remote Outdoor Unit-Air-Source) | HVH825GKA3* |  |  | EN(A,D,W)4X48L21**+WALLCON | *97CMN0801714A* | 24000 | 16.5 | 8.1 | 21400 | 16700 | 78.04% | 2 | 0 | 11 |  |  |  | No | R-410A | 2 | Residential & Commercial | Ducted CEE Tier 1
210474073 | Central HP <5.4 tons | AIRQUEST | HRCU-A-CB (Split System: Heat Pump with Remote Outdoor Unit-Air-Source) | HVH825GKA3* |  |  | EN(A,D)4X48L24**+WALLCON | *95CSU1002122A* | 24200 | 17 | 8.1 | 21200 | 16600 | 78.3% | 2.02 | 0 | 11.5 |  |  |  | No | R-410A | 2.0167 | Residential & Commercial | Ducted CEE Tier 1
210692370 | Central HP <5.4 tons | DAIKIN | HRCU-A-CB (Split System: Heat Pump with Remote Outdoor Unit-Air-Source) | DZ9VCA3610A* |  |  | CSCF3642N6D*+TXV | D*96VC0803BNA* | 33800 | 18.5 | 8.2 | 34000 | 24400 | 71.76% | 1.8 | 0 | 11.5 |  |  |  | No | R-410A | 2.8167 | Residential & Commercial | Ducted CEE Tier 1
210692373 | Central HP <5.4 tons | DAIKIN | HRCU-A-CB (Split System: Heat Pump with Remote Outdoor Unit-Air-Source) | DZ9VCA3610A* |  |  | CSCF3642N6D*+TXV | D*96VC1005CNA* | 33800 | 18.5 | 8.2 | 34000 | 24400 | 71.76% | 1.8 | 0 | 11.5 |  |  |  | No | R-410A | 2.8167 | Residential & Commercial | Ducted CEE Tier 1
211242098 | Central HP <5.4 tons | AIRQUEST | HRCU-A-CB (Split System: Heat Pump with Remote Outdoor Unit-Air-Source) | DLCURAH24ABK |  |  | EA*4X36L17A* | *80ES(N,L)0701712A* | 24400 | 16.5 | 8.5 | 26400 | 22400 | 84.85% | 1.84 | 0 | 10 |  |  |  | No | R-410A | 2.0333 | Residential & Commercial | Ducted CEE Tier 1
211242666 | Central HP <5.4 tons | AIRQUEST | HRCU-A-CB (Split System: Heat Pump with Remote Outdoor Unit-Air-Source) | DLCURAH24ABK |  |  | EA*4X36L21A* | *95ESN0601714A* | 24800 | 16 | 8.5 | 26600 | 22000 | 82.71% | 1.82 | 0 | 10 |  |  |  | No | R-410A | 2.0667 | Residential & Commercial | Ducted CEE Tier 1
211242677 | Central HP <5.4 tons | AIRQUEST | HRCU-A-CB (Split System: Heat Pump with Remote Outdoor Unit-Air-Source) | DLCURAH24ABK |  |  | EA*4X36L21A* | *95ESN0801716A* | 24800 | 15.5 | 8.5 | 26800 | 22000 | 82.09% | 1.8 | 0 | 10 |  |  |  | No | R-410A | 2.0667 | Residential & Commercial | Ducted CEE Tier 1
211242859 | Central HP <5.4 tons | AIRQUEST | HRCU-A-CB (Split System: Heat Pump with Remote Outdoor Unit-Air-Source) | DLCURAH24ABK |  |  | EA*4X37L17A* | *80VSL0451716A* | 24600 | 16.5 | 8.5 | 25600 | 21400 | 83.59% | 1.8 | 0 | 10 |  |  |  | No | R-410A | 2.05 | Residential & Commercial | Ducted CEE Tier 1
211244304 | Central HP <5.4 tons | COMFORTMAKER | HRCU-A-CB (Split System: Heat Pump with Remote Outdoor Unit-Air-Source) | DLCURAH24ABK |  |  | EN(A,D)4X30L14** | *80VTL0451412A* | 24000 | 16.5 | 8.1 | 26200 | 23000 | 87.79% | 1.9 | 0 | 10.5 |  |  |  | No | R-410A | 2 | Residential & Commercial | Ducted CEE Tier 1
211242332 | Central HP <5.4 tons | AIRQUEST | HRCU-A-CB (Split System: Heat Pump with Remote Outdoor Unit-Air-Source) | DLCURAH24ABK |  |  | EA*4X36L21A* | *80ES(N,L)0701716A* | 25000 | 16.5 | 8.5 | 26800 | 21800 | 81.34% | 1.8 | 0 | 10 |  |  |  | No | R-410A | 2.0833 | Residential & Commercial | Ducted CEE Tier 1
215931560 | Central HP <5.4 tons | DAY & NIGHT | HRCU-A-CB (Split System: Heat Pump with Remote Outdoor Unit-Air-Source) | C5H3V60*K*AAA* |  |  | EA*5X60M24A*+WALLCON | *80CTL1102120B* | 56000 | 18.5 | 8.5 | 60500 | 45500 | 75.21% | 2.06 | 0 | 11.5 |  |  |  | No | R-454B | 4.6667 | Residential & Commercial | Ducted CEE Tier 1
214243123 | Central HP <5.4 tons | KENMORE | HRCU-A-CB (Split System: Heat Pump with Remote Outdoor Unit-Air-Source) | (C,H,T)VH825GKA2* |  |  | EN(A,D,W)4X48L21**+WALLCON | *80CTL1102120B* | 24200 | 17 | 8.1 | 21200 | 16600 | 78.3% | 2.02 | 0 | 11.5 |  |  |  | No | R-410A | 2.0167 | Residential & Commercial | Ducted CEE Tier 1
211242550 | Central HP <5.4 tons | AIRQUEST | HRCU-A-CB (Split System: Heat Pump with Remote Outdoor Unit-Air-Source) | DLCURAH24ABK |  |  | EA*4X36L21A* | *80ES(N,L)0451712A* | 24200 | 17 | 8.5 | 26200 | 22600 | 86.26% | 1.86 | 0 | 10 |  |  |  | No | R-410A | 2.0167 | Residential & Commercial | Ducted CEE Tier 1
211242900 | Central HP <5.4 tons | AIRQUEST | HRCU-A-CB (Split System: Heat Pump with Remote Outdoor Unit-Air-Source) | DLCURAH24ABK |  |  | EA*4X37L17A* | *80VTL0451412A* | 24800 | 16.5 | 8.5 | 25600 | 21400 | 83.59% | 1.8 | 0 | 10 |  |  |  | No | R-410A | 2.0667 | Residential & Commercial | Ducted CEE Tier 1
210692325 | Central HP <5.4 tons | DAIKIN | HRCU-A-CB (Split System: Heat Pump with Remote Outdoor Unit-Air-Source) | DZ9VCA3610A* |  |  | CHPF3642C6C*+TXV | D*80VC0804C*A* | 33400 | 18 | 8.2 | 34000 | 24400 | 71.76% | 1.8 | 0 | 11 |  |  |  | No | R-410A | 2.7833 | Residential & Commercial | Ducted CEE Tier 1
210692350 | Central HP <5.4 tons | DAIKIN | HRCU-A-CB (Split System: Heat Pump with Remote Outdoor Unit-Air-Source) | DZ9VCA3610A* |  |  | CHPF3743C6B*+TXV | D*96VC0603BNA* | 33400 | 18 | 8.2 | 34000 | 24400 | 71.76% | 1.8 | 0 | 11 |  |  |  | No | R-410A | 2.7833 | Residential & Commercial | Ducted CEE Tier 1
212978191 | Central HP <5.4 tons | COMFORTMAKER | HRCU-A-CB (Split System: Heat Pump with Remote Outdoor Unit-Air-Source) | DLCURAH24ABK |  |  | EN(A,D)4X30L14** | *80MS(N,L)0701412A* | 23600 | 17 | 8.5 | 26200 | 24600 | 93.89% | 2.04 | 0 | 10.5 |  |  |  | No | R-410A | 1.9667 | Residential & Commercial | Ducted CEE Tier 1
211242074 | Central HP <5.4 tons | AIRQUEST | HRCU-A-CB (Split System: Heat Pump with Remote Outdoor Unit-Air-Source) | DLCURAH24ABK |  |  | EA*4X36L17A* | *80ES(N,L)0451412A* | 24600 | 16 | 8.5 | 26600 | 22200 | 83.46% | 1.82 | 0 | 10 |  |  |  | No | R-410A | 2.05 | Residential & Commercial | Ducted CEE Tier 1
211242199 | Central HP <5.4 tons | AIRQUEST | HRCU-A-CB (Split System: Heat Pump with Remote Outdoor Unit-Air-Source) | DLCURAH24ABK |  |  | EA*4X36L17A* | *80ES(N,L)0701412A* | 24400 | 17 | 8.5 | 26200 | 22400 | 85.5% | 1.86 | 0 | 10 |  |  |  | No | R-410A | 2.0333 | Residential & Commercial | Ducted CEE Tier 1
211226108 | Central HP <5.4 tons | CARRIER | HRCU-A-CB (Split System: Heat Pump with Remote Outdoor Unit-Air-Source) | 38MURAQ36AB3* |  |  | CNPV*4824AL* | 59SC5B140E24**22 | 37400 | 15.2 | 8.1 | 40000 | 35200 | 88% | 2.08 | 0 | 10 |  |  |  | No | R-410A | 3.1167 | Residential & Commercial | Ducted CEE Tier 1
211226109 | Central HP <5.4 tons | CARRIER | HRCU-A-CB (Split System: Heat Pump with Remote Outdoor Unit-Air-Source) | 38MURAQ36AB3* |  |  | CNPV*4824AL* | 59SP6A080V21**20 | 36200 | 16 | 8.1 | 38500 | 34800 | 90.39% | 2.02 | 0 | 10 |  |  |  | No | R-410A | 3.0167 | Residential & Commercial | Ducted CEE Tier 1
213826419 | Central HP <5.4 tons | TRANE | HRCU-A-CB (Split System: Heat Pump with Remote Outdoor Unit-Air-Source) | 4TWV7X24A1 |  |  | 4TXCB004DS3 | S9V2B060U3VSB+LRP | 24000 | 17.1 | 8.5 | 18400 | 12900 | 70.11% | 1.8 | 0 | 12 |  |  |  | No | R-410A | 2 | Residential & Commercial | Ducted CEE Tier 1
212976793 | Central HP <5.4 tons | CARRIER | HRCU-A-CB (Split System: Heat Pump with Remote Outdoor Unit-Air-Source) | 38MURAQ36AB3* |  |  | CAP**4821AL* | GG96VTAB60100C** | 35800 | 16.5 | 8.5 | 37800 | 34600 | 91.53% | 2.02 | 0 | 10 |  |  |  | No | R-410A | 2.9833 | Residential & Commercial | Ducted CEE Tier 1
212609392 | Central HP <5.4 tons | RUSSELL | HRCU-A-CB (Split System: Heat Pump with Remote Outdoor Unit-Air-Source) | SP18AZ48AJVC |  |  | TCFZ6021SEAAM | S802V0504A17UHN | 45000 | 19 | 8.5 | 44000 | 45500 | 103.4% | 1.9 | 0 | 12 |  |  |  | No | R-410A | 3.75 | Residential & Commercial | Ducted CEE Tier 1
215931652 | Central HP <5.4 tons | KENMORE | HRCU-A-CB (Split System: Heat Pump with Remote Outdoor Unit-Air-Source) | (C,H,T)5H3V60*K*AAA* |  |  | EA*5X60M24A*+WALLCON | *96CTN1202422B* | 56000 | 18.5 | 8.5 | 60500 | 46000 | 76.03% | 2.06 | 0 | 11 |  |  |  | No | R-454B | 4.6667 | Residential & Commercial | Ducted CEE Tier 1
214573875 | Central HP <5.4 tons | KEEPRITE | HRCU-A-CB (Split System: Heat Pump with Remote Outdoor Unit-Air-Source) | CVH837GKA2* |  |  | EA*4X43L21A*+WALLCON | *95CSU1002122B* | 33000 | 17.5 | 8.5 | 32600 | 25000 | 76.69% | 2 | 0 | 11.5 |  |  |  | No | R-410A | 2.75 | Residential & Commercial | Ducted CEE Tier 1
210532901 | Central HP <5.4 tons | BRYANT HEATING AND COOLING SYSTEMS | HRCU-A-CB (Split System: Heat Pump with Remote Outdoor Unit-Air-Source) | 284ANV048*0**B* |  |  | CNPV*4824AL*+UI | 83*CA60100C21*** | 44000 | 21 | 8.5 | 46500 | 36600 | 78.71% | 2.14 | 0 | 11.7 |  |  |  | No | R-410A | 3.6667 | Residential & Commercial | Ducted CEE Tier 1
210532903 | Central HP <5.4 tons | BRYANT HEATING AND COOLING SYSTEMS | HRCU-A-CB (Split System: Heat Pump with Remote Outdoor Unit-Air-Source) | 284ANV048*0**B* |  |  | CNPV*4824AL*+UI | 88*TA60090C21*** | 44000 | 21 | 8.5 | 46500 | 36400 | 78.28% | 2.18 | 0 | 12 |  |  |  | No | R-410A | 3.6667 | Residential & Commercial | Ducted CEE Tier 1
213079331 | Central HP <5.4 tons | TEMPSTAR | HRCU-A-CB (Split System: Heat Pump with Remote Outdoor Unit-Air-Source) | DLCURAH36ABK |  |  | EN(A,D)4X48L24** | *80MSU0802120A* | 35800 | 17 | 8.1 | 38000 | 34800 | 91.58% | 2.04 | 0 | 10.5 |  |  |  | No | R-410A | 2.9833 | Residential & Commercial | Ducted CEE Tier 1
210720700 | Central HP <5.4 tons | BRYANT HEATING AND COOLING SYSTEMS | HRCU-A-CB (Split System: Heat Pump with Remote Outdoor Unit-Air-Source) | 284ANV036*0**B* |  |  | CSPH*6012AL*+UI | 935CA66100C21*** | 34600 | 19 | 9 | 34600 | 25200 | 72.83% | 2.04 | 0 | 12 |  |  |  | No | R-410A | 2.8833 | Residential & Commercial | Ducted CEE Tier 1